## Sheet1
datasheet_link | target_col | text
https://kenall.com/Kenall-Files/Product-Files/SpecificationSheets/CSEFL_14_22_24.pdf | lighting | ModelCSEFL14 1'×4'CSEFL22 2'×2'CSEFL24 2'×4'Lamp Power1×445L 45 Watt LED67L 67 Watt LED2×245LD 45 Watt Dual-Row LED67L 67 Watt LED2×445LD 45 Watt Dual-Row LED67L 67 Watt LED90L 90 Watt LEDCSEFL SERIES – EXTENDED FLANGEPRODUCT FEATURES: » Recessed ceiling mount – flange; 1'×4', 2'×2', 2'×4' » One-piece seam welded housing with extended flange assures seal against rough ceilings » One-piece doorframe provides air-tight integrity of luminaire » Suitable for Class 100 (ISO 5) environments » Flanged for drywall or plaster ceilings— not suitable for grid ceilingsSPECIFICATIONS:HOUSING: Standard 20-gauge cold rolled steel, hole-free, one-piece, seam-welded construction. White TGIC polyester powder coat finish with 5-step pre-treatment. Salt spray test: 1,000 hours; Reflectance: 92%. Housing flange is 18-gauge stainless steel or aluminum with mitered and welded corners. Flange finish matches doorframe except when PAH Housing Option (flange is painted white aluminum).DOORFRAME: 20-gauge type 304 stainless steel (#4 finish-post fabrication) or .063 fabricated aluminum painted. One-piece 60° beveled perimeter construction. Continuous angle lens retention system. Mechanical guide for doorframe fastener alignment. Doorframe secured to housing with stainless steel aircraft cables and captive flush mounted phillips head stainless steel fasteners (8) for 2×2, (12) for 2×4; thumb screws optional.LENS: Impact-resistant diffused acrylic lens sealed to perimeter ledge of lens aperture with silicone sealant and secured with continuous lens retention system. See Options for alternate lens selections. Lens orientation – smooth side out. Can be combined with prismatic inner lens; specify type in Lens Type field - overlay combination inner/outer (example: 2/SYM).ELECTRICAL: Available 3000K, 3500K, 4000K and 5000K color temperatures, 82 CRI; maximum 3-step MacAdam variation allowance. 120-277VAC, 50/60Hz electrical input with serviceable high power factor electronic, constant-current driver (<20% THD, >0.95 PF). Standard 0-10V dimming with 1-100% range and dim-to-dark capabilities (non dim-to-dark with 347V); 330µA maximum source current.SENSOR & CONTROLS: Optional sensor available with compatible third party controls. To see the full list of compatible controls, click here.INSTALLATION: Adjustable swing-out mounting brackets standard. See Options for continuous row mounting and plaster frames. Fixture designed for hard ceilings only. Not suitable for grid ceilings.WARRANTY: Limited five (5) year warranty.LISTINGS: Luminaire is certified to UL standards by Intertek Testing Laboratories for Wet Location. Certified IP65 per IEC 60598. NSF2 Splash/Non-Food Zone. CCEA Approved. Suitable for BSL 1-4 laboratories.Lamp Color30K8 3000K / 82 CRI min. 35K8 3500K / 82 CRI min.40K8 4000K / 82 CRI min.50K8 5000K / 82 CRI min.Driver TypeDIM1 0-10V Dimming to 1%Voltage120 120 Volts277 277 Volts347 347 VoltsDV 120-277 VoltsDoorframe OptionsPAF .063" Painted Fabricated Aluminum5F 20-Ga Type 304 SSXF 20-Ga Type 316 SSHousing Options2H 20-Ga CRS (STD)5H 20-Ga Type 304 SSXH 20-Ga Type 316 SSPAH .050" Painted AluminumLens TypeAcrylicSYM Symmetric, Diffused DR Acrylic (STD) U .125" #12 Prismatic High Impact Acrylic Polycarbonate2 .125" #12 PrismaticTempered GlassTG .250" Textured Tempered GlassSpecified LensSL Specified LensOptionsLELI 10W LED Emergency Battery BackupDLN LED Night Light w/Light Level Control (100% - 20%; Voltage specific selection required; n/a 347V)FS Fuse & HolderFN* Food Zone/Non-Contact TS Stainless Steel Doorframe Thumb ScrewsHJ Sealed WirewayPF Plaster FrameRF Radio Frequency FilterRM Continuous Row Mounting (consut factory for ceiling cut-out)TH 1/2" Trade Size Threaded Hub I n/a with 347V; 0ºC/32ºF min. operating environment* n/a with TG Optionwww.kenall.com ¦ P: 800-4-Kenall ¦ F: 262-891-9700 ¦ 10200 55th Street Kenosha, Wisconsin 53144, USA This product complies with the Buy American Act: manufactured in the United States with more than 50% of the component cost of US origin. It may be covered by patents found at www.kenall.com/patents. Content of specifcation sheets is subject to change; please consult www.kenall.com for current product details. ©2022 Kenall Mfg.Co. SIMPLESEAL™ CCEAApprovedCIP65ISO 5Class 100FNOPTIONORDERING INFORMATION (Ex: CSEFL24-45LD-35K8-DIM1-277-5F-2H-SYM-LEL)ModelLamp PowerLamp ColorDriver TypeDoorframe OptionVoltageHousingLens TypeOptionsPROJECT INFORMATIONJob NameFixture TypeCatalog NumberApproved byBSL 1-4DIM1CSEFL_14_22_24-100523NOT FOR GRID CEILING INSTALLATIONSwww.kenall.com ¦ P: 800-4-Kenall ¦ F: 262-891-9700 ¦ 10200 55th Street Kenosha, Wisconsin 53144, USA This product complies with the Buy American Act: manufactured in the United States with more than 50% of the component cost of US origin. It may be covered by patents found at www.kenall.com/patents. Content of specifcation sheets is subject to change; please consult www.kenall.com for current product details. ©2022 Kenall Mfg.Co. For additional photometry, go to www.kenall.comCSEFL SERIES – Technical DataSIMPLESEAL™ PERFORMANCEDisplayed information is for selected luminaires only. Additional wattages and color temperatures are also available. Visit www.kenall.com for additional information.Initial Delivered LumensModelLamp Type@ 25°C Efficacy (lm/W)Input Power (W)Drive Current (mA)Estd. L70 LED Life (Hrs)CSEFL1445L-30K84,9061004910080,00045L-35K85,14010545L-40K85,23010745L-50K85,43911167L-30K87,514104727567L-35K87,87410967L-40K88,01111167L-50K88,332116CSEFL2245LD-30K85,212106465080,00045LD-35K85,46111145LD-40K85,55611345LD-50K85,77911867L-30K87,983111727567L-35K88,36511667L-40K88,51111867L-50K88,852123CSEFL2445LD-30K86,2931374650100,00045LD-35K86,59314345LD-40K86,70914645LD-50K86,97715267L-30K88,752122727580,00067L-35K89,17112767L-40K89,33113067L-50K89,70413590L-30K811,2471169710060,00090L-35K811,78412190L-40K811,99012490L-50K812,47012931702378158521793Model: CSEFL14-67L-40K8-DIM1-DV-5F-2H-SYMMaximum Candela = 3170 Located At Horizontal Angle = 15, Vertical Angle = 2.5 1 - Vertical Plane Through Horizontal Angles (15-195) (Through Max. Cd.) 2 - Horizontal Cone Through Vertical Angle (2.5) (Through Max. Cd.)34772608173986921Max Candela = 3477 Located At Horizontal Angle = 0, Vertical Angle = 0 1 - Vertical Plane Through Horizontal Angles (0 - 180) (Through Max. Cd.) 2 - Horizontal Cone Through Vertical Angle (0) (Through Max. Cd.)Model: CSEFL22-67L-40K8-DIM1-DV-5F-2H-SYMModel: CSEFL24-90L-40K8-DIM1-DV-5F-2H-SYMMax Candela = 4806 Located At Horizontal Angle = 0, Vertical Angle = 5 1 - Vertical Plane Through Horizontal Angles (0 - 180) (Through Max. Cd.) 2 - Horizontal Cone Through Vertical Angle (5) (Through Max. Cd.)480636042403120121CSEFL_14_22_24-100523CEILING CUT-OUT DIMENSIONS A B1×4 12.13 48.252×2 24.13 24.252×4 24.13 48.25DIMENSIONAL DATAABGASKET PROFILERECOMMENDED CEILING CUTOUTCROSS SECTIONC-channel By OthersCeilingDoorframe GasketLens Frame25.52" × 49.64"Housing Flange26.31" × 50.40"23.974.9328.754.93Lens Frame13.52" × 49.64"Housing Flange14.31" × 50.40"11.9716.754.93Lens Frame25.52" × 25.64"Housing Flange26.31" × 26.40"23.9728.751 × 42 × 22 × 4www.kenall.com ¦ P: 800-4-Kenall ¦ F: 262-891-9700 ¦ 10200 55th Street Kenosha, Wisconsin 53144, USA This product complies with the Buy American Act: manufactured in the United States with more than 50% of the component cost of US origin. It may be covered by patents found at www.kenall.com/patents. Content of specifcation sheets is subject to change; please consult www.kenall.com for current product details. ©2022 Kenall Mfg.Co. CSEFL SERIES – Technical DataSIMPLESEAL™ CSEFL_14_22_24-100523
https://kenall.com/Kenall-Files/Product-Files/SpecificationSheets/MPH.pdf | lighting | www.kenall.com ¦ P: 800-4-Kenall ¦ F: 262-891-9701 ¦ 10200 55th Street Kenosha, Wisconsin 53144, USA This product complies with the Buy American Act: manufactured in the United States with more than 50% of the component cost of US origin. It may be covered by patents found at www.kenall.com/patents. Content of specifcation sheets is subject to change; please consult www.kenall.com for current product details. ©2022 Kenall Mfg.Co. SPECIFICATIONSHOUSING: Extruded 6063-T5 aluminum construction with die-cast aluminum end caps. Standard low-gloss anti-microbial white TGIC polyester powder-coat finish with five-stage pre-treatment. See optional finish selections. Formed 14-gauge CRS baseplate secures the housing assembly to the mounting surface.OPTIC: Diffused impact-resistant lenses for up-light and down-light lamping. Isolated optical compartments prevent light-bleed between lamping functions.LED MODULE: Mid-power LED array. Minimum 82 CRI standard (R9 >20). See Ordering Information for available color temperature options. Maximum 3-step MacAdam variation allowance. LED DRIVER: 120-277VAC or 347VAC, 50/60Hz electrical input with serviceable constant-current driver (<10% THD, >0.90PF). Minimum 85% driver efficiency. Standard 0-10V dimming with 1-100% range and dim-to-dark capabilities (non dim-to-dark with 347V); maximum 330 µA maximum source current. Optional 0-10V dimming with 0.1%-100% range and dim-to-dark capabilities via eldoLED SOLOdrive series driver (n/a 347V input; ≤0.5V required from dimming control for dim-to-dark operation; 400µA max. source current). Optional eldoLED ECOdrive DALI drivers with 1-100% range. Optional Dual Circuit power and control wiring provides the ability to independently switch the up- and down-lighting functions. Standard configuration is for Single Circuit power and control wiring.CONTROLS: Optional integral low-voltage controller with and without dimming (LVCD and LVC, respectively) capability through a compatible wall, bed or pillow speaker controller. When ordered in conjunction with the night light option, the low-voltage controller powers and controls the night light. Refer to hyperlinks within the Ordering Information for further details. See ‘Accessories’ for available low-voltage wall control switches.INSTALLATION: Surface wall-mount installation over a recessed junction box. Internal mounting holes (hardware provided by others). Housing assembly attaches to baseplate via recessed internal hex set screws. Suitable for 0°C to 25°C ambient temperature environments.PHOTOMETRICS: Photometry tested to the IESNA LM-79-08 standard by an ILAC/ISO17025 accredited laboratory. For additional photometric data, please go to www.kenall.com.WARRANTY: Limited five (5) year warranty.LISTINGS/CERTIFICATIONS: Luminaire is certified to UL Standards by Intertek Testing Laboratory for Damp Location installations. Dust-tight to IP6x per IEC 60598 standard. NSF2 Splash/Non- Food Zone.PRODUCT FEATURES: » Bi-directional (up/down) illumination in a wall-mounted luminaire » Multi-function capability, providing Ambient and Examination lighting » Thin profile constructed of die-cast and extruded aluminum » Uniform light distribution via diffused DR acrylic lenses » High-output, high-CRI LED lamp sourcesNominal Length24 24" Nominal36 36" Nominal48 48" NominalFinishMW Anti-Microbial Matte WhiteWS Warm Satin Painted AnodizedCS Cool Satin Painted AnodizedBR BronzeBE BeigeLamp Power23/23L 23W LED Up / 23W LED Down (24")25/25L 25W LED Up / 25W LED Down (36")34/34L 34W LED Up / 34W LED Down (36")34/34L 34W LED Up / 34W LED Down (48")46/46L 46W LED Up / 46W LED Down (48") Lamp Color30K9 3000K / 90CRI min. 35K8 3500K / 82CRI min.35K9 3500K / 90CRI min.40K8 4000K / 82CRI min.40K9 4000K / 90CRI min.Driver TypeDIM1 0-10V Dimming to 1% DIM01 0-10V Dimming to 0.1%DALI DALI dimming to 1%Lamp ControlS^ Single Circuit Power and Control Wiring (Lamping Operates Together)D Dual Circuit Power and Control Wiring (Lamping Operates Individually) Input VoltageDV 120-277VAC, 50/60Hz347 347VAC, 60Hz (DIM1 only)OptionsLEL Integral 6W Emergency Battery Backup (n/a 347V and 24") FS Fuse NLW 2700K White LED Night Light (n/a 347V) NLA Amber LED Night Light (n/a 347V)LVC* Low-Voltage Controller (Click here for specifications) LVCD* Low-Voltage Controller w/Dimming (Click here for specifications)^ Not available with 46/46L* DIM1 and DIM01 only, n/a 347VMPH SERIESMEDMASTER®PROJECT INFORMATIONJob NameFixture TypeCatalog NumberApproved byORDERING INFORMATION (Ex: MPH-24-MW-23/23L-40K8-DIM1-S-DV)ModelLamp PowerVoltageLamp ControlsOptionsLamp ColorDriver TypeLengthFinishMPHLuminaire for Patient Room ApplicationsMPH-022522LEDACCESSORIES ORDERED SEPARATELY MPWS Low Voltage Wall Switch (Click here for Specifications)IP6xwww.kenall.com ¦ P: 800-4-Kenall ¦ F: 262-891-9701 ¦ 10200 55th Street Kenosha, Wisconsin 53144, USA This product complies with the Buy American Act: manufactured in the United States with more than 50% of the component cost of US origin. It may be covered by patents found at www.kenall.com/patents. Content of specifcation sheets is subject to change; please consult www.kenall.com for current product details. ©2022 Kenall Mfg.Co. For additional photometry, go to www.kenall.comPERFORMANCE 60812151823243012Model: MPH-48-MW-46/46L-40K8-DIM1-DVMaximum Candela = 2430 Located At Horizontal Angle = 0, Vertical Angle = 42.5 1 - Vertical Plane Through Horizontal Angles (0-180) (Through Max. Cd.) 2 - Horizontal Cone Through Vertical Angle (42.5) (Through Max. Cd.)Initial Delivered Lumens, by CCT (lm)LengthLamp PowerOrientation30K830K935K835K940K840K9Efficacy (lm/W)Input Power (W)Estd. L70 LED Life (Hrs)2423/23LUp Only2,5862,0282,6242,0752,6972,22980 - 1062580,000Down Only2,5491,9992,5862,0462,6582,19779 - 10525Up & Down5,1024,0015,1774,0945,3204,39779 - 106503625/25LUp Only2,9312,2992,9742,3523,0572,52686 - 1142795,000Down Only2,8892,2662,9312,3183,0132,49085 - 11327Up & Down5,7834,5345,8674,6406,0304,98486 - 1145334/34LUp Only3,8633,0293,9193,1004,0283,32984 - 1123680,000Down Only3,8072,9863,8633,0553,9703,28183 - 11136Up & Down7,6215,9767,7326,1157,9466,56884 - 112714834/34LUp Only4,1463,2514,2073,3274,3233,57389 - 1193695,000Down Only4,0863,2044,1463,2794,2613,52288 - 11736Up & Down8,1796,4138,2986,5638,5297,04989 - 1187246/46LUp Only5,5074,3185,5874,4185,7424,74688 - 1174980,000Down Only5,4274,2565,5074,3555,6604,67887 - 11649Up & Down10,8638,51811,0218,71611,3279,36288 - 11697AllNLWDown Only46n/a1100,000NLA361100,000Information subject to change without notice. Visit www.kenall.com for IES files and additional information.MPH-022522MPH SERIESMEDMASTER®Luminaire for Patient Room Applicationswww.kenall.com ¦ P: 800-4-Kenall ¦ F: 262-891-9701 ¦ 10200 55th Street Kenosha, Wisconsin 53144, USA This product complies with the Buy American Act: manufactured in the United States with more than 50% of the component cost of US origin. It may be covered by patents found at www.kenall.com/patents. Content of specifcation sheets is subject to change; please consult www.kenall.com for current product details. ©2022 Kenall Mfg.Co. DIMENSIONAL DATA (IN INCHES) A B C D E Weight (lbs)24" 26.35 12.00 8.00 4.00 13.18 11.2536" 38.35 18.00 12.00 6.00 19.18 17.048" 50.35 24.00 16.00 8.00 25.17 23.25DIMENSIONAL DATABACK VIEWCROSS SECTIONMPH SERIESMEDMASTER™Patient Room Wall Mounted Luminaire MPH-022522
https://kenall.com/Kenall-Files/Product-Files/SpecificationSheets/MPH-ICT.pdf | lighting | www.kenall.com ¦ P: 800-4-Kenall ¦ F: 262-891-9701 ¦ 10200 55th Street Kenosha, Wisconsin 53144, USA This product complies with the Buy American Act: manufactured in the United States with more than 50% of the component cost of US origin. It may be covered by patents found at www.kenall.com/patents. Content of specifcation sheets is subject to change; please consult www.kenall.com for current product details. ©2022 Kenall Mfg.Co. SPECIFICATIONSHOUSING: Extruded 6063-T5 aluminum construction with die-cast aluminum end caps. Standard low-gloss anti-microbial white TGIC polyester powder-coat finish with five-stage pre-treatment. See optional finish selections. Formed 14-gauge CRS baseplate secures the housing assembly to the mounting surface.OPTIC: Diffused impact-resistant lenses for up-light and down-light lamping. Isolated optical compartments prevent light-bleed between lamping functions.LED MODULE: Second-generation LED providing single-source white disinfection spectrum. Available 3500K and 4000K color temperature on black-body locus. 3-step MacAdam variation allowance. 82CRI minimum. LED DRIVER: 120-277VAC or 347VAC, 50/60Hz electrical input with serviceable constant-current driver (<10% THD, >0.90PF). Minimum 85% driver efficiency. Standard 0-10V dimming with 1-100% range and dim-to-dark capabilities (non dim-to-dark with 347V); maximum 330 µA maximum source current. Optional 0-10V dimming with 0.1%-100% range and dim-to-dark capabilities via eldoLED SOLOdrive series driver (n/a 347V input; ≤0.5V required from dimming control for dim-to-dark operation; 400µA max. source current). Optional eldoLED ECOdrive DALI drivers with 1-100% range. Optional Dual Circuit power and control wiring provides the ability to independently switch the up- and down-lighting functions. Standard configuration is for Single Circuit power and control wiring.CONTROLS: Optional integral low-voltage controller with and without dimming (LVCD and LVC, respectively) capability through a compatible wall, bed or pillow speaker controller. When ordered in conjunction with the night light option, the low-voltage controller powers and controls the night light. Refer to hyperlinks within the Ordering Information for further details. See ‘Accessories’ for available low-voltage wall control switches.INSTALLATION: Surface wall-mount installation over a recessed junction box. Internal mounting holes (hardware provided by others). Housing assembly attaches to baseplate via recessed internal hex set screws. Suitable for 0°C to 25°C ambient temperature environments.PHOTOMETRICS: Photometry tested to the IESNA LM-79-08 standard by an ILAC/ISO17025 accredited laboratory. For additional photometric data, please go to www.kenall.com.WARRANTY: Limited five (5) year warranty.LISTINGS/CERTIFICATIONS: Luminaire is certified to UL Standards by Intertek Testing Laboratory for Damp Location installations. Dust-tight to IP6x per IEC 60598 standard. NSF2 Splash/Non-Food Zone. RoHS compliant. * Per independent lab report #SGS-09S17036476. Contact Kenall for a copy of this report.**Antimicrobial Activity of a Continuous Visible Light Disinfection System by Rutala, et. al, ID Week 2016PRODUCT FEATURES: » Provides environmental disinfection and effective, efficient lighting performance via visible LED light » Single-Mode Indigo-Clean Technology is independently tested to kill harmful bacteria, such as Staph*, including MRSA** » Bi-directional (up/down) illumination with multi-function capability » Thin-profile construction in extruded aluminum with die-cast endcaps and diffused acrylic lensesNominal Length24 24" Nominal48 48" NominalFinishMW Anti-Microbial Matte WhiteWS Warm Satin Painted AnodizedCS Cool Satin Painted AnodizedBR BronzeBE BeigeLamp Power23/23C 23W Single-Mode ICT Up/Down (24")45/45C 45W Single-Mode ICT Up/Down (48") Lamp Color35K8 3500K / 82CRI min.40K8 4000K / 82CRI min.Driver TypeDIM1 0-10V Dimming to 1% DIM01 0-10V Dimming to 0.1%DALI DALI dimming to 1%Lamp ControlS^ Single Circuit Power and Control Wiring (Lamping Operates Together)D Dual Circuit Power and Control Wiring (Lamping Operates Individually) Input VoltageDV 120-277VAC, 50/60Hz347 347VAC, 60Hz (DIM1 only)OptionsLEL Integral 6W Emergency Battery Backup (n/a 347V and 24") FS Fuse NLW 2700K White LED Night Light (n/a 347V) NLA Amber LED Night Light (n/a 347V)LVC* Low-Voltage Controller (Click here for specifications) LVCD* Low-Voltage Controller w/Dimming (Click here for specifications)^ Not available with 45/45C* DIM1 and DIM01 only, n/a 347VMPH SERIES using Indigo-Clean TechnologyMEDMASTER®PROJECT INFORMATIONJob NameFixture TypeCatalog NumberApproved byORDERING INFORMATION (Ex: MPH-24-MW-23/23C-40K8-DIM1-S-DV)ModelLamp PowerVoltageLamp ControlsOptionsLamp ColorDriver TypeLengthFinishMPHLuminaire for Patient Room ApplicationsLEDACCESSORIES ORDERED SEPARATELY MPWS Low Voltage Wall Switch (Click here for Specifications)MPH-ICT-022522IP6xwww.kenall.com ¦ P: 800-4-Kenall ¦ F: 262-891-9701 ¦ 10200 55th Street Kenosha, Wisconsin 53144, USA This product complies with the Buy American Act: manufactured in the United States with more than 50% of the component cost of US origin. It may be covered by patents found at www.kenall.com/patents. Content of specifcation sheets is subject to change; please consult www.kenall.com for current product details. ©2022 Kenall Mfg.Co. For additional photometry, go to www.kenall.comPERFORMANCE3577141070142721Model: MPH-48-MW-45/45C-40K8-DIM1-DVMaximum Candela = 1427 Located At Horizontal Angle = 0, Vertical Angle = 42.5 1 - Vertical Plane Through Horizontal Angles (0-180) (Through Max. Cd.) 2 - Horizontal Cone Through Vertical Angle (42.5) (Through Max. Cd.)Information subject to change without notice. Visit www.kenall.com for IES files and additional information.MPH-ICT-022522MPH SERIES using Indigo-Clean TechnologyMEDMASTER®Luminaire for Patient Room ApplicationsInitial Delivered Lumens, by CCT (lm)LengthLamp PowerOrientation35K840K8Input Power (W)Estd. L70 LED Life (Hrs)2423/23LUp Only1,5211,5842575,000Down Only1,4991,56125Up & Down3,0003,125474845/45LUp Only3,2373,3724975,000Down Only3,1913,32449Up & Down6,3866,65295AllNLWDown Only461100,000NLA361100,000DIMENSIONAL DATA (IN INCHES) A B C D E Weight (lbs)24" 26.35 12.00 8.00 4.00 13.18 11.2548" 50.35 24.00 16.00 8.00 25.17 23.25DIMENSIONAL DATABACK VIEWCROSS SECTION
https://www.cooperlighting.com/api/assets/v1/file/CLS/content/004b54f0e8c946bb9ffead41007130f8/corelite-jaylum-j2-susp-led-specsheet | lighting | %PDF-1.7%âãÏÓ389 0 obj< >endobj xref389 1800000000016 00000 n0000005046 00000 n0000005208 00000 n0000005284 00000 n0000005320 00000 n0000007025 00000 n0000007180 00000 n0000007319 00000 n0000007456 00000 n0000007593 00000 n0000007732 00000 n0000007871 00000 n0000008008 00000 n0000008145 00000 n0000008284 00000 n0000008421 00000 n0000008560 00000 n0000008696 00000 n0000008902 00000 n0000009088 00000 n0000009288 00000 n0000009474 00000 n0000009674 00000 n0000009859 00000 n0000010061 00000 n0000010247 00000 n0000010451 00000 n0000010637 00000 n0000010837 00000 n0000011022 00000 n0000011391 00000 n0000011438 00000 n0000011485 00000 n0000011599 00000 n0000011711 00000 n0000011738 00000 n0000012413 00000 n0000012670 00000 n0000012925 00000 n0000013535 00000 n0000013796 00000 n0000014170 00000 n0000014514 00000 n0000014561 00000 n0000014700 00000 n0000015041 00000 n0000015483 00000 n0000015980 00000 n0000016354 00000 n0000016401 00000 n0000016448 00000 n0000016495 00000 n0000016542 00000 n0000021513 00000 n0000021959 00000 n0000022321 00000 n0000022829 00000 n0000023091 00000 n0000023436 00000 n0000023746 00000 n0000028661 00000 n0000028797 00000 n0000029204 00000 n0000029231 00000 n0000035258 00000 n0000041150 00000 n0000046261 00000 n0000051345 00000 n0000051382 00000 n0000051528 00000 n0000051670 00000 n0000051812 00000 n0000051958 00000 n0000057254 00000 n0000061640 00000 n0000066896 00000 n0000066928 00000 n0000067275 00000 n0000067662 00000 n0000068013 00000 n0000068400 00000 n0000068432 00000 n0000068464 00000 n0000068496 00000 n0000068528 00000 n0000068560 00000 n0000078268 00000 n0000080926 00000 n0000081041 00000 n0000081111 00000 n0000081223 00000 n0000091669 00000 n0000091940 00000 n0000092471 00000 n0000098007 00000 n0000109796 00000 n0000120011 00000 n0000120398 00000 n0000131432 00000 n0000131471 00000 n0000131541 00000 n0000131645 00000 n0000138030 00000 n0000138299 00000 n0000138578 00000 n0000140639 00000 n0000142484 00000 n0000142715 00000 n0000142877 00000 n0000142978 00000 n0000143152 00000 n0000143320 00000 n0000143479 00000 n0000143647 00000 n0000144912 00000 n0000145200 00000 n0000151753 00000 n0000151792 00000 n0000157096 00000 n0000157135 00000 n0000192500 00000 n0000192539 00000 n0000199145 00000 n0000199184 00000 n0000238609 00000 n0000238648 00000 n0000245728 00000 n0000245767 00000 n0000252967 00000 n0000253006 00000 n0000259535 00000 n0000259574 00000 n0000266773 00000 n0000266812 00000 n0000273302 00000 n0000273341 00000 n0000279870 00000 n0000279909 00000 n0000286515 00000 n0000286554 00000 n0000286941 00000 n0000287038 00000 n0000287184 00000 n0000287423 00000 n0000287810 00000 n0000287931 00000 n0000288085 00000 n0000288324 00000 n0000288711 00000 n0000288832 00000 n0000288986 00000 n0000289389 00000 n0000289788 00000 n0000290645 00000 n0000294591 00000 n0000312911 00000 n0000313248 00000 n0000313549 00000 n0000314434 00000 n0000314737 00000 n0000315086 00000 n0000315304 00000 n0000315520 00000 n0000315820 00000 n0000316703 00000 n0000316979 00000 n0000317297 00000 n0000318177 00000 n0000319056 00000 n0000319153 00000 n0000319250 00000 n0000319347 00000 n0000319444 00000 n0000319541 00000 n0000319638 00000 n0000319735 00000 n0000319832 00000 n0000319929 00000 n0000320026 00000 n0000003896 00000 ntrailer< ]/Prev 851886>>startxref0%%EOF 568 0 obj< >streamhŞ´T{P”Uÿ]öÅ®_Ë.,,£ë‹PPœ‘^Š49-ò`yn†‰,Nf2RQÆ�¤„Œ£˜Î¶„ àJ3M8Ô„™(’ ”,L“3u–‡˜äLıÑıÍïû�sî¹�sï÷}8Àn¶@rdXl2ˆ ¶�B”øTÌ„ÔnøÁÛ¼ïW÷5¼Y¢<Õ…ÿ¯=•¼Â�x$l•ÓæËŸj_=–£Vv¨Îü–�yäJnkâÄãIóh�Ÿ[”pjWóÀ+çÜV)<oÅŸ¯óò�×¦ô•®™¯fªÊ‹é>æœ<ÇLZ/E¹`üjNkRµ¤çõîŒæDoEdæ/ ê²Ë{üb�Ó¾j™$TÍtYşª÷yÃ7—ùîM1ÔŒì~:æRê†ššòeU{lvõ×‚ku-IË�ÊÓÃºšÈõ¶=Zƒıñ-ËUC†oÜÑMí•ÜËœÙ×•–¶IR>%ÎhOß¤¦¾Ôèw&Î+´>¦-ÃWeWªõyæx,í*¬a£Èt{ú�ıA)}N(à‡¤~S\FµK¨v]Îöö"S_v[]Í•ì÷&Ë³ÊÊOç¹*’Ò”×-{óÜeâmÅ!ÎT…úe¯YË•ªìª¶ÖXü\Sï”n—}™±ÆØÛøy¼GG’wÑ’gR©ƒ:++»ìï­è‰7$U¯ÔìĞ>–¿Ø/Ğèõÿ‡4û‘QOœ_K›y˜8¿"µÍš¬…i‹{)©1¸¨TJ5�í>;Èöğ�XX‰"äa'!ï¡Z™#�â³Y~‚³¤†9›ÅBNØ`S†QŒØ„cœ%²Šæ1v”™YâlAÃX4Æ]È\eÎÈeûE�Ó˜lHÖôØMĞË«¥"y.,˜éX(ÓA°€ÕßJÂ‡uĞx1Í~w,õ²¬íe:Ï?é]‡œÍ°à�È"rA/"‡P�¨à›™@¹œ¼Ü»pJ#¸ÚQp®àÜäg‘òIƒælk?­F;ê'MÆ[ÊY>/Ğ.:¦óe¼&g[p�LÊ‹Ã[ÉÓğ^¢qKáË¦¡À‰ÅZß´`±�Dwö2Û…N<`×m„6~˜ğ�ÑNö ÇP?‹³ÄFbENO›È·²™ØJh¢˜FÊ°Ftú§˜‘=ÇúÙúwÍßgŸ²ÿÃ!¯ı»¿{œi-B«Ç‹§û¦àÒ<ÿeÁùĞ­¦ÎpÚù¬õ$zò+ÈæÓ$‡I·ÀÖN*sT(úñ‡k÷ï¦ÿóäí[Æ_Æ†¿¼p·{¼ç×ö¡ó×M7.İlş®c¤ë^çè¹ş–«­æ¶�(—hç§åÛ"ìiŞ·Á�Ï­#œ$9nfrÎgA0tN�Ûendstreamendobj390 0 obj< >>>endobj391 0 obj< >>>/Fields 375 0 R>>endobj392 0 obj< >endobj393 0 obj< >/PageTransformationMatrixList< >/PageUIDList< >/PageWidthList< >>>>>/Resources< >/ExtGState< >/Font< >/ProcSet[/PDF/Text/ImageC/ImageI]/Properties< >/Shading< >/XObject< >>>/Rotate 0/Tabs/W/Thumb 379 0 R/TrimBox[0.0 0.0 612.0 792.0]/Type/Page>>endobj394 0 obj[395 0 R 396 0 R 397 0 R 398 0 R 399 0 R 400 0 R 401 0 R 402 0 R 403 0 R 404 0 R 405 0 R 406 0 R 408 0 R 410 0 R 412 0 R 414 0 R 416 0 R]endobj395 0 obj< >/Border[0 0 0]/H/N/Rect[154.625 470.952 156.116 455.026]/Subtype/Link/Type/Annot>>endobj396 0 obj< >/Border[0 0 0]/H/N/Rect[72.84 453.359 177.155 440.068]/Subtype/Link/Type/Annot>>endobj397 0 obj< >/Border[0 0 0]/H/N/Rect[72.84 440.199 174.857 426.908]/Subtype/Link/Type/Annot>>endobj398 0 obj< >/Border[0 0 0]/H/N/Rect[174.857 440.199 177.342 426.908]/Subtype/Link/Type/Annot>>endobj399 0 obj< >/Border[0 0 0]/H/N/Rect[177.342 440.199 195.503 426.908]/Subtype/Link/Type/Annot>>endobj400 0 obj< >/Border[0 0 0]/H/N/Rect[72.84 427.039 177.637 413.748]/Subtype/Link/Type/Annot>>endobj401 0 obj< >/Border[0 0 0]/H/N/Rect[72.84 413.879 207.278 400.588]/Subtype/Link/Type/Annot>>endobj402 0 obj< >/Border[0 0 0]/H/N/Rect[207.278 413.879 227.032 400.588]/Subtype/Link/Type/Annot>>endobj403 0 obj< >/Border[0 0 0]/H/N/Rect[72.84 400.719 147.225 387.428]/Subtype/Link/Type/Annot>>endobj404 0 obj< >/Border[0 0 0]/H/N/Rect[147.225 400.719 166.979 387.428]/Subtype/Link/Type/Annot>>endobj405 0 obj< >/Border[0 0 0]/H/N/Rect[72.84 387.559 151.57 374.268]/Subtype/Link/Type/Annot>>endobj406 0 obj< >/BS< >/DA(/Roboto-Regular 0 Tf 0 g)/F 4/FT/Tx/Ff 4096/MK 464 0 R/P 393 0 R/Q 0/Rect[86.472 678.456 190.296 716.256]/Subtype/Widget/T(Prepared by 1)/Type/Annot>>endobj407 0 obj< >/Subtype/Form>>streamH‰Ò©PpòuVàrÿÿÿÿendstreamendobj408 0 obj< >/BS< >/DA(/Roboto-Regular 0 Tf 0 g)/F 4/FT/Tx/Ff 4096/MK 473 0 R/P 393 0 R/Q 0/Rect[240.84 678.456 440.856 716.256]/Subtype/Widget/T(Notes 1)/Type/Annot>>endobj409 0 obj< >/Subtype/Form>>streamH‰Ò©PpòuVàrÿÿÿÿendstreamendobj410 0 obj< >/BS< >/DA(/Roboto-Regular 0 Tf 0 g)/F 4/FT/Tx/Ff 4096/MK 472 0 R/P 393 0 R/Q 0/Rect[491.328 678.456 574.992 716.256]/Subtype/Widget/T(Date 1)/Type/Annot>>endobj411 0 obj< >/Subtype/Form>>streamH‰Ò©PpòuVàrÿÿÿÿendstreamendobj412 0 obj< >/BS< >/DA(/Roboto-Regular 0 Tf 0 g)/F 4/FT/Tx/Ff 4096/MK 471 0 R/P 393 0 R/Q 0/Rect[86.472 717.192 190.296 754.992]/Subtype/Widget/T(Project 1)/Type/Annot>>endobj413 0 obj< >/Subtype/Form>>streamH‰Ò©PpòuVàrÿÿÿÿendstreamendobj414 0 obj< >/BS< >/DA(/Roboto-Regular 0 Tf 0 g)/F 4/FT/Tx/Ff 4096/MK 470 0 R/P 393 0 R/Q 0/Rect[240.84 717.192 440.856 754.992]/Subtype/Widget/T(Catalog # 1)/Type/Annot>>endobj415 0 obj< >/Subtype/Form>>streamH‰Ò©PpòuVàrÿÿÿÿendstreamendobj416 0 obj< >/BS< >/DA(/Roboto-Regular 0 Tf 0 g)/F 4/FT/Tx/Ff 4096/MK 469 0 R/P 393 0 R/Q 0/Rect[491.328 717.264 574.992 755.064]/Subtype/Widget/T(Type 1)/Type/Annot>>endobj417 0 obj< >/Subtype/Form>>streamH‰Ò©PpòuVàrÿÿÿÿendstreamendobj418 0 obj< >streamH‰\‘MnÃ …÷œb–É"ÂÁö"’e)qSÉ‹ş¨nàÀØEª1ÂxáÛw€(•Š¦0<Şğ¦}j�öÀßİ,;ô0h£.óê$ÂGmØQ€ÒÒßWq”So'q·-§Ö3«*à\¼Û`wVó÷Œ¿9…N›v_M·Ş­Öşà„ÆCuºè¥·¯ı„À£ìĞ*Šk¿Hówâs³"®�)9+\l/ÑõfDVeÔj¨�©Õ�ú?æIväwïX%Âá,£‰Uyâ<²H,‰‹Àeâ2ğ)ñ‰¸HûEØ/.‰/�›ÄMàkâ+q™Ş*Ã[e�8'>…{D&DLş�eø¹�äêÙK}�hƒ�ªÙÙ©Bg¿ÿÿÿÿn‹]endstreamendobj419 0 obj[/Indexed 456 0 R 35 500 0 R]endobj420 0 obj[/Indexed 456 0 R 38 501 0 R]endobj421 0 obj< >endobj422 0 obj< >endobj423 0 obj[481 0 R]endobj424 0 obj< >streamH‰\”Í�Ú0F÷y/g£$ö½6H‰�‰ETÚ€ÄL#•…Ì‚·oğIA*HŸcGçøC7_o7Û¶Lş½?W»8˜cÓÖ}¼œ?û*šCühÚ¬´¦nªaJé·:í»,ï®—!�¶íñœ-&ÿ1>¼ıÕ<­êó!>gù·¾�}Ó~˜§_ëİ³ÉwŸ]÷'�b;˜Â,—¦�ÇñE_öİ×ı)š<{ÙÖãóf¸¾Œg;~^»hlÊ%0Õ¹�—n_Å~ß~ÄlQŒŸ¥Y¼�ŸeÛú¿ç3áØáXıŞ÷÷íÖ®t™’SQØ‚¤$Kš‘¦�+R ½’f¤5iNz'­S*Ò†T’ŞH–ôN‚ÅÁR©$Aæ +=É‘IHP;¨Ë9É“pp8”88Jå†´"½‘^S²9Œ,F#µ@m¡¨-Ôµ…Z ¶PÔj�ÚÂ)pZ8N§Àiá”‰“„ÔµƒZ vô ôàèAéÁa¤9Œ4¹”ìí’3.9=ÃÏá§ø9ü?‡ŸzŞ2ç-)9ütÅÎMÚ9ı?j…Zàôpœ~Ú™‡L ó�d2�Ìsó‹‡EèÁÓƒĞƒÇ]àôô ôàéAèÁÓƒÒƒÇVéÁÓƒbä1Rzô øü¿€ŸâğSü~Š_ÀOñø)~?Å/à§øü¿@¾L3„;s~ºyÿï6œ×ÇÊšÿX¹ï»©İVWØì_‹4È¦‰uiãä5÷yY}öı8*ÓxN3ò6›6Ş'xwîÌxêöÍşÿÿÿÿ™6Uendstreamendobj425 0 obj< >endobj426 0 obj< >endobj427 0 obj< >streamH‰\ÔÍjÛ@à½�b–É"HÖÜ{'apì¼èuû²4vµ$dyá·ï��B‰�‘åóq`”o÷»}ßÍ.ÿ>Í!ÎîÔõí¯Ãmj¢;Æs×g«Òµ]3¦Zş7—zÌòtóá~�ãeßŸ†¬ª\ş#]¼ÎÓİ=lÚá³üÛÔÆ©ëÏîá×öğèòÃmÿÄKìgW¸õÚµñ”~èK=~­/ÑåËmOû6]ïæûSºçß7~ŞÇèÊåóŠ˜fhãu¬›8Õı9fU‘^kW½§×:‹}ûßõPğ¶ã©ù]OYUâËE‘ŞRVfEÌù™ùù…ùyË¼EŞ1ï�ß˜ß�ß™¦òìòèò+ærÉ\"{f�,Ì‚L›‡Í³!Óéáôtz8=�N¿aŞ¤,ìô{½Â^A¯°WĞ+ìô{½Â.A—°KĞ%ì’¥ë•ù™[¶n%ØJ¸•`+áV‚­”[)¶Ršf¥YaVšf¥YaVšf¥YaVn¥ØJéWø•f…YiV˜•N…Óh0ŒƒÁh0ŒƒÁh0ŒƒÁh0ŒƒÁ¸¡aC£Çà1zã††�6[lÜĞ°¡qCÃ†�lh0šÌ�æs 9Àh0šÌ�æs 9½á }œ(¹ôdpŸç¹¹MS:ÊËãc9Ã8½]?Ÿ0ã0ºtş²¿ÿÿÿÿÌV‰endstreamendobj428 0 obj< >endobj429 0 obj< >streamH‰\‘ÍjÃ0Çï~ÛCq>Ú¬…()ƒöÁ²=@b+�aqŒãòö“£ÒÁ¶~–ü²$ëæÒX@¾ûIµ`0V{œ§›W=^�iÚ¨p¿­§;'$‰Ûe86v˜DY‚ü àü›³�zÜùæ5zc¯°ùªÛ-ÈöæÜ�h$PU q D/�{íF¹Êv�¦¸Ë�4/>‡�­÷”‹Q“ÆÙu}g¯(Ê„Vå3­J Õÿâé�eı ¾;/Ê,>N2Ä5sMœ³?�ş ò�ùùÄ¦Š¦f>ïÓ•É_˜/Äû‹è/8óGæ#ñ×@&~ê^}üM½S7ï©më¨Ö~ÅN‹�iºÉ©â¿ÿÿÿÿ0endstreamendobj430 0 obj< >endobj431 0 obj[/Indexed 456 0 R 40 498 0 R]endobj432 0 obj< >endobj433 0 obj< >endobj434 0 obj< >endobj435 0 obj< >endobj436 0 obj< >endobj437 0 obj[/Indexed 456 0 R 38 499 0 R]endobj438 0 obj[/Indexed 456 0 R 16 497 0 R]endobj439 0 obj[/Indexed 456 0 R 36 496 0 R]endobj440 0 obj[/Indexed 456 0 R 59 495 0 R]endobj441 0 obj< >streamH‰¼WÙn\¹}¿_ÁGH_q_¡©-bDj “ dytË‹dÌäïsŠÅí¶Úo‰a¸Å:,kgİ¯ÓÙ/·R¦xš¤Øşıìz/Å«ÏÓÛér;�m°qÿ$äìB ßèé7y!�îÛ¹³íV%¶ï'0á_NÆYJ•„²3ÖQl÷ÓÉ›[§­”úêW!Äéöw:§øœŸ}¤³ÛwÓÉ—»B•}Íû.ËuÂi=G­µMìo'7wßN“8¹ÿ(´û‹ĞR[‘şj¤¸¸9ı×öõtµ�¾NÆ›âœ /¥ÙZ¡¼ß¦ˆGì2…5_¤¼™•UI/òÉ0G¥1FÜï§³¿U½emn�yèvóëdÅ�îÖ{õêÛIF?&ÿ¯åò�ŠøáogéÀ{¡ãlıjğp$š'�d´°�ì4ÎÏ°";j{ª¤šáªÏ_Ä›o§X¿û~ÿ,®O4;y¸{ş�IOÙ}2Ë«ñVËx+ŞÅŸr›U³Î·�üSk—ƒxûåîñüüìâşùûİnûğçóùõÕõµ”2­×kqùj#¦“œW7X�mô¿‹p˜Ê)ñÛ9²'œÆÿ„‡�Á·&­Ïó�ñ —�ØÆ.Ù°X�ÿ—ø¿˜�0Z»H¬¦„Däã…Çy>cq±SƒhÅ çÆ¦(šÓ§¢Ò¬Qxç‡öÕmN†Â’OÛ&Ï·ÕU[ÑnNÖ�.Æ1³Ê—^b#‹4±à4–¬w(i?nP\$tUPíJªå¹›q Ç¬1¸ªÇ(+�zÈŸœç›^~9t©ätX–aÎ7İs/—»îyo‹œì]şÖ¼•vÀo/~jÎÒ£éÒÚ;/ÆmJ®ÒÚ-Û^.°Úã.3é¥£LXÍ™Vm\ˆ8h•­TŞî‹Ÿú\Àºôş�O/_ô©Ú�rÿ©}ÎJ_ÌÎ­}Ë÷øŞâ+O}*$¿;JÏ:G#İS�$ÕvÆ†HŠùu™H�?ıu 2g¦šµQ4@¢Â;†)�Çg€¯ğV~Œé-VƒˆõzVs†ÚÙOqö8jf££ØMnÆ“ Vüg7™YK+Vüg‡[¼Ó´œ‰¸šˆÈÚ9(Ú†hoÄŠÿì¦�Ğë-F)ºÇC¥�ú¦Õsc’�^nÖ4)5½¤€x¥Á‡±1�!kMKã¢¸ŸÔ,#¹­×Á%2üÂ,âWaŞ„òeu?anò©P°‘¦Q(ËƒíÄ«ÁI0ûªËYUAƒî;Êš�@2/Ã'�HS¦‚ò‚µDbT5³4yO³pú!“/¨ÇœU‚·yIúÑ_F˜¯æ³j¶-i-—Ì§ŞçÉ”Æ÷#S¡q³Läcf§U¡_}Ú?<>}úüø$îß‰ëOÒ˜fƒ1Pì?<¦ªÃ´ˆ!¦PA;šVá¢O”Â…åcîÛ#KÃ1¦Æ›…$�ÜÒÂ%c‡œŠü¬²h~9’*_÷*ÅK×æŞ×w§oÙÉvß÷b%^ãşlÌĞc-‚)çÏÇáˆ¿äŒå52¾¿mÚ©¯µ…°¦-ëË·u5V¼Ùåçş†Ş’joRÊJÓ{ñ8¢Y©Ş¬øXmCgovw÷ï~ùv÷åã§{qv³‘Ü‰ñÅD‰}1DÌ8*$wÊ}¾­µ-sÅRsH]´›?`ÌïøÿZ´�Ö£Œê™uÈ@ê¡R©iÔº¤D)İÆ·eğ‰—0ÄºårOË 5£¨DíëÒ¤P—6©¼T3u<;+§p”©í™;‰¤µi$�ö�„VVÜEŸĞ{ÒA¢Bû¾¦OÊ�6ø~Ò:·ÓB›%�Å ;Ù¥ÍìqªVÈfY£‹i�mkt5®Åšİ¾ÎQì@±pâ¨Eµq�‘/›ºïGè2š/m@UkXñTÓP½Q�ê®N³;+]İİio–äxÚCEû*QñeİQaè1¢(,8�ì�tå×ud´eÃá2ºPÅ¡“Ğ0�T®´cd®Ù(Uß%_Ù‘¤§s ev-®Í5@öL«Js0ƒYĞÖ�4biü‚–h?�n5xŒÎº[eû>âjdòº“ˆj\�®ë�Éà_�²Ëñ-;�ç—”M5Ø�&Oiµ¢v#@iF‹#4‡ø%àÓG*™Z€‘È§Âl`Wœ ƒ˜ï6Ï�¹&}œŠP,#è*”’SEšğƒÍt©2í\•@Cßè”é`ÇvH€³­ÆHIÅî÷.Úñ6Í¶DûÂnYCëÊ¾f›\ÒLg®ì+Ÿ¯ãI�*œõ³H@–Çû¾ò;¦ƒî- kë—d£€xU§çÂ(@¯ŒÈ¥Ñ�R#�‹£C?ôúh¥@:WH£K‰´ìèUÑnT�˜Üœ"5tĞÔ_€]}Pïkg²{�0}fÄÕ›¬)rrHq&eÄØX�Æ@M¬�¢’àê™@ğº�‰’ïM›H_@¢wG�}G}{�,ì»\6;¢İÄ¥0h H7@HJ£‘@bX8‚ ´, @éÁlúX~ğ*uß�VVÎ ©“4ÿ#Ô5Š9B c¹”ƒx�]­êµ5w‡é´o2›­åÒæ�ªUsXÕ»ù´ÖÜ^Mo�©Îi±[ê¹›èÛ‹¦<×6»³Õá+ëQ®d+Š2¿ù+Ğ¦Cv/æQ9?UÑô…IA–1® ”8¸Øy¿—F[_>$œ’q2ª‰ª:êB‰¤n"‰Ê�K&ÖHPl4^ì¤DLK0róDE�æ'dÔ~üçó=sŞAáÈHï4azE%Ô¯�¤Hùƒ¤Ó3 �GŠB†bÏ‚$“Y¦©N¶ÔU’µ³v^µ$íµı8(ù�¦¬,(EÔ¢RE�QM*á(¤vËµ'’s›ú¤©N/·¾ß2å5µ�<�ñ®©N@ico@P³^™KÇ1)VJÙÜKÒ}2*¦JsH”W9-…€{ìy=¨úN€[ì‹"R¤Yös"óªçõˆ#xÄ-irÁó^B&pD‹,u¬ÄØ6–'–�NÆ=¯ã¯4��+å ş¦¢00Ì]!(ş–3«ªCUaUm¨B6pœ4ÄR×Šµ!­Í€iiÜ£ÌsK[VÖºl¤Ü—×ˆ†u½Á��}h01‘”4¹¤L}H�{¸ø·�G@”d‚M!…`U¹Ë×"ªr-Ë+º˜®a-em§3—.6(­£S”KØşºåÇSÖ=ÆÛ×4X†Å!1M§dm¹E#¸G’ Vc²±™p™7b¤ÛùÂAº„ÅÈ(cŠÏA¨ùÎ¦O�ê�q�:k˜£®œæª§ç}4æ…%L”�+cç5™ôD�8Y‘¦X�y{›_I��óëğÏüiAuŸAKx0Áw¡¼ÓÌ]�S4THc½˜Š âq�GóE3ËseAŸÓÍÊó4Hœ¡]Ğ(Ä÷Û¿™0G¥ŠåL“aÃQû}TÂbÃ£ÓBà"…4îx©á€×œtÔÎOßöÈÿ9ñ_¾ZîùôÓíı«ÿÑñúÏÚıˆV�öÓ2µ#q'LQk�JñzŞ¾@¢È¿ı‘®Ìmà¿YêO‡–zd‡F0Ç]ÉïXÃnÊãù±`$Áôâñ"ciòÓïc?Ï¿Òï;u¯òZâÑÓFÑ«{Gé"ñÚû¨#‚ªßö¶ÚüÅoº �°®‡ıĞ_wAi¦B×³Ùû}ğåÍ+"ZkE–ò•Úcõ™+&D5œÛŞ"Wt¿Ñ‡.Â�MÑ¯»bxÑHË�ö~ızûùæ„^1%`O}©èá<�2ÈÀø÷—ã'Ú'¡A¿Cóè‘‰k@]æĞğ9(qPşİRï�ÇTÒÌ�gY=á’�:o�´í�¶¥m›5ÊK£'ğbƒÇÔ0³Æ»�×ÒäeÒšš×wçõ¤_Iâxâ’Pó®"Ä¹‚‘�¸ø`ş¡òA“oæ˜•,.v‹JôšÇğo†ˆ Œq´äxı˜£Ëİ‚§¾¡,‘ì4¸u¨NmŠ�NÃ“ŠCBÍ÷y«”£ê’ÜIR‘­—�!Xj(U}ıÍÔËoïÿôÃ?¾ıêÇûo>øãË¯ äú±¦…€¯Œ�BsĞƒÚà3whÕfvïºêcåçŠmä7£¼ªsÅ}­ÈõkÍ¸x_rAF®§NÔ-ò+ªkŞ:yfÿ“ÆRpyPè wk°æ×¼¡jQÛ€ßPÜPz©ƒ(ydu�qŸ[ä(Ã�rŠŸüÌqy¸õ¸œGX†ñ-põq¹8w�¦ŠàTëÕ®GO]É”çuóÉ3EÎÕÅ�sÉk/eé>bŞ÷ó×Õ¦±œoÏ~ÅÛ³0í0¦új!½=ë¦ÙröÄùšã•/i8$²u8@¶ªşom%2òCVu�_‹yé›]�cY¦T«ié+àZšËRç2­eÈ68Ÿ=d…a�T7XvØÒÅ ½)ë¶+4ùd~•¦â}µùÄ¼fF[>ñŞÛ¦"]ÃL Ş•†ß»}>Õ—ÖV®YXÊ™Á\ìÎÌ…Ò`.£»+oëaG1ò8ŸŸàù6Öõr—ù¬çİ„ºR‚ÅùMJÊÌ�Ë‹wX¯øòs“Á×ñoá� -3³0ö~VyŸÚK/u6„y8Õ�1uÓZ%I÷¡+Î9ÌşƒprÍĞ�Î07õÄXŸk==¹pß±¿à˜vœı�ëk$ìw»¦›0Ñ´<>ß‹ï!ıß;l4ÔÕJ,–¤Ó`\ülD„Õ>ûf�½ eñ©—BÚ¿›–‰±+C_;æ(18_pŒ;Şì±�zòÆkWVIÏ(ãŞ³bf™ÌÍ:®ÌÎ:¯ÄÏ²13…á¹ÙH£f2ßow^¬\·šé~¿æƒÆóú‹7U”ë�x\p}\UØr<öÏ$°–Cl ½õ=j$ğ6ìŠÁxÿ`³h‡ôendstreamendobj442 0 obj< >endobj443 0 obj< >endobj444 0 obj< >streamH‰\“ÍjÃ0„ï~ÛCqb¯V˜@HZÈ¡?4í8¶’Ù(Î!o_�§´PCâÏH;3k­óõv³İhò×Ø7;?šCÚèÏı%6Şìı±Ù¼0m×Œ?OÓsª‡,OÅ»ëyô§m8ôYU™ü--�Çx57«¶ßûÛ,‰­�]8š›�õîÖä»Ë0¦ù“£™™åÒ´ş�„�êá¹>y“OewÛ6­wãõ.Õüíx¿ŞÓóœaš¾õç¡n¦¬ÃÑgÕ,]KS=¦k™ùĞş[aÙşĞ¦Ö1«l�ÍÒ-ñ†¼?’“HUrO‰=åœ<ä\’K°�lÉ¬dß“ï5šB��PG #Ôèu:² /À+ò¼&¯ÁìKĞ—<�ÀìQĞ£¥¯…¯¥¯…¯¥¯…¯¥¯…¯ud—X™_‘_©£ĞQê(t”:e­Nµ¦Š÷ ìEÑ‹2¿"¿2¿"¿2¿"¿2¿"¿ã9œ‘ã¹8œ‹c‡<�yò8æqÈãè›n˜ŸÉÀè¤7¿sÙ\bL#9}Ó,b»à¿”¡LªÂ/ûÿÿÿÿTgÔEendstreamendobj445 0 obj< >endobj446 0 obj< >endobj447 0 obj< >endobj448 0 obj< >streamH‰ÄWÙn\Ç}Ÿ¯¸Èõ aï �hIˆ18€C h&¡Áa¨ÅYş>µtW/÷�¤Ø"Aš[§·ZNWU/şÑ.ísô‹ñ{ë—ûÉ~’­e­Ùø´˜°×:-Gœb@Ù2Ã{ƒ€ò¹!9Ü"§T€¤hÏ”ë’”1ÆzjˆÇ3ò^±.ç˜ğy½Ó•G@å4 ï„8nÌ¤‡*îˆû”r¯X„iFQL€ªXŠb(Š5ÀÍ@Q¬§\XfDÇŠ™ªzDudmIà=´eÓv,ËM/Ë@Ó “¦+ŸNöR†7Àš a<¶Ac¸I‚ŞÆ˜¼á¤'.çt bxÑ£ ËPò8Ñ”ê‚}l¥x,C�C\”a³’ç^ªÓõ£>M/Ç¢*kƒ`¢\[ÇïGµ�eWêĞ‚‰\Œ¢ˆ>eQ¾³È]iY¬Äƒ8‹¢PyVhR›Î'üäêIŸ¾}F±3'/Ÿ9ğg¨å™?]ÿyl‡ç7œC\ÃQÕxŠ¢‰ƒèF1¸AŒiÓ(fßŸËj¬èŒ¤d;ÛöNê'j;9×K~Ì¦t¤MˆZ•h×Ù¢$tğÀO›q—Cœt"’³gBŠ¦{ØXi„.Û©\ »Bô¦çM@°Um¡ª@¬­@x^ÃY��Pò¢D;É¢„$¦xh>ÎÌ7ÎÃŒDİ5+£bËä“¾�~µF‰�ª›^S‚lX�œYë‘¨UË•h^«™W‹�˜_J¡8¨ÊIÇû^ÇãvP‘ª/;H®Ù²›9+�Ë€Ø8#~5'ºoƒô1=ÂÈ¦‚6Jï1 ÎÍH°3’f ûÙUj…èù(î§fm+©áÉVS;5„–ú9îÜµl“µ–ÊQØå¥°0@¯2+¦†fTŠV÷×mƒ°ÎLÂ¤Èy´¶`VÀ¼dC¯)O¸ñ&†±Øˆj’ó„ rbÖÈj•Õ§‘cs¶TJG­¤0©´S)Åv©ÕB)æÂ�Zì7ËEïÑã†êT™�v1¥<'î`)è!û0<6î¼-¾u¢ğğ´$æÌ£¼�aÑ@cŒOË¢æ—«*“•ã§+y$ÀI¸Uğ©ˆ·JœBAàQæ;i_¬_1›áÓ0¥v>­iªàÛ2ø¦)>>Sg¾N™l'>_]bİ@ÏYÓ¼„ï]Îl°’*rüšˆdŸº]ñ…«•éÎEÄØ^3D¬×�îˆ8hmšuˆx�:ûº
https://www.cooperlighting.com/api/assets/v1/file/CLS/content/3944be4a9f3a47eab70cad4100713524/corelite-jaylum-j3-led-specsheet | lighting | %PDF-1.7%âãÏÓ389 0 obj< >endobj xref389 1660000000016 00000 n0000004771 00000 n0000004933 00000 n0000005009 00000 n0000005045 00000 n0000006711 00000 n0000006850 00000 n0000006986 00000 n0000007122 00000 n0000007260 00000 n0000007395 00000 n0000007531 00000 n0000007669 00000 n0000007805 00000 n0000007942 00000 n0000008077 00000 n0000008284 00000 n0000008472 00000 n0000008680 00000 n0000008868 00000 n0000009076 00000 n0000009263 00000 n0000009472 00000 n0000009661 00000 n0000009871 00000 n0000010056 00000 n0000010266 00000 n0000010451 00000 n0000010498 00000 n0000010612 00000 n0000010724 00000 n0000010751 00000 n0000011427 00000 n0000011684 00000 n0000012044 00000 n0000012299 00000 n0000012909 00000 n0000013170 00000 n0000013544 00000 n0000013806 00000 n0000014253 00000 n0000014597 00000 n0000014644 00000 n0000014783 00000 n0000015124 00000 n0000015564 00000 n0000016061 00000 n0000016435 00000 n0000016855 00000 n0000016902 00000 n0000016949 00000 n0000016996 00000 n0000017043 00000 n0000017090 00000 n0000021262 00000 n0000021624 00000 n0000021969 00000 n0000025660 00000 n0000025697 00000 n0000025833 00000 n0000025979 00000 n0000026121 00000 n0000026267 00000 n0000026294 00000 n0000026701 00000 n0000026843 00000 n0000031386 00000 n0000036216 00000 n0000040495 00000 n0000045358 00000 n0000045668 00000 n0000050105 00000 n0000054491 00000 n0000059080 00000 n0000059431 00000 n0000059778 00000 n0000060165 00000 n0000060197 00000 n0000060229 00000 n0000060616 00000 n0000060648 00000 n0000060680 00000 n0000060712 00000 n0000060744 00000 n0000071778 00000 n0000074436 00000 n0000074551 00000 n0000074621 00000 n0000074735 00000 n0000085013 00000 n0000085284 00000 n0000085815 00000 n0000091358 00000 n0000103143 00000 n0000113358 00000 n0000113745 00000 n0000113784 00000 n0000113854 00000 n0000113958 00000 n0000120343 00000 n0000120612 00000 n0000120891 00000 n0000129324 00000 n0000131386 00000 n0000133230 00000 n0000133461 00000 n0000133623 00000 n0000133724 00000 n0000133898 00000 n0000134066 00000 n0000134225 00000 n0000134393 00000 n0000135657 00000 n0000135945 00000 n0000141803 00000 n0000141842 00000 n0000147146 00000 n0000147185 00000 n0000186610 00000 n0000186649 00000 n0000193849 00000 n0000193888 00000 n0000229253 00000 n0000229292 00000 n0000236414 00000 n0000236453 00000 n0000243533 00000 n0000243572 00000 n0000250771 00000 n0000250810 00000 n0000257416 00000 n0000257455 00000 n0000263984 00000 n0000264023 00000 n0000270552 00000 n0000270591 00000 n0000270978 00000 n0000271075 00000 n0000271221 00000 n0000271624 00000 n0000272023 00000 n0000272880 00000 n0000276826 00000 n0000296459 00000 n0000296796 00000 n0000297097 00000 n0000297982 00000 n0000298285 00000 n0000298634 00000 n0000298852 00000 n0000299068 00000 n0000299368 00000 n0000300251 00000 n0000300527 00000 n0000300845 00000 n0000301725 00000 n0000302604 00000 n0000302695 00000 n0000302787 00000 n0000302879 00000 n0000302971 00000 n0000303062 00000 n0000303154 00000 n0000303246 00000 n0000303338 00000 n0000003616 00000 ntrailer< ]/Prev 895784>>startxref0%%EOF 554 0 obj< >streamhŞ´TLÓWÿmmÁÚÒ‚p2�ÔcÈ"a2qˆÛZZ&Æá Q~,J6aÀ¤ "?Â”�‚ sÕaaÈø1²É–�Ê`N5Æ8]–ffØk+CKügwù¼wwïîŞûŞ½ïàØ÷Bl}GÌ“#ø°‚r189ÏÌ.«äÏ¿´á¾>õ[óâŒ¡øÿHpøö®Òì�UJ×³íÍÖõ•qtuì™aÓåd…ü›Š÷j¢&R‹ë£ë®¸~˜·[µcÃGo%¾0~g*T±³¹Z(?/ÉêÜæ«RİOí‹÷s�ğ4(�j…ÓÆ“>³¦ĞÉ.ojµÁnâ¢ş0ÿ�éìåÒâu†³¹ıS’8ÅeÉ�×}«¢Yoäôn÷¯°kØ>ß'ßÏ©Ëùu¯ÒC\Â¢vô\ÓäDcl:ıVF‰Ûwj/AÑ×;eGv�»—k¦�‡x-¶…­JE5ïô$Ê�,Õ¸ÏÚ„M•�iÃ–ş¡{eÂÁùĞ··î¹v]u¨ºpwæÁ>~¾�DÓîåÄ ï'÷ÜÉÒ×ljwÌííõ4¹xKË´M*ùy^ãšŠò¸w+r'gšB—ÉóšŠÙy�±\WÖ‘Rë.ãó9Ã×mKãŸ“Úz_[ã×ı�_ÇP„É l�õ©\ì±@Ñ%�Œ’§œ…$ñôR©uÙ�ûÎ/óT:İBvØ,Oz$,ç¿.' >>>endobj391 0 obj< >>>/Fields 373 0 R>>endobj392 0 obj< >endobj393 0 obj< >/PageTransformationMatrixList< >/PageUIDList< >/PageWidthList< >>>>>/Resources< >/ExtGState< >/Font< >/ProcSet[/PDF/Text/ImageC/ImageI]/Properties< >/Shading< >/XObject< >>>/Rotate 0/Tabs/W/Thumb 379 0 R/TrimBox[0.0 0.0 612.0 792.0]/Type/Page>>endobj394 0 obj[395 0 R 396 0 R 397 0 R 398 0 R 399 0 R 400 0 R 401 0 R 402 0 R 403 0 R 404 0 R 406 0 R 408 0 R 410 0 R 412 0 R 414 0 R]endobj395 0 obj< >/Border[0 0 0]/H/N/Rect[73.08 462.42 175.904 449.129]/Subtype/Link/Type/Annot>>endobj396 0 obj< >/Border[0 0 0]/H/N/Rect[73.08 449.26 195.743 435.969]/Subtype/Link/Type/Annot>>endobj397 0 obj< >/Border[0 0 0]/H/N/Rect[195.743 449.26 197.234 435.969]/Subtype/Link/Type/Annot>>endobj398 0 obj< >/Border[0 0 0]/H/N/Rect[73.08 436.1 177.877 422.809]/Subtype/Link/Type/Annot>>endobj399 0 obj< >/Border[0 0 0]/H/N/Rect[73.08 422.94 207.518 409.649]/Subtype/Link/Type/Annot>>endobj400 0 obj< >/Border[0 0 0]/H/N/Rect[207.518 422.94 233.136 409.649]/Subtype/Link/Type/Annot>>endobj401 0 obj< >/Border[0 0 0]/H/N/Rect[73.08 409.78 147.465 396.489]/Subtype/Link/Type/Annot>>endobj402 0 obj< >/Border[0 0 0]/H/N/Rect[149.95 409.78 168.111 396.489]/Subtype/Link/Type/Annot>>endobj403 0 obj< >/Border[0 0 0]/H/N/Rect[73.08 396.62 151.81 383.329]/Subtype/Link/Type/Annot>>endobj404 0 obj< >/BS< >/DA(/Roboto-Regular 0 Tf 0 g)/F 4/FT/Tx/Ff 4096/MK 470 0 R/P 393 0 R/Parent 374 0 R/Q 0/Rect[86.4 717.264 190.368 754.992]/Subtype/Widget/T(0)/Type/Annot>>endobj405 0 obj< >/Subtype/Form>>streamH‰Ò©PpòuVàrÿÿÿÿendstreamendobj406 0 obj< >/BS< >/DA(/Roboto-Regular 0 Tf 0 g)/F 4/FT/Tx/Ff 4096/MK 471 0 R/P 393 0 R/Parent 374 0 R/Q 0/Rect[240.75 717.12 441.072 754.848]/Subtype/Widget/T(2)/Type/Annot>>endobj407 0 obj< >/Subtype/Form>>streamH‰Ò©PpòuVàrÿÿÿÿendstreamendobj408 0 obj< >/BS< >/DA(/Roboto-Regular 0 Tf 0 g)/F 4/FT/Tx/Ff 4096/MK 466 0 R/P 393 0 R/Parent 374 0 R/Q 0/Rect[491.4 717.192 574.992 755.064]/Subtype/Widget/T(4)/Type/Annot>>endobj409 0 obj< >/Subtype/Form>>streamH‰Ò©PpòuVàrÿÿÿÿendstreamendobj410 0 obj< >/BS< >/DA(/Roboto-Regular 0 Tf 0 g)/F 4/FT/Tx/Ff 4096/MK 465 0 R/P 393 0 R/Parent 374 0 R/Q 0/Rect[86.544 678.456 190.296 716.333]/Subtype/Widget/T(1)/Type/Annot>>endobj411 0 obj< >/Subtype/Form>>streamH‰Ò©PpòuVàrÿÿÿÿendstreamendobj412 0 obj< >/BS< >/DA(/Roboto-Regular 0 Tf 0 g)/F 4/FT/Tx/Ff 4096/MK 469 0 R/P 393 0 R/Parent 374 0 R/Q 0/Rect[240.768 678.456 440.928 716.256]/Subtype/Widget/T(3)/Type/Annot>>endobj413 0 obj< >/Subtype/Form>>streamH‰Ò©PpòuVàrÿÿÿÿendstreamendobj414 0 obj< >/BS< >/DA(/Roboto-Regular 0 Tf 0 g)/F 4/FT/Tx/Ff 4096/MK 468 0 R/P 393 0 R/Parent 375 0 R/Q 0/Rect[491.328 678.528 574.992 716.328]/Subtype/Widget/T(5)/Type/Annot>>endobj415 0 obj< >/Subtype/Form>>streamH‰Ò©PpòuVàrÿÿÿÿendstreamendobj416 0 obj[/Indexed 446 0 R 38 499 0 R]endobj417 0 obj< >endobj418 0 obj< >endobj419 0 obj[479 0 R]endobj420 0 obj< >streamH‰\”Ínâ0F÷y/ÛE•Ä¾×!Qh%ó£aæ 1�HCˆBºàí'ød@¤"}‰í�ãİ¦½İlÛf0ù÷ş\íâ`�M[÷ñrşì«hñ£i³Òšº©†)¥ïê´ï²¦Ü¼»^†xÚ¶Çs¶X˜üÇøò2ôWó´ªÏ‡øœåßú:öMûa�~­wÏ&ß}vİŸxŠí`³\š:Çƒ¾ì»¯ûS4yÚö²­Ç÷Íp}÷ �¬yâOîënÀ·§¯EdÓÄº�´qòšû¼¬>û~•i<§y›�Mï¼;wfÜuûËşÿÿÿÿU/Tèendstreamendobj421 0 obj< >endobj422 0 obj< >streamH‰\‘Ïj„0ÆïyŠ9î–¸Q‚Ëvú‡Ú>€&£Ôb<øö�$ËPÉÌ÷1~á×ö©5Úw‹ìĞÃ¨�r¸.›“NÚ°³¥¥¿ïâ[Î½eœÄİ¾zœ
https://www.cooperlighting.com/api/assets/v1/file/CLS/content/af50ab4add304d5a8886ad4100709159/corelite-hugo-hgl-surf-led-specsheet | lighting | %PDF-1.7%âãÏÓ355 0 obj< >endobj xref355 1390000000016 00000 n0000004005 00000 n0000004167 00000 n0000004243 00000 n0000004279 00000 n0000005745 00000 n0000005876 00000 n0000006012 00000 n0000006148 00000 n0000006283 00000 n0000006419 00000 n0000006557 00000 n0000006693 00000 n0000006831 00000 n0000006965 00000 n0000007172 00000 n0000007360 00000 n0000007568 00000 n0000007756 00000 n0000007964 00000 n0000008151 00000 n0000008360 00000 n0000008549 00000 n0000008759 00000 n0000008944 00000 n0000009154 00000 n0000009339 00000 n0000009451 00000 n0000009478 00000 n0000010136 00000 n0000010393 00000 n0000010964 00000 n0000011219 00000 n0000011838 00000 n0000012285 00000 n0000012546 00000 n0000013042 00000 n0000013304 00000 n0000013443 00000 n0000013480 00000 n0000013900 00000 n0000014472 00000 n0000015029 00000 n0000015617 00000 n0000015731 00000 n0000016070 00000 n0000020662 00000 n0000023809 00000 n0000026696 00000 n0000029916 00000 n0000032599 00000 n0000032938 00000 n0000033074 00000 n0000033418 00000 n0000033872 00000 n0000033899 00000 n0000034232 00000 n0000034397 00000 n0000041625 00000 n0000060539 00000 n0000078832 00000 n0000080682 00000 n0000080714 00000 n0000080746 00000 n0000080778 00000 n0000080810 00000 n0000080842 00000 n0000080874 00000 n0000088832 00000 n0000099428 00000 n0000111239 00000 n0000120708 00000 n0000121036 00000 n0000121305 00000 n0000128543 00000 n0000128647 00000 n0000128717 00000 n0000129213 00000 n0000129484 00000 n0000139576 00000 n0000139687 00000 n0000139757 00000 n0000139872 00000 n0000142530 00000 n0000143025 00000 n0000143283 00000 n0000179768 00000 n0000179807 00000 n0000186257 00000 n0000186296 00000 n0000192902 00000 n0000192941 00000 n0000199980 00000 n0000200019 00000 n0000207141 00000 n0000207180 00000 n0000213709 00000 n0000213748 00000 n0000220828 00000 n0000220867 00000 n0000228066 00000 n0000228105 00000 n0000234595 00000 n0000234634 00000 n0000241163 00000 n0000241202 00000 n0000247808 00000 n0000247847 00000 n0000248086 00000 n0000248473 00000 n0000248594 00000 n0000248748 00000 n0000248987 00000 n0000249374 00000 n0000249495 00000 n0000249649 00000 n0000250052 00000 n0000250451 00000 n0000251308 00000 n0000262342 00000 n0000262381 00000 n0000266765 00000 n0000271319 00000 n0000287150 00000 n0000291239 00000 n0000299699 00000 n0000303788 00000 n0000311313 00000 n0000314461 00000 n0000321229 00000 n0000321282 00000 n0000321335 00000 n0000321388 00000 n0000321441 00000 n0000321494 00000 n0000321547 00000 n0000321600 00000 n0000321681 00000 n0000003076 00000 ntrailer< <6C43C7F739B8B2110A00000000000000>]/Prev 867577>>startxref0%%EOF 493 0 obj< >streamhŞ¤TiLQş^å·b­ôÀ*µ¢Æª1DÊQ.kb½~(S�Gô‡¦c4šE<¡€¨ÜX "‡·xŸà-^(ŞWüg¢În=M4q¾¦™™7³³3ïí[®W@©‡¿DwZu�Ç¥é™sW1çW¬‚[”iùŠ™YIøÙ&WôWúiUêÀãÇ6dÙ¶n)Ø›“¿){Ï�}»vä�óÑíÏÕìŞ˜’š¶9=#sûÎ£É'úö>L óõwÔ9XZR\TS[a/¬.¯:\Viˆˆ�3…'$�m¨?dÔªUZ?e…<ÀWç#;sú=}²‘�M¬9Tß@yñq±†È¨è£†o…*İøl§¦N‰á¦bbB¦\¬1‚ê"M/=~ÒúôYÛó‡/_½~óöİÙ[W®^»ŞÔ¦ãæùÛwîŞ»ßò@¡ÑùøÊä4Ú9•ZxùÒĞÆ‹†‘&j.>!1¼Ó.¸šÍæu¿dÕŸ÷ŠIüI´Öu�åG\c±Ì¶v^…‹Áºô/•©ƒ‰–ÙBFûã¥õ×àÖz‘æ«½2åè=ººfcæœ‡JØP%0ÕÈ…{š‘ÏD*´ŠL,/Y3^a<Ùz‘ZÔS¤Ç$,iæ†tÈ-óLbÁXÀBX�4Éµ±1zª{_ú>Âï³Î8ØCó˜ÂGED?iÇc‚0Ù3š5¡-u.8_o¢œ¦ÑA¶…t8…ÙaNŸ�£‰ÍÁ4¬ü¡ÙR¶¸Kè€¯à$®’²�:¯Õ¯e,§—™!ë€PÁ›}ÂL¤©�póÛPCº”t9‘÷íÄ:ŠòûcC6jÉ+Ayõí§ë—¦¼%qg³˜…íbjHZY6Ì JÑRfg1¬‰5�½Zÿéß.-›qWo:ÙVxò‹¿çMšü<i¦lÄ"Í÷¤�¤Ìä›œÜI‡Á#k[‡Ë_–^�Q›W‘yp{õÎÂ�•¶Ã¹U»íû‹RŠSKÒJ7÷ìÕ‡ëŞc”d´Wˆ8Ô;¬÷ê™M‡Øï¤ó%]¦�šq°Ìé³Ğo/Ô*±endstreamendobj356 0 obj< >>>endobj357 0 obj< >>>/Fields 341 0 R>>endobj358 0 obj< >endobj359 0 obj< >/PageTransformationMatrixList< >/PageUIDList< >/PageWidthList< >>>>>/Resources< >/ExtGState< >/Font< >/ProcSet[/PDF/Text/ImageC]/Properties< >/Shading< >/XObject< >>>/Rotate 0/Tabs/W/Thumb 346 0 R/TrimBox[0.0 0.0 612.0 792.0]/Type/Page>>endobj360 0 obj[361 0 R 362 0 R 363 0 R 364 0 R 365 0 R 366 0 R 367 0 R 368 0 R 369 0 R 371 0 R 373 0 R 375 0 R 377 0 R 379 0 R]endobj361 0 obj< >/Border[0 0 0]/H/N/Rect[73.08 464.42 177.395 451.129]/Subtype/Link/Type/Annot>>endobj362 0 obj< >/Border[0 0 0]/H/N/Rect[73.08 451.26 198.228 437.969]/Subtype/Link/Type/Annot>>endobj363 0 obj< >/Border[0 0 0]/H/N/Rect[73.08 438.1 177.877 424.809]/Subtype/Link/Type/Annot>>endobj364 0 obj< >/Border[0 0 0]/H/N/Rect[73.08 424.94 207.518 411.649]/Subtype/Link/Type/Annot>>endobj365 0 obj< >/Border[0 0 0]/H/N/Rect[207.518 424.94 233.136 411.649]/Subtype/Link/Type/Annot>>endobj366 0 obj< >/Border[0 0 0]/H/N/Rect[73.08 411.78 147.465 398.489]/Subtype/Link/Type/Annot>>endobj367 0 obj< >/Border[0 0 0]/H/N/Rect[152.435 411.78 170.597 398.489]/Subtype/Link/Type/Annot>>endobj368 0 obj< >/Border[0 0 0]/H/N/Rect[73.08 398.6 151.81 385.329]/Subtype/Link/Type/Annot>>endobj369 0 obj< >/BS< >/DA(/Roboto-Regular 0 Tf 0 g)/F 4/FT/Tx/Ff 4096/MK 418 0 R/P 359 0 R/Parent 342 0 R/Q 0/Rect[86.4 717.264 190.368 754.992]/Subtype/Widget/T(0)/Type/Annot>>endobj370 0 obj< >/Subtype/Form>>streamH‰Ò©PpòuVàrÿÿÿÿendstreamendobj371 0 obj< >/BS< >/DA(/Roboto-Regular 0 Tf 0 g)/F 4/FT/Tx/Ff 4096/MK 417 0 R/P 359 0 R/Parent 342 0 R/Q 0/Rect[240.75 717.12 441.072 754.848]/Subtype/Widget/T(2)/Type/Annot>>endobj372 0 obj< >/Subtype/Form>>streamH‰Ò©PpòuVàrÿÿÿÿendstreamendobj373 0 obj< >/BS< >/DA(/Roboto-Regular 0 Tf 0 g)/F 4/FT/Tx/Ff 4096/MK 416 0 R/P 359 0 R/Parent 342 0 R/Q 0/Rect[491.4 717.192 574.992 755.064]/Subtype/Widget/T(4)/Type/Annot>>endobj374 0 obj< >/Subtype/Form>>streamH‰Ò©PpòuVàrÿÿÿÿendstreamendobj375 0 obj< >/BS< >/DA(/Roboto-Regular 0 Tf 0 g)/F 4/FT/Tx/Ff 4096/MK 421 0 R/P 359 0 R/Parent 342 0 R/Q 0/Rect[86.544 678.859 190.296 716.333]/Subtype/Widget/T(1)/Type/Annot>>endobj376 0 obj< >/Subtype/Form>>streamH‰Ò©PpòuVàrÿÿÿÿendstreamendobj377 0 obj< >/BS< >/DA(/Roboto-Regular 0 Tf 0 g)/F 4/FT/Tx/Ff 4096/MK 420 0 R/P 359 0 R/Parent 342 0 R/Q 0/Rect[240.768 678.456 440.928 716.256]/Subtype/Widget/T(3)/Type/Annot>>endobj378 0 obj< >/Subtype/Form>>streamH‰Ò©PpòuVàrÿÿÿÿendstreamendobj379 0 obj< >/BS< >/DA(/Roboto-Regular 0 Tf 0 g)/F 4/FT/Tx/Ff 4096/MK 419 0 R/P 359 0 R/Parent 342 0 R/Q 0/Rect[491.328 678.528 574.992 716.328]/Subtype/Widget/T(5)/Type/Annot>>endobj380 0 obj< >/Subtype/Form>>streamH‰Ò©PpòuVàrÿÿÿÿendstreamendobj381 0 obj< >endobj382 0 obj[431 0 R]endobj383 0 obj< >streamH‰\”ÍnÚ@F÷~ŠY&‹ÈöÌ�™ !$bŠÄ¢?*í{ –Šm³àíkæ¸¤R"�'÷;_ĞM‹İf×6£J¿]µ£:6m=„Kwª áÔ´I®UİTãLñwu.û$�.ïo—1œwí±K–K•~Ÿ/ãpSOëº;„ç$ı:ÔahÚ“zúYìŸUº¿öıïpí¨2µZ©:§?ô¹ì¿”ç ÒxíeWOçÍx{™î¼¿ñãÖ¥#ç„©º:\ú²CÙ�B²Ì¦ÏJ-·Óg•„¶şpî\;«_åğx]ëµ]E2e™Î ièšß¦ƒ^¡Z@[¨ˆ”gĞÊ¡O�†¶ÓÓs�rˆ,†,¹ƒä!�ÈiÈ™/ ­!á`pÈq08ähIã`pĞ849…œšœBNMN!§&§�S“SÈ©É)äÔärjr959…œS‘‘Ş šš7¤RR©ÍÍš·4o0²Œl42‘ô½Ö„Zã~?‹ŸÁÏâgğ³øü,~†®íš›8aşÖYY„,n>cºcº0İ1]˜î˜.LwL¦;¦í:ÚÚuøÉß¡kG×B×�®-];º¶tíb×&’Îg#Kó�æ-Í{š·Øzl-¶~¾‡­ÇÖbë±µØzl-¶[‹­ÇÖbë±µØzl-¶�ÿƒ››wÛ0Î¾?)xâŞŸüó�ÿÿiWÑ¼sîKiÚ�ê±ñªë0LË..Ø¸åîû­iÃc÷]¯¦[÷Ÿäÿÿÿÿ÷œH×endstreamendobj384 0 obj< >endobj385 0 obj< >streamH‰\“Ë�›@E÷¦E/g#lººj,!K~ÌH^ä¡8ùm)„ñÂŸ¾ÜÑD’ÍAĞuOAW¾;ì];¹üûØ×Ç8¹sÛ5c¼õ÷±�î/m—-×´õôq5ÿ××jÈò´øø¸MñzèÎ}V–.ÿ‘nŞ¦ñá�6MŠÏYşmlâØv÷ôkw¦vùñ>â5v“[¸õÚ5ñœ}©†¯Õ5º¦^örhÒıvz¼¤5ÿ�øù¢+æë%eê¾‰·¡ªãXu—˜•‹t¬]ù��u»æ¿ûaÅe§sı»³²ÀÃ‹E:%.È8�ØÈ~%¿‚WäxOŞƒßÈoàwr’)=³<²ü’¼3×#×{²YÀôñğñôñğñtğpğòLa– K˜%Èf²„Y‚,a– K”¬`ær…¹‚\Ù‘w`ö.è]Ø» ÷ÀŞzÌÈÌÈÌÈÌÈRú+ü•şeEeEeEe�ëğÛ)¾�Ò_á¯[òÌ^½(ß¡â*ûRô¥ìKÑ—±/C_FOƒ§ÑÓàiô4x=�FOƒ§ÑÓàiô4x=�+<_pn™›NØä»Û=M¥ûœ¥ú>�iŒæÑ�ç“Óvñsº‡~pi~Ù_ÿÿÿÿ.ª÷Eendstreamendobj386 0 obj< >endobj387 0 obj< >streamH‰\Ô_kâ@ğ÷¦ŠylJ4sï�A°Ú‚û‡u÷Äd´�š„üö;'§ta…Ö#1�&ùv¿ÛwíäòŸc_âäNm×ŒñÚßÆ:ºc<·]¶,\ÓÖÓç§ù}©†,O7î×)^öİ©ÏÊÒå¿ÒÅë4ŞİÃ¦é�ñ1ËŒMÛîìşl�.?Ü†á#^b7¹…[¯]Oé‡¾UÃ÷ê]>ßö´oÒõvº?¥{ş}ã÷}ˆ®˜?/‰©û&^‡ª�cÕ�cV.ÒkíÊ·ôZg±kş»Şv<ÕïÕ˜•¾¼X¤·”s@~f~F^1¯�7Ìä-óyÇ¼C~e~E~cN˜Ò³Ë£Ë/™—Ès�ì™=²0²2+²12ÍfO³‡ÙÓìaö4{˜…½‚^a¯ WØ+èöz…½‚^a¯ WØ+èöz…½‚^a¯Ì½/Ì/ÈÜM°›p7ÁnÂİ»wì¦ÜM±›Ò¬0+Í³Ò¬0+Í³Ò¬0+Í³Ò©p*�§Ò©p*m›q7ÃnFƒÁ`4FƒÁ`4FƒÁ`4Æİ»=�Ñcğ=�q7ÃnF›Í6îfØÍ¸›a·Àİv4˜Íæ@s€9Ğ`4˜Íæ@s€9Ğ`4˜Wø�bQóü<i8Šé‰á¾Îy}ÇtÄçÇÊ¦¶qªÛ.~=y†~pé.üeÿÿÿÿÿoendstreamendobj388 0 obj< >streamH‰\’Ínƒ0€ï<E�ë¡¢¥à´Bšh+qØ�Æö41ÒQ Ş~6®:i‘ _Ûù'.«cåºIÅïa05Nªíœ8·`P]ğÚ¹h›(Û™é¾Zş¦o¦Sr=�ö•k‡(ÏUüA›ãfõôl‡®¢ø-X�»ª§¯²^©¸¾yÿƒ=ºImTQ(‹-ziükÓ£Š—´uei¿›æ5åüE¦ÎU²¬·"c‹£o†Æ]1Ê74•Ÿi:ûowO»´æ»Q�pğfCñY˜ót»0MÄ;ás*œ2gÂ3óAøÀ\—ÌGá#³œ•òY™ÔÏ¸~&õ3®ŸiaMâìâì’Kî^xÏ,nÀn nÀn nÀnp>1‹'°§–»Ò¦W:N˜ÅG³�Í>Z¦4ûh9—&nÊıö¹=ôŠÔ£÷æµ}yjK¿¹Ó�ÃÇkôƒW”Å_ôÿÿÿÿê…µÿendstreamendobj389 0 obj< >endobj390 0 obj< >streamH‰\“İJÃ@…ïó{©’6»™Q…Ú*ôÂ¬>@šlkÀnÂ6½èÛ»'G$û…İ>&'ùj³Ş„n4ùkì›­Í¾mô§şovşĞ…l^˜¶kÆŸ·éÙë!ËSñörıqö}VU&K›§1^ÌÕ²íwş:Ë_bëcæêcµ½6ùö<_şèÃhff±0­ß§FOõğ\½É§²›M›ö»ñr“jşN¼_oŠé}N™
https://www.cooperlighting.com/api/assets/v1/file/CLS/content/43e1757e7af041efbdf8ad41006fd7f8/corelite-continua-cta-susp-led-specsheet | lighting | %PDF-1.7%����215 0 obj< >endobj xref215 1310000000016 00000 n0000003845 00000 n0000004007 00000 n0000004083 00000 n0000004119 00000 n0000005522 00000 n0000005661 00000 n0000005797 00000 n0000005933 00000 n0000006068 00000 n0000006204 00000 n0000006342 00000 n0000006478 00000 n0000006616 00000 n0000006754 00000 n0000006888 00000 n0000007095 00000 n0000007283 00000 n0000007491 00000 n0000007679 00000 n0000007887 00000 n0000008074 00000 n0000008283 00000 n0000008472 00000 n0000008682 00000 n0000008867 00000 n0000009077 00000 n0000009262 00000 n0000009519 00000 n0000009546 00000 n0000010222 00000 n0000010604 00000 n0000010859 00000 n0000011486 00000 n0000011930 00000 n0000012191 00000 n0000012676 00000 n0000012932 00000 n0000012969 00000 n0000013108 00000 n0000013453 00000 n0000013955 00000 n0000014518 00000 n0000015084 00000 n0000015502 00000 n0000015616 00000 n0000015728 00000 n0000019001 00000 n0000019342 00000 n0000019735 00000 n0000023963 00000 n0000024370 00000 n0000024397 00000 n0000024533 00000 n0000029265 00000 n0000034110 00000 n0000040116 00000 n0000045504 00000 n0000051364 00000 n0000057658 00000 n0000057690 00000 n0000059625 00000 n0000059657 00000 n0000059689 00000 n0000059721 00000 n0000059753 00000 n0000059785 00000 n0000067710 00000 n0000078157 00000 n0000090089 00000 n0000095780 00000 n0000096304 00000 n0000096575 00000 n0000107021 00000 n0000107141 00000 n0000107211 00000 n0000107490 00000 n0000107759 00000 n0000114145 00000 n0000114249 00000 n0000114319 00000 n0000114434 00000 n0000117092 00000 n0000122401 00000 n0000122440 00000 n0000158932 00000 n0000158971 00000 n0000165577 00000 n0000165616 00000 n0000172106 00000 n0000172145 00000 n0000179344 00000 n0000179383 00000 n0000185912 00000 n0000185951 00000 n0000192480 00000 n0000192519 00000 n0000199125 00000 n0000199164 00000 n0000206244 00000 n0000206283 00000 n0000213405 00000 n0000213444 00000 n0000213683 00000 n0000214070 00000 n0000214191 00000 n0000214345 00000 n0000214584 00000 n0000214971 00000 n0000215092 00000 n0000215246 00000 n0000215649 00000 n0000216048 00000 n0000216905 00000 n0000227939 00000 n0000227978 00000 n0000232362 00000 n0000237106 00000 n0000273789 00000 n0000277635 00000 n0000288899 00000 n0000288993 00000 n0000289087 00000 n0000289181 00000 n0000289275 00000 n0000289369 00000 n0000289463 00000 n0000289557 00000 n0000289651 00000 n0000289732 00000 n0000002916 00000 ntrailer< ]/Prev 677160>>startxref0%%EOF 345 0 obj< >streamhޜSkH�a~ޥ��*7�˦Ks�n!�PtSws�R�SQ�e�2-/�Z���eS�̻�Ҝ�2+���((�~d?�!��l�v��9<�9�������^x¦.¦�\��c�T�¦��gqO'�¦QN�ƴ�Xo��NV�S���K͵W[��]//�h��/�����6�h��x�r������6��Ț�3%���?Y�,>n�H,����w��w�:��o���ݼ=�>�5�T�Z���S$�n޲5MB�R1)��裇�&�}ȑ���̃��Z�^)+��_)#�T,Z/7Y��[��H۪Hٜ�T��F26�t�Iu2#eR�\��I���Z�`�٦Q�3tJ�%'+˥"��D?���T��m�B0��2��mI�@�@�V_P6��������lA�Vk=¦�rξ�j�[;hvb�M�w'��ȣ�d>s���C<zg!��G\8��0��X�+]�L��,�8�̈/l��!�%���`���b'���zv��;A�����08¦�>�tR�.ym�=Φ0=�ݐc߂�"��L�6��ʣ����������+�x��cN�EV��$�~�/��V�-�*��j��A8�FvP��Ԁ6�s��A¸�o#�V�Gv��F�n�(=m��F<=�ɽ�~¦\9�e2�f�p�:�zc��3�U��yឃ:F��p���U�;-�c���B��/0��ZE�����S���RUKEi����Wk��nk:.X��7ܭ�3tVv]쮾u��r37�o�4���9�4h���F�M������+�Ff?�-���m��1S�`��*jendstreamendobj216 0 obj< >>>endobj217 0 obj< >>>/Fields 201 0 R>>endobj218 0 obj< >endobj219 0 obj< >/PageTransformationMatrixList< >/PageUIDList< >/PageWidthList< >>>>>/Resources< >/ExtGState< >/Font< >/ProcSet[/PDF/Text/ImageC]/Properties< >/Shading< >/XObject< >>>/Rotate 0/Tabs/W/Thumb 205 0 R/TrimBox[0.0 0.0 612.0 792.0]/Type/Page>>endobj220 0 obj[221 0 R 222 0 R 223 0 R 224 0 R 225 0 R 226 0 R 227 0 R 228 0 R 229 0 R 230 0 R 232 0 R 234 0 R 236 0 R 238 0 R 240 0 R]endobj221 0 obj< >/Border[0 0 0]/H/N/Rect[73.08 464.42 177.395 451.129]/Subtype/Link/Type/Annot>>endobj222 0 obj< >/Border[0 0 0]/H/N/Rect[73.08 451.26 198.228 437.969]/Subtype/Link/Type/Annot>>endobj223 0 obj< >/Border[0 0 0]/H/N/Rect[73.08 438.1 177.877 424.809]/Subtype/Link/Type/Annot>>endobj224 0 obj< >/Border[0 0 0]/H/N/Rect[73.08 424.94 207.518 411.649]/Subtype/Link/Type/Annot>>endobj225 0 obj< >/Border[0 0 0]/H/N/Rect[207.518 424.94 233.136 411.649]/Subtype/Link/Type/Annot>>endobj226 0 obj< >/Border[0 0 0]/H/N/Rect[73.08 411.78 147.465 398.489]/Subtype/Link/Type/Annot>>endobj227 0 obj< >/Border[0 0 0]/H/N/Rect[147.465 411.78 152.435 398.489]/Subtype/Link/Type/Annot>>endobj228 0 obj< >/Border[0 0 0]/H/N/Rect[152.435 411.78 167.219 398.489]/Subtype/Link/Type/Annot>>endobj229 0 obj< >/Border[0 0 0]/H/N/Rect[73.08 398.6 151.81 385.329]/Subtype/Link/Type/Annot>>endobj230 0 obj< >/BS< >/DA(/Roboto-Regular 0 Tf 0 g)/F 4/FT/Tx/Ff 4096/MK 278 0 R/P 219 0 R/Parent 202 0 R/Q 0/Rect[86.4 717.264 190.368 754.992]/Subtype/Widget/T(0)/Type/Annot>>endobj231 0 obj< >/Subtype/Form>>streamH���Pp�uV�r����endstreamendobj232 0 obj< >/BS< >/DA(/Roboto-Regular 0 Tf 0 g)/F 4/FT/Tx/Ff 4096/MK 277 0 R/P 219 0 R/Parent 202 0 R/Q 0/Rect[240.75 717.12 441.072 754.848]/Subtype/Widget/T(2)/Type/Annot>>endobj233 0 obj< >/Subtype/Form>>streamH���Pp�uV�r����endstreamendobj234 0 obj< >/BS< >/DA(/Roboto-Regular 0 Tf 0 g)/F 4/FT/Tx/Ff 4096/MK 276 0 R/P 219 0 R/Parent 202 0 R/Q 0/Rect[491.4 717.192 574.992 755.064]/Subtype/Widget/T(4)/Type/Annot>>endobj235 0 obj< >/Subtype/Form>>streamH���Pp�uV�r����endstreamendobj236 0 obj< >/BS< >/DA(/Roboto-Regular 0 Tf 0 g)/F 4/FT/Tx/Ff 4096/MK 274 0 R/P 219 0 R/Parent 202 0 R/Q 0/Rect[86.544 678.859 190.296 716.333]/Subtype/Widget/T(1)/Type/Annot>>endobj237 0 obj< >/Subtype/Form>>streamH���Pp�uV�r����endstreamendobj238 0 obj< >/BS< >/DA(/Roboto-Regular 0 Tf 0 g)/F 4/FT/Tx/Ff 4096/MK 280 0 R/P 219 0 R/Parent 202 0 R/Q 0/Rect[240.768 678.456 440.928 716.256]/Subtype/Widget/T(3)/Type/Annot>>endobj239 0 obj< >/Subtype/Form>>streamH���Pp�uV�r����endstreamendobj240 0 obj< >/BS< >/DA(/Roboto-Regular 0 Tf 0 g)/F 4/FT/Tx/Ff 4096/MK 279 0 R/P 219 0 R/Parent 202 0 R/Q 0/Rect[491.328 678.528 574.992 716.328]/Subtype/Widget/T(5)/Type/Annot>>endobj241 0 obj< >/Subtype/Form>>streamH���Pp�uV�r����endstreamendobj242 0 obj< >endobj243 0 obj[285 0 R]endobj244 0 obj< >streamH�\��j�0F�~-�E��{%�i�B��d�R[�&�q�E�~Oh�XV�w>���f۵�)��z�Fsh�fH���P'��ۮ��4m=Δ���}_�����<��;���?���8\�ݪ9�����64ih�ws�k��7�����c�FS���4�0}ї}�uL����ʹގ��i��?/}2.�%L}jҹ��i�w�XT�gi��gY���o�Q��v����έ�2�LTU��<�Gh~sE�z�����3��@z���E�b�Ʉd6@EH!R�� ���`q�ZA/�s&��`�0���Ԏ�JjGj%�#��ڑZI�H��v�VR;R+���Ԏ�:���sR+���Jj��s��s���H0��H2�k�%�5�?������<~���Ohޯ����_��%�E��5��+�ӕ�����tez`��n�]�݀��,�P�t�t���u�kO�!w-����<���4i�c����y�1�Z�mH�q��{�#�����=��q��{�#��ȩ����S�¦*�_S��5O���{Ud��*_]�u�Ħ���n��c��1_��V�އm�nwv�ʹ��W�����o >streamH�\��n�0��y�C�4!m��8�Cc{HL�4B職���NZ$�_b�qlGU}�ݰ@�&����l�y����ep*�`��N�n�֫���:/8֮�TQ@�A�y+����^Eo�b�v_U����z��#�b(K��ӏ^Z�ڎ�&;Ԗ�òH��z��y��,ξ5ZwAUĴJ(�i����O�"�z��Uh�c2�'�q*�)ߧ�p¬�5s&�1��9�Q�H���!���c�J�b>��sɛs�\�9kX�c�y�$�x��K�������p��;����>Y?y �����k�Nendstreamendobj246 0 obj< >endobj247 0 obj< >streamH�\�_k�@��¦�ylJ4s�A�ڂ��u��d������;'�ta��Gcz~����nߵ���}}��;�]3�k����vٲpM[O�������<�¦�_�x�w�>+K��J��xw��?��,�16ql��{��=<��p��x���n�vM<����W������}�����)�����Ct��~IL�7�:Tu���r�^kW���:�]��� ��x�߫1+¦y�HR��Y�90�g�g��yüA�2o�w�;�W�W�7�,=�d^"�2m6/̂L����!��a�4{�=�fO��Y�+��z���^a��W�+��z�]�.a��K�%s��2�l%�J��p+�V­[)�Rl�t*�J�©t*�J�©t*��}�(��ҩp*��Ҧ��2le4F��`4F��`4F��`�Ͱ��c�=��c�w3�f��l�n�݌�v�-`�@s�9�`4���@s�9�`4����)K¦�*��ύ����∦'��:��m�џ7��io���D������������endstreamendobj248 0 obj< >streamH�\��n�0��y�C��i%�4�V���(1�Q��~1�:i� _��'*�ci��w?4M�v�x��o.t���$`�f�����NE!��ǉ�Ҷ��2�>��8����p���޼!��+<}������d'�!��P�����%m]���M�:��E¦Ύ Y��iC��򵽒��0r��a䊬����%��6ߵWY��q&��6�)�Vx˼�1��)3#�A��\�G�#�Y8�e��O�~*�S��ja��%9%9��%�ܽ�Yܐ�Pܐ�Pܐ��$¦bOdO-���~t"�0��f->�}��h��rn���疄��~77�C�������Yz�@78Y��_�����W��endstreamendobj249 0 obj< >endobj250 0 obj< >streamH�\��n�0����,U ��"EH���T����T�Ȅ�~��G]���g�O�I7���w�K��9��N�o�]�[h����d���k��j�7�zHҘ¦�_G����O�ʥ�q�:��{Z���fI�+�:vO6��K�a�������j�Z;Ń~����b.�Ҟ�m����s���q�e�zA��o�:ԍ�ڟ-��q�\��c��o���K�O��:$U��� %¦J�[�^���M�&p�)8SJr���)�z<�a}��¦���Jv����S��Q�(��J7���M�tS�)�nJ��+�'<��u���K�Wo5�b[M�<�:�����C?���/������ȳendstreamendobj251 0 obj< >endobj252 0 obj[/ICCBased 296 0 R]endobj253 0 obj< >endobj254 0 obj< >endobj255 0 obj< >endobj256 0 obj< >endobj257 0 obj< >endobj258 0 obj< >endobj259 0 obj< >endobj260 0 obj< >endobj261 0 obj< >streamH��Wko���_��6P�¦?À-��.6���b�*ʮ���N���=�C�H�[K�/y���yr�kF~{�02���ꞑ�O������d��G¨�6¦:>�!�q�j�N�sF8��`�,��Qƴ$\Q���O��]k���o~&���r��3Ԅ��������%��h��x�&�kj��Ėc��O��-��"����U9��m8��¦¨$¦���t�\�-�-��ґ/���`86�J�x������'A!¦IC5>��V���/G�c�8����y��[����u�D��=��hy��/Xx�¦<�����'f��_y�_�>��}G�BGw]?ܬNOO�O_o���?�N��\]1���������Qt���X��į�x��8��S�$���9c��(�_��O�ic���k�U�Yk���!�yz��u�~�=.=g��<�G�Yz4qi�,��l�-�=A��,�����r��lU�'�b*[6��qE?x�����Y<�������i���S�M���Ln�!iԭ�p^=��*��:��1��\T��w����Y�Y�?褓{�k�Z��J��V����3^��iO�ؖDn�Ѵڻd�i���i民��M������~�q�U����(��o����io.�����9�\Rٚ�֥,u�e�����6f��4i��G%�@7+��!A�T�����\3)uy��~�[�q�@'�N���<�%VT%Vkf���t5~v��*ޜ�UG��5]�@X)RsۆG����ֈ�Y��*�s��������JF���(o߰nAiÿ��dn��NR���� = a{PP$0eK�%����i"�۹Y<���X�����r�u^�ג�t���;��)�(�B��(P���!\[j��N+���.��4_sȝ��䄔s�y��bS�Ui)3Dgv4K��l�HEuZ�Xpt�}ǜ}="py�$��-Ʉ��B�9扭<��\�-u*�r���f�y�p�OR�N*�L�\�CM]�@�+)�(]�H�l��榢�C��8�N�UhV���s��a���<�,Ukk��_�s{YC�9���6�ݰ���^FG"����ͬ*fF5�D�ͪ����ZD��db��Z�����~���J���=�2m��&������mF�����w�eH����ᵠ�H2m��&��M��¦���f���'�J1�N[���5l�b�s�}�1~�",��d1�Xh�"\��#�!4x��Ɂ�P>����l�'���;��4<���r�4$)����JV?��^�Ol�)�Ou�6�D��Z��N4�����7�A�@kT\��w�ٗ�Y�B0q��.�B �#1��kxL#��Ӄ�\�~����[RE���FT+��9�8u=�a���IY�AG���K��y^���H}2�j_���!'á�Z�>��nW_oȔ̎���͏u���Ȭ�-$�hhe{X����E�M���MДY�%鼐$�&a0��B�z �E�\���D0FxOfHb��6Z��@�ԗ��)��o�߇���9x��������8�������չ�P�5��i%��椼L&�`��T3��:Y�.�KT�lCOZَ������Y�q��e��ʅ�4���w�[XF��"��.�B n*n��/�w�ɦ�V(:'D����"=q���Y��9�ទ�O����4�5]��V!�}Y����Fb�8�c�]��/W�!K���������c�5?-W�=��x�s���f����򊜼������j�z�zDN����4d0Dpe��6��MøK+�P���b�%��lб��������ܽ�x�t��U���9F���B���f�����+�¦Yy5�^�= h�ɶ]l��F�>��ٷ��̺N[e�Y�iP��iZ��>����۳r����e����U�I^��ӡ�~�C�uH@.T�`�D_iW���M��~��ٞ�azt�X���W�Ԟ�����)�=c�mDB�E>S÷��U��;���$�����+wB��(���j��7��`���Y�F�E2�XX¦���w{����2�� 1Z�ͪ ���:�w����'C��l��k�����t¦'kv����q�w�f�H76��v��}z����"SXu�T��������@��4��r[S����\\����Qk\���D��-�"?N�C�MU��1�/��<ߙ-�Qt��74��$�pb�}\7�'^n׆ri{>8��w���Vs��������/�7��:@�P�hM�����]'�f�sY��]�=!�x��^�^&�kF@63�N��ā�U�J�6+�5%U�y�C;�4��in�xk��@�F����>��m��@����CL��z�qgM��b:����������>y6�׼x�*�r�v�`�E����{�&��)��X�$~E���n�5���q>B��3^�����6�l�@/6�f޸o�.v.z�Wz���EFD���}=W��}]���"Fra�JULj:FJĥp��:(.¦-5FH���z���A#P{I����B�>�W��:E*W�!\Y�����x={���=*������P��Ӏ�͘�3�T�=ܥ9�=e��e��sJ� /s`e��J���}F�*>/vf�,�׽�o:�4Nd ^�j���~��6^f{�F%�:��&!D��0���=��� v�\S`�rʤr����&ίm,�e��u����ō"�\.0¦�����E�B��̳�la��=�F0����oa�=}7Zu"��j\D�"�"���n���5��'�E&�r��K]u��)�e.�%�A�j����<�`�<.V��9�50�8Ѹ׋�*,�"�c��y���_qbKj߇���e@*�D6Ā(KEf�>��v��X/�����lݡS�D�R�*Y����[w�_��n���0�A�5@B�j�"��9-�u¦L*��ƥ�k�ɼᡏ1i¦+��~O�w��O@�iMeK�z}<���������悺���r�X=�v^��m��ɘ�]�{�<���c������y>�aw�,<�u����#�t�:M*�U�l)�l���Դ��^S��h��ڰТ��0In���&�X��9ͺy�`;�@�iG����&m���2CLP��J����6��Ipf)���.�0���endstreamendobj262 0 obj< >endobj263 0 obj< >endobj264 0 obj< >streamH��WI�$)��+��`� ���'��Ӗx������AD�)��`���X�cR�g�Z���7��,q0-�_�Iy�����T,t��a`ɶ���)��2p���ž�8p�����X��pd�����������pi��<�M&�;�Ӷ�>����%���?�y�E�G,pAb>bje�CG��c¦?2N��h����H�>,�Gh=b%��~`����#�1v�*�����®��=>,LGEL^��q�{���l�5�.�pp�=NEz�H�u��_j�(R�s�� �Ɇ4�����o�q�L$��YR�ۆ��ɕLyJz�����N���h�/i�s�'�Σ�z.�7X@c�H��Y��`&3!�3�vHK�E�a���ῥ�V�1��hu�&9��7#v��c�%�/��j�H�p���$d( \Y��L"%�@��ʂ%������E���#���P��T�����C�E��z��hz�C>bA�����d8aA�X�=)���Q��$��?TI�(�ߊ�RP��YB��KD��Q1���9��˦��U�JJ���62�jJ��#�6N]٫8f�Q�G�"<�Y��5��E9ߎ�v�DC�}WH��D�������WR�r)M0�=�� 0��}P����YQ���J��J��·�QO���O�.̻��>��Q��>/��"q`�s���`�9���X��>�ؗR"��P�wEw$��f7ʱA�S�)3��I���XyWF`Utԏ-x��T�7�4�U����u���������Z���ݤұ�.�t��¦i��X�K,�M-�2^r�nz�n��v�t�d��f:�t��S�,�j��l��n:�r��+��K��k�N�K;uD�O�h�S�l�x��z��¦��~������:��vI��k��������˨�먻��)��I��i���)0n�SL�Wj*���_�Tqt)ړ��V�(�6F�=�ߟ�No��j���jLb%�B4{\Ԩzs��������qH4��KA�d��[«���cg���G¦�EV¦~p����19$/���;7����S�%���"�})�CMB�"2MJ%����%E墜�p�¦,8����"��Z�=�Ziv��T�o�͛O/���C�UJ�͇�]mx�w��Yu�����q��ö҇�tWoL����wS�V�݊T�}�_�3����1O¦9�'���gw��P`�ӷ^W�*ph���B��:�ٹ�2:���M�I�{���`7߷�ɲ^�no��Pz���?�u���8l9�?�[r�%%�¦Z�I�����4�����J��k:e>]���\���-?y f{gb��[�����F?����'������'�eVb#>K1�$�;e�')��� ����yM(�h�f>�qQτ���M�9Qm�2]��8^#�ȶ�x�Y�TU؏���{+�r��)�����ʰHUt"Z�����>���� ڶ'N�'r����^p���É���-�_OW8Q��zf�9.y�D�0��\I¦�ۄ�8���0�}^��j[�ܢ,Ǆ�s�x�^���&F�Ѫx� ahW�^���_՝��q��ziq�t(^��8�Kx�C\t�����lElX7�2��J�0射sX�Q?��7��ۅ���w����(�v�4=y�H$ >�2P�ʈ���td��#��<��6�0�����$R9%��oU�<���L�+S�s%���JO6�C���>6���tb��H��i����>R9N؉b(��]���W�T�j0P�o��ߊ�M/n���d���<\�E��P��Ʌ�E�����RҖ��8pΆ��%�۽����`���{1����p�}�~�ˑ[��)�LG�=vC�1�+��%���f�61V�o���ֹ��Ś<_���zO���h�����<�V?�:�E�կ�K��='y;^:�s��Y�ɑ�B8�s$>���&j��?}n�=`��5oT��Z#3?��a:E�Y6�SǇ�ò���w���/Df9�F�W�x�"������.��_��a��X��#e���G��cO�ٙ�g獅h��kg<�`Ư�l�3e>֒^����} �>���:~��mhOPw�j�¦�N�B���_k��Cˣk{���+���!�{�v���۝r�W�K�oL���V����TAI]&���,%��������S��T��JƝ9�#]�DK�m}��U������K��>w3��,t7��Fw3�ݬt���k;�*��v�5¦d��tO_�=�^�W>����xA����ݟ��G��>�o�=~�����@��^}f�_z�+a\r�Qv��K�����r�H���+��A��`]�'��-6, '��~du]=U=v!'R�{����1���/��f�Ѻ����ɗ�+'ON�\��6j�v�Lu<�MilW܎�����u��S�c8�ӓ����yл�w�����P�P��Z�¦��}�~f��q�������Qex�r���v�a,������Qw�8���T�h!�g{��Ң_�(h�vxٜ�>������8�r�XNSqoRn�ks�s����Ȁ����Ix=4M��#�!P���GT��N�fu��]��'�Gf�m�=�p�B&��wcE�Ob����:�EQ���ԧ���]�_���l�ܓ�ѫ��v�(�d��@��Y����ʢ�p}祈%���k�E3zI~�����͸�>OVD��!$/�?���E����q!]�?�_�NU�?���!�ȯ�Ϸ%������$�t�~3w��9�6�¦��~.�I��w�Ϭ�xJ���H�N����L$���-B��M.kK0l.�I4�_!*jd���U(����^�We���¦e2�O�U����˜F����R���5���@˽�XJ��C�]�?�4�@�%���.�FNd2M!�l��ǁ��@�\Nd4�`¦��S�����I�9��^"ʵ�s-&c�LN@0$���0b��E��d��B�p������˰���D�2�[�[�Z5��尦nkn��͓�u��ڲ�Y�+��#Ef�{�N0L�J\�۬tnx����m]%�gr+�URM��~ޞ�DW���GJ5-�^�oF�o���["��@�������Fqa�����B�xL�a�G2v"�?��G�տ�?���ӫ�_�^��\QJ���x�FFp������r�-?�~}����g��^��r�����o����m��C�n������#��Z�Y��隆$8@EQqԫ���2��䑜�2l��N�.���]k�.1^�^Jfk�����d���E������,eUG�9z�יCǥ��`��YE&)����ŐumA�x[ `*���e��}�!�D�1&�b'1�d�p3��v� �5Bǈ��0h`��Ģ8���5"�xjQDփm���At��oCY+��z��������O�i1(`�5=�%7+i�Q��&��dN�/��hf�C��d��i$�&�d��f�3��}w�c���mn��zl�H�4�tB�'��*�� d���:L�<�)��]'}&8to�.�]����.�usPvJ���:z���,g@�����?U�!������~rK6j~�fC+���.�Hk�-'��¦9�'!�S�����,���c�e"z��+'SO6�������ⅿ��t�r�TF�y[�2�t�h�1���G��1�sT��S���`?,��endstreamendobj265 0 obj< >streamH�\��j�0E���Y&�����y�}д�H��P�Fv��ʺnHp4w����P�f$��t��#ՍV���f$Ӆ���T#ǅ�)۪�¦�¦����Rם�����0��VϪ����ߌb��+����5��[��p�z����׶�KտV-���6���f�66���z��q���N��W�M����]�'������]j�]'O�<���)�%1h�b(�1�J+�)A��K���P3E���:��A'�3������O�/���_?�����=ҿ����f��M\�5��N�7c���p�'�h������f��������ʥ�endstreamendobj266 0 obj[290 0 R]endobj267 0 obj< >endobj268 0 obj< >streamH��W]�&7�~�����η�z��-��R���*u��}��df2Ofv�"�����gƉ}l;˲,�����B����P�5��i%*q���C^�_cW�y��q�qka"ձ)�QǮ��D�V*%�J��k𚘱�t�k~�ޱ��k��A���j-�%���Dr\%�e{�*�*�,B�*�R�R�w�U)��������6f��T#Z�k�S���*6�}}K���7���KU**�n�(��s�'X�$���=��Y-��L_��p6�ox�ؠ�\��Y�;Q�[l�ɼ�Vo�u�=��-�i�l��kvtLCT�cX��YS�{P�ˆ6^��B�ɜh��6����ʗ�VI�`_[�X�*Y���pI09w1�?n�6LMu��11P[߭a�m�̴�Dmc��,ݏ}��27�S#0��G0D��%M-y�' ��[�����[��4[U����H�c�8I��y����G��eMR]��-sޖe[R%���.���{�?�C¦�t����f�>�b#��-4Cd�A�9��g���Q\��������V��c�_pL�¦�VMd�8N�e������3l��9�cN�Ȇ@#�Af>���/�hk�c�\�!�����>�jq�A��!f4v2�`+>m^���]�.�_SC��2'���1s�̜\3'������=��Zy�N��K�d^���N�L�*�T�C}��T�z��2�������� w;���"S��_���1y��7�7Z77�6�6Z6�q�xf��4P��M���D'���;�R�$��)��'e��M$�<���5��,���؎���S�Ω��O����߯�u�G��I{�6��_�0�y_k����k�g����ͷ��v3�n��+S�Sc�sF��������!��;�O)_p�];(~�ļa��xSr��1!�¦�M�k�����5�D'k>��=w��)�(I��m�J_��Ҧ�w�[C�$�a8{��Y���ƀ�`�9���n�����Et�����QS���ڝݞ�ځ}�'WVZl�`�v��9�9)9*�-f������0����鰜F�3�%s��F������br�)"�¦8����;P��Z���R}�7]e�r�¦n����׌i�ø�W���O��x5�Ml��Pɘ����o�����h'��ذkQ�����&����Rm0��"uM�*�x-Q�;!��p�J�5�Q�s�iR��h����JQĔc}!�!Q3.U�"��ݻ*@�J�blL��d���rCm�[�)��~�9EBaN�h¦�ˬ�����ZD���F�W�.`��FM�Gx�H��8�cFC"(�a�2Z�=�������b��"d��n��J�֒���u(J��O��ε*Q�w�]e�����..���k2�O�ϝ2� MF���/���2։Hi/�^5�=a���I���e�B�k��P����2z�0G%PaTQ��")���P��U����R�Bz�{�Ҫ(�*��UQH�l�����W�,N����jQ)zi]���Kǧ��-�w*�bpe�mį/��w��z�u�_O�沞"i�.f07�x������u �#�[��s�g���}�sa�Je1�tI[cj9�"ʍN�s�mL�-�P홛ZB)��Ln{��tdD=O���9�����Sݲ��^D��#���^M��<���vȓT"�5M�y�-A~��Z�۾~u�>C�i�t\]�N%�>�U��P� FT��1H�Tl\oy����v�`6H#^�6������.�u�m?���-�g�8b�x��>1��"��2�~���OIk�a��f�b�bd,=i�,��)�j6E�1Ȏ�8����鍂H�F>���y�P��0���ى7u��Ĭ5fa=p¦�������MM.��I���k�L]�[��d��J�7^��H:$�%������/R��b*;�Tvh�@�L�~{��+wdž�[�ڐ��vuѐ�B���v��c�A�?�vmJ�澣�T��橿�]¦7Ҍ��es��NKO�%q0m;n~���̦�9aF���98oN�7>�~�o��5*�Y���@��I�\����~�E��Cp��ehˇ��^�����h���Ʋo��ݎ�fmo�՛nu�� <��+k��ǿ*[ �)1��7�kp�e�}�O��-����޾���ڟ�>�����׏/_o�������o�����/o�+Jޡ¦�ͼ˸R,��B��1���w�O2tH��;����W}�S�;�=)U��x��Hr�{��>�d,ە�t#@=A(��a������%2+�zt�el�����K}�ǉ��Ӛ����o��=��¦�e�'�*O㡠���o7@v(Cm�"̈́¦���Dkl*�M0�m�m�$�B�b��d��}a��8F�M��o7D��Q�dI��������Iy���n�� ����N����xQ��jr�(C1֑� �@T`����q��[�zР���e!p��U¦ �T��<��s������y�T��HѼ��<�t��� kG0�c�b6����̀-��c!-A�"^p�8�7����c��:����W��!�J���¦z�/�!¦�����&!���o��.���+d�ǻ�I�Q����3{�.ۑDB�����]�z�O�%Ш���.���Lx��B���_�Y�����縡�{�¦�y@q���/TrՖ���tG�z��ƈ���]?K���y�jG~�T�^j�tZ��T��:����Gb��
https://www.assets.signify.com/is/content/Signify/e17027083e954ecd850fad4100713747 | lighting | %PDF-1.4%����406 0 obj< >endobj xref406 880000000016 00000 n0000002608 00000 n0000002770 00000 n0000002940 00000 n0000003639 00000 n0000003706 00000 n0000003881 00000 n0000004052 00000 n0000004221 00000 n0000004394 00000 n0000004573 00000 n0000004742 00000 n0000005468 00000 n0000005936 00000 n0000006050 00000 n0000006162 00000 n0000006251 00000 n0000006332 00000 n0000006799 00000 n0000031552 00000 n0000031689 00000 n0000057884 00000 n0000083441 00000 n0000110134 00000 n0000136423 00000 n0000162914 00000 n0000163092 00000 n0000163268 00000 n0000163583 00000 n0000163998 00000 n0000164417 00000 n0000164738 00000 n0000190172 00000 n0000190576 00000 n0000191538 00000 n0000218876 00000 n0000219214 00000 n0000220681 00000 n0000220976 00000 n0000221413 00000 n0000226047 00000 n0000226469 00000 n0000263085 00000 n0000263124 00000 n0000263202 00000 n0000284773 00000 n0000287878 00000 n0000288147 00000 n0000288195 00000 n0000288278 00000 n0000288351 00000 n0000288635 00000 n0000288684 00000 n0000288767 00000 n0000288840 00000 n0000288964 00000 n0000289077 00000 n0000289198 00000 n0000289268 00000 n0000289359 00000 n0000291413 00000 n0000291690 00000 n0000292817 00000 n0000292844 00000 n0000293238 00000 n0000293338 00000 n0000298886 00000 n0000299473 00000 n0000300111 00000 n0000300195 00000 n0000300751 00000 n0000301089 00000 n0000306393 00000 n0000306432 00000 n0000311736 00000 n0000311775 00000 n0000320918 00000 n0000320957 00000 n0000321040 00000 n0000321123 00000 n0000321244 00000 n0000321398 00000 n0000321491 00000 n0000321583 00000 n0000321704 00000 n0000321858 00000 n0000002422 00000 n0000002056 00000 ntrailer< <3140FD9666B7B2110A00000000000000>]/Prev 334755/XRefStm 2422>>startxref0%%EOF 493 0 obj< >streamh�b``a`�La```�����D8Z <ƴ���h@R���L4�0L`�c��0���i7�N�p�P;3����,�weh�MKO`��0�Q�����Q-ٞ��yy�zFs��<���3v��e�a0��ac�� �`����� �����_3�b�:.��St"�S2�%� ���\V�4������2�7X^ifVo��YL�*�~gy���� []��IZ�ކ�����X%%�f00��79Iendstreamendobj492 0 obj< >/Filter/FlateDecode/Index[11 395]/Length 36/Size 406/Type/XRef/W[1 1 1]>>streamh�bbba`b``Ń3����ţ�1�0@�6~endstreamendobj407 0 obj< >/Metadata 9 0 R/Pages 8 0 R/StructTreeRoot 11 0 R/Type/Catalog/ViewerPreferences< >>>endobj408 0 obj< >/Font< >>>/Fields[411 0 R 412 0 R 413 0 R 414 0 R 415 0 R 416 0 R]>>endobj409 0 obj< >/ExtGState< >/Font< >/ProcSet[/PDF/Text]/Properties< >/Shading< >/XObject< >>>/Rotate 0/StructParents 1/TrimBox[0.0 0.0 612.0 792.0]/Type/Page>>endobj410 0 obj[411 0 R 412 0 R 413 0 R 414 0 R 415 0 R 416 0 R]endobj411 0 obj< >/P 409 0 R/Rect[365.141 722.705 494.247 743.946]/Subtype/Widget/T(Catalog #)/TU(Catalog #)/Type/Annot>>endobj412 0 obj< >/P 409 0 R/Rect[365.479 700.145 494.247 721.506]/Subtype/Widget/T(Project)/TU(Project)/Type/Annot>>endobj413 0 obj< >/P 409 0 R/Q 1/Rect[496.848 700.145 575.767 730.813]/Subtype/Widget/T(Type)/TU(Type)/Type/Annot>>endobj414 0 obj< >/P 409 0 R/Rect[365.444 677.705 494.247 698.946]/Subtype/Widget/T(Comments)/TU(Comments)/Type/Annot>>endobj415 0 obj< >/P 409 0 R/Rect[365.436 655.145 494.247 676.506]/Subtype/Widget/T(Prepared by)/TU(Prepared by)/Type/Annot>>endobj416 0 obj< >/P 409 0 R/Q 1/Rect[496.851 655.145 575.571 686.707]/Subtype/Widget/T(Date)/TU(Date)/Type/Annot>>endobj417 0 obj< >endobj418 0 obj< >endobj419 0 obj< >endobj420 0 obj< >endobj421 0 obj[/DeviceN[/PANTONE#202995#20C/Cyan/Magenta]/DeviceCMYK 456 0 R 459 0 R]endobj422 0 obj[/DeviceN[/PANTONE#20877#20C/Black]/DeviceCMYK 452 0 R 455 0 R]endobj423 0 obj< >endobj424 0 obj< >streamH��Wko[�������rW;��"`Kr ����>�E�ʴ̆G���Ϸ�����彮 �ɝٙ3g���>9�y������Ŗ��������d��vG~������#?����L���͛Aj��_�7ˏ����������&���f����fJ�)���f�X���_������ԷN���a5�&���{o]��B�/eR1�nE���DhF���>N����Zb�0�.���1/2.�,��*���R�����P\�Y�^�L�_U��܊­�CME&S ��f��d"�'�;�XC��t�2g�����7g�o.�~&W/^��¦6��ty���yQ�WI.��(e(r�MOm'0F6�Ψ"_=).Sx���2�B�Ps�?j�̽4��)��i��,��cq���y����������FS���X�qQeݼ~�y�e�(����SЀ��Yz5�lBS��$�׭{A��Eٺ�0�k�18�h� ������jFtB����G�C�c圖^e�3T�n�I�A������1��Ŕ��Q/J(ٲ���O.�/aT.��y��Jy3�H���2"�#���)�C�}�Lҭ�$,�Eڣ�u0N�:�x�!C���+t�l��bU��<��9\�r�è]�!���ȹ�I�L�15�¦6c�Nʪ=)3?�����!\�,�t\^�f~T^����.�b"#ƙ3�m_�8Z>̐����@�L� ����@:i��¦X�=�&m[)�p>/o}~{�����c���v����0_�:���K�g��y�ծE��¾�����7f��Ϣyc+U+��i�O�3_�>;j�K��~��,/�����X�~!ʂNO����9)w�I�q-q�Pl?#¦^��t/¦z��}4�rr�#���u���i}X��O����X�s��I�������M��+1T)W��b���@�͜���p{��;�d)���Z��z�^�v>���c&F����r��3�!��~���k��B��L��ZQ㏈�G�6��"o���z�~�sR:��R`�&!]u�/1���'K��+��c�#P��Eq¦X�QY0+=���N�TF������;��`��d�H�ˆp>�;<�n��?d�����ϳ6J� ���z\���K�/����s�� �B���)Y/pnQf$Ȑ1��^�n�L�+�/���{�P��T�>��G0�o ���E�H����}%G�b�%2*����@�`)z�o����0ֵ]���{�j�[����M�N�7���>GU�ZP#���������8eDx��)�1�Ȕ���F��Ga8��7��F�'�&�:���¦��:��j����Z���/�g8�M �o{�1��y������(��QĘ���XCT��qDpѠ@ <�nM�ʸ揵VA�sM8DV]���~[�?��C7�)�tɡ>%�n��%�&�R�� �I�kp�hN�����'���d�d���Z�L�N�ʇ���Rv����0BJ�9a��RVX���T�vf���Q�tA�l׼�l����ƫ<.��G.�O��߁�TC[�w������>}"��Z��¦Exʹ��W"�¥��ۑjˬ�b~���X^�,s���Ic���s�=b���&¦�>��͎o�@�zJ�����v����C]q�!�$R���(���d�/��P�B���#����$(�����g��%^#�˸��.�f����\Ꟃ<�@���*��e�׉l����TbJ�]�P�{���c�E��nP^X��¦}��0HҀEW�Z$��U�kǳ�ETЀE�F�����7���0lq�e���vw�S~�7*�;��e�WRP���z����QI���ж�R?�74�u��iz�i}XE���h�Cהc�����LI����%P�ڸ�%V�~U*���ھL�8ݢ4\�7~�����A݂���U��+rԺ�{i�L"b�J�8��D*��ъ(m��_�.`�F��u~䋡un8J�{����a��p}��ls�:�o�Q���(���N���l6��~ެ���������pS���"��g��>s�8K�^ႆ%��Iy-��U�#GR��S�x���ϟ�8����N܏5���KdDd���-�`�,,Kތ����H��-��������R����i������]4���xη������o�¦��o��_�vq�}���ᗇ�U2��V�
https://www.cooperlighting.com/api/assets/v1/file/CLS/content/470d50496abf4789af06add501729470/corelite-discreet-susp-specsheet | lighting | %PDF-1.7%����405 0 obj< >endobj xref405 1520000000016 00000 n0000004808 00000 n0000004970 00000 n0000005072 00000 n0000005108 00000 n0000006647 00000 n0000006754 00000 n0000006889 00000 n0000007024 00000 n0000007160 00000 n0000007296 00000 n0000007432 00000 n0000007630 00000 n0000007810 00000 n0000008009 00000 n0000008188 00000 n0000008384 00000 n0000008564 00000 n0000008766 00000 n0000008946 00000 n0000009141 00000 n0000009320 00000 n0000009516 00000 n0000009696 00000 n0000009723 00000 n0000009837 00000 n0000009949 00000 n0000010572 00000 n0000010827 00000 n0000011427 00000 n0000011688 00000 n0000012086 00000 n0000012364 00000 n0000012890 00000 n0000013496 00000 n0000013758 00000 n0000014193 00000 n0000014243 00000 n0000014382 00000 n0000015000 00000 n0000015555 00000 n0000016087 00000 n0000016505 00000 n0000016972 00000 n0000017398 00000 n0000017448 00000 n0000017498 00000 n0000017548 00000 n0000017598 00000 n0000084094 00000 n0000145138 00000 n0000200521 00000 n0000259379 00000 n0000259798 00000 n0000260223 00000 n0000313688 00000 n0000314086 00000 n0000314343 00000 n0000387489 00000 n0000387516 00000 n0000388039 00000 n0000388175 00000 n0000493237 00000 n0000497579 00000 n0000602648 00000 n0000602680 00000 n0000602712 00000 n0000614631 00000 n0000614663 00000 n0000614695 00000 n0000626596 00000 n0000626628 00000 n0000629643 00000 n0000629675 00000 n0000638066 00000 n0000638470 00000 n0000638739 00000 n0000647601 00000 n0000647697 00000 n0000647767 00000 n0000648248 00000 n0000648519 00000 n0000658761 00000 n0000658864 00000 n0000658934 00000 n0000658973 00000 n0000670007 00000 n0000680536 00000 n0000690308 00000 n0000690713 00000 n0000691169 00000 n0000691630 00000 n0000692074 00000 n0000692743 00000 n0000696391 00000 n0000696430 00000 n0000700078 00000 n0000700117 00000 n0000706607 00000 n0000706646 00000 n0000713845 00000 n0000713884 00000 n0000718816 00000 n0000718855 00000 n0000722444 00000 n0000722483 00000 n0000726072 00000 n0000726111 00000 n0000729027 00000 n0000729066 00000 n0000735595 00000 n0000735634 00000 n0000742240 00000 n0000742279 00000 n0000748808 00000 n0000748847 00000 n0000755453 00000 n0000755492 00000 n0000755722 00000 n0000756109 00000 n0000756230 00000 n0000756386 00000 n0000756616 00000 n0000757003 00000 n0000757124 00000 n0000757280 00000 n0000757675 00000 n0000758074 00000 n0000758859 00000 n0000760244 00000 n0000761629 00000 n0000763571 00000 n0000765079 00000 n0000766464 00000 n0000767849 00000 n0000769919 00000 n0000771954 00000 n0000773339 00000 n0000774724 00000 n0000776825 00000 n0000779082 00000 n0000780467 00000 n0000781852 00000 n0000783789 00000 n0000785308 00000 n0000786053 00000 n0000786134 00000 n0000786215 00000 n0000786296 00000 n0000786377 00000 n0000786476 00000 n0000003336 00000 ntrailer< <4694B58966B7B2110A00000000000000>]/Prev 1447807>>startxref0%%EOF 556 0 obj< >streamhެ�kPSG���܄��@x��`x�@#BDe$�A�J�qBq�X�8b�/�CC��ȫ5��H�P���FEGm�ت�h�U�#}8N?t���i?�¦����w�����LA3� ��~�Vq�G��&7���J��K2r�k��¦�Io�>�򩰼�ǪK6_�����q�w��o���t9gπ��-��DV��^�ҙ�jԄ�����e��5h1�r�=p7��_�_�^6�V{y�QO��զHr66 I���aH-��с����(��~�>:�Ǎ�х%��(�p�(���;=2es�*}(uD��/+������2�Vt�/;W�9���t��8U��ѵ�`�>{�"7-�H �����H���ɾm�����M���&{n�Z�S�x�@¦hĪ���([V�W)�'�۹%`K�����W�_7�7���S���5p]Q��Mso�-TU/��~>q,Kf�!mt[��yP?�"�r��?��EK�A�"kw�T]����O�ܮ���>�#�ξ5�������m∸�9u5��s��g��A��tfD땳���[�K���"�g�si\��z��_��D�=���`w�Ƨ���+$b�s�0�_:�G�#�E,V_&��4�e�Pvr/Kѽ�T�%�u�{^��zruu���ܾ�՘��2��!�f{��EQ��f�3��:��3�>�z���UL%C���K��-�F����x11c�X(��*��O,��@�^¦�Zd�o!T�&��$MA��T��@��VР�K�B3���1F��6J��D�l%�T� �&�(�`�Ӳ�Ӳ����s�k��s]�~���X��d��L����0&��p+p%-�CŔ����:y�A?B piT�6��W���p6)��Q5h����,'�(��yM�%x,�����c�X�lQ¦+O��<)�'�̼n=3��[�� >>>endobj407 0 obj< >>>/Fields 384 0 R>>endobj408 0 obj< >endobj409 0 obj< >/PageTransformationMatrixList< >/PageUIDList< >/PageWidthList< >>>>>/Resources< >/ExtGState< >/Font< >/ProcSet[/PDF/Text/ImageC/ImageI]/Properties< >/Shading< >/XObject< >>>/Rotate 0/Tabs/W/Thumb 391 0 R/TrimBox[0.0 0.0 612.0 792.0]/Type/Page>>endobj410 0 obj[411 0 R 412 0 R 413 0 R 414 0 R 415 0 R 416 0 R 418 0 R 420 0 R 422 0 R 424 0 R 426 0 R]endobj411 0 obj< >/Border[0 0 0]/H/N/Rect[73.08 457.4 177.413 444.129]/Subtype/Link/Type/Annot>>endobj412 0 obj< >/Border[0 0 0]/H/N/Rect[73.08 444.24 176.48 430.969]/Subtype/Link/Type/Annot>>endobj413 0 obj< >/Border[0 0 0]/H/N/Rect[73.08 431.08 205.751 417.809]/Subtype/Link/Type/Annot>>endobj414 0 obj< >/Border[0 0 0]/H/N/Rect[73.08 417.92 161.845 404.649]/Subtype/Link/Type/Annot>>endobj415 0 obj< >/Border[0 0 0]/H/N/Rect[73.08 404.76 150.184 391.489]/Subtype/Link/Type/Annot>>endobj416 0 obj< >/BS< >/DA(/Roboto-Regular 0 Tf 0 g)/F 4/FT/Tx/Ff 4096/MK 472 0 R/P 409 0 R/Q 0/Rect[87.84 719.069 189.329 753.12]/Subtype/Widget/T(Project)/Type/Annot>>endobj417 0 obj< >/Subtype/Form>>streamH���Pp�uV�rendstreamendobj418 0 obj< >/BS< >/DA(/Roboto-Regular 0 Tf 0 g)/F 4/FT/Tx/Ff 4096/MK 470 0 R/P 409 0 R/Q 0/Rect[242.2 719.069 439.84 753.12]/Subtype/Widget/T(Catalog #)/Type/Annot>>endobj419 0 obj< >/Subtype/Form>>streamH���Pp�uV�rendstreamendobj420 0 obj< >/BS< >/DA(/Roboto-Regular 0 Tf 0 g)/F 4/FT/Tx/Ff 4096/MK 469 0 R/P 409 0 R/Q 0/Rect[492.75 719.069 573.904 753.12]/Subtype/Widget/T(Type)/Type/Annot>>endobj421 0 obj< >/Subtype/Form>>streamH���Pp�uV�rendstreamendobj422 0 obj< >/BS< >/DA(/Roboto-Regular 0 Tf 0 g)/F 4/FT/Tx/Ff 4096/MK 477 0 R/P 409 0 R/Q 0/Rect[87.84 678.859 189.329 714.71]/Subtype/Widget/T(Prepared by)/Type/Annot>>endobj423 0 obj< >/Subtype/Form>>streamH���Pp�uV�rendstreamendobj424 0 obj< >/BS< >/DA(/Roboto-Regular 0 Tf 0 g)/F 4/FT/Tx/Ff 4096/MK 475 0 R/P 409 0 R/Q 0/Rect[242.2 679.581 439.84 714.71]/Subtype/Widget/T(Notes)/Type/Annot>>endobj425 0 obj< >/Subtype/Form>>streamH���Pp�uV�rendstreamendobj426 0 obj< >/BS< >/DA(/Roboto-Regular 0 Tf 0 g)/F 4/FT/Tx/Ff 4096/MK 473 0 R/P 409 0 R/Q 0/Rect[492.75 678.859 573.904 714.71]/Subtype/Widget/T(Date)/Type/Annot>>endobj427 0 obj< >/Subtype/Form>>streamH���Pp�uV�rendstreamendobj428 0 obj[484 0 R]endobj429 0 obj< >endobj430 0 obj< >endobj431 0 obj< >streamH�\�͊�@��>E-���u��H ?ݐ��0�y���0Q1f���:��FH�LY9����?t����c_���m׌����:�S��]�,\������]_�!�����6��;�YY��GZ�M��=m�������ı�.��������}��k�&�p�k�9�їj�Z]���m/�&����%��w���]1_/)S�M�UǪ�Ĭ\�c���t���5���p��\��Ƭ,p�b�N�r�6��_ɯ�yޑw�=y~#����I������K�L��,d����+Y���������������%o�t�p�
https://www.cooperlighting.com/api/assets/v1/file/CLS/content/367be0ed12484630af6cadd501729aa4/corelite-discreet-surf-specsheet | lighting | %PDF-1.7%����362 0 obj< >endobj xref362 1780000000016 00000 n0000005143 00000 n0000005305 00000 n0000005407 00000 n0000005443 00000 n0000007211 00000 n0000007318 00000 n0000007453 00000 n0000007588 00000 n0000007724 00000 n0000007860 00000 n0000007996 00000 n0000008194 00000 n0000008374 00000 n0000008573 00000 n0000008752 00000 n0000008948 00000 n0000009128 00000 n0000009330 00000 n0000009510 00000 n0000009705 00000 n0000009884 00000 n0000010080 00000 n0000010260 00000 n0000010783 00000 n0000010830 00000 n0000010877 00000 n0000010924 00000 n0000010971 00000 n0000011085 00000 n0000011197 00000 n0000011632 00000 n0000011888 00000 n0000011935 00000 n0000012213 00000 n0000012619 00000 n0000012874 00000 n0000013475 00000 n0000013730 00000 n0000014342 00000 n0000014369 00000 n0000014984 00000 n0000015241 00000 n0000015775 00000 n0000015914 00000 n0000016526 00000 n0000017077 00000 n0000017495 00000 n0000017962 00000 n0000018386 00000 n0000018423 00000 n0000018471 00000 n0000018518 00000 n0000018565 00000 n0000018613 00000 n0000018661 00000 n0000018709 00000 n0000046287 00000 n0000075048 00000 n0000101053 00000 n0000126352 00000 n0000154683 00000 n0000179331 00000 n0000179358 00000 n0000179819 00000 n0000179955 00000 n0000180374 00000 n0000180897 00000 n0000181207 00000 n0000205476 00000 n0000243028 00000 n0000246044 00000 n0000246076 00000 n0000246108 00000 n0000246140 00000 n0000246172 00000 n0000246204 00000 n0000246236 00000 n0000248885 00000 n0000249000 00000 n0000249070 00000 n0000249166 00000 n0000260756 00000 n0000269618 00000 n0000269887 00000 n0000278277 00000 n0000278681 00000 n0000288589 00000 n0000288659 00000 n0000288762 00000 n0000299158 00000 n0000309576 00000 n0000309847 00000 n0000321640 00000 n0000322111 00000 n0000322699 00000 n0000322915 00000 n0000323191 00000 n0000323624 00000 n0000324241 00000 n0000324899 00000 n0000325169 00000 n0000325388 00000 n0000325501 00000 n0000325797 00000 n0000326004 00000 n0000327259 00000 n0000327579 00000 n0000340210 00000 n0000340482 00000 n0000344065 00000 n0000344104 00000 n0000349036 00000 n0000349075 00000 n0000351991 00000 n0000352030 00000 n0000358559 00000 n0000358598 00000 n0000365204 00000 n0000365243 00000 n0000371772 00000 n0000371811 00000 n0000378417 00000 n0000378456 00000 n0000417881 00000 n0000417920 00000 n0000424410 00000 n0000424449 00000 n0000431648 00000 n0000431687 00000 n0000431917 00000 n0000432304 00000 n0000432425 00000 n0000432579 00000 n0000432809 00000 n0000433196 00000 n0000433317 00000 n0000433471 00000 n0000433866 00000 n0000434265 00000 n0000435113 00000 n0000446147 00000 n0000446186 00000 n0000450562 00000 n0000451947 00000 n0000453332 00000 n0000458733 00000 n0000468455 00000 n0000470071 00000 n0000471687 00000 n0000479381 00000 n0000501966 00000 n0000502241 00000 n0000502607 00000 n0000503498 00000 n0000504385 00000 n0000504712 00000 n0000505606 00000 n0000505935 00000 n0000506315 00000 n0000507940 00000 n0000509565 00000 n0000518566 00000 n0000541314 00000 n0000546795 00000 n0000556756 00000 n0000567247 00000 n0000567616 00000 n0000568490 00000 n0000569362 00000 n0000569691 00000 n0000570592 00000 n0000570681 00000 n0000570770 00000 n0000570859 00000 n0000570948 00000 n0000571047 00000 n0000003856 00000 ntrailer< ]/Prev 1622111>>startxref0%%EOF 539 0 obj< >streamh޴Ty0�w�]��ݕewu�+�RGujuo�M�Ma�`$i-�S�Gڎ{1��IG1n6�[R�6i�L[�LC�Di�~�v������7�}��}�{��}�����3,�dAd��5�A�T�����T�R�K{�K���݃��q���m���y����^eS��(ɼ��k����GB�5�1WrˆUΝ�=�7���pw���_d]��T�����D�����üWh��͊=�իq�9o�9���*x�����s>��?F�P�r����W���tb�x���@��j�u�����6^����Td5{Rtt�n�ƙ$sF��6˶䑰j�R�T.I7�x,q%�rb��7��^�{��m�����Frt��_�:U�d�Eq"��Y�?8�� #������H=I�T�I�OF6i�B"l*x&5b�o2~2���+�ͪ�5�Y�¦�n���/_�?���W��׌W�z�lĳ��˦8�ZC-�Ɗ8����ty��w�S��?k(^�.�T�p�=��2J&���^���:����2�עlC���,����7W/��kH=��~u>:s ��y��$���ӥ���R��&A�n�퇝T{�"��;v��da�b�但O��:\�BZI�Li����TJ����޺�u`�ȑG�Qћ��"��B��e-�--�W�_�F�0���)��0��� ��2�H����g��4�hj¦�RY$��m�i���:���3�b��D��O�����%qY���J�"[i��i�:B"E�1d���vd�~�l��w�Sȇx��L��`�W���`%��H�{ގ��uc������]��]'��3��+�U�Pd� /��F:�0��]�O �pɁHzT����5��0Kn���R�G�QA��;�5<�M�smw0�!՘��)!ח�m�US�X�ݜ�b<ظ�/aqk�f�]P���v�`��x�pO�ځ�!��Sd�Q��n�z{��[������·��_���4��n���C��}w7����%g��A�҇[HB,"@U䲵F��0����endstreamendobj363 0 obj< >>>endobj364 0 obj< >>>/Fields 346 0 R>>endobj365 0 obj< >endobj366 0 obj< >/PageTransformationMatrixList< >/PageUIDList< >/PageWidthList< >>>>>/Resources< >/ExtGState< >/Font< >/ProcSet[/PDF/Text/ImageC/ImageI]/Properties< >/Shading< >/XObject< >>>/Rotate 0/Tabs/W/Thumb 351 0 R/TrimBox[0.0 0.0 612.0 792.0]/Type/Page>>endobj367 0 obj[368 0 R 369 0 R 370 0 R 371 0 R 372 0 R 373 0 R 375 0 R 377 0 R 379 0 R 381 0 R 383 0 R]endobj368 0 obj< >/Border[0 0 0]/H/N/Rect[73.08 457.4 177.413 444.129]/Subtype/Link/Type/Annot>>endobj369 0 obj< >/Border[0 0 0]/H/N/Rect[73.08 444.24 176.48 430.969]/Subtype/Link/Type/Annot>>endobj370 0 obj< >/Border[0 0 0]/H/N/Rect[73.08 431.08 205.751 417.809]/Subtype/Link/Type/Annot>>endobj371 0 obj< >/Border[0 0 0]/H/N/Rect[73.08 417.92 161.845 404.649]/Subtype/Link/Type/Annot>>endobj372 0 obj< >/Border[0 0 0]/H/N/Rect[73.08 404.76 150.184 391.489]/Subtype/Link/Type/Annot>>endobj373 0 obj< >/BS< >/DA(/Roboto-Regular 0 Tf 0 g)/F 4/FT/Tx/Ff 4096/MK 436 0 R/P 366 0 R/Q 0/Rect[87.84 719.069 189.329 753.12]/Subtype/Widget/T(Project)/Type/Annot>>endobj374 0 obj< >/Subtype/Form>>streamH���Pp�uV�rendstreamendobj375 0 obj< >/BS< >/DA(/Roboto-Regular 0 Tf 0 g)/F 4/FT/Tx/Ff 4096/MK 437 0 R/P 366 0 R/Q 0/Rect[242.2 719.069 439.84 753.12]/Subtype/Widget/T(Catalog #)/Type/Annot>>endobj376 0 obj< >/Subtype/Form>>streamH���Pp�uV�rendstreamendobj377 0 obj< >/BS< >/DA(/Roboto-Regular 0 Tf 0 g)/F 4/FT/Tx/Ff 4096/MK 438 0 R/P 366 0 R/Q 0/Rect[492.75 719.069 573.904 753.12]/Subtype/Widget/T(Type)/Type/Annot>>endobj378 0 obj< >/Subtype/Form>>streamH���Pp�uV�rendstreamendobj379 0 obj< >/BS< >/DA(/Roboto-Regular 0 Tf 0 g)/F 4/FT/Tx/Ff 4096/MK 433 0 R/P 366 0 R/Q 0/Rect[87.84 678.859 189.329 714.71]/Subtype/Widget/T(Prepared by)/Type/Annot>>endobj380 0 obj< >/Subtype/Form>>streamH���Pp�uV�rendstreamendobj381 0 obj< >/BS< >/DA(/Roboto-Regular 0 Tf 0 g)/F 4/FT/Tx/Ff 4096/MK 434 0 R/P 366 0 R/Q 0/Rect[242.2 679.581 439.84 714.71]/Subtype/Widget/T(Notes)/Type/Annot>>endobj382 0 obj< >/Subtype/Form>>streamH���Pp�uV�rendstreamendobj383 0 obj< >/BS< >/DA(/Roboto-Regular 0 Tf 0 g)/F 4/FT/Tx/Ff 4096/MK 435 0 R/P 366 0 R/Q 0/Rect[492.75 678.859 573.904 714.71]/Subtype/Widget/T(Date)/Type/Annot>>endobj384 0 obj< >/Subtype/Form>>streamH���Pp�uV�rendstreamendobj385 0 obj< >streamH�\��n�@E�¦E/�
https://www.cooperlighting.com/api/assets/v1/file/CLS/content/6839fc74b228456a880dae70010d95bd/corelite-Indepth-led-4x4-specsheet | lighting | %PDF-1.7%����300 0 obj< >endobj xref300 1380000000016 00000 n0000004179 00000 n0000004360 00000 n0000004404 00000 n0000004483 00000 n0000004519 00000 n0000005948 00000 n0000006063 00000 n0000006198 00000 n0000006333 00000 n0000006468 00000 n0000006604 00000 n0000006738 00000 n0000006877 00000 n0000007088 00000 n0000007266 00000 n0000007479 00000 n0000007656 00000 n0000007869 00000 n0000008046 00000 n0000008255 00000 n0000008433 00000 n0000008644 00000 n0000008821 00000 n0000009032 00000 n0000009209 00000 n0000009487 00000 n0000009514 00000 n0000010127 00000 n0000010384 00000 n0000010940 00000 n0000011195 00000 n0000011788 00000 n0000012049 00000 n0000012409 00000 n0000012671 00000 n0000013151 00000 n0000013751 00000 n0000013778 00000 n0000014281 00000 n0000014618 00000 n0000014732 00000 n0000015170 00000 n0000015781 00000 n0000015818 00000 n0000015930 00000 n0000016069 00000 n0000016453 00000 n0000016996 00000 n0000017132 00000 n0000017307 00000 n0000017837 00000 n0000024125 00000 n0000029064 00000 n0000034880 00000 n0000035260 00000 n0000035548 00000 n0000041862 00000 n0000047413 00000 n0000052050 00000 n0000058167 00000 n0000063133 00000 n0000063165 00000 n0000063197 00000 n0000063229 00000 n0000063261 00000 n0000063293 00000 n0000065696 00000 n0000065728 00000 n0000076193 00000 n0000086388 00000 n0000086659 00000 n0000087115 00000 n0000087218 00000 n0000087288 00000 n0000098863 00000 n0000098978 00000 n0000110492 00000 n0000113141 00000 n0000113548 00000 n0000124330 00000 n0000134971 00000 n0000146423 00000 n0000146493 00000 n0000146589 00000 n0000154944 00000 n0000155213 00000 n0000161742 00000 n0000161781 00000 n0000197818 00000 n0000197857 00000 n0000205016 00000 n0000205055 00000 n0000213561 00000 n0000213600 00000 n0000220597 00000 n0000220636 00000 n0000227636 00000 n0000227675 00000 n0000234868 00000 n0000234907 00000 n0000241927 00000 n0000241966 00000 n0000248572 00000 n0000248611 00000 n0000255101 00000 n0000255140 00000 n0000261669 00000 n0000261708 00000 n0000268237 00000 n0000268276 00000 n0000275565 00000 n0000275604 00000 n0000275907 00000 n0000276302 00000 n0000276701 00000 n0000287735 00000 n0000287774 00000 n0000292747 00000 n0000295335 00000 n0000297923 00000 n0000300807 00000 n0000346768 00000 n0000349356 00000 n0000351944 00000 n0000355110 00000 n0000473675 00000 n0000476182 00000 n0000478689 00000 n0000481855 00000 n0000594803 00000 n0000594910 00000 n0000595017 00000 n0000595124 00000 n0000595199 00000 n0000595306 00000 n0000595405 00000 n0000003056 00000 ntrailer< <2AF2D28B66B7B2110A00000000000000>]/Prev 1109678>>startxref0%%EOF 437 0 obj< >streamhޤTmLSW~���¦�Z�-T�Zh���K�( j5�c:��B6��o�h�ʦ�" ��X��(����*���6�~m�t�bv�,Jtُ���{�s��>�<�=����1!x!�@�#��Plr���'ۺ������1�><"�Zcrh#�\Q�gN�nr7��k8¦���@;ʽ��eU}lfu���G��8����ʗJ�货gd��mn��r����^io�����wtoߵgG�s��s�%M���OT��6�H$�$�J�c���_��go���{rz�V[�k֮Ȳd,OOI5¦��1RkҨ"���T����3K'��n�X8O92¦<>�ȉ�N�m"���N���kF��WY�R�R�3�Ύ�;�����Ͻ�������yc���Է����AT��:����l�`֝Qs���[�q�E�S�����\.~g������f���`��\�7�Sa��\�,��s��̶"�9N���y�����FF�Xʍ��Ŝ*����<�xz���'��DE�W9�.���.�0ŕ2���uS�K�L��Bi��f�@=�_�m�u(eÆd�AA����p��b�o&蒤m�P�ȍ����r��WuXÜ�fm�FdJ��\SOB,��Tq�����b�C�$�����m���.X���PE��pz�Y%&�mRJ��U��]�+�����GL@3�׉m D�v�ɴ�ȁ��B�^O��o{�D�h�*D�*�/���j3�g,��^�("�u�g����O�q���pfu�e����у2.��3�VK���.���x��L}���]�7�u�2� ��W��O���yڲ@�p�@�_��Xn�C��׽�b k+ /�����i�Y^s�c��(-d-�rL$E�q�w����!q7�>u��8T����ꪖ�g˛�Z����Tw��B��}W�n?�v������L�Zhr���e�)����Ȇ&�"�{$!��S��`�7idendstreamendobj301 0 obj< >>>endobj302 0 obj< >endobj303 0 obj< >>>/Fields 286 0 R>>endobj304 0 obj< >endobj305 0 obj< >/PageTransformationMatrixList< >/PageUIDList< >/PageWidthList< >>>>>/Resources< >/ExtGState< >/Font< >/ProcSet[/PDF/Text/ImageC]/Properties< >/XObject< >>>/Rotate 0/Tabs/W/Thumb 291 0 R/TrimBox[0.0 0.0 612.0 792.0]/Type/Page>>endobj306 0 obj[307 0 R 308 0 R 309 0 R 310 0 R 311 0 R 312 0 R 313 0 R 315 0 R 317 0 R 319 0 R 321 0 R 323 0 R]endobj307 0 obj< >/Border[0 0 0]/H/N/Rect[73.08 457.4 177.413 444.129]/Subtype/Link/Type/Annot>>endobj308 0 obj< >/Border[0 0 0]/H/N/Rect[73.08 444.24 176.48 430.969]/Subtype/Link/Type/Annot>>endobj309 0 obj< >/Border[0 0 0]/H/N/Rect[73.08 431.08 186.31 417.809]/Subtype/Link/Type/Annot>>endobj310 0 obj< >/Border[0 0 0]/H/N/Rect[73.08 417.92 150.184 404.649]/Subtype/Link/Type/Annot>>endobj311 0 obj< >/Border[0 0 0]/H/N/Rect[488.124 84.1334 577.5 63.0]/Subtype/Link/Type/Annot>>endobj312 0 obj< >/Border[0 0 0]/H/N/Rect[432.653 415.282 491.128 387.955]/Subtype/Link/Type/Annot>>endobj313 0 obj< >/BS< >/DA(/MinionPro-Regular 0 Tf 0 g)/F 4/FT/Tx/Ff 4096/MK 361 0 R/P 305 0 R/Parent 287 0 R/Q 0/Rect[87.84 679.891 189.329 715.171]/Subtype/Widget/T(1)/Type/Annot>>endobj314 0 obj< >/Subtype/Form>>streamH���Pp�uV�rendstreamendobj315 0 obj< >/BS< >/DA(/MinionPro-Regular 0 Tf 0 g)/F 4/FT/Tx/Ff 4096/MK 367 0 R/P 305 0 R/Parent 287 0 R/Q 0/Rect[242.107 679.891 439.387 715.171]/Subtype/Widget/T(3)/Type/Annot>>endobj316 0 obj< >/Subtype/Form>>streamH���Pp�uV�rendstreamendobj317 0 obj< >/BS< >/DA(/MinionPro-Regular 0 Tf 0 g)/F 4/FT/Tx/Ff 4096/MK 365 0 R/P 305 0 R/Parent 287 0 R/Q 0/Rect[493.165 679.891 572.904 715.171]/Subtype/Widget/T(5)/Type/Annot>>endobj318 0 obj< >/Subtype/Form>>streamH���Pp�uV�rendstreamendobj319 0 obj< >/BS< >/DA(/MinionPro-Regular 0 Tf 0 g)/F 4/FT/Tx/Ff 4096/MK 364 0 R/P 305 0 R/Parent 287 0 R/Q 0/Rect[87.84 718.84 189.329 754.12]/Subtype/Widget/T(0)/Type/Annot>>endobj320 0 obj< >/Subtype/Form>>streamH���Pp�uV�rendstreamendobj321 0 obj< >/BS< >/DA(/MinionPro-Regular 0 Tf 0 g)/F 4/FT/Tx/Ff 4096/MK 363 0 R/P 305 0 R/Parent 287 0 R/Q 0/Rect[242.107 717.84 439.387 754.56]/Subtype/Widget/T(2)/Type/Annot>>endobj322 0 obj< >/Subtype/Form>>streamH���Pp�uV�rendstreamendobj323 0 obj< >/BS< >/DA(/MinionPro-Regular 0 Tf 0 g)/F 4/FT/Tx/Ff 4096/MK 362 0 R/P 305 0 R/Parent 287 0 R/Q 0/Rect[493.165 717.84 572.904 754.12]/Subtype/Widget/T(4)/Type/Annot>>endobj324 0 obj< >/Subtype/Form>>streamH���Pp�uV�rendstreamendobj325 0 obj< >endobj326 0 obj[371 0 R]endobj327 0 obj< >streamH�\�Ɋ�@��y�:v���n�<��8�1)������T�˴0���o�Cی"�>t�1��ܴ�n�}��8�K�fR���ƙ�wu-�,���������e������8<�˪�N�5˿u��"^~m��"?���O��v�X.E�񇾔���D����ߌ��x�y��B%����:���C�^B�(��}¦�Yh���}��ӹ�]鸉ǋB�D��6�;��>��@�B�A(h��$� yHCp�q&W��֐�p�q-q�g�;h�H���E���E���E���E���E���E�nPW���fV�C�D�>}j�4�����g�'��]K������������>-}Zr�dPp(��A��`Pp(ܬ@g���9:3��h�Ғ�%KK��,-9Z���h�Ғ�%K"O"K"O"K"O"K"O"K"O"K"O"K"O"K"O"K"O"�[��[ �'/jz�m��E�&gJδ�[r�����se���2��C`��O� N-�9k��0�1�F[�/�di��9��������0��/2endstreamendobj328 0 obj< >endobj329 0 obj< >streamH�\��j�0E��-�E�cK�5`i�Bm���8���(�"_]�ҁ$9�~W�+�춻�O&��v�'s�C�e��֛�?�![������j�m�͘�ix�L���!�k��N7/S���u7�}�����>����������8~���)�je:LA���֜��籇]�����!��{��m�����i��_Ʀ��'��E��L��>�̇��N9v8�M��E�K���!o�[��L~N\q��l� /�%�[�3�B~%d+Y���G�s��Z�e�����kY�e�o�o�o�o�i�i��O`���k�ע�}!�ͬ�:�u�������������������A�/��r�9�a� G�o�}f2��2gr��&�(�(k�̾��¾��¾���}쳰��������_��W�+��J���_��W�+��J���_��lY���2��x���3?g��Ƙ��¦D�s���s��a4i��K��2��endstreamendobj330 0 obj< >endobj331 0 obj< >streamH�\�͎�@�� f����cן�ï��1��a�/���"�ס��4�K=¦�/1��}��w��)��w���C1/)�\�x�&�u�Y�H�u���g�ž���O��z̪/�/���L~��+���;�9�V%g��Y.�KpA.�%�Y�JV��L�>%}J���&�0K�%�/�/�/�/�/�/�_���Y�,A�0K�%/�0{� �AЃ��_��DЉ�E'�=(=�JO���S��Tx*�nJ���A�tP8;1tb�5�s��\C�1אk�5��1�ct08�1�c¦�gat3��2te�4x=m�dW���]9�r:;���g������pv:;���g������pv�9�V�Y,��y�¦�l������l��1m��u0�I�Ʈ��o��:������bendstreamendobj332 0 obj< >endobj333 0 obj< >streamH�\��j�0E���Y&� ?ꄂ1��}P��H�DP�BV���H!��9��^F#�v�Κ��Ϫ�����2߼B8��X����]\�48!IܯK����,��'%��W��¦ƭ��^�7���߂�o����6@MG2z��0!�(�u��&�;����ZB�y*F�7(􃽠�3�/4�V���e��Gu����e���-q��K>/��9s��`.��U�����¦L¦$~:E� �*�W�O�{�? ~��H�S�0��Mendstreamendobj334 0 obj< >endobj335 0 obj< >streamH�\��N�@��y����ݳ��&�դ���P8�$v![zѷw�1�HR�`�a�v��f��d��8�[�̾]��p������-J����s7��c3fyo/�I�����6�[Z ��Z���\�+r�dvd�%�&����������������B���"����4x�����������������<�'��jZ�V�jZ�Vf-��+�)�)�)�)�g�>������������x���#�g�<�y<�x~7]P��UH�5�=k�1��͵���V�A�?�I*��o��endstreamendobj336 0 obj< >streamH�\��n�@E�¦E/�E�MWW9��؉��<4��m)���?}�QF$�����-����nߵ���}}��;�]3�k����vٲpM[O�W�}��,O���/���ge��_��u��a������?�&�mwv��G�n��/���­׮��T�[5¦�.���}����)������]1_/)S�M�UǪ;Ǭ\�c�ʷt���5����O�{5fe���tJ\�p ���"����g���;�+��FNb�g_��~I^�����=ك�,`�y�y%+���������~Cހ_�/`:{8}>B���G�#��}>B����������pV�Y��ܗ��J8+��g0�@��@��@��@��@�����G�Q�QYSQSYSQSYSQSYSQSYSQSYS皜�b����������������������Fg�����lt68��Fg�����lt68��Fg���=1�'��6�����J_��o��8�-;&潊]�v��K2�K����0m��endstreamendobj337 0 obj[378 0 R]endobj338 0 obj< >streamH�\�Mo�0@���C��R���D�a�j��8Y� ����񣍴H ={<���j����$�O?4{7�c׷�]��o�8�S�'2m�L3�os��$�����λ�8$��H����o�i�����u��O��w���:������DY��C���^��H㱗]�����<"~�F'���fh�e�����E�R,��)׷��kͱñ�S��Cx��Y�2P�Bk�-�̠ʡDNENi�z�4D=E=�����r-�-������ȩə�E�Ea��VXk��k���ZQ�PA�i���d%D�%Rӭ�[���L/!���9��Xk����z��`���C���訠#CG<<���O�K�����.r5{�/;�Z?V*V6��9.�<��7I¦�s�>�~�nq�������F��(©���`��Aendstreamendobj339 0 obj< >endobj340 0 obj< >endobj341 0 obj< >endobj342 0 obj< >endobj343 0 obj[/ICCBased 377 0 R]endobj344 0 obj< >endobj345 0 obj< >endobj346 0 obj< >endobj347 0 obj< >endobj348 0 obj< >endobj349 0 obj< >endobj350 0 obj< >endobj351 0 obj< >streamH��WYoG~�_�oK�Q���0����A��?$�M�(fy��l���W}̌.'�5Aî>�뮯o��^q� [C��]_����n��t����)a�l�E���\�=��i��_6�H�ى���ۻ��s�&�Κ�馁��C��"�:�n{*�X��km����'���ݾ9¦d���:��¦+Y;1�2 #��;�i�Kƺ8*K�z��٢ao�9��f�lOG�+Y[Ho�V%�j��w���p�a�}U���;u����-jr,�T{�G��V�B�w�7��o*_[U����+S+k�(��+UK��(��q�EǪ3$��<�L-����*6J?��r����3�t��X_0#���2��n���ɉԚ��;"�NM��5��+QsO��:�:��{�/�A3�_��>�敆^!SБ�6��yhQ�ш�K�G�Qa�j�d�"��pB$`e����Md��-�耪�*��Ĝ>$c�y(�DqV�!�G�i&�+��YQke��]<�"G�O�i¦�z��\I��iv�z�3��%�m=c4L�1\WW�M�*��J@����(b%�*�=��״���&՛5{�߯Qd�cij�2��g�S� ����x�+Ε�⇷�k���D�\�I��������Ơ5֍¿¦��x�}<����g�g^��%޾�Qh3yxNe^eo��_�2���:���YM���W� �w����8cE ���h�w�:T��k[{����~��-`8�n�Z�/P:If�ݖcJ���G�.��!����fB^��">�~�iN�՜Mf��!ac��n�B�g�DO1�9��f~��?���1=tZᬭ]0�n�g��j�7��!=2ҋ��#��3B���t�0=�#_υ^���Z9��)�34O<����[jG&�w^��DT�m�%�2�O`9�Ѽ���vb]y*����m9�d�h^�tߺ%���g���7��S/���OA���A�"0!B-"��T�\2jBP�Ӫ�>C��������_�W[���9�d�DDV$4�Ah@�Ѐu���\`�4�V�y�A�\��0�鴝�R!1��yJ�[*� ^(�ND��A ȄB$%�j��3��%)�y$`���a�!0C�qw�$�4�Yj�7��A��u��j��An�=����bE�x����pOɌ��ڗl^�f��B���#�GK��!�h�y@Lt�JkӇ/T��������H]p��d��:5_i{�����7�Z���5���I��]�l[q��/�y�.�X������/��n8R��;x�*#�����.H��������I��Jt�~�8o��8v�V�r�&<�l�%p'�L����PD,ڐ5��g��@�TXFYa�C�����F�C\�2�[�!tK{Я����»X�b�i$J�� ᳷<�.Qr��]��HQ�}�w��:{��l��9��Ww�grE`�跮F}�/<4i�+^3�^V�C8�Rl^�n�����)��a{h�EЯ���H�*J����eO�L��$Y�ȟ���Q�M�/���>6�@a�e2��Ŵ>b�wJ�_��9�^��0��m�x�s+�n�����h.��g�%{�z�G���Y0����ԓ�n���r=�7���9;�����U!F���B�Cs�b��pX~r�'�Ќ!�a)�b����Ȟi� �Z�-���k�(C>�u�@C¦�#��8Q�¦L7j=8�a��e��SFf8�#�R��ȿP�!�n��E�w4���B汔����?@r(DBH��Hj���9"��Kc��h���#�H��U$u�y�!J=C7ھD�N�v��,��B��3�֪����T�2��G.�0zp����e���8�[�'Rˈ@�y�S�=I�"o;�"DVREO9�){��ꭍ���b��;�m���)�Tz�D�x_��)�Y�FfBY�}�S�L���a�.�Z�I��W&���ۢ"j�^&�5�`9a�>���~մXr����dv3[�`�]�`<��0b�]��Y��2F��Ȭ�~��M̫议��ʌ�̦�p!;�]* n?��XDM��ui���6X�c��~��6;̺ �^�V��b�]b<�*�QGj��w�������!XњM%�Z�9�&*4}Q�%�f�M�7}�^#�$CYy{9�}X�L(Ҁ��3��iG����(�K�`z�G��6�+o��������DE��MKC���$�a����n�}������6m�.,���o~�wɓ��(l�� Dܔ)���;AsZ*�\.�=j�(P���F(ۻHZ_9�Irn��o����z��1ǅ��(��F�E����0\��-�:v#�ے�+r�6��Y)�"�2��q0������-�g��=]�5U�E�.��#���u�L¦�4XNR�oF�{2��0$f�k�F�����=�EiU�cؒ7�*",�iAe�f�&VC��ض0���-7�FyBL�ns�i�L� �����zE�ƺTՔ�[Z��a�NZ)(���W��M��ݰ�䘻����F_vA�ljR�j4�Ӳ.k��r���_9�#g���q����n7��UՅ=��B;���T�S��$�����-�%�nQ�6�h�7l,njc{�����f���JH�T��[*�iT)�;kL��!.����m����)�%�fI:hb����넷���qo��Ќ���/5���ԟ�5�M�)�mC��4�JG���H_�¦%��2X��u!*�"!�~/D�m!*a >�9Ȱ�������ӏ�?~:����]D��_�����8Ɵ�8��.6������C=�x��K~�xz���ۧ��y����ׯ���x�_�����!*�`)�9�d����?�4EU�7��!q� bc�������r�2b�]��"�c����c�z���\%��N�Ǘ_\/x���`x���2���ӆ�ЎG�;<���FD��6�m<<�&�G�m�[6#�)�Y�-##�¥Vk8.8�(�io���y����>!%���C�����}w�^^�m_��?2���h�SƄ��u���Ѯ�"������ W�]\w82��e0TL�Ub �>�-@��>�4�i� Mղ*�T4/G%��Ӝ*!y�h���CՋ��(>���q{U�Ԃ�tI��T(�����oC7��Ê:k��$(7�X*HB0���I#�d�B���Y-��aj�ySlji30�&�f� �5TEM9��<��.�ggh?�Ń��/���(o @_f� $¦��l�a5�����z�q��4o*�1s���љL�r�{>��0��e*��0��f�Ԏ�kO4Fj"�wFw=d�����{M�5ձ�k�.�P�f�ֲ�A�>d؈v�Ɔ��LF��F��ش�~YQ?�#��T�SYa�Z�PjL�-E(�\�.ج�H]S��UQ=���Z2-�}3�We�i��S�R�QԊ��`�T$�JT[�q�R�f"=)��ڏh�t��1�t5����kˁ�P˩u�MI�R�m���{kj;��I�ٓ�zwDQ1޳Jۉģ;d���"LG<�>���r÷�Aɀ��qzʗ�NȾ���KW���q���,�N�ҠI�ߣJ�>��]�$�����#b�`�Wg�A����#� �̮��}����@��!��s>�-�{U�K$ ��6��2��B��F� yU�2}�d]U�+��Q;W�13:�53;K,gQ������'��>l�<�h{U��u�67����Y5�
https://www.cooperlighting.com/api/assets/v1/file/CLS/content/e44d68c0841f464295ecae8b01078391/corelite-continua-sq4-surface-specsheet | lighting | %PDF-1.7%����603 0 obj< >endobj xref603 2200000000016 00000 n0000006336 00000 n0000006498 00000 n0000006600 00000 n0000006636 00000 n0000008749 00000 n0000008872 00000 n0000009007 00000 n0000009142 00000 n0000009278 00000 n0000009416 00000 n0000009552 00000 n0000009688 00000 n0000009817 00000 n0000010015 00000 n0000010204 00000 n0000010403 00000 n0000010591 00000 n0000010787 00000 n0000010976 00000 n0000011178 00000 n0000011367 00000 n0000011562 00000 n0000011750 00000 n0000011946 00000 n0000012135 00000 n0000012247 00000 n0000012284 00000 n0000012332 00000 n0000012380 00000 n0000012427 00000 n0000012474 00000 n0000012521 00000 n0000012568 00000 n0000012615 00000 n0000012662 00000 n0000012709 00000 n0000012823 00000 n0000012850 00000 n0000013494 00000 n0000014117 00000 n0000014738 00000 n0000015282 00000 n0000015739 00000 n0000016299 00000 n0000016856 00000 n0000016995 00000 n0000017587 00000 n0000018011 00000 n0000018433 00000 n0000021708 00000 n0000022203 00000 n0000022481 00000 n0000023069 00000 n0000023490 00000 n0000023800 00000 n0000026100 00000 n0000026368 00000 n0000026623 00000 n0000026822 00000 n0000027079 00000 n0000027439 00000 n0000027705 00000 n0000027969 00000 n0000028349 00000 n0000028522 00000 n0000028788 00000 n0000029211 00000 n0000029739 00000 n0000035488 00000 n0000035965 00000 n0000035992 00000 n0000036261 00000 n0000036765 00000 n0000037149 00000 n0000037288 00000 n0000037424 00000 n0000037560 00000 n0000037933 00000 n0000044221 00000 n0000049750 00000 n0000055127 00000 n0000060025 00000 n0000060182 00000 n0000065300 00000 n0000065332 00000 n0000065364 00000 n0000065396 00000 n0000070461 00000 n0000070493 00000 n0000070525 00000 n0000070557 00000 n0000082721 00000 n0000085379 00000 n0000085494 00000 n0000085564 00000 n0000085675 00000 n0000096861 00000 n0000097132 00000 n0000097656 00000 n0000109654 00000 n0000119604 00000 n0000130750 00000 n0000141622 00000 n0000141692 00000 n0000141798 00000 n0000149950 00000 n0000150231 00000 n0000150620 00000 n0000150917 00000 n0000151412 00000 n0000151631 00000 n0000151805 00000 n0000151912 00000 n0000152167 00000 n0000152365 00000 n0000152557 00000 n0000152740 00000 n0000152767 00000 n0000153248 00000 n0000153275 00000 n0000153670 00000 n0000154934 00000 n0000155222 00000 n0000155595 00000 n0000156055 00000 n0000156615 00000 n0000156991 00000 n0000157364 00000 n0000169839 00000 n0000170111 00000 n0000175319 00000 n0000175358 00000 n0000180730 00000 n0000180769 00000 n0000187298 00000 n0000187337 00000 n0000193943 00000 n0000193982 00000 n0000201181 00000 n0000201220 00000 n0000207826 00000 n0000207865 00000 n0000214355 00000 n0000214394 00000 n0000253819 00000 n0000253858 00000 n0000256774 00000 n0000256813 00000 n0000265794 00000 n0000265833 00000 n0000275580 00000 n0000275619 00000 n0000284698 00000 n0000284737 00000 n0000291343 00000 n0000291382 00000 n0000293090 00000 n0000293129 00000 n0000299658 00000 n0000299697 00000 n0000300084 00000 n0000300431 00000 n0000300818 00000 n0000300960 00000 n0000301106 00000 n0000301457 00000 n0000301844 00000 n0000301986 00000 n0000302132 00000 n0000302371 00000 n0000302758 00000 n0000302879 00000 n0000303033 00000 n0000303272 00000 n0000303659 00000 n0000303780 00000 n0000303934 00000 n0000304337 00000 n0000304736 00000 n0000305593 00000 n0000316627 00000 n0000316666 00000 n0000321051 00000 n0000325863 00000 n0000330675 00000 n0000343493 00000 n0000365369 00000 n0000366754 00000 n0000368139 00000 n0000372241 00000 n0000383975 00000 n0000384854 00000 n0000385173 00000 n0000386058 00000 n0000386382 00000 n0000386755 00000 n0000392272 00000 n0000396030 00000 n0000403343 00000 n0000408190 00000 n0000419568 00000 n0000434555 00000 n0000441740 00000 n0000446741 00000 n0000447098 00000 n0000447313 00000 n0000447529 00000 n0000447852 00000 n0000448735 00000 n0000449016 00000 n0000449374 00000 n0000450254 00000 n0000450342 00000 n0000450430 00000 n0000450538 00000 n0000450626 00000 n0000450714 00000 n0000450813 00000 n0000004696 00000 ntrailer< <74C6F464B0B9B2110A00000000000000>]/Prev 2238128>>startxref0%%EOF 822 0 obj< >streamh޴UiTSW����J(��D ��"DP�H�ZY�Z��," ��*Z��"�"�X��e9U����BT����ji���\��?:s�����Y�w�P3@&�t@��:�kNc���32*u��M��8D��\�����uDӮ�T�ЎD�߄���X��:p��NӔ���N�kt��u¦*]Y�,N��˝�Ge�p��tw�m���Mm[��X5v��8�㎬/�>0�4�.���T���%���vs¦��ilh�d�RX�_K�J�Y1K��mUT�r��h���>�KQ�-�Ώ[8��d:�\U��cKݚ7,������>�q�3F����zR�U��j�{v���˳9�����[T�?��݇'R�%^��#m���@�湢�>N��^϶�p��!�m�]L��)5V�.m<��~�؃4�%6¦�ȣ_�z��'y_��Z�j0]�=�wmC�-��(OYaQ�ـA��I�&#��/�����]��O�ݻo��;��V�ҫ/��@�F5�~�!�и��O��f�q�U���{���C��w��Lq����-QDX�L�u������wU�k�E�U��LZ�2%���uQo�j��X���%�[��7�^�1���fUGꫮ�¦��Z/���ey(kV��3���=*%B�2i�ȹ_�ݎ^8q��\%��Ks?�{���u��+*m�Ok�j!�������Ξf�h��E�)�}�ڗ4�}�-�*�_y���~k=a���9��N�_j}wʪc��]��!Q��¦=��u��<5�0e�S�ۯ/� ��Q�`�d�ߘ2�Љ,�!x9�`�`�)4Z=��]�[�z�2FR$�r�%����3�!\�ta3������(�'���Y\[���v'�@;���?��O9F�����Oy���'y�.�#���P�74���Z��uٸ�.�����������P4���a�ej�Q�CaK)���"��U����"m��.ؠͮzAO�޾�6F�Ґ�3�}Kvh���`:�8k��^x}�:D4�.���Sʛ\���zy�=����s��Ӥh�a�ĕo[�tJ�̍��(�9ꗺ5��S�ϰ���\T�Rh�Lp�`��X�J:�x�e<���-�]Qendstreamendobj604 0 obj< >>>endobj605 0 obj< >>>/Fields 582 0 R>>endobj606 0 obj< >endobj607 0 obj< >/PageTransformationMatrixList< >/PageUIDList< >/PageWidthList< >>>>>/Resources< >/ExtGState< >/Font< >/ProcSet[/PDF/Text/ImageC/ImageI]/Properties< >/Shading< >/XObject< >>>/Rotate 0/Tabs/W/Thumb 589 0 R/TrimBox[0.0 0.0 612.0 792.0]/Type/Page>>endobj608 0 obj[609 0 R 610 0 R 611 0 R 612 0 R 613 0 R 614 0 R 615 0 R 616 0 R 618 0 R 620 0 R 622 0 R 624 0 R 626 0 R]endobj609 0 obj< >/Border[0 0 0]/H/N/Rect[73.08 457.4 177.413 444.129]/Subtype/Link/Type/Annot>>endobj610 0 obj< >/Border[0 0 0]/H/N/Rect[73.08 444.24 176.48 430.969]/Subtype/Link/Type/Annot>>endobj611 0 obj< >/Border[0 0 0]/H/N/Rect[73.08 431.08 205.751 417.809]/Subtype/Link/Type/Annot>>endobj612 0 obj< >/Border[0 0 0]/H/N/Rect[205.751 431.08 231.207 417.809]/Subtype/Link/Type/Annot>>endobj613 0 obj< >/Border[0 0 0]/H/N/Rect[73.08 417.92 161.845 404.649]/Subtype/Link/Type/Annot>>endobj614 0 obj< >/Border[0 0 0]/H/N/Rect[73.08 404.76 150.184 391.489]/Subtype/Link/Type/Annot>>endobj615 0 obj< >/Border[0 0 0]/H/N/Rect[475.353 377.649 521.077 356.579]/Subtype/Link/Type/Annot>>endobj616 0 obj< >/BS< >/DA(/Roboto-Regular 0 Tf 0 g)/F 4/FT/Tx/Ff 4096/MK 689 0 R/P 607 0 R/Q 0/Rect[87.84 719.069 189.329 753.12]/Subtype/Widget/T(Project)/Type/Annot>>endobj617 0 obj< >/Subtype/Form>>streamH���Pp�uV�r����endstreamendobj618 0 obj< >/BS< >/DA(/Roboto-Regular 0 Tf 0 g)/F 4/FT/Tx/Ff 4096/MK 693 0 R/P 607 0 R/Q 0/Rect[242.2 719.069 439.84 753.12]/Subtype/Widget/T(Catalog #)/Type/Annot>>endobj619 0 obj< >/Subtype/Form>>streamH���Pp�uV�r����endstreamendobj620 0 obj< >/BS< >/DA(/Roboto-Regular 0 Tf 0 g)/F 4/FT/Tx/Ff 4096/MK 692 0 R/P 607 0 R/Q 0/Rect[492.75 719.069 573.904 753.12]/Subtype/Widget/T(Type)/Type/Annot>>endobj621 0 obj< >/Subtype/Form>>streamH���Pp�uV�r����endstreamendobj622 0 obj< >/BS< >/DA(/Roboto-Regular 0 Tf 0 g)/F 4/FT/Tx/Ff 4096/MK 691 0 R/P 607 0 R/Q 0/Rect[87.84 678.859 189.329 714.71]/Subtype/Widget/T(Prepared by)/Type/Annot>>endobj623 0 obj< >/Subtype/Form>>streamH���Pp�uV�r����endstreamendobj624 0 obj< >/BS< >/DA(/Roboto-Regular 0 Tf 0 g)/F 4/FT/Tx/Ff 4096/MK 687 0 R/P 607 0 R/Q 0/Rect[242.2 679.581 439.84 714.71]/Subtype/Widget/T(Notes)/Type/Annot>>endobj625 0 obj< >/Subtype/Form>>streamH���Pp�uV�r����endstreamendobj626 0 obj< >/BS< >/DA(/Roboto-Regular 0 Tf 0 g)/F 4/FT/Tx/Ff 4096/MK 688 0 R/P 607 0 R/Q 0/Rect[492.75 678.859 573.904 714.71]/Subtype/Widget/T(Date)/Type/Annot>>endobj627 0 obj< >/Subtype/Form>>streamH���Pp�uV�r����endstreamendobj628 0 obj< >endobj629 0 obj[/ICCBased 695 0 R]endobj630 0 obj[/Indexed 629 0 R 110 711 0 R]endobj631 0 obj[/Indexed 629 0 R 147 712 0 R]endobj632 0 obj[/Indexed 629 0 R 55 713 0 R]endobj633 0 obj[/Indexed 629 0 R 40 714 0 R]endobj634 0 obj[/Indexed 629 0 R 18 715 0 R]endobj635 0 obj[/Indexed 629 0 R 67 716 0 R]endobj636 0 obj[/Indexed 629 0 R 48 717 0 R]endobj637 0 obj[/Indexed 629 0 R 46 718 0 R]endobj638 0 obj[/Indexed 629 0 R 43 719 0 R]endobj639 0 obj< >endobj640 0 obj[701 0 R]endobj641 0 obj< >streamH�\�͎�0F�y/g�����HH,���>@H�TB�o�I��H�t���;������{�~�.�>��X7U��[WFu���I�QU]���s�&�px���k��d>W������eY]�5I�tU���^~��W��om�+�cӫL-���aЧ��\��J�co�j�_��������6*3�&Ly��-���)&�l�,�¦;¦Il���Ǳñ�Yt��2<�e&[��!��ZC��Z��3(�4����,��x����A"�%���f�@���VP�0�i�,F#;m��H#��!��ӐS�i�)�4�rr99����BNCN!�!��ӐLHfi^hޒS�ii^h�Ҽм�yG������`qp8X�Ԏ�B/�^�����L�La�g�0�3S��Ӌ�?��^<��xz~?��'��i�ђ�%GK��-yZr��i��R�%�_����s��~?�_����s��~?�_���F?={�3��^>�=�j$C�z5u��4�W�畜+�畿���{5Wʴ;�e؁�cs����ָ(�m��Su?vi{i�p��M~�����>�endstreamendobj642 0 obj< >streamH�\�͊�@��y�Zv/�h�ֽ����b~g &�c�q��O���/?u��¦����nr�������]ߎ�z��Mt�x��lY��k����ۜ�!�����:��?^��r��t�:�w��n/������6�]rO�6�g��o��'�c?��[�\�)�K=¦�����]��w��%��w���]1/)�\�x�&�u�Y�H���>�g�ž��=����z̪7/�/qA.���F6�+�\�K���o�[�;��ANb��\��~I^�����=ك�,`�y�y%+������������������A� t8B���A� t8;t"�+�+�+�+�+�\�#�G؏���~�tp���������$���N:Qf*2�ϫx^e�"_���W�+���¦e�"_��s>{P���Aу�E�=({P���Aу�CFg�����lt68��Fg�����lt68��Fg������%f�%ΗB�sf��K�<��M��]�~�-�>�vsǴ��Wɼ����>~�m����*¦��������endstreamendobj643 0 obj< >streamH�\�͊�@��>E-���u�H �tC��d��V�BGŘE�~�x�!��Ǒ[�v��w���c_��Nm׌����:�c<�]�,\������__�!�����:�˾;�YY��W�y�ƻ{�4�1>f����c۝�ß�����0¦�K�&�p�k�)��[5¦�.���}����)������]1_/)S�M�UǪ;Ǭ\�c�ʷt���5���O�{5fe���tJ�`.��Y��ِ����W�+�-�yǼC~e~E~cNb�'׃��Kd:x8x�쑅Y���������s@���������0oRr\!W�r\!W�r\!W�r\!W�r\ya~AfW���]�v%�Jؕ�+eW����g���Y�pV:+���g���Y�pV:+���g�����5p�\��5p�\��5p�\��5p�\��5p�������z3�f��؛�7co�ތ����ztptptptptptptptptpX�=�<Gi?'��v�5��mӈ���<ۘ궋_;��.��/������endstreamendobj644 0 obj< >streamH�\�ˎ�0E�¦��݋�� �HytKY�C�� ऑ:���ߏ/��#p�]�㢜�����&����gs�.��x�7'�$/L׷����l�͔�1�����z�cR�&�osx��M7��s����p1Ov�g�����~�Mf�k��sL����7Wo�%�����~~�Ę3~?&o��;�L;v�65��p�I��km�x�?t����N���I]`r��W�y��xGށ��=����2�E��spA.����%�+Y�t�p�t�p��&�c~�����;K�`�:�:�;�;�;��t.�\ҭ�[I�>µk�����"؋Y��#K�K�/���M��-��O���SXgA��n��W�+=�ʚ(j�tV8+��Jg���Y�tV8+=���+�Bl��_مs8W��J�Xw���BC~vZ3� ����=����1[z]���$N�db��/����('�Hendstreamendobj645 0 obj< >streamH�\�]k�0���+r9/�ښ�"��Ћ}�n?��GW�i����~9}��m������$E�+};��=t��A�Z��v��X��z�LuӺᾚ��R�*��j�¦)��Sy����y¨�����3����C���髨f:�n}����^��V7¦��^�����N�ؼl�~;���;�9���i��������P�3�¦�V�8��}�o?�;��wT����"N*_-'�S��g�Lx^�&0o��\��;�8J����7�o��A}#����OOB�$KȒdY�,!KSv^Óē�I�I�$�=x/gg�{�rowe�,¦��X�X���c�c���!N�X�W�g�ݥ=�n!�v�Zp����K���1%������қ��endstreamendobj646 0 obj< >endobj647 0 obj< >endobj648 0 obj< >endobj649 0 obj< >endobj650 0 obj< >endobj651 0 obj< >endobj652 0 obj< >streamH��W[o��}篘�P�s�aa�-��"޵ayH�*�ݬK����of(���f:X9��w?ߙ������=�3ΆN�g��]v1�N/11^3����[�-,c��¦��t8�L��C�E�s�p�[i&��Ʊ�,;��7Rk�����1�~��"�̝���$;Y�K&Ҵ��&l��.��W�?��rUM�pe�K��ߌg�7t��0{�Y��i"��s-=,�JѯV�e�.¦�ӥ��LX�Ve��3^���昔V�F�ER5��9W^K��y�R��./8wJx6�e��kO�EG_�s��寙f7�%�a�я�)8JD��֋����D�.�WbM�.�,��xn$S��{O��t2�.�,��v�.�x�l�v�+��I9�l1�i�\�~���pb�8��8"���i_Ey'��҄t�_��gg��ƛ�h:,��9�����H���sv1�d�Iȫ���ƘQ�N.��ڭ���U��ؤ\W�s���¦f�¦S>�zR��h��i9ެ�1^���Ω��AD?}�\D!cY���f�F�W+�No�M5d��Ẓ3���*aÑ?n�}9�M���U��vV�G$,���i�_V�dar�]3��B���tʦ��eؤzx�^�N.�L8�m��E0��e��^Ъ:�0g�Fl]�Mn�F��K����{��8G�q����t��c#��ql.���������b���sxB���4>Qɤ/t�)��Ap�V�aT�7��m��]��<#�A���nH��:)8Hc�0�\����3�K�!H���hJE��-��:�l�(�eG�%I���]l��w��*¦�p&K�Z>m+����)uQ-��Y9��j̦���&H��Ŋ)���"B!�'�Ѥ���^,֛0�h5g�>¦�5�tB��7���[.�چ�������b��(/.�e N�Ƨ?�2��y����[�{l(^8H�27dT�n�����t���W����(�@�R����E���o�l˄�ԔD[z�+�N=PR�ܺΔ����CY<+�;��h3:P>vƴ�%�Q%�ǌ�Lɫ9a9;y�r���X���%�v�6tDs����R��՜����A�s�¦���o�M9[G��s���+�3�A9{L9��Ew�_E^I�G*$���%�CI�7�e~�PS�?����L�zM*T��;AJif�����X�4C�Z���1�T.�f���B�_�,�ܔ�Ry��Ν�imA��c�}��NGA5W�y�N1��`Vښ\������K����%�"(l�8�@�b�~a.��W����6���m�F��Xo}z��'�oD��0.������\8��Z5F������J>��'�(X�U���p�!��Z�TqV�Wҏ��K\Wo�{�96�󴊇]��A��#�)�LJ�[H�AE�:��x���+kČV+p���A��a�}�v=OL�ܠdnZ'I䎁XS�����[J��iԒ[����?�r��!#P�h���P�(��0�;JǴl���F�'��;�n�����8��������c.�D�qQ�{B����f�E�����\8�������T�f9�3B`ґ�J"��c�-/L��}���.A��):a�4�"נ�AR�Ӑ܊(�?�lT)�ӫ�v#C����\���)6�䵵�2�`��O����>�`୭�H9�ȧ����)�XxZ�q�;O�¦z;El'��kvzs�#�?e@`is-�6(U�� �j,R��#���]�E���������f.ڎ��T1n��O�F�����13�S���f=L��{�T��S��T���d�ԉ�V:MMR�e��C{!B"��}��ߗȡ�b��e�tW��(�]��u L��y,'aR{��/�(����`+]��4��I����~\�0~�㔠���������(e���ƅE�0�a#����*p�h����aN�4W[���˾��_�b�5,s�:����e����2��]�X�Zp'�u��j�;��Z�\A�r�x�Nn_7�d�+R��!/�@�A��^�!����0��s���K2H��$]��iwk^�G�2���8���S5�h��1(�,l��hupn�e����и��O{޼������(����#��Ű����SHY�P󾈳�ם�����)�P��s�H�N��0Nq#Q�x��B7��L9q0�4�ҳ�m?��N;�u\BU�p����y(�9�{��U$�P�&aH�`]��u�%�����X:՚����x��p*��^��m�n��>�{�S~���ogh����v��]kn�O�߽���^�vt��lTe�ٮ*��v���7��p�R���t�2i�s+�YM,��~���~�����a��;��#AI�V�`]/���L��8xR�j�v[3���� _R�{{��}�h�.qb�w��i�Y��ן���������(�5�="z֙7 ¦ʁ�q�Sa/�O��{>z�t��a�a�)�G_e�>ѢA��&�xOˊ�33����ʨ�[:�si��H�NC,T��#���˂~ٲ�&��_m9�0�*�@�c��/�&4��@�c�?�"U�����G��I~�����1�g���Y���%%p%W������:!�N�L��$�G[��g��=��U�"��Q[�;8�5}�M.��3����)�I�v&l+�2��7�]P�Ü��2�њܝ�z4���I����:E��p�uUZ���8C���[�P���$��v��To���0��cȮP��7�͍������B�;�¦���n��7��L������i��N�Eqؐ,��i���ˢ���RJ��ռ����͍GR� ��y���{�?{�Q A���6Q&�uۗ��(����A�>�S0x%Xe<�=����#��h���ƇY�����g��d��r��kA� W-��C~$�Y�B��3&D�JR�.�;ض¦Sv0����7>��v$INɞ��i�9mb���by�£�Fw��9Np��%�c�;C5<�}�J{a�c�Llk�S��o�w39qZ�C�)}�,���l���F/��t��@��9~���:�Z��¦��z_���I1�� �0���Aw���L`y��w��Z@�ҭߛnJ}�IL.7��d�J�Fר��G�jt��endstreamendobj653 0 obj< >endobj654 0 obj< >endobj655 0 obj< >streamH�\��j�@��z�9&� ��ӝ�08v>������W���X>��wJ��[%���TL��
https://www.prulite.com/wp-content/uploads/2021/11/C-LED-Spec.pdf | lighting | Prudential Ltg. reserves the right to change design specifications or materials without notice. Please visit prulite.com for most current data. © 2014 All rights reserved – All products manufactured at: Prudential Ltg. 1774 E. 21st Street, Los Angeles, CA 90058PRULITE.COM 213.746.0360C ¦ Pendant & SurfaceLED1Pendant06-28-2024“The not-quite-a-circle shape, just for kicks”Sleek and seamless Euro-styled body and lens with 5˝ height and sharp .5˝ trim detail. 4˝ aperture lens for O, C and Quad Frame. All with seamless and evenly lit flat white acrylic lenses and independent uplight. Type:Job:Lumen output may vary +/- 5% 3500K used for lm/ft estimates above 4000K +2% llf, 3000K –2%, 2700K –4% -10% LLF for 90 CRI (4K, 3500K and 3K)See LED Details PDF for more infoSERIES LED COLOROUTPUTSHIELD-INGCOLOR/ FINISHDISTRI-BUTIONCIRCUIT-INGVOLT-AGEMOUNTINGCEILING SYSTEMSDRIVERSOPTIONS FWA C-20 2´ Dia.C-30 3´ Dia.C-40 4´ Dia.LED27 2700K (90CRI)LED3 3000KLED35 3500KLED4 4000KLED3-90 90CRILED35-90 90CRILED4-90 90CRILO Low MO Me-dium SO Stan-dardHO HighPROG Program-mable Light Output (Specify desired lm or w/fixtureNOTES: Specify separate output Down / Up if desired eg. LO/HO (Low Down, High Up) Con-sult factory for uplight lumen outputC-20: NA LO or MO Uplight un-less Downlight is same output levelFWA Flat White Acrylic Lens TMW Tex-tured Matte White (Standard)YGW Gloss WhiteY__ Pre-mium ColorCC Custom ColorNOTE: All canopies are painted the same color as the fixture. Consult factory to specifyD1 Direct Solid TopNOTE: Only 1 row of LEDsD9 Semi-DirectNOTE: Only 1 row of LEDs, 17% Up, 83% DownSC Single CircuitDC Dual Circuit (Two feeds required, D9 only)UNV (120-277)347 (Emer-gency battery requires a Step Down trans-former)CA48˝, 96˝ or 144˝ Aircraft Cable (Adjustable) 3RPM48˝, 96˝ or 144˝ Round Cast Aluminum Canopy (Min from fixture to ceiling 2´: 10˝, 3´: 16˝, 4´: 20˝)3SPM48˝, 96˝ or 144˝ Square Cast Aluminum Canopy (Min from fixture to ceiling 2´: 10˝, 3´: 16˝, 4´: 20˝)MPCA48˝, 96˝ or 144˝ Monopoint Mounting (18˝ min from fixture to ceiling)NOTE: Fixture may spin with air movementSSC__ Top-Swivel Stem Mount (Specify length)X1 T-Bar 15/16˝ or 9/16˝ Exposed (Standard) X3 Hard Ceiling X6 Slot Grid or InterludeND Non-DimmingDM01 0-10v, 1% Dimming (Standard)LDE1 Lutron Hi-lume 1% EcoSystem LED (Soft fade on, fade-to-black dimming)ECO 1% 0-10v, EldoLED (Logarithmic dimming std)ECDA 1% DALI, EldoLED (Logarithmic dimming std)SOLO 0.1% 0-10v, EldoLED (Dim-to-dark, Logarithmic dimming std)SODA 0.1% DALI, EldoLED (Dim-to-dark, Logarithmic dimming std)EMHE CA T20 Emergency Battery (Remote only; 500 delivered lumens; CA Title 20 compliant)IBC Insulated Braided Cord5˝ 26˝, 37˝ or 475/8˝ C-30-LED35-LO-D11604 Delivered Lumens24 Watts66 lm/wLOMOSOHOC-20:lm/w 1000 1375 3200 400016213546C-30:lm/w 1600 2000 3300 410024315369C-40:lm/w 2100 2700 4450 570032417091LUMEN OUTPUT: Direct (D1)Prudential Ltg. reserves the right to change design specifications or materials without notice. Please visit prulite.com for most current data. © 2014 All rights reserved – All products manufactured at: Prudential Ltg. 1774 E. 21st Street, Los Angeles, CA 90058PRULITE.COM 213.746.0360C ¦ Pendant & SurfaceLED2Pendant06-28-2024Low Output:C-40-LED35-LO-D93098 Delivered Lumens41 Watts75 lm/wTest #102948172LAX-003 Zonal Lumen Summary:0-90 (Down) = 67%90-180 (Up) = 33%SEMI-DIRECT723 Vertical Angle0°22.5°45°67.5°90°0°7217217217217215°72272371871471515°69369469068868825°64264464063863735°57057056756756545°47847847647747555°37337337137137165°26225926125825975°14914714714614885°15415415015015290°3345595°1112111211115°114114112110112125°175176174174175135°239240238238240145°271271269271272155°354355353354354165°393394391391392175°413413411411412180°415415415415415DIRECTLow Output:C-30-LED35-LO-D11604 Delivered Lumens 24 Watts66 lm/wTest #102948172LAX-002 Zonal Lumen Summary:0-90 (Down) = 100%555Vertical Angle0°22.5°45°67.5°90°0°5555555555555555°55555355255255215°53553353253253225°49749549349349335°44143943843843845°37137036836936955°29229028828828865°20520220120120275°11611411311311585°333232323390°00000LUMEN OUTPUT: Direct/Semi-Direct (D9)LOMOSOHOC-20:lm/w155020003200400021284762C-30:lm/w260032005300680035447497C-40:lm/w3100390063008000425491118D1 ON PREVIOUS PAGELUMEN MAINTENANCE Designed to last with cool running mid-power LEDs projected to maintain 90% (L90) of their initial output for 100,000 hours (at HO), and L70 exceeding 150,000 hours.LED SYSTEMLED modules and drivers are field replaceable.PROG (OPTIONAL)Programmable light output. Specify desired lumens or watts per linear foot. Min: 21/2 w/ft, consult factory for requests above 12 w/ft.BINNINGStandard binning (all Prudential LED boards) includes testing at the chip level and board integration to provide consistent color temperature within a 3-step MacAdams ellipse, with +/- 5% lumen output range and +/- .004 Duv.LABELSCSA and ETL damp labeled and I.B.E.W. manufactured.ELECTRICALMust specify LED dimming controls. LED fixtures have constant current driver(s) with less than 20% THD when loaded to a minimum of 60%. Drivers sink a maximum of 6mA per driver. DM01 LED drivers are 0-10V dimmable and are compatible with most 0-10V wall slide dimmers and direct 0-10V analog signal dimmers. CONSTRUCTIONHousingExtruded aluminum, >25% PC recycled, 100% recyclable.LensFlat acrylic, 100% recyclable.WeightC-20 = 15 lbs C-30 = 25 lbs C-40 = 30 lbsMOUNTINGSurface or suspended by aircraft cables, top-swivel stems.WARRANTYSingle-source, 5 year limited warranty covers standard components and construction.Prudential Ltg. reserves the right to change design specifications or materials without notice. Please visit prulite.com for most current data. © 2014 All rights reserved – All products manufactured at: Prudential Ltg. 1774 E. 21st Street, Los Angeles, CA 90058PRULITE.COM 213.746.0360C ¦ Pendant & SurfaceLED3Pendant06-28-20243RPM48˝, 96˝ or 144˝: Round Cast Aluminum Canopy3SPM: 2´, 3´, 4´ (3 Cables) NOTE: Canopies cannot mount directly to t-bar grids3SPM48˝, 96˝ or 144˝: Round Cast Aluminum Canopy3SPM: 2´, 3´, 4´ (3 Cables) MOUNTING LOCATIONSCable MountStem/Sur MountMPCA: 3 Cables min 18˝ from CeilingCA or SSC: (3) 5˝ Canopies381/16˝ 3615/16˝ 195/16˝ 181/8˝ 2827/32˝ 2728/32˝ C: 2´C: 3´C: 4´60°60°60°YSW – Seashell White(Matte) YCH – Champagne(Metallic)YSL – Silver (Metallic)YPE – Pewter (Matte)YRG – Rain Grey(Gloss)YSTM – Storm Grey (Matte) YBK – Black (Matte)YBB – Black (Semi Gloss)YSKM – Sky (Matte)YMB – Military Blue(Matte)YIB – Interstate Blue (Matte)YSAM – Sapphire (Matte) For paint chip samples, please email: info@prulite.comChoose from one of our Premium Colors with no set-up fee.YFGM – Forest Green (Matte) YBR – Bronze (Matte)YSRM – Sunset Red (Matte)YBY – Boysenberry(Matte)YOR – Orange (Matte)YDAM – Daffodil (Matte)15/8˝ 61/2˝ DIMENSIONSSUR — STANDOFFSUR — STANDOFFFIXTURECEILING1˝ StandoffNOTE: CA and SUR mounting on a t-bar grid may require a fixture fan mount (by others) as not all points align with grids.∅26°∅37°∅475/8°
https://img.acuitybrands.com/public-assets/catalog/1312780/hxpl_.pdf | lighting | HXPL Page 1 of 5Holophane ¦ One Lithonia Way, Conyers GA 30012 ¦ Phone: 866-HOLOPHANE ¦ www.holophane.com ¦ HSI01@acuitybrands.com© 2014-2024 Acuity Brands Lighting, Inc. All rights reserved. Rev. 07/10/24 Specifications subject to change without notice.HXPL SeriesHazardous Area Lighting FixturesCatalog NumberNotesTypeDimensions: Inches (millimeters) unless otherwise noted. See individual fixture dimensions and weight specifications on page 2.• Paint Spray Booth• Coal & Dust Storage• Petroleum Refineries• Ethanol Facilities• Chemical Plants• Waste Water & Water Treatment Plants• Power Generation PlantsTypical ApplicationsDescription• Versatile heavy-duty, explosion-proof LED fixture designed for hazardous environments where flammable gases or vapors, flammable liquids, combustible dust and/or ignitable fibers may exist.• Also suitable for indoor and outdoor areas where corrosive chemicals exist.• Certain airborne contaminants may adversely affect the functioning of LEDs and other electronic components, depending on various factors such as concentrations of the contaminants, ventilation, and temperature at the end-user location. Click here for a list of substances that may not be suitable for interaction with LEDs and other electronic components.Optics• Explosion-proof, impact and heat resistant glass tubes, provide LED protection.• Optional wire guard and/or clear polycarbonate shield available for additional security.• Heavy gauge extruded aluminum reflectors (2.5 millimeters thick), with high gloss reflective finish. Resists dents and corrosion. Easy, quick removal for cleaning.• 84CRI is standard.Electrical• 0-10V dimming driver is standard, dims to 10%.• Driver has 1.5kV surge protection, for additional surge protection against power line transient surges, installer will need to provide remote surge protection.Mechanical• Factory sealed. • Fixture constructed of corrosion-resistant, copper-free aluminum alloy (less than 0.4% copper). • Over-sized, finned driver housing provides greater heat dissipation and extended driver life.• Maintenance can be done quickly from either end of the fixture. All access covers are screw type and interchangeable with O-ring seals. Easily accessible and externally mounted.Listings• UL Listed to US and Canadian standards• Suitable for use in hazardous locations (UL844) Class I, Division 1, Groups C and D Class II, Division 1, Groups E, F, and G Class III• Zone Equivalency Markings (See chart on page 5)• -4°F (-20°C) to 131°F (55°C) (see chart on page 4)• NEMA 4X, 7CD & 9EFG rated• IP66 rated• Paint Spray BoothBuy America ActThis product is assembled in the USA and meets the Buy America(n) government procurement requirements under FAR, DFARS and DOT regulations. Please refer to www.acuitybrands.com/buy-american for additional information.Warranty5-year limited warranty on the fixture. This is the only warranty provided and no other statements in this specification sheet create any warranty of any kind. All other express and implied warranties are disclaimed. Complete warranty terms located at: www.acuitybrands.com/support/warranty/terms-and-conditionsNote: Actual performance may differ as a result of end-user environment and application.All values are design or typical values, measured under laboratory conditions at 25 °C.Specifications subject to change without notice.HXPL Page 2 of 5HXPL SeriesHazardous Area Lighting FixturesHolophane ¦ One Lithonia Way, Conyers GA 30012 ¦ Phone: 866-HOLOPHANE ¦ www.holophane.com ¦ HSI01@acuitybrands.com© 2014-2024 Acuity Brands Lighting, Inc. All rights reserved. Rev. 07/10/24 Specifications subject to change without notice.ORDERING INFORMATION Example: HXPL L24 2 3000LM AS DM 30KSeriesFixture LengthNumber of TubesLumensVoltageDimmingColor TemperatureOptionsHXPLL242 footL484 foot 22 tubes33 tubes ‡44 tubes3L3000 nominal lumens (2ft, 2 tube)4L4000 nominal lumens (2ft, 3 tube)5L5000 nominal lumens (4ft, 2 tube)8L8000 nominal lumens (4ft, 3 tube)10L10000 nominal lumens (4ft, 4 tube)AS120-277V, 50/60Hz120120V, 50/60Hz208208V, 50/60Hz240240V, 50/60Hz277277V, 50/60HzDMDimmable (0-10V DC) ‡NDMNon-Dimming Driver30K3000K40K4000K50K5000KEM10WCP10 watt internal emergency driver, 0°C min, UL924 compliant, certified in CA Title 20 MAEDBS ‡EMOEmergency operation only, UL924 compliant ‡DSOutboard optionIFIn-line Fusing ‡Accessories: Order as separate catalog number.HXPL22TSSGStainless steel guards (L24 2 3L only)HXPL42TSSGStainless steel guards (L48 2 5L only)HXPL43TSSGStainless steel guards (L48 3 8L only)HXPL44TSSGStainless steel guards (L48 4 10L only)‡HXPL23TPSPolycarb shield (L24 3 4L only)HXPL22TPSPolycarb shield (L24 2 3L only)HXPL42TPSPolycarb shield (L48 2 5L only)HXPL43TPSPolycarb shield (L48 3 8L only) ‡HXPL44TPSPolycarb shield (L48 4 10L only) ‡HXPLWCMKWall/ceiling mounting kit ‡HXPLSMKShock mounting kit ‡HXPLDMKDrop mounting kit ‡HXPLBMKBeam mounting kit ‡HXPLUMKUnistrut mounting kit ‡‡ Option Value Ordering Restrictions & NotesOption valueRestriction3 tubesThe 3 tube option does not have an available accessory mounting kit available. See page 2 for drawing detailing the 3/4" NPT hubs used to mount the fixture.DMNot available with EM10WCP or EMO.EM10WCPAvailable with L48, 4 foot versions of the fixture only. Not available with DM option. AS (Auto-Sensing, 120-277) will be used to indicate the voltage on the nameplate label.EMOAvailable with the L24 2 3L (3000 lumen) version of the fixture only. Not available with DM option. Fixture operation: Under normal power conditions, battery will charge and fixture will be OFF. If Power is lost then battery will power the LEDs until the power is restored or a min of 90 minutes has elapsed. HXPL44TSSGWill ship with a qty of 2 HXPL42TSSG guards.HXPL44TPSWill ship with a qty of 2 HXPL42TPS guards.HXPL43TPS3 tube fixtures with polycarb shields require a qty of 1 HXPL43TSSG stainless steel guard.HXPLWCMK, HXPLSMK, HXPLDMK, HXPLBMKAvailable with 2 tube fixtures only.HXPLUMKAvailable with 4 tube fixtures only.IFExternal Fusing. Must specify voltage at time of order. Nameplate label on the fixture will show AS to indicate the voltage.HXPL Page 3 of 5HXPL SeriesHazardous Area Lighting FixturesHolophane ¦ One Lithonia Way, Conyers GA 30012 ¦ Phone: 866-HOLOPHANE ¦ www.holophane.com ¦ HSI01@acuitybrands.com© 2014-2024 Acuity Brands Lighting, Inc. All rights reserved. Rev. 07/10/24 Specifications subject to change without notice.DIMENSIONAL DATAPackageABCDEBoxed WeightTwo-tube, four-foot 53"48.5"6.5"7"11.5"65 lbs.Two-tube, two-foot 29"24.5"6.5"7"11.5"40 lbs.PackageABCDBoxed WeightThree-tube, four-foot 53"48.5"8.9"16.3"78 lbs.Three-tube, two-foot 29"24.5"8.9"16.3"47 lbs.2 tube fixture dimensions3 tube fixture dimensions4 tube fixture dimensionsPackageABCDEBoxed WeightFour-tube, four-foot 53"49.4"6.8"11.3"23.2"138 lbs.HXPL Page 4 of 5HXPL SeriesHazardous Area Lighting FixturesHolophane ¦ One Lithonia Way, Conyers GA 30012 ¦ Phone: 866-HOLOPHANE ¦ www.holophane.com ¦ HSI01@acuitybrands.com© 2014-2024 Acuity Brands Lighting, Inc. All rights reserved. Rev. 07/10/24 Specifications subject to change without notice.OPERATIONAL DATAOperating CharacteristicsPackageAmbient Rating (120V - 277V)Delivered Lumens 4000 K CCT @ 25C ‡Wattage @ 120VLPW @ 4000 KHXPL L24 2 3L AS-4°F to 131°F(-20°C to 55°C)278326.6104.6HXPL L24 3 4L AS-4°F to 131°F(-20°C to 55°C)411036.75111HXPL L48 2 5L AS-4°F to 131°F(-20°C to 55°C)545046.9116.2HXPL L48 3 8L AS-4°F to 131°F(-20°C to 55°C)822073.5111.8HXPL L48 4 10L AS-4°F to 131°F(-20°C to 55°C)1091893.6116.6Operating Temperature Code for Hazardous Locations:Package ‡Max Ambient RangeClass I Division 1 Groups C, DClass II Division 1, Groups E, F, G, Class IIIHXPL L24 2 3L55°CT6T4AHXPL L24 3 4L55°CT6T5HXPL L48 2 5L55°CT6T4AHXPL L48 3 8L55°CT6T5HXPL L48 4 10L55°CT6T4APackage ‡0 Hours15,000 Hours30,000 Hours45,000 Hours60,000 HoursHXPL L48 4 10L AS @ 25°C1.00.950.910.870.83HXPL L48 4 10L AS @ 40°C1.00.940.890.850.80HXPL L48 4 10L AS @ 55°C1.00.920.860.800.74Projected Lumen Maintenance (TM-21)‡ NotesDelivered Lumens 4000 K CCT @ 25CAbsolute photometry calculated in accordance with IESNA LM-79-08.‡ NotesPackageProject lumen maintenance factors at max. ambient temperature per lumen package.‡ NotesPackageSupply wire temperature is 75°C.HXPL Page 5 of 5HXPL SeriesHazardous Area Lighting FixturesHolophane ¦ One Lithonia Way, Conyers GA 30012 ¦ Phone: 866-HOLOPHANE ¦ www.holophane.com ¦ HSI01@acuitybrands.com© 2014-2024 Acuity Brands Lighting, Inc. All rights reserved. Rev. 07/10/24 Specifications subject to change without notice.How to Estimate Delivered Lumens in Emergency ModeUse the formula below to estimate the delivered lumens in emergency modeDelivered Lumens = P x LPWP = Output power of emergency driverLPW = Lumen per watt rating of the luminaire. (See chart on page 4)The LPW rating is also available at Designlight ConsortiumP = 10 watts for EM10WCPEmergency Lumen Output Example - 10 Watt BatteryApproximate Luminaire EfficacyApproximate Lumens at 1 Minute Approximate Lumens at 45 MinutesApproximate Lumens at 90 Minutes100 LPW100010001000110 LPW110011001100120 LPW120012001200130 LPW130013001300140 LPW140014001400150 LPW150015001500Emergency Lumen OutputZone Equivalency MarkingsCLASS I, DIV 1, GROUP DCLASS I, ZONE 1 GROUP IIACLASS I, DIV 1, GROUP CCLASS I, ZONE 1 GROUP IIBCLASS II, DIV. 1 GROUP E, F, OR GCLASS II, ZONE 20 AND ZONE 21CLASS IIIN/A
https://img.acuitybrands.com/public-assets/catalog/1319868/baled-barfk.pdf | lighting | Holophane ¦ One Lithonia Way, Conyers, GA 30012 ¦ Phone: 866-HOLOPHANE ¦ www.holophane.com ¦ HSI01@acuitybrands.com© 2014-2023 Acuity Brands Lighting, Inc. All rights reserved. Rev. 12/18/23 Specifications subject to change without notice.BALED-BARFK Page 1 of 4Bantam 2000 LEDEnclosed LED Low BaysCatalog NumberNotesTypeDimensions: Inches (millimeters) unless otherwise noted. Diameter: see Dimensional Data pages 3 & 4Height: see Dimensional Data pages 3 & 4Weight: see Dimensional Data pages 3 & 4SeriesLumen Packages ‡DistributionVoltageColor TemperatureMountingBALED5000LM5000 Lumens8000LM8000 Lumens4455GPrismatite Enclosed (4455-symmetric)6585KPrismalume Enclosed (6585-wide)6586LPrismalume Enclosed (6586-medium)6585UPrismpack Enclosed (6585-wide) ‡6586ZPrismpack Enclosed (6586-medium) ‡MVOLTAuto Sensing Voltage (120-277V, 60Hz)120120V, 60Hz ‡208208V, 60Hz ‡240240V, 60Hz ‡277277V, 60Hz ‡30K3000K CCT (80 CRI)40K4000K CCT (70 CRI)50K5000K CCT (70 CRI)SMStanchion ‡CMCeiling ‡PMPendant ‡WMWall ‡OptionsOther Options:WGWireguard ‡UPH Hangers: ‡UPH35Universal power hook for use with PHCB option, thru-wire/surface mountUPH36Universal power hook for use with PHCB option, pendant mountCordsets:CNP16WCord only, 16-gauge, 3 conductors, white, 6ft, Damp Location ‡CPTL16WCord with NEMA 15-amp twist lock plug, 16-gauge, 3 conductors, white, 6ft (120-277V only), Damp Location ‡CNP16WWLCord only, 16-gauge, 3 conductors, white, 6ft, Wet Location ‡CPTL16WWLCord with NEMA 15-amp twist lock plug, 16-gauge, 3 conductors, white, 6ft (120-277V only), Wet Location ‡Hooks and Loops: ‡LPMD¾” Male loop (PF-105-B)HKMD¾” Male safety hook (PF-121-A)HKMAR¾” Male anti-rotational hook (PF-129)PHCBCord with non-NEMA locking plug for use with power hook (UPH) only, 16-guage, 3 conductors, white, 2ft (120-277V only), includes LPMD loop, damp location ‡FULL FIXTURE ORDERING INFORMATION Example: BALED 5000LM 4455G MVOLT 50K PMRETROFIT KIT ORDERING INFORMATION Example: BARFK 5000LM MVOLT 50K• Parking garages• Manufacturing• Transportation• Retail• Mezzanines/canopies• StairwellsTypical ApplicationsFor accessories and footnotes, see page 2.SeriesLumen Packages ‡VoltageColor TemperatureOptionsBARFK ‡5000LM5000 Lumens8000LM8000 LumensMVOLTAuto Sensing Voltage (120-277V, 60Hz)30K3000K CCT (80 CRI)40K4000K CCT (70 CRI)50K5000K CCT (70 CRI)AOAdjustable Output Module ‡DescriptionBantam 2000 Series LED luminaires and available retroﬁt kit are a wise choice for covering a broad range of low-bay applications with superior lighting.Optics• Prismatic borosilicate glass maintains highest levels of luminosity over time.• Five distributions utilizing enclosed optics available to maximize versatility in applications needing uplight or downlight.Electrical• 10kV / 10kA surge protection is standard.• 70CRI and 80CRI is standard. See Color Temperature options.• 30K, 40K or 50K CCT available.• Non-dimmableMechanical• Low-proﬁle design provides clearance in applications with low ceiling heights.• Aluminum housing withstands harsh environments.• Retroﬁt kit available to upgrade existing Bantam 2000 HID units utilizing an enclosed optic.Listings• UL certiﬁed to meet US and Canadian standards.• Suitable for use in wet locations.• -40°F (-40°C) to 77°F (25°C)• IP65 rated.Warranty5-year limited warranty. This is the only warranty provided and no other statements in this speciﬁcation sheet create any warranty of any kind. All other express and implied warranties are disclaimed. Complete warranty terms located at: www.acuitybrands.com/support/warranty/terms-and-conditionsNote: Actual performance may differ as a result of end-user environment and application. All values are design or typical values, measured under laboratory conditions at 25 °C.4455G Optic 6585K or 6586L Optic6585U or 6586Z OpticHolophane ¦ One Lithonia Way, Conyers, GA 30012 ¦ Phone: 866-HOLOPHANE ¦ www.holophane.com ¦ HSI01@acuitybrands.com© 2014-2023 Acuity Brands Lighting, Inc. All rights reserved. Rev. 12/18/23 Specifications subject to change without notice.BALED-BARFK Page 2 of 4ORDERING INFORMATION (cont'd.)Bantam 2000 LEDEnclosed LED Low BaysAccessories: Order as separate catalog number.WGBALED 6585KWireguard for Prismalume Enclosed (6585-wide)WGBALED 6586LWireguard for Prismalume Enclosed (6586-medium)WGBALED 4455GWireguard for Prismatite Enclosed (4455-symmetric)UPH 35SM XXX DWHXDUniversal power hook, thru-wire/surface mount ‡UPH 36PM XXX DWHXDUniversal power hook, pendant mount ‡HKFD3/4" female safety hook (PF-122)HKM4553/4" male aluminum safety hook (PF-455) LPFD3/4" female loop (PF-116)HSCKXX inch Safety Chain Kit. ‡HCRTLDW16WWL3FTL515RCord with Connector (Receptacle), Twist Lock, Daniel Woodhead, 16 Gauge, White, Wet Location, 3ft, NEMA L5-15R, (120V) ‡HCRTLDW16WWL3FTL615RCord with Connector (Receptacle), Twist Lock, Daniel Woodhead, 16 Gauge, White, Wet Location, 3ft, NEMA L6-15R (208V or 240V) ‡HCRTLDW16WWL3FTL715RCord with Connector (Receptacle), Twist Lock, Daniel Woodhead, 16 Gauge, White, Wet Location, 3ft, NEMA L7-15R (277V) ‡‡ Option Value Ordering Restrictions and NotesOption valueRestriction120, 208, 240, 277Available with voltage speciﬁc options CPTL16W, CPTL16WWL or PHCB only. MVOLT is required otherwise.6585U, 6586ZNot available with WG option.AO Only available on retroﬁt kit. BARFKRetroﬁt kit to upgrade existing Bantam 2000 HID units utilizing an enclosed optic.CMCeiling Mount ships separately. Not painted. UL Listed Damp Location only.CNP16WAvailable with PM only. Must specify damp listed hook (LPDM, HKMD or HKMAR). 6' is standard, but 3' and 10' lengths are available. Must specify length for 3' and 10' options. Example: CNP16W3FT.CPTL16WMust specify voltage, available with 120, 208, 240 or 277 only. Available with PM only. Must specify damp listed hook (LPDM, HKMD or HKMAR). 6' is standard, but 3' and 10' lengths are available. Must specify length for 3' and 10' options. Example: CPTL16W3FT. NEMA plug conﬁgurations: 120 = L5-15P, 208 or 240 = L6-15P, 277 = L7-15P.CNP16WWLAvailable with PM only. Includes HKMW (PF-291) hook. 6' is standard, but 3' and 10' lengths are available. Must specify length for 3' and 10' options. Example: CNP16WWL3FT.CPTL16WWLMust specify voltage, available with 120, 208, 240 or 277 only. Available with PM only. Includes HKMW (PF-291) hook. 6' is standard, but 3' and 10' lengths are available. Must specify length for 3' and 10' options. Example: CPTL16WWL3FT. NEMA plug conﬁgurations: 120 = L5-15P, 208 or 240 = L6-15P, 277 = L7-15P.HCRTLDW16WWL3FTL515RAccessory connector for CPTL16WWLXFT cordset. 3ft. is standard. 120V only.HCRTLDW16WWL3FTL615RAccessory connector for CPTL16WWLXFT cordset. 3ft. is standard. 208/240V only.HCRTLDW16WWL3FTL715RAccessory connector for CPTL16WWLXFT cordset. 3ft. is standard. 277V only.Hooks and LoopsAvailable with PM option only. Damp Listed only. HSCKXX denotes length. Available in multiple sizes. Replace X with size in inches. Example: HSCK120 = 120 inches or 10 feet.Lumen PackagesNominal lumens, see IES ﬁle for delivered lumens.PHCBMust specify voltage. PMPendant Mount is standard. Attaches to 3/4" NPT stem.SMStanchion Mount ships separately. Arm attaches to 1.50" NPT pipe.UPH35, UPH35SM XXX DWHXDMust specify voltage. PHCB option required on ﬁxture. Damp listed only. Ships separately. Surface mount.UPH36, UPH36PM XXX DWHXDMust specify voltage. PHCB option required on ﬁxture. Damp listed only. Ships separately. 3/4" NPT, 1-1/2" NPSM Pendant mount.WGNot available with 6585U, 6586Z.WMWall Mount ships separately. Four bolt pattern attaches to wall.NOTE: ‡ indicates option chosen has ordering restrictions. Please reference ordering restrictions chart. Options are sorted alphanumerically.Holophane ¦ One Lithonia Way, Conyers, GA 30012 ¦ Phone: 866-HOLOPHANE ¦ www.holophane.com ¦ HSI01@acuitybrands.com© 2014-2023 Acuity Brands Lighting, Inc. All rights reserved. Rev. 12/18/23 Specifications subject to change without notice.BALED-BARFK Page 3 of 4Bantam 2000 LEDEnclosed LED Low BaysDIMENSIONAL DATABantam 2000 Prismatite® (Distribution = 4455G)13.25" (340 mm).750–14 NPT (DN20) threaded rigid conduit entry12.5" (320 mm)12.00" (300 mm)Standard fxture color is whiteAluminum housing with white fnishWeight: 22 lbs (10.0 kg)Bantam 2000 Prismalume® (Distribution = 6585K or 6586L)13.25" (340 mm)13.875" (350 mm)13.125" (330 mm)Standard fxture color is whiteAluminum housing with white fnish.750–14 NPT (DN20) threaded rigid conduit entryWeight: 24 lbs (10.9 kg)Bantam 2000 Prismpack® (Distribution = 6585U or 6586Z).750–14 NPT (DN20) threaded rigid conduit entry13.25" (340 mm)12.5" (320 mm)12.75" (320 mm)Aluminum housing with white fnishStandard fxture color is whiteWeight: 24 lbs (10.9 kg)Holophane ¦ One Lithonia Way, Conyers, GA 30012 ¦ Phone: 866-HOLOPHANE ¦ www.holophane.com ¦ HSI01@acuitybrands.com© 2014-2023 Acuity Brands Lighting, Inc. All rights reserved. Rev. 12/18/23 Specifications subject to change without notice.BALED-BARFK Page 4 of 4Bantam 2000 LED Enclosed LED Low BaysDIMENSIONAL DATA (cont'd.)PTASTA Stanchion AssemblyCeiling Mount ComponentsPTAWL Wall Bracket AssemblyThreaded for 1.50–14 NPT (DN38) or slipfit for 1.50–14 NPT (DN38) conduitBantam 2000 common mounting options Included with fixture when SM option is selectedIncluded with fixture when CM option is selectedIncluded with fixture when WM option is selectedOPERATIONAL DATAProjected Lumen Maintenance (TM-21) ‡Package0 Hours15,000 Hours30,000 Hours45,000 Hours60,000 Hours100,000 HoursBALED / BARFK 5000LM and 8000LM @ 25C1.00.940.940.930.930.92Operating CharacteristicsPackageDistributionDelivered Lumens 50K CCT (70 CRI) @25°C ‡Delivered Lumens 40K CCT (70 CRI) @25°C ‡Delivered Lumens 30K CCT (80 CRI) @25°C ‡Wattage @ 120VLPW @ 50KBALED / BARFK 5000LM4455G - Prismatite Symmetric54215421515539139BALED / BARFK 8000LM80938093769761133BALED / BARFK 5000LM6585K - Prismalume Wide55935593531939143BALED / BARFK 8000LM83508350794161137BALED / BARFK 5000LM6586L - Prismalume Medium54455445517939140BALED / BARFK 8000LM81308130773261133BALED / BARFK 5000LM6585U - Prismpack Wide45574557433439117BALED / BARFK 8000LM68046804647161112BALED / BARFK 5000LM6586Z - Prismpack Medium 43664366415339112BALED / BARFK 8000LM65196519620061107NotesAbsolute photometry calculated in accordance with IESNA LM-79-08.NotesCalculated using data collected according to LM-80 and represents lumen maintenance of the LED package.
https://img.acuitybrands.com/public-assets/catalog/1313271/vl_.pdf | lighting | Holophane ¦ One Lithonia Way, Conyers, GA 30012 ¦ Phone: 866-HOLOPHANE ¦ www.holophane.com ¦ HSI01@acuitybrands.com© 2013-2024 Acuity Brands Lighting, Inc. All rights reserved. Rev. 07/15/24 Specifications subject to change without notice.VL Page 1 of 10Vantage® LED LED High BayCatalog NumberNotesTypeDimensions: Inches (millimeters) unless otherwise noted. Diameter: 20.65 (524.51)Height: 16.67 (423.42)Weight: 36 lbs. (16.3 kg)• Food & beverage processing• Poultry & meat processing• Beverage processing• Chemical facilities• Pharmaceutical plants• Pet-food production Typical ApplicationsDescriptionThe Vantage LED luminaire exceeds rigorous demands of food-processing plants and related areas, thanks to its strategic sloped shape and ultra-sleek corrosion-resistant finish that repels water and lacks spaces for food, dirt or debris to hide.Optics• Prismatic acrylic or polycarbonate optic directs light where needed and reduces harsh glare.• Certain airborne contaminants can diminish the integrity of acrylic and/or polycarbonate. Click here for Acrylic-Polycarbonate Compatibility table for suitable uses.• Certain airborne contaminants may adversely affect the functioning of LEDs and other electronic components, depending on various factors such as concentrations of the contaminants, ventilation, and temperature at the end-user location. Click here for a list of substances that may not be suitable for interaction with LEDs and other electronic components.• Medium distribution with optional uplight reflector.• Wide distribution with optional uplight reflector.• Highly engineered LED system ensures superior uniformity and maximizes spacing.Electrical• 0–10V dimming driver is standard. Dims to 10%.• XVOLT is an optional robust driver solution designed to assist with power quality issues and a dropped neutral in 277V input as derived from 480V Wye. Supports 277-480V; 6kV surge rated.• 70 CRI, 80 CRI, 90 CRI available• 3000K, 4000K or 5000K CCT available.• Fault-tolerant LED light engine continues to provide light even in the failure of one LED.• Aluminum core printed circuit board.• Standard Surge Protection Level: Designed to withstand up to 10kV/5kA per ANSI C82.77-5-2015.• Optional Surge Protection Level: Designed to withstand up to 20 kV/10kA per ANSI C82.77-5-2015 when ordered with the SPD20K or SPD20KH options.Mechanical• Robust cast aluminum housing with low copper content (0.6% CU content) withstands harsh or hostile environments.• Pendant mount standard.• Corded options available. Cord will be side mounted and a solid PF-646 hook will be included.• Standard fixture color is white.• Super durable TGIC thermoset powder coat finish provides 1500 hours salt fog rating per ASTM B117.Listings• UL Listed to US and Canadian Standards.• Suitable for use in wet locations.• Suitable for use in Class II, Division 2, Groups F and G hazardous applications (UL844) with HAZ option.• Zone Equivalency Markings with HAZ option. (see chart on page 9)• -40°F (-40°C) to 131°F (55°C) ambient temperature rating. (see chart on page 8)• IP65, IP66, IP67 rated. IP69K rated (1500psi hosedown).• NSF Splash Zone 2 and Non-Food Zone rated.• IK rated (see chart on page 9).• 1G vibration rated.• Patent No. 10,571,096.• DesignLights Consortium® (DLC) Premium qualified product. Not all versions of this product may be DLC Premium qualified. Please check the DLC Qualified Products List at www.designlights.org/QPL to confirm which versions are qualified.Warranty5-year limited warranty. This is the only warranty provided and no other statements in this specification sheet create any warranty of any kind. All other express and implied warranties are disclaimed. Complete warranty terms located at: www.acuitybrands.com/support/warranty/terms-and-conditionsNote: Actual performance may differ as a result of end-user environment and application.All values are design or typical values, measured under laboratory conditions at 25 °C.Specifications subject to change without notice.Capable LuminaireThis item is an A+ capable luminaire, which has been designed and tested to provide consistent color appearance and out-of-the-box control compatibility with simple commissioning.• All configurations of this luminaire meet the Acuity Brands’ specification for chromatic consistency• This luminaire is part of an A+ Certified solution for nLight® control networks marked by a shaded background*To learn more about A+, visit www.acuitybrands.com/aplus.*See ordering tree for detailsEmbed nLight controls today. Prepare for tomorrow. User-friendly installScalabilityEnhanced energy savingsSpace configurationCode complianceFuture-readyNowTomorrowHolophane ¦ One Lithonia Way, Conyers, GA 30012 ¦ Phone: 866-HOLOPHANE ¦ www.holophane.com ¦ HSI01@acuitybrands.com© 2013-2024 Acuity Brands Lighting, Inc. All rights reserved. Rev. 07/15/24 Specifications subject to change without notice.VL Page 2 of 10Vantage® LEDLED High BaySeriesLumensLensDistributionVoltageDriverColor temperatureCRIVL12000LM 12,000 lumens15000LM 15,000 lumens18000LM 18,000 lumens24000LM 24,000 lumens28000LM 28,000 lumens32000LM 32,000 lumensACL Acrylic LensPCL Polycarbonate Lens MDMediumMDU Medium with uplight reflectorWDWideWDU Wide with uplight reflectorMVOLT Auto Sensing (120-277V, 50/60Hz)120120V, 50/60Hz208208V, 50/60Hz240240V, 50/60Hz277277V, 50/60HzHVOLT Auto Sensing (347-480V, 50/60Hz) 347347V, 50/60Hz480480V, 50/60HzXVOLT Enhanced Power Protection (277-480V, 50/60Hz)277X277V XVOLT driver, 50/60Hz347X347V XVOLT Driver, 50/60Hz480X480V XVOLT Driver, 50/60HzGZ10 0-10V dimming30K 3000K CCT40K 4000K CCT50K 5000K CCT70CRI70 CRI80CRI80 CRI90CRI90 CRIMounting / CordsetsOptions(blank)Pendant mount ‡CNP16WLHook mount w/ side entry cord, 16 gauge, 3 conductors, black, 6ft, other lengths available ‡CNP16WWLHook mount w/ side entry cord, 16 gauge, 3 conductors, white, 6ft, other lengths available ‡CNP16YWLHook mount w/ side entry cord, 16 gauge, 3 conductors, yellow, 6ft, other lengths available ‡CNP164CWLHook mount w/ side entry cord, 16 gauge, 4 conductors, for use with EM battery, black, 6ft, other lengths available ‡CNP165CDWWLHook mount w/ side entry cord, 16 gauge, 5 conductors, includes 0-10V dimming leads, white, 6ft, other lengths available ‡CNP16GRAMWLHook mount w/ side entry cord, 16 gauge, 3 conductors, green, antimicrobial, 6ft, other lengths available ‡CPTL16GRAMWLHook mount w/ side entry cord, NEMA 15 amp twist lock plug, 16 gauge, 3 conductors, green, antimicrobial, 6ft, other lengths available ‡CPTL16WWLHook mount w/ side entry cord, NEMA 15 amp twist lock plug, 16 gauge, 3 conductors, white, 6ft, other lengths available ‡CPTL20A16WWLHook mount w/ side entry cord, NEMA 20 amp twist lock plug, 16 gauge, 3 conductors, white, 6ft, other lengths available ‡Other Options:DIM0–10V pendant mount dimming ‡HAZHazardous location rated ‡NSGNon-silicone gasketSCK24Zinc plated steel safety chain factory installed, 24in or 2ft long, other lengths available ‡SCSS36Stainless steel safety chain factory installed, 36in or 3ft long, other lengths available ‡TRRemote housing ‡Emergency:ETSAutomatic load control relay device (ALCR) for UL 924 operation when using auxiliary generator or central inverter (LINK) ‡FE10WCP10 watt internal constant power emergency driver, 10°C min, UL924 compliant, certified in CA Title 20 MAEDBS ‡Surge Protection:(blank)Standard 10kV/5kA surge protection based on voltage selected (120-480V)SPD20K20kV/10kA surge protection for 120-277V ‡SPD20KH20kV/10kA surge protection for 347-480V ‡Bluetooth® Sensors: ‡SBG6 OCC BTP360° High Mount Sensor, (15-45’ mounting heights), on/off occupancy, utilizes smart hub for Bluetooth® programmability (LINK)SBG6 HL BTP360° High Mount Sensor, (15-45' mounting heights), high/low/(off) occupancy dimming, utilizes smart hub for Bluetooth® programmability (LINK)SBG6 ADC BTP360° High Mount Sensor, (15-45' mounting heights), on/off occupancy with auto dimming photocell, utilizes smart hub for Bluetooth® programmability (LINK)SBG10 OCC BTP360° Low Mount Sensor, (7-15' mounting heights), on/off occupancy, utilizes smart hub for Bluetooth® programmability (LINK)SBG10 HL BTP360° Low Mount Sensor, (7-15' mounting heights), high/low/(off) occupancy dimming, utilizes smart hub for Bluetooth® programmability (LINK)SBG10 ADC BTP360° Low Mount Sensor, (7-15' mounting heights), on/off occupancy with auto dimming photocell, utilizes smart hub for Bluetooth® programmability (LINK)Individual Dimming Sensors: ‡SBGR6 D360° High Mount sensor, (15-30’ mounting heights), high/low occupancy dimming (LINK)SBGR10 D360° Low Mount sensor, (8-15’ mounting heights), high/low occupancy dimming, (LINK)Individual Non-Dimming Sensors: ‡SBGR6360° High Mount sensor, (15-30’ mounting heights), on/off occupancy (LINK)SBGR10360° Low Mount Sensor, (8-15’ mounting heights), on/off occupancy(LINK)nLight® Air Wireless: ‡NLTAIR2 RSBG6nLight® Air Generation 2 enabled, 360° high mount sensor, (15-30' mounting heights) (LINK) ‡NLTAIR2 RSBG6 ERnLight® Air Generation 2 enabled, 360° high mount sensor, (15 to 30' mounting heights), UL 924 Emergency Operation utilizing IOTA® ETS (not available with battery pack) (LINK) ‡NLTAIR2 RSBG10nLight® Air Generation 2 enabled, 360° low mount sensor, (8-15' mounting heights) (LINK) ‡NLTAIR2 RSBG10 ERnLight® Air Generation 2 enabled, 360° low mount sensor, (8-15' mounting heights), UL 924 Emergency Operation utilizing IOTA® ETS (not available with battery pack) (LINK) ‡NLTAIR2 RSBG40nLight® Air Generation 2 enabled, 360° high bay sensor, (40’ mounting heights) (LINK) ‡NLTAIR2 RSBG40 ERnLight® Air Generation 2 enabled, 360° high bay sensor, (40' mounting heights), UL 924 Emergency Operation utilizing IOTA® ETS (not available with battery pack) (LINK) ‡NLTAIR2 RIOnLight® Air Generation 2 enabled, fixture embedded network interface, 0-10V dimming output (LINK) ‡NLTAIR2 RIO ERnLight® Air Generation 2 enabled, fixture embedded network interface, 0-10V dimming output, UL924 Emergency Operation utilizing IOTA® ETS (not available with battery pack) (LINK) ‡NOTE: ‡ indicates option chosen has ordering restrictions. Please reference ordering restrictions chart, page 3. Options are sorted alphanumerically.ORDERING INFORMATION Example: VL 18000LM ACL MD MVOLT GZ10 40K 80CRIA+ Capable options indicated by this color background.For Option Value Ordering Restrictions and accessories, see page 3.Holophane ¦ One Lithonia Way, Conyers, GA 30012 ¦ Phone: 866-HOLOPHANE ¦ www.holophane.com ¦ HSI01@acuitybrands.com© 2013-2024 Acuity Brands Lighting, Inc. All rights reserved. Rev. 07/15/24 Specifications subject to change without notice.VL Page 3 of 10Vantage® LEDLED High Bay‡ Option Value Ordering RestrictionsOption valueOrdering restrictionBluetooth® SensorsNot available with XVOLT, 277X, 347X, 480X, DIM, FE10WCP Battery, TR remote housing or CNP165CDWWL cords. IP66 rated, not available for IP67 or IP69K applications.CNP164CWLIncludes PF-646 solid hook. Available with FE10WCP only. Not available with ETS or HAZ options. 3' and 6' lengths are standard. Must specify length in the nomenclature for 3'. Example: CNP164CWL3FT. Other lengths available by special order.CNP165CDWWLIncludes PF-646 solid hook. Not available with DIM, ETS, FE10WCP Battery, HAZ, SBGR dimming sensors, SBG BTP sensors, NLTAIR2 RSBG sensors or NLTAIR2 RIO. 3' and 6' lengths are standard. Must specify length in the nomenclature for 3'. Example: CNP165CDWWL3FT. Other lengths available by special order.CNP16GRAMWLIncludes PF-646 solid hook. Not available with ETS or HAZ. 3' and 6' lengths are standard. Must specify length in the nomenclature for 3'. Example: CNP16GRAMWL3FT. Other lengths available by special order. CNP16WLIncludes PF-646 solid hook. Not available with ETS or HAZ. 3' and 6' lengths are standard. Must specify length in the nomenclature for 3'. Example: CNP16WL3FT. Other lengths available by special order. CNP16WWLIncludes PF-646 solid hook. Not available with ETS or HAZ. 3' and 6' lengths are standard. Must specify length in the nomenclature for 3'. Example: CNP16WWL3FT. Other lengths available by special order. CNP16YWLIncludes PF-646 solid hook. Not available with ETS or HAZ. 3' and 6' lengths are standard. Must specify length in the nomenclature for 3'. Example: CNP16YWL3FT. Other lengths available by special order. CPTL16GRAMWLIncludes PF-646 solid hook. Not available with ETS or HAZ. Must specify voltage. NEMA plug configurations: 120 = L5-15P, 208 or 240 = L6-15P, 277 = L7-15P. 3' and 6' lengths are standard. Must specify length in the nomenclature for 3'. Example: CPTL16GRAMWL3FT. Other lengths available by special order. CPTL16WWLIncludes PF-646 solid hook. Not available with ETS or HAZ. Must specify voltage. NEMA plug configurations: 120 = L5-15P, 208 or 240 = L6-15P, 277 = L7-15P. 3' and 6' lengths are standard. Must specify length in the nomenclature for 3'. Example: CPTL16WWL3FT. Other lengths available by special order. CPTL20A16WWLIncludes PF-646 solid hook. Not available with ETS or HAZ. Must specify voltage. NEMA 347V L24-20P is standard. Other voltages and NEMA plugs are available by special order. 3' and 6' lengths are standard. Must specify length in the nomenclature for 3'. Example: CPTL20A16WWL3FT. Other lengths available by special order. DIMExtended leads for 0-10V dimming when pendant mounting the fixture. This option does not include a special dimming terminal. Not available with SBGR dimming sensors, SBG BTP sensors, NLTAIR2 RSBG sensors, NLTAIR2 RIO, any cordset.ETSUtilizes IOTA® ETS DR automatic load control relay device. Not available with HVOLT, 347. 480, XVOLT, 347X, 480X or FE10WCP battery option. Allows for 0-10V dimming bypass when emergency power is provided by a generator or inverter. Requires dual voltage input. When NLTAIR2 sensor or RIO is ordered with ER option, ETS will be included. Not available with Wet Location Cord Sets or Wet Location Cords (no plug). Available with 5 conductor dual voltage input cord by special order.FE10WCPUtilizes Fulham® FHSCP-UNV-10P-SDWLT emergency driver with FHSBATL6-1.5L-SD, LiFePO4 battery. Available with (CNP164CWL) 4 conductor cord, but not required. Not available with HVOLT, 347, 480, XVOLT, 347X, 480X, SBG BTP sensors, ETS, HAZ or TR remote housing. IP67 rated, not available for IP69K applications.HAZNot Available with XVOLT, 277X, 347X, 480X, NLTAIR2 RSBG sensors, NLTAIR2 RIO, FE10WCP, NSG, TR remote housing, any cordsets.Individual Dimming SensorsNot available with DIM, ETS, TR remote housing or CNP165CDWWL cords. IP66 rated, not available for IP67 or IP69K applications.Individual Non-Dimming SensorsAvailable with DIM option. Not available with ETS or TR remote housing. IP66 rated, not available for IP67 or IP69K applications.NLTAIR2 RSBG6 ER, NLTAIR2 RSBG10 ER, NLTAIR2 RSBG40 ER, NLTAIR2 RIO ERNot available with XVOLT, 277X, 347X, 480X, DIM, ETS, HAZ, TR remote housing or CNP165CDWWL. When ordered with the ER option, ETS device will be used. If cord is needed with ER sensor option, a 5 conductor dual voltage cord is available by special order. IP66 rated, not available for IP67 or IP69K applications.NLTAIR2 RSBG6, NLTAIR2 RSBG10, NLTAIR2 RSBG40, NLTAIR2 RIONot available with XVOLT, 277X, 347X, 480X, DIM, HAZ, TR remote housing or CNP165CDWWL. IP66 rated, not available for IP67 or IP69K applications.Pendant MountWhen ordered without a cordset, the fixture will be pendant mount only. When a cordset is desired, the factory will supply a side mounted cord with a solid hook on top. The pendant (less cordset) mount and hook with cordset mounting types use different tops and cannot be field swapped.SCK24Available in 12, 18 24, 30 and 36 inch lengths standard. Example: SCK30. Other lengths available by special order. SCSS36Available in 12, 18 24, 30 and 36 inch lengths standard. Example SCSS12. Other lengths available by special order. SPD20KAvailable with MVOLT, 120, 208, 240, 277 or 277X only.SPD20KHAvailable with HVOLT, 347, 347X, 480 or 480X only.TRNot available with HAZ, FE10WCP battery, SBG BTP sensors, SBGR sensors, NLTAIR2 RSBG sensors or NLTAIR2 RIO.Accessories: Order as separate catalog number.HCRTLDW16WWL3FTL515RCord with Receptacle, Twist Lock, Daniel Woodhead, 16 Gauge, White, Wet Location, 3ft, NEMA L5-15R, for use with 120V, CPTL16WL or CPTL16WWL cordsets ‡HCRTLDW16WWL3FTL615RCord with Receptacle, Twist Lock, Daniel Woodhead, 16 Gauge, White, Wet Location, 3ft, NEMA L6-15R, for use with 208 or 240V, CPTL16WL or CPTL16WWL cordsets ‡HCRTLDW16WWL3FTL715RCord with Receptacle, Twist Lock, Daniel Woodhead, 16 Gauge, White, Wet Location, 3ft, NEMA L7-15R, for use with 277V, CPTL16WL or CPTL16WWL cordsets ‡Holophane ¦ One Lithonia Way, Conyers, GA 30012 ¦ Phone: 866-HOLOPHANE ¦ www.holophane.com ¦ HSI01@acuitybrands.com© 2013-2024 Acuity Brands Lighting, Inc. All rights reserved. Rev. 07/15/24 Specifications subject to change without notice.VL Page 4 of 10Ø20.62"524mmØ20.62"524mm17.62"448mm21.33"542mmDIMENSIONAL DATATop ViewBottom Viewwith Motion Sensor optionSolid Hook (Side Entry Cord Not Shown)Pendant (Less Cord)Vantage® LEDLED High BayHolophane ¦ One Lithonia Way, Conyers, GA 30012 ¦ Phone: 866-HOLOPHANE ¦ www.holophane.com ¦ HSI01@acuitybrands.com© 2013-2024 Acuity Brands Lighting, Inc. All rights reserved. Rev. 07/15/24 Specifications subject to change without notice.VL Page 5 of 10TR REMOTE HOUSINGVantage® LEDLED High Bay3/4" NPT3/4" NPT(CONNECTION TO DRIVER HOUSING)3/4" NPT(CONNECTION TO LED HEATSINK)3/4" NPT(CONNECTION TOLED HEATSINK)3/4" NPT3/4" NPT(CONNECTION TO DRIVER HOUSING)3/4" NPT(CONNECTION TO LED HEATSINK)3/4" NPT(CONNECTION TODRIVER HOUSING)3/4" NPTNumber of LED Boards and Drivers UsedLumen PackageVoltageNumber of LED BoardsNumber of Drivers12000LMMVOLT, 120, 208, 240, 27741HVOLT, 347, 48041XVOLT, 277X, 237X, 480X4115000LMMVOLT, 120, 208, 240, 27741HVOLT, 347, 48041XVOLT, 277X, 237X, 480X4118000LMMVOLT, 120, 208, 240, 27741HVOLT, 347, 48041XVOLT, 277X, 237X, 480X4124000LMMVOLT, 120, 208, 240, 27741HVOLT, 347, 48041XVOLT, 277X, 237X, 480X4128000LMMVOLT, 120, 208, 240, 27742HVOLT, 347, 48042XVOLT, 277X, 237X, 480X4132000LMMVOLT, 120, 208, 240, 27742HVOLT, 347, 48042XVOLT, 277X, 237X, 480X41Holophane ¦ One Lithonia Way, Conyers, GA 30012 ¦ Phone: 866-HOLOPHANE ¦ www.holophane.com ¦ HSI01@acuitybrands.com© 2013-2024 Acuity Brands Lighting, Inc. All rights reserved. Rev. 07/15/24 Specifications subject to change without notice.VL Page 6 of 10Vantage® LEDLED High BayOPERATIONAL DATAOperating Characteristics ‡Lumen PackageLensDistributionInputWatts ‡Delivered Lumens @ 3000KDelivered Lumens @ 4000KDelivered Lumens @ 5000K70CRI80CRI90CRI70CRI80CRI90CRI70CRI80CRI90CRI12000LMACLMD8212029117689763127271194210199128141255210722Lumens147144119155146124156153131LPWMDU821173111476952112411116469946124961224110456Lumens143140116151142121152149128LPWWD8212046117849777127451195910213128321257010737Lumens147144119155146125156153131LPWWDU821161911366943012292115349851123761212410356Lumens142139115150141120151148126LPWPCLMD82110711083089851171210990938611793115529867Lumens135132110143134114144141120LPWMDU8210214999282901080610140866010880106589104Lumens125122101132124106133130111LPWWD821005598368161106389982852510711104928962Lumens123120100130122104131128109LPWWDU82988596708022104589813838010529103148810Lumens12111898128120102128126107LPWLumen PackageLensDistributionInputWatts ‡Delivered Lumens @ 3000KDelivered Lumens @ 4000KDelivered Lumens @ 5000K70CRI80CRI90CRI70CRI80CRI90CRI70CRI80CRI90CRI15000LMACLMD105145941429811862154631448812392155451522813007Lumens139136113147138118148145124LPWMDU105142531394311568150791415012084151831487312704Lumens136133110144135115145142121LPWWD105146361431811879154851453012410155911527313046Lumens139136113147138118148145124LPWWDU105141171381011457149351401411969150371473012582Lumens134132109142133114143140120LPWPCLMD105134511315910917136401335411404143281403611989Lumens128125104130127109136134114LPWMDU105124101214010072131301232010522132191295011061Lumens11811696125117100126123105LPWWD10512217119519915129251212810358130141274810889Lumens1161149412311699124121104LPWWDU10512010117499747127061192310182127931253210704Lumens1141129312111497122119102LPWLumen PackageLensDistributionInputWatts ‡Delivered Lumens @ 3000KDelivered Lumens @ 4000KDelivered Lumens @ 5000K70CRI80CRI90CRI70CRI80CRI90CRI70CRI80CRI90CRI18000LMACLMD128180541766214653191011792415307192321883916092Lumens141138114149140120150147126LPWMDU128176071722414289186271747914927187551837215693Lumens138135112146137117147144123LPWWD128180801768714674191281794915329192591886616115Lumens141138115149140120150147126LPWWDU128174381705914153184491731214784185751819615543Lumens136133111144135116145142121LPWPCLMD128166161625413485175791649514087176991733814810Lumens130127105137129110138135116LPWMDU128153301499712442162191521912997163301599613664Lumens12011797127119102128125107LPWWD128150911476312248159661498212795160761574713451Lumens11811596125117100126123105LPWWDU128148361438211932155541459512465158031548113223Lumens1161129312211497123121103LPW‡ NotesInput Watts@ 120 volts. Operating CharacteristicsAbsolute photometry calculated in accordance with IESNA LM-79-08 @ 25°CHolophane ¦ One Lithonia Way, Conyers, GA 30012 ¦ Phone: 866-HOLOPHANE ¦ www.holophane.com ¦ HSI01@acuitybrands.com© 2013-2024 Acuity Brands Lighting, Inc. All rights reserved. Rev. 07/15/24 Specifications subject to change without notice.VL Page 7 of 10Vantage® LEDLED High BayOPERATIONAL DATAOperating Characteristics ‡Lumen PackageLensDistributionInputWatts ‡Delivered Lumens @ 3000KDelivered Lumens @ 4000KDelivered Lumens @ 5000K70CRI80CRI90CRI70CRI80CRI90CRI70CRI80CRI90CRI24000LMACLMD180230122251118676243452284519510245122401220510Lumens128125104135127108136133114LPWMDU180224412195318213237412227819026239042341620001Lumens125122101132124106133130111LPWWD180230442254318702243802287719537245472404620539Lumens128125104135127109136134114LPWWDU180222262174318038235142206518844236752319219810Lumens123121100131123105132129110LPWPCLMD180211782071717188224052102417955225592209818876Lumens11811595124117100125123105LPWMDU180195391911415858206721939716566208132038817415Lumens109106881151089211611397LPWWD180192351881715611203501909516308204892007117144Lumens107105871131069111411295LPWWDU180189091849815346200051877216031201421973116853Lumens105103851111048911211094LPWLumen PackageLensDistributionInputWatts ‡Delivered Lumens @ 3000KDelivered Lumens @ 4000KDelivered Lumens @ 5000K70CRI80CRI90CRI70CRI80CRI90CRI70CRI80CRI90CRI28000LMACLMD221284372657821002310392825123790319682862226020Lumens12912095140128108145130118LPWMDU221277312591920481302692755023200311752791325375Lumens12511793137125105141126115LPWWD221284772661621032310832829123824320132866326057Lumens12912095141128108145130118LPWWDU221274662567120285299792728622978308772764525132Lumens12411692136123104140125114LPWPCLMD221261712446019329285652600021894294212634223947Lumens1181118712911899133119108LPWMDU221241462256717833263552398820200271442430322094Lumens1091028111910991123110100LPWWD221237702221617555259452361419886267212392521750Lumens108101791171079012110898LPWWDU221233672184017258252752300519373260322330821189Lumens10699781141048811810596LPWLumen PackageLensDistributionInputWatts ‡Delivered Lumens @ 3000KDelivered Lumens @ 4000KDelivered Lumens @ 5000K70CRI80CRI90CRI70CRI80CRI90CRI70CRI80CRI90CRI32000LMACLMD260335593136524785366293333928075377263377830707Lumens12912195141128108145130118LPWMDU260327263058724170357213251227379367903294029946Lumens12611893137125105142127115LPWWD260336063141024820366813338728115377803382630751Lumens12912195141128108145130118LPWWDU260324133029523939353793220127117364383262529659Lumens12511792136124104140125114LPWPCLMD260308852886622810337113068325838347203108628260Lumens1191118813011899134120109LPWMDU260284952663221045311022830823839320332868126073Lumens1101028112010992123110100LPWWD260280512621820717306182786823468315352823425668Lumens108101801181079012110999LPWWDU260273272554120183300992739523070310002775625233Lumens10598781161058911910797LPW‡ NotesInput Watts@ 120 volts. Operating CharacteristicsAbsolute photometry calculated in accordance with IESNA LM-79-08 @ 25°CHolophane ¦ One Lithonia Way, Conyers, GA 30012 ¦ Phone: 866-HOLOPHANE ¦ www.holophane.com ¦ HSI01@acuitybrands.com© 2013-2024 Acuity Brands Lighting, Inc. All rights reserved. Rev. 07/15/24 Specifications subject to change without notice.VL Page 8 of 10OPERATIONAL DATAVantage® LEDLED High BayVoltageFE10WCP BatteryETS Load Control RelaySBGR SensorSBG BTP SensorNLTAIR2 RSBG, RSBG ER Sensor and NLTAIR2 RIO, RIO ER Max Ambient12000LM15000LM18000LM24000LM28000LM32000LM120-277NNNNN-40°C to 55°C-40°C to 55°C-40°C to 55°C-40°C to 55°C-40°C to 45°C-40°C to 45°C120-277YNNNN 10°C to 35°C 10°C to 35°C 10°C to 35°C 10°C to 35°C 10°C to 35°C 10°C to 35°C120-277NYNNN-40°C to 55°C-40°C to 55°C-40°C to 55°C-40°C to 55°C-40°C to 45°C-40°C to 45°C120-277NNYNN-40°C to 55°C-40°C to 55°C-40°C to 55°C-40°C to 55°C-40°C to 45°C-40°C to 45°C120-277NNNYN-40°C to 55°C-40°C to 55°C-40°C to 55°C-40°C to 55°C-40°C to 45°C-40°C to 45°C120-277NNNNY-40°C to 55°C-40°C to 55°C-40°C to 55°C-40°C to 55°C-40°C to 45°C-40°C to 45°C120-277YNYNN 10°C to 35°C 10°C to 35°C 10°C to 35°C 10°C to 35°C 10°C to 35°C 10°C to 35°C120-277YNNNY 10°C to 35°C 10°C to 35°C 10°C to 35°C 10°C to 35°C 10°C to 35°C 10°C to 35°C347-480NNNNN-40°C to 55°C-40°C to 55°C-40°C to 55°C-40°C to 55°C-40°C to 45°C-40°C to 45°C347-480NNYNN-40°C to 30°C-40°C to 30°C-40°C to 30°C-40°C to 30°C-40°C to 30°C-40°C to 30°C347-480NNNYN-40°C to 30°C-40°C to 30°C-40°C to 30°C-40°C to 30°C-40°C to 30°C-40°C to 30°C347-480NNNNY-40°C to 30°C-40°C to 30°C-40°C to 30°C-40°C to 30°C-40°C to 30°C-40°C to 30°CAmbient Temperature RatingsMediumMediumMedium with Uplight ReflectorDISTRIBUTION DATAWide with Uplight ReflectorWideProjected Lumen Maintenance ‡PackageMax and Min Temperature0 Hours15,000 Hours30,000 Hours45,000 Hours60,000 Hours100,000Hours12000LM25C55C1.01.00.970.960.950.930.930.910.910.880.860.8215000LM25C55C1.01.00.970.960.950.930.930.910.910.880.860.8218000LM25C55C1.01.00.970.950.950.920.930.890.910.860.860.7924000LM25C55C1.01.00.970.950.950.920.930.890.910.860.860.7928000LM25C45C1.01.00.970.950.960.950.950.940.940.930.920.9132000LM25C45C1.01.00.970.960.960.950.950.940.940.930.920.90‡ NotesProjected Lumen MaintenanceCalculated using data collected according to LM-80 and represents lumen maintenance of the LED package. Consult factory for actual TM-21 reports for your specific configuration.Holophane ¦ One Lithonia Way, Conyers, GA 30012 ¦ Phone: 866-HOLOPHANE ¦ www.holophane.com ¦ HSI01@acuitybrands.com© 2013-2024 Acuity Brands Lighting, Inc. All rights reserved. Rev. 07/15/24 Specifications subject to change without notice.VL Page 9 of 10Vantage® LEDLED High BayImpact Resistance (IK Ratings)Lens MaterialRatingAcrylicIK08PolycarbonateIK10Emergency Lumen Output Example - 10 Watt Battery ModelDefault OperationOccupancy Time DelayPhotocell ModePhotocell Set-pointLow TrimHigh TrimDim to Off Time DelaySBG6 OCC BTP LTOn/Off Occupancy Only 10 minutesDisabledDisabledDisabledDisabledDisabledSBG10 OCC BTP LTOn/Off Occupancy Only 10 minutesDisabledDisabledDisabledDisabledDisabledSBG6 HL BTP LTHigh/Low/(Off) Occupancy, 0-10V Dimming10 minutesDisabledDisabled10%100%2.5 minutesSBG10 HL BTP LTHigh/Low/(Off) Occupancy, 0-10V Dimming10 minutesDisabledDisabled10%100%2.5 minutesSBG6 ADC BTP LTOn/Off Occupancy with Auto Dimming Photocell10 minutesOn/Off & Auto Dim50 fc10%100%0 secondsSBG10 ADC BTP LTOn/Off Occupancy with Auto Dimming Photocell10 minutesOn/Off & Auto Dim50 fc10%100%0 secondsSBG6 ANL BTP LTHigh/Low/(Off) Occupancy Dimming with Auto Dimming Photocell10 minutesOn/Off & Auto Dim50 fc10%100%Stay Dim/ Never OffSBG10 ANL BTP LTHigh/Low/(Off) Occupancy Dimming with Auto Dimming Photocell10 minutesOn/Off & Auto Dim50 fc10%100%Stay Dim/ Never OffBTP default settingsOperating Temperature Code for Hazardous Locations (HAZ option required)Luminaire Lumen RatingRated Maximum Ambient TemperatureSupply Wire TemperatureTemperature Code, (Operating Temperature °C)1200015000180002400035°C 90°CT6 (85°C)45°C 90°CT6 (85°C)55°C 90°CT6 (85°C)280003200045°C 90°CT6 (85°C)Approximate Luminaire EfficacyApproximate Lumens at 1 Minute Approximate Lumens at 45 MinutesApproximate Lumens at 90 Minutes100 LPW100010001000110 LPW110011001100120 LPW120012001200130 LPW130013001300140 LPW140014001400150 LPW150015001500Zone Equivalency Markings CLASS II, DIV 2, GROUP F OR GCLASS II, ZONE 22How to Estimate Delivered Lumens in Emergency ModeUse the formula below to estimate the delivered lumens in emergency modeDelivered Lumens = P x LPWP = Output power of emergency driver.LPW = Lumen per watt rating of the luminaire. (See charts on Page 6)The LPW rating is also available at Designlight Consortium.P = 10W for FE10WCPEmergency Lumen OutputHolophane ¦ One Lithonia Way, Conyers, GA 30012 ¦ Phone: 866-HOLOPHANE ¦ www.holophane.com ¦ HSI01@acuitybrands.com© 2013-2024 Acuity Brands Lighting, Inc. All rights reserved. Rev. 07/15/24 Specifications subject to change without notice.VL Page 10 of 10Mounting, Options and AccessoriesVantage® LEDLED High BaynLight Air RSBG SensornLight Air RIO Control ModuleSBG BTP Sensor and Smarthub Control ModuleSBGR SensorSide Cord with Solid PF-646 Hook MountPendant Mount
https://img.acuitybrands.com/public-assets/catalog/1330426/emw-led_.pdf | lighting | EMW LEDPage 1 of 5Holophane ¦ One Lithonia Way, Conyers, GA 30012 ¦ Phone: 866-HOLOPHANE ¦ www.holophane.com ¦ TechSupport-Lighting@AcuityBrands.com© 2011-2024 Acuity Brands Lighting, Inc. All rights reserved. Rev. 06/28/24 Specifications subject to change without notice.FEATURES & SPECIFICATIONSINTENDED USE — Ideal for use in food and beverage processing, cold storage and garden centers. Fiberglass enclosure protects fixture while remaining easy to service and clean. Not for use or installation in direct outdoor sunlight. Must be installed under canopy or covered ceiling. Certain airborne contaminants can diminish the integrity of acrylic and/or polycarbonate. Click here for Acrylic-Polycarbonate Compatibility table for suitable uses.Certain airborne contaminants may adversely affect the functioning of LEDs and other electronic components, depending on various factors such as concentrations of the con-taminants, ventilation, and temperature at the end-user location. Click here for a list of substances that may not be suitable for interaction with LEDs and other electronic components.CONSTRUCTION — One-piece 5VA rated fiberglass housing with continuous poured-in-place, closed-cell gasket. Three piece captive latches lock onto the housing and keep latches from becoming displaced during strenuous cleaning. 7/8" opening on each end, suitable for use with 1/2" trade size connector/conduit.OPTICS — Injection-molded acrylic, impact-resistant diffuser (.080" thick), available in clear or frost-ed, features side lineal prisms and frosted ends (clear). Frosted lens recommended for lower mounting heights and enhanced visual comfort. UV stabilized polycarbonate diffuser option available (.080" thick) for increased impact resistance. Three piece stainless steel latches keep lens securely fastened.ELECTRICAL — Utilizes high-efficiency LEDs mounted to core circuit boards. High-efficiency drivers operate 120-480 volt offered with 0-10 volt dimming, allowing granular control when coupled with wireless networking controls. Luminaire Surge Protection Level: Designed to withstand up to 6kV/3kA per ANSI C82.77-5-2015.Expected service life of 72,000 hours at 80% lumen maintenance (L80); predicted life of more than 100,000 hours.INSTALLATION — Luminaire can be surface or suspend mounted. Power connection is easily accom-modated through pre-drilled holes at each end, watertight plugs ship standard on each end. Stainless steel mounting straps (standard), included for suspension with aircraft cable (cable not included). Optional stainless steel V-hooks available for chain hanging (chain not included). Mounting straps also accommodate RMKSS or RMKZP accessory for surface mounting.LISTINGS — CSA Certified to UL and C-UL Standards. Suitable for wet location. IP65,IP66, IP67 (4ft. only) and IP69k (2ft. only) rated and certified to meet NSF Splash Zone 2. NEMA 4X rated. Sensors maintain IP65 and IP66 only. Ambients listed on page 4.DesignLights Consortium® (DLC) Premium qualified product and DLC qualified product. Not all versions of this product may be DLC Premium qualified or DLC qualified. Please check the DLC Qualified Products List at www.designlights.org/QPL to confirm which versions are qualified.GOVERNMENT PROCUREMENTBAA – Buy America(n) Act: Product with the BAA option qualifies as a domestic end product under the Buy American Act as implemented in the FAR and DFARS. Product with the BAA option also qualifies as manufactured in the United States under DOT Buy America regulations.BABA – Build America Buy America: Product with the BAA option also qualifies as produced in the United States under the definitions of the Build America, Buy America Act.Please refer to www.acuitybrands.com/resources/buy-american for additional information.WARRANTY — 5-year limited warranty. This is the only warranty provided and no other statements in this specification sheet create any warranty of any kind. All other express and implied warranties are disclaimed. Complete warranty terms located at: www.acuitybrands.com/support/warranty/terms-and-conditionsNOTE: Actual performance may differ as a result of end-user environment and application. All values are design or typical values, measured under laboratory conditions at 25 °C. Specifications subject to change without notice.High-Pressure Hose-DownEMW LED FOOD PROCESSING/COLD STORAGECatalog NumberNotesTypeCapable LuminaireThis item is an A+ capable luminaire, which has been designed and tested to provide consistent color appearance and out-of-the-box control compatibility with simple commissioning.• All configurations of this luminaire meet the Acuity Brands’ specification for chromatic consistency• This luminaire is part of an A+ Certified solution for nLight® control networks marked by a shaded background*To learn more about A+, visit www.acuitybrands.com/aplus.*See ordering tree for detailsEMW LEDPage 2 of 5Holophane ¦ One Lithonia Way, Conyers, GA 30012 ¦ Phone: 866-HOLOPHANE ¦ www.holophane.com ¦ TechSupport-Lighting@AcuityBrands.com© 2011-2024 Acuity Brands Lighting, Inc. All rights reserved. Rev. 06/28/24 Specifications subject to change without notice.EMW LED High-Pressure Hose-Down, LEDAccessories: Order as separate catalog number.EMWACT12010'or 120" Y-Toggle Aircraft Cable (ships as pair)EMWACT120SS10' or 120" Stainless Steel Y-Toggle Aircraft Cable (ships as pair)EMWACT24020' or 240" Y-Toggle Aircraft Cable (ships as pair)EMWACT240SS20' or 240" Stainless Steel Y-Toggle Aircraft Cable (ships as pair)EMWEMKStainless steel end Mount Suspension Bracket w/ 1/2" NPT Wet Location Fittings (ships as pair) EMWMHKBStainless Steel V-Hook and Brackets (ships as pair)EMWRMKSSStainless Steel Rigid Mount Bracket (ships as pair)EMWRMKZPZinc Rigid Mount Bracket (ships as pair)HCMCFBH16YWLCord with Brad Mini Change® female connector, stainless steel coupling nut, 3 pole, 16 gauge, yellow, wet location, 6 feet, for use with the CS88R receptacleHCMRFBH16WLReceptacle with Brad Mini Change® female connector, non-metallic coupling nut, 3 pole, 16 gauge leads, wet location, for use with CS88 and CS88L12 cordsetsHMHCH363' or 36" Double Chain (ships as pair) ‡HMHCH36SS3' or 36" Stainless Steel Double Chain (ships as pair) ‡HMHHK12010' or 120" Aircraft Cable w/ Hook (ships as pair, 2 pairs required to suspend fixture) ‡HMHHK120SS10' or 120" Stainless Steel Aircraft Cable w/ Hook (ships as pair, 2 pairs required to suspend fixture) ‡A+ Capable options indicated by this color background.EMWSeriesLengthNominal LumensDiffuserDistributionVoltageDriverEMWL24L489000LM9,000 lumens12000LM12,000 lumens15000LM15,000 lumens18000LM18,000 lumens24000LM 24,000 lumens18000LM18,000 lumens24000LM24,000 lumens 28000LM28,000 lumens36000LM36,000 lumens40000LM40,000 lumensACLClear acrylic PCLClear polycarbonate FSTFrosted acrylicNDNarrow distributionMDMedium distributionMVOLT120-277V,50/60HZ120120V, 50/60HZ277277V, 50/60HZHVOLT347-480V,50/60HZ347347V, 50/60HZ480480V, 50/60HZGZ100-10v dimmingORDERING INFORMATIONLead times will vary depending on options selected. Consult with your sales representative.Example: EMW 24000LM FST MD MVOLT GZ10 35K 90CRIColor temperatureCRIOptions30K3000 K35K3500 K40K 4000 K50K5000 K80CRI80 CRI90CRI 90 CRIEmergency:E10WLCPPower Sentry® PS1055LCP, 10 watt internal constant power emergency driver, self-diagnostic test switch/pilot light, 5°C min, UL924 Compliant, Certified in CA Title 20 MAEDBS (LINK) ‡FE14WCP14 watt internal constant power emergency driver, self-diagnostic test switch/pilot light, 10°C min, UL924 Compliant, Certified in CA Title 20 MAEDBS ‡Cordsets:CS6G16STOW5DCord only (no plug), 18 gauge, 5 conductors, includes 0-10V dimming leads, white, 6ft ‡CS88Cord with Brad Mini Change® male connector, non-metallic coupling nut, 3 pole, 16 gauge, yellow, wet location, 6ft ‡CS88L12Cord with Brad Mini Change® male connector, non-metallic coupling nut, 3 pole, 16 gauge, yellow, wet location, 12ft ‡CS88RReceptacle with Brad Mini Change® male connector, stainless steel coupling nut, 3 pole, 16 gauge leads, wet location ‡CS89Cord only (no plug), 16 gauge, 3 conductors, 6ft, white, wet location ‡CS89L12Cord only (no plug), 16 gauge, 3 conductors, 12ft, white, wet location ‡CS93W4CCord only (no plug), 16 gauge, 4 conductors, for use with EM battery, 6ft, white ‡Other Options:BAABuy America(n) Act and/or Build America Buy America QualifiedSPDSurge protection device (10kV/6kA)Mounting:(blank)(4) Stainless steel mounting straps (suspended mount)EMK(2) Stainless steel end mount brackets (suspended mount) ‡MHKB(2) Stainless steel V-hook and (4) mounting brackets (suspended mount)RMKSS(2) Stainless steel rigid mount brackets (surface mount) ‡RMKZP(2) Zinc plated rigid mount brackets (surface mount) ‡Fittings:(blank)(2) Pre-drilled 7/8" holes with water tight plugs (both ends)PMP4X(1) Wet location fitting (top, L24 only), NEMA4X rated WLF(2) Wet location fittings (top) ‡WLFEND(1) Wet location fitting (one end) ‡WLFEND2(2) Wet location fittings (both ends) ‡Sensor Switch Embedded Controls: ‡MSI6NWL360° High mount sensor, (15-30’ mounting heights), outdoor PIR, on/off occupancy, wet location (LINK)MSI62L3VWL360° High mount sensor, (15-30’ mounting heights), outdoor PIR, occupancy controlled dimming (bi-level), wet location (LINK)MSI10NWL360° Low mount sensor, (8-15’ mounting heights), outdoor PIR, on/off occupancy, wet location (LINK)MSI102L3VWL360° Low mount sensor, (8-15’ mounting heights), outdoor PIR, occupancy controlled dimming (bi-level), wet location (LINK)nLight® Embedded Controls: ‡NLTAIR2 RSBOR6nLight® Air Generation 2 enabled, 360° high mount sensor, (15-30’ heights) (LINK)NLTAIR2 RSBOR10nLight® Air Generation 2 enabled, 360° low mount sensor, (8-15’ heights) (LINK)EMW LEDPage 3 of 5Holophane ¦ One Lithonia Way, Conyers, GA 30012 ¦ Phone: 866-HOLOPHANE ¦ www.holophane.com ¦ TechSupport-Lighting@AcuityBrands.com© 2011-2024 Acuity Brands Lighting, Inc. All rights reserved. Rev. 06/28/24 Specifications subject to change without notice.EMW LED High-Pressure Hose-Down, LED‡ Option Value Ordering RestrictionsOption valueRestrictionCS6G16STOW5DNot available with PMP4X, sensors, WLF or WLFEND2. Not NEMA 4X rated.CS88, CS88L12, CS88RNot available with PMP4X, WLF, WLFEND2. Not NEMA 4X rated.CS89, CS89L12Not available with PMP4X, WLF, WLFEND2. Not NEMA 4X rated.CS93W4COnly available with E10WLCP & FE14WCP. Not available with PMP4X, WLF, WLFEND2. Not NEMA 4X rated.E10WLCPRequires SPD option. Available with L24 9000LM or 12000LM and L48 1800LM or 24000LM 4ft only. Not available with HVOLT, 347V, 480V. Not available with 3 conductor cords or plugs.EMKRequires WLFEND2.FE14WCPUtilizes Fulham®, FHS2-UNV-56S emergency driver. Requires SPD option. Available with L24 9000LM or 12000LM and L48 18000LM or 24000LM only. Not available in HVOLT, 347V, 480V. Not available with 3 conductor cords or plugs.HMHCH36, HMHCH36SSFor use with MHKB option.HMHHK120, HMHHK120SSFor use with EMK or MHKB options.nLight Embedded Controls Requires SPD option. Normal luminaires (non-emergency) can be used as a normal power sensing device for nearby nLight AIR devices and luminaires with EM emergency options. Not NEMA 4X rated.RMKSSRequired for Surface Mounting.RMKZPRequired for Surface Mounting.Sensor Switch Embedded ControlsRequires SPD option. Not available in MVOLT or HVOLT. Must specify voltage. WLFIn addition to top mounted fittings, includes (2) Pre-drilled 7/8" holes with water tight plugs (both ends). Not available with L24. Not NEMA4X rated.WLFENDNot NEMA4X rated.WLFEND2Not available with cordset or sensor options. Not NEMA4X rated.Approximate Luminaire EfficacyApproximate Lumens at 1 Minute Approximate Lumens at 45 MinutesApproximate Lumens at 90 Minutes100 LPW100010001000110 LPW110011001100120 LPW120012001200130 LPW130013001300140 LPW140014001400150 LPW150015001500EMERGENCY LUMEN OUTPUT EXAMPLE – 10 WATT BATTERYHow to Estimate Delivered Lumens in Emergency ModeUse the formula below to estimate the delivered lumens in emergency modeDelivered Lumens = P x LPWP = Output power of emergency driver.LPW = Lumen per watt rating of the luminaire. (See charts on Page 4)The LPW rating is also available at Designlight Consortium.P = 10 watts for E10WLCPP = 14 watts for FE14WCPEMERGENCY LUMEN OUTPUTNUMBER OF BOARDS AND DRIVERSSizeLumen PackageNumber of LED BoardsDriversL249000LM1112000LM1115000LM2118000LM2124000LM41L4818000LM2124000LM4128000LM4136000LM6240000LM62COMPARABLE LIGHT SOURCELengthLumensLight SourceL249000LM2 lamp T5HO12000LM4 lamp T8, 240W HID15000LM4 lamp T5HO, 6 lamp T818000LM4 lamp T5HO, 6 lamp T8, 400W HID24000LM6 lamp T5HO, 8 lamp T8L4818000LM4 lamp T5HO, 6 lamp T8, 400W HID24000LM6 lamp T5HO, 8 lamp T828000LM6 lamp T5HO, 8 lamp T836000LM8 lamp T5HO, 750W HID40000LM9 lamp T5HO, 750W HIDCSA LISTED AMBIENT RATING (-40°C minimum ambient unless noted)LengthLumensSurface MountSuspended Mount (18" from surface)w/ E10WLCP Batteryw/ FE14WCP BatteryL249000LM45°C55°C5°C - 30°C-20°C - 25°C12000LM45°C55°C5°C - 30°C ‡-20°C - 30°C ‡15000LM35°C50°CNANA18000LM35°C45°CNANA24000LM25°C35°CNANAL4818000LM25°C50°C5°C - 25°C-20°C - 25°C24000LM25°C45°C5°C - 30°C ‡-20°C - 30°C ‡28000LM25°C35°CNANA36000LM25°C40°CNANA40000LM25°C40°CNANA‡ Notes5°C - 30°COnly available as suspended mount. -20°C - 30°COnly available as suspended mount. EMW LEDPage 4 of 5Holophane ¦ One Lithonia Way, Conyers, GA 30012 ¦ Phone: 866-HOLOPHANE ¦ www.holophane.com ¦ TechSupport-Lighting@AcuityBrands.com© 2011-2024 Acuity Brands Lighting, Inc. All rights reserved. Rev. 06/28/24 Specifications subject to change without notice.EMW LED High-Pressure Hose-Down, LEDOPERATING CHARACTERISTICSLengthLumensDiffuser ‡Input Watts ‡3000K3500K4000K5000K80CRI90CRI80CRI90CRI80CRI90CRI80CRI90CRIL249000LMACL5990357429917576009386757295517987Lumens153126156129159128162135LPWFST5989017319903874879246745994097868Lumens151124153127157126159133LPWPCL5989837387912375579333752994977941Lumens152125155128158128161135LPW12000LMACL791238910188125811042212871103831309810952Lumens157129159132163131166139LPWFST791220510036123941026712679102291290310789Lumens154127157130160129163137LPWPCL791231910130125101036212798103241302310890Lumens156128158131162131165138LPW15000LMACL981509512413153291269815682126511595813344Lumens154127156130160129163136LPWFST981487112228151011250915449124631572113146Lumens152125154128158127160134LPWPCL981501012342152421262615593125791586813268Lumens153126156129159128162135LPW18000LMACL1131802314821183021516118724151051905415932Lumens159131162134166134169141LPWFST1131775514600180301493518445148801877015695Lumens157129160132163132166139LPWPCL1131792114736181981507418617150191894515841Lumens159130161133165133168140LPW24000LMACL1572373619518241041996624659198932509320982Lumens151124154127157127160134LPWFST1572338319228237451966924292195972472020670Lumens149122151125155125157132LPWPCL1572360119407239671985324518197792495020863Lumens150124153126156126159133LPWLengthLumensDiffuser ‡Input Watts ‡3000K3500K4000K5000K80CRI90CRI80CRI90CRI80CRI90CRI80CRI90CRIL4818000LMACL1151830115049185851539419012153381934716178Lumens159131162134165133168141LPWFST1151815014924184311526718855152111918716044Lumens158130160133164132167140LPWPCL1151825415011185371535518964152991929816137Lumens159131161134165133168140LPW24000LMACL1492404419771244162022524978201502541821254Lumens161133164136168135171143LPWFST1492384519607242142005724771199832520821078Lumens160132163135166134169141LPWPCL1492398219721243542017324914200992535321200Lumens161132163135167135170142LPW28000LMACL1732773722809281672333228815232462932324519Lumens160132163135167134169142LPWFST1732750722620279342313928576230532908024316Lumens159131161134165133168141LPWPCL1732766622750280952327228742231872924824457Lumens160132162135166134169141LPW36000LMACL2303670030178372683087138126307573879832442Lumens160131162134166134169141LPWFST2303639629928369593061537810305023847632173Lumens158130161133164133167140LPWPCL2303660630101371733079238029306793869932359Lumens159131162134165133168141LPW40000LMACL2543918732224397943296340710328424142734641Lumens154127157130160129163136LPWFST2543886231957394643269040373325704108434353Lumens153126155129159128162135LPWPCL2543908732141396923287940606327584132234552Lumens154127156129160129163136LPW‡ NotesInput Watts120 volts.LensMedium distribution shown. Lumen output differences are minimal between 2 types. See the photometry report for more details, EMW product webpage, see Photometry & Revit tab. Operating CharacteristicsAbsolute photometry calculated in accordance with IESNA LM-79-08 @ 25°C.EMW LEDPage 5 of 5Holophane ¦ One Lithonia Way, Conyers, GA 30012 ¦ Phone: 866-HOLOPHANE ¦ www.holophane.com ¦ TechSupport-Lighting@AcuityBrands.com© 2011-2024 Acuity Brands Lighting, Inc. All rights reserved. Rev. 06/28/24 Specifications subject to change without notice.EMW LED High-Pressure Hose-Down, LEDDIMENSIONSInches (centimeters). Subject to change without notice.LengthActual LengthWidthHeightApproximate weightFixtures per palletApproximate pallet dimensions (L x W x H)L2426.7in14.625in6in18lbs.2063x16x9L4852in14.625in6in35lbs.1063x16x9 26.7 5.8 14.6 MOUNTING ACCESSORIESEMWRMKSS Rigid mount bracket, 304 stainless steelEMWRMKZP Rigid mount bracket, zinc plated EMWMHKB Stainless steel V-hook and bracketsEMWACT120 10' Y-toggle aircraft cable EMWACT240 20' Y-toggle aircraft cableHMHHK120 (ships as a pair, 2 pairs required to suspend fixture)EMWEMK End mount suspension bracket, 304 stainless steelCOMPONENTS & OPTIONSCS88R ReceptacleCS88, CS88L12, CS88R, HCMRFBH16WL, HCMCFBH16YWL (actual product may vary depending on options chosen)MSI or NLTAIR2 RSBOR Sensor
https://img.acuitybrands.com/public-assets/catalog/1312836/mdle2.pdf | lighting | Holophane ¦ One Lithonia Way, Conyers, GA 30012 ¦ Phone: 866-HOLOPHANE ¦ www.holophane.com ¦ techsupportinf@acuitybrands.com© 2018-2024 Acuity Brands Lighting, Inc. All rights reserved. Rev. 03/07/24 Specifications subject to change without notice.MDLE2 Page 1 of 4Electrical ModulePrismatic GlassRefractor42 1/8"18 1/2"5" O.D.Sized For Use WithA 3" Tall By 3" Ø Tenon Removable Cast AluminumReplica Chimney Top FinialPrismatic GlassReflectorLuminaireHousingStainless SteelSet ScrewsDecorative RibCatalog NumberNotesTypeDIMENSIONAL DATAMDLE2 Madeira® LEDAs shown: Acorn style with replica chimney, ornamental crown, and decorative ribsOptical Assembly The optical assembly is a precisely molded thermal resistant borosilicate glass reflector and retractor. The upper portion of this system incorporates a series of reflecting prisms that redirect over 50% of the upward light into the controlling retractor while allowing a soft uplight component to define the traditional acorn shape. The lower portion uses precisely molded refracting prisms to control the distribution of light to maximize utilization, uniformity, and luminaire spacing. The top of this assembly is a removable decorative aluminum cover with a replica chimney finial for entry into the lamp chamber. A total of eight decorative ribs surround the prismatic glass reflector and refractor. Three unique optical assemblies are available, designed for IES type Ill, type IV, and type V distribution. Luminaire Housing A decorative leaf style cast aluminum luminaire housing cradles the optical assembly and provides an enclosure for the plug-in electrical module. The three station incoming line terminal block is prewired to a six conductor receptacle for ease in connecting the electrical module. A slipfitter will accept a 3 inch high by 2-7/8 inch to 3-1/8 inch O.D. pipe tenon. Electrical Module / Luminaire Housing Door The decorative leaf style cast aluminum housing door contains the ballast components and is held in place by two captive 1/4-20 stainless steel screws. A matching six conductor plug connects to the receptacle in the luminaire housing to complete the wiring. Electrical Module The electronic components are mounted on a steel plate that is removable with minimum use of tools. A matching six conductor plug connects to the receptacle in the luminaire housing to complete the wiring. Electronic Driver AS drivers are programmable dimmable drivers, with 0-10V control leads and AH drivers are dimmable (0-10V) drivers .Finish/ Material All castings utilize aluminum for maximum corrosion resistance and all exposed hardware is corrosion resistant. The finish shall:• Utilize a polyester power coat paint to ensure maximum durability• Rigorous multi-stage pre-treating and painting process yields a finish that achieves a scribe creepage rating of 8 (per ASTM D1654) after over 5000 hours exposure to salt fog chamber (operated per ASTM B117) on standard and RAL finish options.• RAL (RALxxxxSDCR) paint colors are Super Durable Corrosion Resistant, 80% gloss.Installation Refer to the instruction manual provided with each luminaire as to the specific method of wiring and mounting the luminaire. Government ProcurementBAA – Buy America(n) Act: Product qualifies as a domestic end product under the Buy American Act as implemented in the FAR and DFARS. Product also qualifies as manufactured in the United States under DOT Buy America regulations.BABA – Build America Buy America: Product qualifies as produced in the United States under the definitions of the Build America, Buy America Act.Please refer to www.acuitybrands.com/resources/buy-american for additional information.Warranty5-year limited warranty. This is the only warranty provided and no other statements in this specification sheet create any warranty of any kind. All other express and implied warranties are disclaimed Complete warranty terms located at: www.acuitybrands.com/support/warranty/terms-and-conditionsNote: Actual performance may differ as a result of end-user environment and application.All values are design or typical values, measured under laboratory conditions at 25 °C. Specifications subject to change without notice.SPECIFICATIONS General DescriptionThe Madeira Luminaire is styled to replicate the elegant Spanish style luminaires that lighted streets in the first half of the 20th century. Designed for superior light control, ease of installation, and maintenance, the Madeira has a precision prismatic glass optical system for true street lighting performance as well as beauty. Maximum Weight - 100 lbsMaximum Effective Projected Area: 2.7 sq. ft.Holophane ¦ One Lithonia Way, Conyers, GA 30012 ¦ Phone: 866-HOLOPHANE ¦ www.holophane.com ¦ techsupportinf@acuitybrands.com© 2018-2024 Acuity Brands Lighting, Inc. All rights reserved. Rev. 03/07/24 Specifications subject to change without notice.MDLE2 Page 2 of 4MDLE2Madeira® LEDChimney (CH)Ornate (OR)Bud (BU)Spike (SP)MARK APPROPRIATE BOX FOR TRIM OPTIONSFINIALSORDERING INFORMATION EXAMPLE: MDLE2 P30 30K MVOLT GL3 BK RBK CH FBKHousing StyleLED performance package1Color temperatureVoltageOpticsMDLE2Madeira LED Acorn Style LuminaireP30LED Performance PackageP40LED Performance PackageNOTE 1 See performance data table on page 3 for details30K3000 CCT40K4000 CCTMVOLTAuto-sensing (120-277V) 50/60 HZ GL3Type 3, Glass refractorGL4Type 4, Glass refractorGL5Type 5, Glass refractorHousing ColorRib ColorFinialFinial ColorBKBlackBZBronzeCMCCustom Match ColorCTBSSTD Finish, TBDGHGraphiteGNGreenGRGreyRALxxxxSDCRRAL Super Durable Corrision Resistant, 80% Gloss Paint, replace xxxx with RAL number.WHWhiteRBKBlackRBZBronzeRCMCCustom Match ColorRCTBSSTD Finish, TBDRGHGraphiteRGNGreenRGRGreyRRALxxxxSDCRRAL Super Durable Corrision Resistant, 80% Gloss Paint, replace xxxx with RAL number.RWHWhiteCHChimneyBDBudOROrnateSKSpikeFBKBlackFBZBronzeFCMCCustom Match ColorFCTBSSTD Finish, TBDFGHGraphiteFGNGreenFGRGreyFRALxxxxSDCRRAL Super Durable Corrision Resistant, 80% Gloss Paint, replace xxxx with RAL number.FWHWhiteOptionsControl OptionsAOAdjustable output dimming (not available with options "PS", "Pl", or any other dimming option)FPDxxFactory programmed driver (XX = percentage of lumens or watts, see page 3)PR12120V Button style photocontrolPR202427208 - 277V button style photocontrolNOTES For compatable options, refer to the option matrix on page 4NEMA Label OptionsNL1X11" x 1" ANSI wattage labelNL2X22" x 2" ANSI wattage labelPrewire Lead OptionsL1H1.5' of prewire leadsL033' of prewire leadsL1010' of prewire leadsL2020' of prewire leadsL2525' of prewire leadsL3030' of prewire leadsAccessories: Order as separate catalog number.House Side ShieldWLEDHSS90House side shield, 90 degreeWLEDHSS12House side shield, 120 degreeWLEDHSS18House side shield, 180 degreeHolophane ¦ One Lithonia Way, Conyers, GA 30012 ¦ Phone: 866-HOLOPHANE ¦ www.holophane.com ¦ techsupportinf@acuitybrands.com© 2018-2024 Acuity Brands Lighting, Inc. All rights reserved. Rev. 03/07/24 Specifications subject to change without notice.MDLE2 Page 3 of 4MDLE2Madeira® LEDPERFORMANCE DATALED PackageDistributionSystem Watts30K (3000K, 70 CRI)40K (4000K, 70 CRI)LumensLPWBUGLumensLPWBUGP303595,240891545,8339925445,238892445,8319925455,580953446,212105344P403776,541852557,2829525546,538852547,2799525556,964903547,754101355Lumen Ambient Temperature (LAT) MultipliersUse these factors to determine relative lumen output for average ambient temperatures from 0-40°C (32-104°F).Projected LED Lumen MaintenanceData references the extrapolated performance projections for the platforms noted in a 25°C ambient, based on 10,000 hours of LED testing (tested per IESNA LM-80-08 and projected per IESNA TM-21-11 ).To calculate LLF, use the lumen maintenance factor that corresponds to the desired number of operating hours below. For other lumen maintenance values, contact factory.The italicized data is extrapolated beyond the TM-21 standard.E = (LM) x (CU) x (LAT) x (LLD)LM and CU are obtained from published photometry.Average Lumen Ambient Temperature(LAT) MultipliersºCºFLumen MultiplierLED Packages0321.06P10, P20, P30, P40, P505411.0510501.0415591.0320681.0125771.0030860.9935950.97401040.96Lumen Maintenance - LLD (same for all LED packages)Hours025,00036,00050,00060,00075,000100,000Factor10.930.930.920.910.90.89FPDxxSettingWattageP30 30KP30 40K345345Standard605,2405,2385,5805,8335,8316,212FPD95575,1085,1065,4395,6865,6846,055FPD90544,9584,9575,2805,5205,5185,878FPD85514,7934,7925,1045,3365,3355,682FPD80484,6134,6114,9125,1355,1335,469FPD75454,4174,4154,7034,9174,9155,136FPDxxSettingWattageP40 30KP40 40K345345Standard806,5416,5386,9647,2827,2797,754FPD95766,3206,3176,7297,0367,0337,492FPD90726,1066,1036,5036,7896,7957,240FPD8565,9005,8976,2836,5686,5666,995FPD80545,7015,6986,0716,3476,3446,760FPDxx DATA TABLEHolophane ¦ One Lithonia Way, Conyers, GA 30012 ¦ Phone: 866-HOLOPHANE ¦ www.holophane.com ¦ techsupportinf@acuitybrands.com© 2018-2024 Acuity Brands Lighting, Inc. All rights reserved. Rev. 03/07/24 Specifications subject to change without notice.MDLE2 Page 4 of 4MDLE2Madeira® LEDParametersSelected Option (start here)AOFPDxxPR12PR202427LED Performance PackageP30YYYYP40YYYYCompatible OptionsAOYYYFPDxxYYYP12YYNPR202427YYNOPTIONS MATRIXN = Combination not availableY = Valid Option CombinationP30P40FPD95YYFPD90YYFPD85YYFPD80YYFPD75YN
https://img.acuitybrands.com/public-assets/catalog/1313192/ppsql2.pdf | lighting | Holophane ¦ One Lithonia Way, Conyers, GA 30012 ¦ Phone: 866-HOLOPHANE ¦ www.holophane.com ¦ TechSupport-Lighting@Acuitybrands.com© 2014-2024 Acuity Brands Lighting, Inc. All rights reserved. Rev. 07/03/24 Specifications subject to change without notice.PPSQL2 Page 1 of 814.2518.2814.2514.255.046.365.4118.285.046.363/4” Threaded Entry(3/4”-14 NPT)1 per SideSelf ContainedHingeStainless SteelLatchHinge SideOpticalDistributionDirectionEmergencyTest ButtonTamperResistantHardwareMotion & Ambient Sensor or XPointParkpak® LEDCatalog NumberNotesTypeMechanical• Heavy grade A360 cast aluminum coupled with a rigorous 5-stage pretreatment, epoxy basecoat and polyester topcoat yield a finish that achieves a scribe creepage rating of 8 after 5,000 hours of salt spray. • Mounts to a standard junction box • Provide a swivel kit for pendant mount applications that is secured to a 4 inch square electrical box • Wet location listed • IP66 rating • ¾" threaded plug(¾" - 14 NPT) on each side, accepts ¾" and ½" conduit. • Vibe rating for surface mount: 3G • Vibe rating for pendant mount: 3G at 1.5 feet, excludes swivel kit • Pendant mount: ¾" - 14 NPT in center of housing • Bird Shroud (Accessory)Electrical• Electrical harness for quick and safe disconnect / connect of power and options • Rated for -40°C / -40°F minimum ambient • Programmable electronic driver with 0-10V control leads • Available in: 120-277V 50/60 Hz and 347-480V 50/60 Hz • Standard: 3000K, 4000K and 5000K CCT (>70 CRI)• Optional >80 CRI, 8 week lead-time• Internal mounted emergency battery backup for operation in an ambient temperature ranging from -20°C / -4°F to 30°C / 86°F for P10 thru P40 performance packages, non CEC compliant • All surge protection meets ANSI/IEEE C62.41.2 10kV/10kA• Standard surge protection is 20kV/10kA with indicator light per ANSI C136.2• Optional surge protection is 10kV/5kA per ANSI C136.2• The emergency battery option surge protection is 10kV/5kA per ANSI C136.2Optical• The light engine shall be IP66 • Type V: E (entry), M (medium), R (rectangle) & W(wide) • AsymmetricOptical Material Options• Borosilicate glass lens (GL) • Polycarbonate lens (PY) • Zero uplight option (FC)Controls• Field adjustable output • Button style photocontrol • Motion Sensor / Ambient Photocontrol with mounting options ranging from (8-15') and (15-30') • Title 24 compliance options availableCertification and Standards• Luminaire is CSA listed, US and Canada• Suitable for operation in an ambient temperature up to 40°C / 104°F for standard product • Designlights Consortium® (DLC) qualified product. Not all versions of this product may be DLC qualified. Please check the DLC Qualified Products List at www.designlights.org/QPL to confirm which versions are qualified.• LM-79 compliant• The projected LED Lumen Maintenance shall be based only on IES LM-80-08 and TM-21Warranty5-year limited warranty. This is the only warranty provided and no other statements in this specification sheet create any warranty of any kind. All other express and implied warranties are disclaimed. Complete warranty terms located at: www.acuitybrands.com/support/warranty/terms-and-conditionsNote: Actual performance may differ as a result of end-user environment and application.All values are design or typical values, measured under laboratory conditions at 25 °C.Specifications subject to change without notice.DIMENSIONAL DATAMaximum weight: 24 lbs.Holophane ¦ One Lithonia Way, Conyers, GA 30012 ¦ Phone: 866-HOLOPHANE ¦ www.holophane.com ¦ TechSupport-Lighting@Acuitybrands.com© 2014-2024 Acuity Brands Lighting, Inc. All rights reserved. Rev. 07/03/24 Specifications subject to change without notice.PPSQL2 Page 2 of 8Parkpak LEDSeriesLED Performance PackageColor TemperatureCRIVoltageOptics MaterialPPSQL2Parkpak LED1 LEM PackageP1025W LED PackageP2033W LED PackageP3042W LED PackageP4051W LED Package2 LEM PackageP5055W LED PackageP6066W LED PackageP7080W LED PackageP8096W LED Package(Refer to page 3 for performance details)30K3,000 K CCT40K4,000 K CCT50K5,000 K CCT(Blank)70 CRI (STD)80CRI80 CRIMVOLT Auto-Sensing Voltage (120V-277V) 50/60HZHVOLT Auto-Sensing Voltage (347V-480V) 50/60HZ120120V240208V277277V347347V480480VGLBorosilicate Glass Lens (Standard)PYPolycarbonate LensFCNo uplightOpticsMountingSPDSuper Durable PaintT5EType 5 EntryT5MType 5 MediumT5RType 5 RectangularT5WType 5 WideASYAsymmetricSTMSurface Mount, Top Feed, 12" LeadsSSMSurface Mount, Side Feed, 12" LeadsPSMPendant Swivel Mount, 36" Leads(See page 8 for details)(Blank)20kV/10kA10KV10kV/5kABKSDPBlackBZSDPBronzeGHSDPGraphiteGYSDPGreyWHSDPWhiteOptions: Adjustable/Programmable OptionsAOField Adjustable Output (for lumen/wattage outputs, refer to page 3 for details)Control Options for 8-15' Mounting Height (refer to page 7 for default settings)MASLMotion / Ambient SensorMASL3FC3V924Motion I Ambient Sensor, Title 24 Compliance, for use on Emergency Lighting CircuitMASL3FC3VMotion I Ambient Sensor, Title 24 Compliance - Contact Holophane TSG for this optionControl Options for 15-30' Mounting Height (refer to page 7 for default settings)MASHMotion / Ambient SensorMASH3FC3V924Motion I Ambient Sensor, Title 24 Compliance, for use on Emergency Lighting CircuitMASH3FC3VMotion I Ambient Sensor, Title 24 Compliance - Contact Holophane TSG for this optionButton Style Photocontrol OptionPEButton Style PhotocontrolFuse OptionSFSingle FuseDFDual FuseSafety OptionEMIntegral Emergency Battery Backup, non CEC compliantTPTamper Resistant HardwareORDERING INFORMATION Example: PPSQL2 P40 40K MVOLT GL T5M STM WHSDP 10KV Note: Designlights Consortium® (DLC) qualified product. Not all versions of this product may be DLC qualified. Please check the DLC Qualified Products List at www.designlights.org/QPL to confirm which versions are qualified.Accessories (Ordered & Shipped Separately)Bird ShroudBSPPSQL2Field Installed, (Specify Paint Color) Ex. BSPPSQL2 WHSDPHolophane ¦ One Lithonia Way, Conyers, GA 30012 ¦ Phone: 866-HOLOPHANE ¦ www.holophane.com ¦ TechSupport-Lighting@Acuitybrands.com© 2014-2024 Acuity Brands Lighting, Inc. All rights reserved. Rev. 07/03/24 Specifications subject to change without notice.PPSQL2 Page 3 of 8Parkpak LEDOperating Characteristics Borosilicate Glass Lens (GL)Polycarbonate Lens (PY)Zero Uplight (FC)LED PackageDistributionSystem Watts30K (3000K, 70 CRI)40K/50K (4000K, 70 CRI)30K (3000K, 70 CRI)40K/50K (4000K, 70 CRI)30K (3000K, 70 CRI)40K/50K (4000K, 70 CRI)LumensLPWBUGLumensLPWBUGLumensLPWBUGLumensLPWBUGLumens LPWBUGLumensLPWBUGP10T5E252,7731111212,9671191212,6221051112,8061121112,9281172003,133125200T5M252,5891041312,7701111312,327931312,4901001312,8991162013,102124201T5W252,5041001312,6791071322,280911322,440981322,8431142013,042122201T5R252,487991322,6611061322,250901322,408961322,7691112022,963119202ASY252,4901001212,6641071212,258901212,416971212,7221091012,913117101P20T5E333,5791082213,8301162213,3851032213,6221102213,7801152004,045123200T5M333,3421011313,5761082313,004911313,214971313,7421132014,004121301T5W333,232982323,4581052322,944891323,150951323,6701113013,927119302T5R333,211972323,4351042322,905881323,108941323,5751083033,825116303ASY333,214971323,4391041322,915881323,119951323,5141061013,760114101P30T5E424,3231032214,6251102214,089972214,3751042214,5661092004,885116200T5M424,036962324,3191032323,628861323,882922324,5191083014,836115301T5W423,903932324,177992323,555852323,804912324,4331063024,743113302T5R423,877922324,149992323,508842323,754892324,3171033034,620110303ASY423,882921324,154991323,521841323,767901324,2441011014,541108101P40T5E514,991982215,3401052214,721932215,051992215,2711032005,640111200T5M514,660912324,987982324,189822324,482882325,2181023015,583109301T5W514,507882324,822952324,105802324,392862325,1181003025,476107302T5R514,477882334,790942334,051792334,334852334,985983035,334105303ASY514,482881324,796941324,065801324,349851324,900961015,243103102P50T5E556,1661122216,5981202215,8761072216,2871142216,8341243007,312133300T5M555,9891092326,4081173325,405982325,7831052326,8651253027,346134302T5W555,8431063336,2521143335,211952335,5761012336,6821213037,150130303T5R555,6011023335,9931093335,040922335,393982336,4621173036,915126303ASY555,5641011325,9531081324,961901325,308971326,3931161026,840124102P60T5E667,0941072217,5911152216,7611022217,2341102217,8621193008,413127301T5M666,8901043327,3731123326,219942326,6541013327,8991203028,452128302T5W666,7231023337,1941093335,996912336,416973337,6881163038,226125303T5R666,445983336,8961043335,799882336,205943337,4351133047,956121304ASY666,401971326,8491041325,708861336,107931337,3551111027,870119102P70T5E808,2511033218,8281103217,863982218,4131053219,1441143019,784122301T5M808,0131003328,5741073327,233903337,739973339,1861153029,829123402T5W807,819983338,3661053336,973873337,461933338,9411124039,567120403T5R807,495943338,0201003336,744843337,216903338,6471083049,253116404ASY807,445932327,9661002336,638831337,103891338,5541071029,153114202P80T5E969,4669932110,1281063219,021943219,65210132110,49110930111,225117301T5M969,193963329,8371023328,298863338,8789233310,53911040211,277117402T5W968,971933339,5981003338,000833338,5608933310,25810740310,976114403T5R968,599903339,201963337,737813338,279863339,92110340410,615111405ASY968,541892339,139952337,616792338,149852339,81410220210,501109202CCTMultiplier3000K0.9094000K0.8865000K0.865Use the following multipliers to scale 70CRI lumen data to 80CRI. lumens:Holophane ¦ One Lithonia Way, Conyers, GA 30012 ¦ Phone: 866-HOLOPHANE ¦ www.holophane.com ¦ TechSupport-Lighting@Acuitybrands.com© 2014-2024 Acuity Brands Lighting, Inc. All rights reserved. Rev. 07/03/24 Specifications subject to change without notice.PPSQL2 Page 4 of 8Parkpak LEDField Adjustable Output ModuleThe Field Adjustable Output (AO) module is an onboard device that adjusts the light output and input wattage to meet site specific requirements, allowing a single fixture configuration to be flexibly applied in many different applications.P10 - MVOLT and HVOLTP20 - MVOLT and HVOLTP30 - MVOLT and HVOLTP40 - MVOLT and HVOLTAO Position % Lumens % WattageAO Position % Lumens % WattageAO Position % Lumens % WattageAO Position % Lumens % Wattage8100%100%8100%100%8100%100%8100%100%793%94%793%94%793%95%792%95%681%83%681%83%680%84%679%84%568%71%568%71%567%72%566%73%457%59%456%59%455%60%453%61%345%47%344%47%343%48%341%49%233%34%232%34%231%34%229%35%121%21%120%21%119%21%118%21%P50 - MVOLT and HVOLTP60 - MVOLT and HVOLTP70 - MVOLT and HVOLTP80 - MVOLT and HVOLTAO Position % Lumens % WattageAO Position % Lumens % WattageAO Position % Lumens % WattageAO Position % Lumens % Wattage8100%100%8100%100%8100%100%8100%100%793%95%793%95%793%95%793%95%681%84%681%83%680%84%680%85%562%66%568%72%567%73%567%74%444%47%455%59%454%60%455%63%332%34%343%46%342%47%342%50%220%21%231%33%230%34%229%35%114%14%120%21%119%21%117%21%Holophane ¦ One Lithonia Way, Conyers, GA 30012 ¦ Phone: 866-HOLOPHANE ¦ www.holophane.com ¦ TechSupport-Lighting@Acuitybrands.com© 2014-2024 Acuity Brands Lighting, Inc. All rights reserved. Rev. 07/03/24 Specifications subject to change without notice.PPSQL2 Page 5 of 8Parkpak LEDParametersSELECTED OPTION (start here with fusing first since there are voltage limitation)AOSFDFEMPEMASHMASLMASL3FC3VMASH3FC3VMASL3FC3V924MASH3FC3V92410kVLED Performance PackageP10YYYYYYYYYYYYP20YYYYYYYYYYYYP30YYYYYYYYYYYYP40YYYYYYYYYYYYP50YYYNYYYYYYYYP60YYYNYYYYYYYYP70YYYNYYYYYYYYP80YYYNYYYYYYYYVoltageMVOLTYYYYNYYYYYYYHVOLTYYYNNYYYYNNY120YNNYYYYYYYYY240YNNYYYYYYYYY277YNNYYYYYYYYY347YNNNYYYYYNNY480YNNNNYYYYNNYCompatible OptionsAOYYYYNNNNNNYSFYYYYYYYYYYDFYYYYYYYYYYEMYYYNYYYYNNYPEYYYNNNNNNNYMASHNYYYNNNNNYMASLNYYYNNNNNYMASL3FC3VNYYYNNNYMASH3FC3VNYYYNNNYMASL3FC3V924NYYNNNNYMASH3FC3V924NYYNNNNY10kVYYYYYYYYYYYNotes N = Combination Not availableY = Valid Option Combination Options MatrixOPERATIONAL DATAProjected LED Lumen MaintenanceData references the extrapolated performance projections for the platform noted in a 25°C ambient, based on 10,000 hours of LED testing (tested per IESNA LM-80-08 and projected per IESNA TM-21-11).To calculate LLF, use the lumen maintenance factor that corresponds to the desired number of operating hours below. For other lumen maintenance values, contact factory.Operating Hours025,00036,00050,00060,00075,000100,000Lumen Maintenance Factor10.9590.9450.9260.9140.8950.864Lumen Ambient Temperature (LAT) MultipliersUse these factors to determine relative lumen output for average ambient temperatures from 0-40°C (32-104°F).AmbientLumen Temperature0° C32° F1.0410° C50° F1.0320° C68° F1.0125° C77° F1.0030° C86° F0.9940° C104° F0.97The italicized data is extrapolated beyond the TM-21 standard.E = (LM) x (CU) x (LAT) x (LLD)Holophane ¦ One Lithonia Way, Conyers, GA 30012 ¦ Phone: 866-HOLOPHANE ¦ www.holophane.com ¦ TechSupport-Lighting@Acuitybrands.com© 2014-2024 Acuity Brands Lighting, Inc. All rights reserved. Rev. 07/03/24 Specifications subject to change without notice.PPSQL2 Page 6 of 8Parkpak LEDTo see complete photometric reports or download .ies files for this product, visit the Holophane's Wallpack FCO LED homepage. Isofootcandle plots for the PPSQL2 P40 40K/50K. Distance are in units of mounting height (8').Photometric DiagramsPPSQL2 P40 40K/50K XX GL T5WOPERATIONAL DATABorosilicate Prismatic Glass Option Distribution PPSQL2 P40 40K/50K XX GL T5RPPSQL2 P40 40K/50K XX GL T5MPPSQL2 P40 40K/50K XX GL T5EPPSQL2 P40 40K/50K XX GL ASYPPSQL2 P40 40K/50K XX PY T5WPolycarbonate Refractor Option Distribution PPSQL2 P40 40K/50K XX PY T5RPPSQL2 P40 40K/50K XX PY T5MPPSQL2 P40 40K/50K XX PY T5EPPSQL2 P40 40K/50K XX PY ASYPPSQL2 P40 40K/50K XX FC T5WZero Uplight Option Distribution PPSQL2 P40 40K/50K XX FC T5RPPSQL2 P40 40K/50K XX FC T5MPPSQL2 P40 40K/50K XX FC T5EPPSQL2 P40 40K/50K XX FC ASYHolophane ¦ One Lithonia Way, Conyers, GA 30012 ¦ Phone: 866-HOLOPHANE ¦ www.holophane.com ¦ TechSupport-Lighting@Acuitybrands.com© 2014-2024 Acuity Brands Lighting, Inc. All rights reserved. Rev. 07/03/24 Specifications subject to change without notice.PPSQL2 Page 7 of 8Parkpak LEDMotion Sensor & Photocontrol Default Settings (any other presets require an RFD)OptionDimmed StateHigh Level (when triggered)Photocell OperationRamp-up TimeDwell TimeRamp-down TimeMASL or MASH3V (37%) Output 10V (100%) OutputEnabled @ 5FC3 sec5 min5 minMASL3FC3V or MASH3FC3V3V (37%) Output 10V (100%) OutputEnabled @ 3FC3 sec5 min5 minMASL3FC3V924 or MASH3FC3V9243V (37%) Output 10V (100%) OutputEnabled @ 3FC3 sec5 min5 minMotion & Ambient Control Default SettingsOPERATIONAL DATAMotion Sensor & XPoint Finish Based on Paint SelectionSuper Durable PaintSensor ColorBKSDPBlackBlack FinishBZSDPBronzeBlack FinishGHSDPGraphiteWhite FinishGYSDPGreyWhite FinishWHSDP WhiteWhite FinishCOVERAGE PATTERN8-15 ft. mounting: MASL, MASL3FCV924, MASL3FC3V15-30 ft. mounting: MASH, MASH3FCV924, MASH3FC3VHolophane ¦ One Lithonia Way, Conyers, GA 30012 ¦ Phone: 866-HOLOPHANE ¦ www.holophane.com ¦ TechSupport-Lighting@Acuitybrands.com© 2014-2024 Acuity Brands Lighting, Inc. All rights reserved. Rev. 07/03/24 Specifications subject to change without notice.PPSQL2 Page 8 of 8Parkpak LEDPENDANT MOUNT OPTION WITH SWIVEL KIT Included with mounting option PSM and mounts to 4" square electrical box. BIRD SHROUD ACCESSORY 3.069.1245˚45˚9.129.12Ă1.133.069.12
https://img.acuitybrands.com/public-assets/catalog/1313494/plled.pdf | lighting | Holophane ¦ One Lithonia Way, Conyers, GA 30012 ¦ Phone: 866-HOLOPHANE ¦ www.holophane.com ¦ TechSupport-Lighting@Acuitybrands.com© 2020-2024 Acuity Brands Lighting, Inc. All rights reserved. Rev. 04/16/24 Specifications subject to change without notice.PLLED Page 1 of 4PLLEDPredator Large LEDCatalog NumberNotesTypeThe Predator LED is a robust, sustainable solution for any flood lighting application. The PLLED offers lumen packages for direct replacement of 750-1,500 watt HID floods. With energy savings exceeding 60% and expected service life over 20 years, Predator LED luminaires excel at meeting the challenges associated with flood lighting. The PLLED combines robust mechanical design features with the optical expertise, visual comfort and permanence of prismatic glass.Mechanical• Rugged grade A360 diecast aluminum (<1% copper)• Tool-less access with stainless steel latches available• Terminal block in arm available• Rigorous 5-stage pretreatment polyester topcoat to ensure maximum durability that achieves a scribe creepage rating of 8 after 5,000 hours of salt spray• Adjustable knuckle-mount option, designed to fit 2.375 inch to 2.875 inch tenon with wireway access door• Adjustable yoke mount option available in galvanized or stainless steel • Captured bolts• All Mountings are 3G vibration rated per ANSI C136.31• IP66 per IEC60068-2-3Electrical• All surge protection meets ANSI/IEEE C62.41.2 10kV/10kA• Standard surge protection is 20kV/10kA “Extreme Level” per ANSI C136.2• Optional surge protection is 10kV/5kA per ANSI C136.2• LED light engines are rated > 100,000 at 25°C, L70• Electronic driver has an expected life of > 100,000 hours at 25°C• Rated for -40°C / (-40°F) minimum ambient• Programmable electronic driver with 0-10V control leads• Driver voltage options: 120-277V 50/60 Hz and 347 50/60 Hz and 480V 50/60 Hz XVOLT - Electrical option provides protection against dropped neutral in 277V input as derived from 480V Wye. XVOLT also provides greater immunity from six common power quality issues.• Single and double fusing options availableOptical• Performance is comparable to 1,000-1,500 watt HID• Borosilicate prismatic glass ensure longevity and minimize dirt depreciation and improves visual comfort• NEMA optical patterns:• 3x3 Medium Spot• 4x4, Narrow Spot Flood• 4x5, Medium Flood• 5x5, Flood• 6x6, Wide Flood• 6x5, Wide Flood Rectangle• 3000K, 4000K and 5000K CCT, 70 CRI• Full Visor option available • Upper/Bottom Visor option available• Vandal Guard option available • Wire guard kit option availableControls• 7 pin rotatable NEMA photocontrol receptacle• 3 pin rotatable NEMA photocontrol receptacle• Premium solid-state locking-style photocontrol – 10 year rated life• Extreme long life solid state locking-style photocontrol – 20 year rated life• Field adjustable output• nLight Air motion and daylight sensor• DALI DriverCertification & Standards• UL/CUL listed for wet location• Marine environment listed with stainless steel yoke selection and without photo control receptacle.• Suitable for operation in an ambient temperature up to 40°C/ 104°F for standard product• DesignLights Consortium® (DLC) qualified product. Not all versions of this product may be DLC qualified. Please check the DLC Qualified Products List at www.designlights.org/QPL to confirm which versions are qualified.Government ProcurementBAA – Buy America(n) Act: Product with the BAA option qualifies as a domestic end product under the Buy American Act as implemented in the FAR and DFARS. Product with the BAA option also qualifies as manufactured in the United States under DOT Buy America regulations.BABA – Build America Buy America: Product with the BAA option also qualifies as produced in the United States under the definitions of the Build America, Buy America Act.Please refer to www.acuitybrands.com/resources/buy-american for additional information.Warranty5-year limited warranty. This is the only warranty provided and no other statements in this specification sheet create any warranty of any kind. All other express and implied warranties are disclaimed. Complete warranty terms located at: www.acuitybrands.com/support/customer-support/terms-and-conditionsNote: Actual performance may differ as a result of end-user environment and application.All values are design or typical values, measured under laboratory conditions at 25 °C.DIMENSIONAL DATA29.013.322.510.618.525.127.910.624.1Tenon Mount Luminaire: Max Weight = 73 lbs (33kg)Max EPA = 3.8 ft2 (0.35 m2)Yoke Mount Luminaire: Max Weight = 82 lbs (38kg)Max EPA = 3.8 ft2 (0.35 m2)SeriesLED Performance PackageColor TemperatureVoltageOpticsPLLED P152,000 LumensP258,600 LumensP364,100 LumensP471,700 LumensP579,200 Lumens30K3000K CCT, 70 CRI Min.40K4000K CCT, 70 CRI Min.50K5000K CCT, 70 CRI Min.MVOLTMultiple voltage (120V - 277V)347347V480480VXVOLT277V - 480V333x3 (prismatic glass)444x4 (prismatic glass)454x5 (prismatic glass)555x5 (prismatic glass)656x5 (prismatic glass)666x6 (prismatic glass)Mounting MethodsColorSurge ProtectionOptionsKMTenon Slipfitter - knuckle (cord/leads exit bottom slipfitter)KOTenon Slipfitter - knuckle (cord exit via knock-out) 1YMSYoke Stainless Steel 3G 1YMGYoke Galvanized 3G 1BKSDPBlack PaintBZSDPBronze PaintGHSDPGraphite PaintGYSDPGray PaintWHSDPWhite Paint20KV20kV/10kA w/Indictor Light Extreme Surge (fail off)10KVMP10kV/5kA MOV pack (fail on)WLWet LocationsMREMarine OutsideTLTool-less entry with latchesNLNema LabelF1Single FusingF2Double FusingCord LengthCord TypeOptions / ControlsMiscellaneous GroupAccessories (Shipped Seperately) 044 ft cord length055 ft cord length066 ft cord length088 ft cord length1010 ft cord length2312 gage, 3 conductor4314 gage, 3 conductor6316 gage, 3 conductorPR33 pin rotatable NEMA receptaclePR77 pin rotatable NEMA receptacleNPRNo PER receptaclePCLLSolid State Long Life PhotocontrolPCSSSolid State PhotocontrolHRSBORnLight Air Occ. and daylight sensor (15-30 ft) 2LRSBORnLight Air Occ. and daylight sensor (8-15 ft) 2SHShorting CapAOField Adjustable OutputDLDALI Driver - Consult FactoryBAA Buy America(n) Act and/or Build America Buy America QualifiedPLLEDFV BKSDPFull Visor - Black PaintPLLEDFV BZSDPFull Visor - Bronze PaintPLLEDFV GHSDPFull Visor - Graphite PaintPLLEDFV GYSDPFull Visor - Gray PaintPLLEDFV WHSDPFull Visor - White PaintPLLEDUBV BKSDPUpper/Bottom Visor - Black PaintPLLEDUBV BZSDPUpper/Bottom Visor - Bronze PaintPLLEDUBV GHSDPUpper/Bottom Visor - Graphite PaintPLLEDUBV GYSDPUpper/Bottom Visor - Gray PaintPLLEDUBV WHSDPUpper/Bottom Visor - White PaintPLLEDVGVandal GuardPLLEDWGWire GuardORDERING INFORMATION Holophane ¦ One Lithonia Way, Conyers, GA 30012 ¦ Phone: 866-HOLOPHANE ¦ www.holophane.com ¦ TechSupport-Lighting@AcuityBrands.com© 2020-2024 Acuity Brands Lighting, Inc. All rights reserved. Rev. 04/16/24 Specifications subject to change without notice.PLLED Page 2 of 4PLLEDPredator Large LEDMOUNTING OPTIONSTenon Slipfitter11.5[292mm]20.3[515mm]18.7[475mm]26.4[670mm]10.6[269mm]6.4[162mm]18.5[470mm]25.1[638mm]27.9[709mm]2G YOKE MOUNTMounting Yoke with (2)Clearance Holes for 3/8"Dia. Bolts, 2.0" [51mm] ApartCord Entry3G YOKE MOUNT29.0[737mm]13.3[337.8mm]22.5[571.5mm]10.6[269mm]6.4[162mm]Mounting Yoke with (2)Clearance Holes for 3/8"Dia. Bolts, 2.0" [51mm] ApartCord EntryKNUCKLE MOUNT10.2[259mm]11.5[292mm]20.3[515mm]18.7[475mm]26.4[670mm]10.6[269mm]6.4[162mm]18.5[470mm]25.1[638mm]27.9[709mm]2G YOKE MOUNTMounting Yoke with (2)Clearance Holes for 3/8"Dia. Bolts, 2.0" [51mm] ApartCord Entry3G YOKE MOUNT29.0[737mm]13.3[337.8mm]22.5[571.5mm]10.6[269mm]6.4[162mm]Mounting Yoke with (2)Clearance Holes for 3/8"Dia. Bolts, 2.0" [51mm] ApartCord EntryKNUCKLE MOUNT10.2[259mm]Note:1 Cord Length and Cord Type required with KO, YMS and YMG.2 Only available with KM mounting method.Holophane ¦ One Lithonia Way, Conyers, GA 30012 ¦ Phone: 866-HOLOPHANE ¦ www.holophane.com ¦ TechSupport-Lighting@AcuityBrands.com© 2020-2024 Acuity Brands Lighting, Inc. All rights reserved. Rev. 04/16/24 Specifications subject to change without notice.PLLED Page 3 of 4PLLEDPredator Large LEDLUMEN AMBIENT TEMPERATURE (LAT) MULTIPLIERSUse these factors to determine relative lumen output for average ambient temperatures from 0-40°C (32-104°F).Ambient Temperature (°C) Factor0°C15°C25°C35°C40°C1.031.011.000.990.98OPTIONS MATRIXPLLEDLED PackagesVoltageControlsOptionsP1P2P3P4P5MVOLT347480XVOLTP7P3NRPCLLPCSSHRSBORLRSBORSHAODLF1F2WLMRETLNLLED PackagesP1YYYYYYYYYYYYYYYYYYYYP2YYYYYYYYYYYYYYYYYYYYP3YYYYYYYYYYYYYYYYYYYYP4YYYYYYYYYYYYYYYYYYYYP5YYYYYYYYYYYYYYYYYYYYVoltageMVOLTYYYYYYYYYYYYYYYYYYYYY347YYYYYYYYYNYYYYYYYYYYY480YYYYYYYYYNYYYYYYYYYYYXVOLTYYYYYYYYNNYYYYYYYYYYYControlsP7YYYYYYYYYNYYYNNYYYYYYNYYP3YYYYYYYYYNYYYNNYYYYYYNYYNRYYYYYYYYYYYYYYYYYYYYYYYYPCLLYYYYYYYYNYYYNNNNYYYYYNYYPCSSYYYYYYNNNYYYNNNNYYYYYNYYHRSBORYYYYYYYYYNNYNNNNNYYYYYYYLRSBORYYYYYYYYYNNYNNNNNYYYYYYYSHYYYYYYYYYYYYNNNNYYYYYNYYAOYYYYYYYYYYYYYYNNYNYYYYYYDLYYYYYYYYYYYYYYYYYNYYYYYYOptionsF1YYYYYYYYYYYYYYYYYYYNYYYYF2YYYYYYYYYYYYYYYYYYYNYYYYWLYYYYYYYYYYYYYYYYYYYYYYYYMREYYYYYYYYYNNYNNYYNYYYYYYYTLYYYYYYYYYYYYYYYYYYYYYYYYNLYYYYYYYYYYYYYYYYYYYYYYYYPerformance PackagesWattsCurrent (A)120V208V240V277V347V480VP13573.021.741.521.341.060.77P24093.471.991.741.521.210.88P34633.932.251.961.701.370.99P45224.432.532.191.921.551.12P55814.862.772.402.091.691.22ELECTRICAL LOADHolophane ¦ One Lithonia Way, Conyers, GA 30012 ¦ Phone: 866-HOLOPHANE ¦ www.holophane.com ¦ TechSupport-Lighting@AcuityBrands.com© 2020-2024 Acuity Brands Lighting, Inc. All rights reserved. Rev. 04/16/24 Specifications subject to change without notice.PLLED Page 4 of 4PLLEDPredator Large LEDPERFORMANCE DATA PLLEDDistributionInput Watts3000K4000K5000KLDD @ 25°CLumensLPWLumensLPWLumensLPW50k Hours75k Hours100k HoursP13335750,61214251,54814452,4841470.920.890.854450,68714251,62514552,5621474549,15313850,06214050,9711435551,04314351,98714652,9311486550,70914251,64714552,5841476651,36114452,31114653,260149P23340957,11014058,16614259,2221450.920.890.854457,19414058,25214259,3101454555,46313656,48913857,5141415557,59614158,66114359,7261466557,21914058,27714259,3351456657,95514259,02614460,098147P33346363,38113764,55313965,7251420.920.890.854463,47613764,64914065,8231424561,55413362,69213563,8301385563,92113864,10314166,2851436563,50313764,67714065,8511426664,31913965,50814266,698144P43352269,77213471,06213672,3521390.910.870.844469,87613471,16813672,4601394567,76013069,01313270,2661355570,36613571,66713772,9681406569,90613471,19813672,4911406670,80413672,11413873,423141P53358177,22513378,65313580,0811380.90.850.814477,19913378,62713580,0541384574,86212976,24613177,6301345577,74113479,17813680,6161396577,23213378,66013580,0881386678,22513579,67113781,118140
https://img.acuitybrands.com/public-assets/catalog/1312479/ldv05.pdf | lighting | Holophane ¦ One Lithonia Way, Conyers, GA 30012 ¦ Phone: 866-HOLOPHANE ¦ www.holophane.com ¦ techsupportinf@acuitybrands.com© 2013-2024 Acuity Brands Lighting, Inc. All rights reserved. Rev. 04/19/24 Specifications subject to change without notice.LDV05Page 1 of 7LDV05Lowering DeviceCatalog NumberNotesTypeConstructionThe lowering device shall consist of three main sub-assemblies; head frame, lowering ring and winch assembly. All material shall be of corrosive resistant nature including stainless steel, aluminum or galvanized steel unless otherwise specified. All fixtures utilized on the lowering device shall have passed an accelerated vibration test of at least 1G.Head Frame: The head frame shall consist of one-piece welded assembly with hot dip galvanized finish after fabrication. All fasteners used for additional covers or other item shall be stainless steel. The head frame shall incorporate six hoist cable sheaves. The sheaves shall meet or exceed the requirements of the Wire Rope Technical Board. Wire rope cables that operate over the sheaves shall by 7 X 19 construction Ø3/16" or Ø1/4" aircraft cable, as specified, either zinc coated or stainless steel.Top Latching: Three one-piece cast aluminum latch barrels shall be provided on the head frame assembly. Each latch barrel shall be designed to hold the entire weight of the ring and luminaires.Ring Assembly: The ring shall be fabricated of #7-gauge steel with a hot dip galvanized finish. The assembly shall include the appropriate number of luminaires mounting arm brackets fabricated from 2IN pipe of sufficient strength to support the specified luminaire. The mounting arms shall be hot dip galvanized finished and shall bolt to the ring with stainless steel hardware.Self-centering ring assembly: The centering system shall consist of roller contact, spring loaded, cast aluminum arms designed to protect the pole, luminaires, and lamps from damage during raising and lowering of the luminaire ring assembly. The centering system shall keep the ring concentric to the pole during the raising and lowering operation.Transition Assembly: The transition assembly shall be designed to prevent misalignment of the three hoist cables. The wire rope cables shall be attached to the transition assembly with properly sized wire rope thimbles and factory swagged fittings. The attachment shall prevent the wire rope cable from untwisting under load.Winch: The internal winch assembly shall have an ultimate strength of five (5) times the lifted load. The winch shall include a 30:1 worm gear reduction and an internal drag brake on the input shaft to prevent free spooling of the winch drum. The winch drum shall be factory pre-wound with minimum Ø1/4" zinc coated or stainless-steel high strength 7X19 construction aircraft cable. The internal winch assembly shall include a receiver bracket designed to accept the portable drive motor assembly. Provision shall be made to enable the drive motor assembly to be locked or pinned to the bracket during operation.Branch Circuit Protection: The assembly shall include a circuit breaker sized for the correct voltage and phasing supplied for the luminaire. A pigtail cord and plug shall be supplied from the circuit breaker assembly. The cord and plug shall match the main power cord of the lowering device system.Drive Motor: The drive motor assembly shall include a minimum 1hp heavy duty reversing type electric motor with a stalled torque at least twice that required to operate the lowering device. The motor shall drive the winch through a torque limiter coupling to limit the drive force on the hoist and winch cables. The torque limiter shall be factory pre-set. In addition, there shall be a backup shear pin designed to shear at a torque level between 50% and 100% over the torque limiter setting. The drive motor assembly shall have a 20 feet cord with drum switch for remote operation. The drive motor assembly shall be supplied with a step-down transformer to provide 120V to the motor. The drive motor shall be portable and shall interface with the winch assembly to operate the lowering device.Government ProcurementBAA – Buy America(n) Act: Product qualifies as a domestic end product under the Buy American Act as implemented in the FAR and DFARS. Product also qualifies as manufactured in the United States under DOT Buy America regulations.BABA – Build America Buy America: Product qualifies as produced in the United States under the definitions of the Build America, Buy America Act.Please refer to www.acuitybrands.com/resources/buy-american for additional information.Warranty2-year limited warranty. This is the only warranty provided and no other statements in this specification sheet create any warranty of any kind. All other express and implied warranties are disclaimed. Complete warranty terms located at: www.acuitybrands.com/support/warranty/terms-and-conditionsNote: Actual performance may differ as a result of end-user environment and application.LDV05Lowering DeviceHolophane ¦ One Lithonia Way, Conyers, GA 30012 ¦ Phone: 866-HOLOPHANE ¦ www.holophane.com ¦ techsupportinf@acuitybrands.com© 2013-2024 Acuity Brands Lighting, Inc. All rights reserved. Rev. 04/19/24 Specifications subject to change without notice.LDV05Page 2 of 7PrefixNumber of CircuitryQuantity of LuminairesLuminaire SeriesPerformance PackageLDV05A Top Latching, Centering Arm Unit1COne Circuit2CTwo Circuit 02ARMTwo (2) Luminaires per pole03ARMThree (3) Luminaires per pole04ARMFour (4) Luminaires per pole05ARMFive (5) Luminaires per pole06ARMSix (6) Luminaires per pole07ARMSeven (7) Luminaires per pole08ARMEight (8) Luminaires per pole09ARMNine (9) Luminaires per pole10ARMTen (10) Luminaires per pole12ARMTwelve (12) Luminaires per poleACP1LEDLUMAEL LED Floodlight (Yoke Mount Only)ACP2LEDLUMAEL LED Floodlight (Yoke Mount Only)MGLEDLUMMongoose LED Roadway (Arm Mount Only)PLLEDLUMLarge Predator Floodlight LED (Yoke Mount Only)PMLEDLUMMedium Predator Floodlight LED (Yoke Mount Only)HMLED4LUMHight Mast LED 4P10ACP1LED ACP2LEDP20ACP1LED ACP2LEDP30 ACP1LED ACP2LEDP40ACP1LED ACP2LEDP50ACP1LED ACP2LEDP1HMLED4 MGLED PLLED PMLEDP2HMLED4 MGLED PLLED PMLEDP3 HMLED4 MGLED PLLED PMLEDP4 HMLED4 MGLED PLLED PMLEDP5 HMLED4 MGLED PLLED PMLEDP6 HMLED4 MGLED PLLED PMLEDP7HMLED4 MGLED PLLED PMLEDVoltage, Phasing and FrequencyPole HeightCable TypeOptionsAPHASE120V Single Phase 60HZ 1BPHASE120V/208V 3 Phase 4 Wire 60HZ 2CPHASE208V Single Phase 60HZDPHASE208V 3 Phase 60HZEPHASE240V Single Phase Line to Line 60HZFPHASE240V Single Phase Line to Neutral 60HZGPHASE277V Single Phase 60HZHPHASE277/480V 3 Phase 4 Wire 60HZ Luminaires are 277V 2JPHASE347/600V 3 Phase 4 Wire 60HZ 2KPHASE480V Single Phase 60HZLPHASE480V 3 Phase 60HZ5050 Feet 56060 Feet 57070 Feet 58080 Feet 59090 Feet 5100100 Feet 5110110 Feet 5120120 Feet 5130130 Feet 5140140 Feet 5150150 Feet 515M15 Meters 520M20 Meters 525M25 Meters 530M30 Meters 535M35 Meters 540M40 Meters 545M45 Meters 5AGGalvanized Ø3/16" diameter Hoisting Cables and Galvanized Ø1/4" diameter Winch CableBGGalvanized Ø3/16" diameter Hoisting Cables and Galvanized Ø5/16" diameter Winch CableCSStainless Steel Ø3/16" Diameter Hoisting Cables and Stainless Steel Ø1/4" Diameter Winch CableDSStainless Steel Ø3/16" Diameter Hoisting Cables and Stainless Steel Ø5/16" Diameter Winch CableLACBLightning Arrestor on Circuit Breaker Enclosure in Pole BaseLAJBLightning Arrestor on Ring Junction BoxPRPhotocontrol Receptacle on Ring Junction Box 3, 4LRLightning Rod9249LD Leveling Block AssemblyOptions (continued)FAA1120FAA Single Aircraft Warning Light 120V 3FAA1208FAA Single Aircraft Warning Light 208V 3FAA1240FAA Single Aircraft Warning Light 240V 3FAA1277FAA Single Aircraft Warning Light 227V 3FAA1480FAA Single Aircraft Warning Light 480V 3FAA2120FAA Double Aircraft Warning Light 120V 3FAA2208FAA Double Aircraft Warning Light 208V 3FAA2277FAA Double Aircraft Warning Light 277V 3FAA2480FAA Double Aircraft Warning Light 480V 3FWC02Fixed Wireway Cover on Ring for 2 Luminaires. Not available with FAA.FWC03Fixed Wireway Cover on Ring for 3 Luminaires. Not available with FAA.FWC04Fixed Wireway Cover on Ring for 4 Luminaires. Not available with FAA.FWC05Fixed Wireway Cover on Ring for 5 Luminaires. Not available with FAA.FWC06Fixed Wireway Cover on Ring for 6 Luminaires. Not available with FAA.FWC07Fixed Wireway Cover on Ring for 7 Luminaires. Not available with FAA.FWC08Fixed Wireway Cover on Ring for 8 Luminaires. Not available with FAA.FWC09Fixed Wireway Cover on Ring for 9 Luminaires. Not available with FAA.FWC10Fixed Wireway Cover on Ring for 10 Luminaires. Not available with FAA.FWC12Fixed Wireway Cover on Ring for 12 Luminaires. Not available with FAA.FWCFAA02Fixed Wireway Cover on Ring for 2 Luminaires with FAA Option. 6FWCFAA03Fixed Wireway Cover on Ring for 3 Luminaires with FAA Option. 6FWCFAA04Fixed Wireway Cover on Ring for 4 Luminaires with FAA Option. 6FWCFAA06Fixed Wireway Cover on Ring for 6 Luminaires with FAA Option. 6FWCFAA08Fixed Wireway Cover on Ring for 8 Luminaires with FAA Option. 6FWCFAA09Fixed Wireway Cover on Ring for 9 Luminaires with FAA Option. 6FWCFAA10Fixed Wireway Cover on Ring for 10 Luminaires with FAA Option. 6ORDERING INFORMATION Example: LDV05 1C 06ARM HMLED4LUM P4 KPHASE 100 DS LRLDV05Lowering DeviceHolophane ¦ One Lithonia Way, Conyers, GA 30012 ¦ Phone: 866-HOLOPHANE ¦ www.holophane.com ¦ techsupportinf@acuitybrands.com© 2013-2024 Acuity Brands Lighting, Inc. All rights reserved. Rev. 04/19/24 Specifications subject to change without notice.LDV05Page 3 of 7Notes1 Single Circuit. P4 LED available with to and including 10 luminaires per pole. Single Circuit. HMLED4 P4 LED available with up to and including 9 luminaires per pole. Single Circuit. HMLED4 P5 LED available with up to and including 8 luminaires per pole. Single Circuit. HMLED4 P6 LED available with up to and including 8 luminaires per pole. Single Circuit. HMLED4 P7 LED available with up to and including 8 luminaires per pole. Single Circuit. MGLED P7 LED available with up to and including 10 luminaires per pole. Single Circuit. PLLED P5 LED available with up to and including 10 luminaires per pole. Double Circuit. HMLED4 P6 LED available with up to and including 10 luminaires per poles. Double Circuit. HMLED4 P7 LED available with up to and including 2,3,4,7,8,9 and 10 luminaires per pole.2 Not available with 2C double circuits.3 Customer can order only one FAA Aircraft Warning Light per Lowering Device. FAA Aircraft Warning Light operates on the lower system voltage entering the pole. Example If system voltage entering pole is 277/480V, then the FAA transformer operates off of 277V. FAA Aircraft Warning Light operation is ON and OFF with luminaires. When ordered with Photo Control Recep-tacle Option, warning light in wired through receptacle. For alternate operation, or separate circuit, contact PSG.4 PR Photo Control Receptacle. Not available with JPHASE 347/600V. Single Circuit 1 all luminaires are controlled by photo control receptacle photocell and contactor. For double circuit 2, half of the luminaires are controlled by photo control receptacle photocell and contactor for an even number of luminaires. For an odd number of luminaires, one less than half luminaires are controlled. Photo Control Receptacle operates on the higher system voltage entering the pole. If system voltage is 277/480V, then the receptacle operates off of 480V. Photocell provided by customer operates on the higher system voltage entering the pole.5 If customer has voltage drop specifications, contact PSG. Voltage drop on pole power cord due to the pole height is not calculated on standard lowering devices.6 FWCFAA is not available with 05ARM, 07ARM, 12ARM.LDV05Lowering DeviceHolophane ¦ One Lithonia Way, Conyers, GA 30012 ¦ Phone: 866-HOLOPHANE ¦ www.holophane.com ¦ techsupportinf@acuitybrands.com© 2013-2024 Acuity Brands Lighting, Inc. All rights reserved. Rev. 04/19/24 Specifications subject to change without notice.LDV05Page 4 of 7TYPE 05 HEADFRAME AND RING ASSEMBLYEPA = 5.62 SQUARE FEET WEIGHT = 250 POUNDS DIAMETER OF ASSEMBLY WITH LUMINAIRES VARIES FROM 8 TO 11 FEETPARTS LIST:1. SPUN COPPER FREE ALUMINUM COVER2. CAST HIGH STRENGTH COPPER FREE ALUMINUM LATCH BARREL3. STAINLESS STEEL LATCH PIN4. GALVANIZED STEEL LUMINAIRE RING5. STAINLESS STEEL CENTERING SPRING6. STEEL ADJUSTMENT NUT7. STRANVISE WIRE ROPE GRIP8. NON-MARKING GUIDE ARM ROLLER9. CAST ALUMINUM IRIS GUIDE ARM10. GALVANIZED LUMINAIRE MOUNTING ARMS, LUMINAIRE TYPE DEPENDENT11. JUNCTION BOX12. REFLECTING LATCH INDICATOR13. GALVANIZED HEADFRAME, SLIPFITS A 4.63 TO 4.75 O.D. POLE TOP OR TENON14765328911131210LDV05Lowering DeviceHolophane ¦ One Lithonia Way, Conyers, GA 30012 ¦ Phone: 866-HOLOPHANE ¦ www.holophane.com ¦ techsupportinf@acuitybrands.com© 2013-2024 Acuity Brands Lighting, Inc. All rights reserved. Rev. 04/19/24 Specifications subject to change without notice.LDV05Page 5 of 7TYPE 05 HEADFRAME AND RING ASSEMBLYPARTS LIST:1. STAINLESS STEEL CENTERING COMPRESSION SPRING2. SOLID ALUMINUM GUIDE ROD3. GALVANIZED STEEL LUMINAIRE RING4. REFLECTING LATCH INDICATOR5. NON-MARKING GUIDE ARM ROLLER6. ALUMINUM GUIDE ARM CONNECTING BRACKET7. GUIDE ARM ADJUSTMENT NUT8. CAST ALUMINUM IRIS GUIDE ARM9. STAINLESS STEEL LATCH PIN10. STEEL CABLE / CORD SEPARATOR WELDED IN SLIPFITTER11. STEEL HEADFRAME PLATE12. STEEL HOIST CABLE BRACKET13. ACETAL RESIN CORD ROLLERS14. STEEL POWER CORD ROLLER BRACKET15. STEEL HOIST CABLE SHEAVE12HEADFRAME ASSEMBLY71RING ASSEMBLY25463891110141513LDV05Lowering DeviceHolophane ¦ One Lithonia Way, Conyers, GA 30012 ¦ Phone: 866-HOLOPHANE ¦ www.holophane.com ¦ techsupportinf@acuitybrands.com© 2013-2024 Acuity Brands Lighting, Inc. All rights reserved. Rev. 04/19/24 Specifications subject to change without notice.LDV05Page 6 of 7TYPE 05 WINCH PLATE ASSEMBLYPARTS LIST:1. CIRCUIT BREAKER OR BREAKERS AND ENCLOSURE2. WINCH OUTBOARD SUPPORT3. Ø1/4" OR Ø5/16" DIAMETER WINCH CABLE, GALVANIZED OR STAINLESS-STEEL LENGTH EQUALS POLE HEIGHT PLUS 6 FEET4. FORGED STEEL SWIVEL, 11,000 POUND ULTIMATE STRENGTH5. WINCH CABLE GUARD6. WINCH, 30: 1 GEAR RATIO WITH INTERNAL DRAG BRAKE7. POWER SUPPLY CORD AND CONNECTOR8. STEEL POWER UNIT MOUNTING BRACKET9. STEEL WINCH PLATE10. 1/2-13 MOUNTING BOLT11. Ø3/16" DIAMETER HOIST CABLES, GALVANIZED OR STAINLESS STEEL12. STEEL CLEVIS TRANSITION ASSEMBLY254322.256.5012.5011.5020.38168910124117LDV05Lowering DeviceHolophane ¦ One Lithonia Way, Conyers, GA 30012 ¦ Phone: 866-HOLOPHANE ¦ www.holophane.com ¦ techsupportinf@acuitybrands.com© 2013-2024 Acuity Brands Lighting, Inc. All rights reserved. Rev. 04/19/24 Specifications subject to change without notice.LDV05Page 7 of 7TYPE 05 PORTABLE DRIVE MOTORPARTS LIST:1. HITCH PIN2. 3/4" REVERSIBLE ELECTRIC MOTOR, 120 VOLTS, 11.5 AMP, 350 RPM3. REVERSING DRUM SWITCH4. CONTROL CORD, 20 FOOT LENGTH5. WIRING HOUSING6. PLUG TO MATE TO CONNECTOR IN POLE BASE OR TRANSFORMER SECONDARY7. TORQUE LIMITER COUPLING8. 3/4" STEEL SHAFT9. PILLOWBLOCK10. 5/8" HEX SOCKET CRANK SHAFT COUPLING11. CONNECTOR TO MOTOR FROM 120V TRANSFORMER SECONDARY12. STEPDOWN TRANSFORMER, 120V SECONDARY, 1 .5 KVA FOR 240V, 277V AND 480V, 2.0 KVA FOR 208V13. 1 /2" CARRY HANDLE14. PLUG TO CONNECTOR IN POLE BASE FROM TRANSFORMER PRIMARY1032675411981214131PrefixNumber of CircuitryVoltage, Phasing and FrequencyAmperageLDMPortable Drive Motor1COne Circuit2CTwo Circuit APHASE120V Single Phase 60HZBPHASE120V/208V 3 Phase 4Wire 60HZCPHASE208V Single Phase 60HZDPHASE208V 3 Phase 60HZEPHASE240V Single Phase Line to Line 60HZFPHASE240V Single Phase Line to Neutral 60HZGPHASE277V Single Phase 60HZHPHASE277/480V 3 Phase 4 Wire 60HZJPHASE347/600V 3 Phase 4 Wire 60HZKPHASE480V Single Phase 60HZLPHASE480V 3 Phase 60HZ30A30 amps50A50 amps100A100 ampsORDERING INFORMATION Example: LDM 1C KPHASE 30ANote: Drive Motor (LDM) operate on the higher system voltage entering the pole. Example: If system voltage entering the pole is 277/480V, then the Drive Motor's transformer operates off of 480V.pole. If system voltage is 277/480V.LDM Potable Drill Motor
https://img.acuitybrands.com/public-assets/catalog/1312479/ldv15.pdf | lighting | Holophane ¦ One Lithonia Way, Conyers, GA 30012 ¦ Phone: 866-HOLOPHANE ¦ www.holophane.com ¦ techsupportinf@acuitybrands.com© 2013-2024 Acuity Brands Lighting, Inc. All rights reserved. Rev. 04/19/24 Specifications subject to change without notice.LDV15Page 1 of 6LDV15Lowering DeviceCatalog NumberNotesTypeConstructionThe lowering device shall consist of three main sub-assemblies; head frame, lowering ring and winch assembly. All material shall be of corrosive resistant nature including stainless steel, aluminum or galvanized steel unless otherwise specified. All fixtures utilized on the lowering device shall have passed an accelerated vibration test of at least 1G.Head Frame: The head frame shall consist of one-piece welded assembly with hot dip galvanized finish after fabrication. All fasteners used for additional covers or other item shall be stainless steel. The head frame shall incorporate six hoist cable sheaves. The sheaves shall meet or exceed the requirements of the Wire Rope Technical Board. Wire rope cables that operate over the sheaves shall by 7 X 19 construction aircraft cable Ø3/16" or Ø1/4" diameter, as specified, either zinc coated or stainless steel.Top Latching: Three one-piece cast aluminum latch barrels shall be provided on the head frame assembly. Each latch barrel shall be designed to hold the entire weight of the ring and luminaires.Ring Assembly: The ring shall be fabricated of #7-gauge steel with a hot dip galvanized finish. The assembly shall include the appropriate number of luminaires mounting arm brackets fabricated from 2" pipe of sufficient strength to support the specified luminaire. The mounting arms shall be hot dip galvanized finished and shall bolt to the ring with stainless steel hardware.Self-centering ring assembly: The centering system shall consist of roller contact, spring loaded, cast aluminum arms designed to protect the pole, luminaires, and lamps from damage during raising and lowering of the luminaire ring assembly. The centering system shall keep the ring concentric to the pole during the raising and lowering operation.Transition Assembly: The transition assembly shall be designed to prevent misalignment of the three hoist cables. The wire rope cables shall be attached to the transition assembly with properly sized wire rope thimbles and factory swagged fittings. The attachment shall prevent the wire rope cable from untwisting under load.Branch Circuit Protection: The assembly shall include a circuit breaker sized for the correct voltage and phasing supplied for the luminaire. A pigtail cord and plug shall be supplied from the circuit breaker assembly. The cord and plug shall match the main power cord of the lowering device system.Portable Winch and Drive Motor: The portable winch assembly shall have an ultimate strength of five (5) times the lifted load. The winch shall include a 30:1 worm gear reduction and an internal drag brake on the input shaft to prevent free spooling of the winch drum. The portable drive motor assembly shall include a minimum 1hp heavy duty reversing type electric motor with a stalled torque at least twice that required to operate the lowering device. The motor shall drive the winch through a torque limiter coupling to limit the drive force on the hoist and winch cables. The torque limiter shall be factory pre-set. In addition, there shall be a backup shear pin designed to shear at a torque level between 50% and 100% over the torque limiter setting. The portable drive motor assembly shall have a 20 feet cord with drum switch for remote operation. The portable drive motor assembly shall be supplied with a step-down transformer to provide 120V to the motor.Government ProcurementBAA – Buy America(n) Act: Product qualifies as a domestic end product under the Buy American Act as implemented in the FAR and DFARS. Product also qualifies as manufactured in the United States under DOT Buy America regulations.BABA – Build America Buy America: Product qualifies as produced in the United States under the definitions of the Build America, Buy America Act.Please refer to www.acuitybrands.com/resources/buy-american for additional information.Warranty2-year limited warranty. This is the only warranty provided and no other statements in this specification sheet create any warranty of any kind. All other express and implied warranties are disclaimed. Complete warranty terms located at: www.acuitybrands.com/support/warranty/terms-and-conditionsNote: Actual performance may differ as a result of end-user environment and application.LDV15Lowering DeviceHolophane ¦ One Lithonia Way, Conyers, GA 30012 ¦ Phone: 866-HOLOPHANE ¦ www.holophane.com ¦ techsupportinf@acuitybrands.com© 2013-2024 Acuity Brands Lighting, Inc. All rights reserved. Rev. 04/19/24 Specifications subject to change without notice.LDV15Page 2 of 6PrefixNumber of CircuitryQuantity of LuminairesLuminaire SeriesPerformance PackageLDV15A Top Latching, Centering Arm Unit1COne Circuit2CTwo Circuit 02ARMTwo (2) Luminaires per pole03ARMThree (3) Luminaires per pole04ARMFour (4) Luminaires per pole05ARMFive (5) Luminaires per pole06ARMSix (6) Luminaires per pole07ARMSeven (7) Luminaires per pole08ARMEight (8) Luminaires per pole09ARMNine (9) Luminaires per pole10ARMTen (10) Luminaires per pole12ARMTwelve (12) Luminaires per poleACP1LEDLUMAEL LED Floodlight (Yoke Mount Only)ACP2LEDLUMAEL LED Floodlight (Yoke Mount Only)MGLEDLUMMongoose LED Roadway (Arm Mount Only)PLLEDLUMLarge Predator Floodlight LED (Yoke Mount Only)PMLEDLUMMedium Predator Floodlight LED (Yoke Mount Only)HMLED4LUMHight Mast LED 4P10ACP1LED ACP2LEDP20ACP1LED ACP2LEDP30 ACP1LED ACP2LEDP40ACP1LED ACP2LEDP50ACP1LED ACP2LEDP1HMLED4 MGLED PLLED PMLEDP2HMLED4 MGLED PLLED PMLEDP3 HMLED4 MGLED PLLED PMLEDP4 HMLED4 MGLED PLLED PMLEDP5 HMLED4 MGLED PLLED PMLEDP6 HMLED4 MGLED PLLED PMLEDP7HMLED4 MGLED PLLED PMLEDVoltage, Phasing and FrequencyPole HeightCable TypeOptionsAPHASE120V Single Phase 60HZ 1BPHASE120V/208V 3 Phase 4 Wire 60HZ 2CPHASE208V Single Phase 60HZDPHASE208V 3 Phase 60HZEPHASE240V Single Phase Line to Line 60HZFPHASE240V Single Phase Line to Neutral 60HZGPHASE277V Single Phase 60HZHPHASE277/480V 3 Phase 4 Wire 60HZ Luminaires are 277V 2JPHASE347/600V 3 Phase 4 Wire 60HZ 2KPHASE480V Single Phase 60HZLPHASE480V 3 Phase 60HZ5050 Feet 56060 Feet 57070 Feet 58080 Feet 59090 Feet 5100100 Feet 5110110 Feet 5120120 Feet 515M15 Meters 520M20 Meters 525M25 Meters 530M30 Meters 535M35 Meters 5EGGalvanized Ø3/16" diameter Hoisting CablesFSStainless Steel Ø3/16" diameter Hoisting CablesLACBLightning Arrestor on Circuit Breaker Enclosure in Pole BaseLAJBLightning Arrestor on Ring Junction BoxPRPhotocontrol Receptacle on Ring Junction Box 3, 4LRLightning Rod9249LD Leveling Block AssemblyOptions (continued)FAA1120FAA Single Aircraft Warning Light 120V 3FAA1208FAA Single Aircraft Warning Light 208V 3FAA1240FAA Single Aircraft Warning Light 240V 3FAA1277FAA Single Aircraft Warning Light 227V 3FAA1480FAA Single Aircraft Warning Light 480V 3FAA2120FAA Double Aircraft Warning Light 120V 3FAA2208FAA Double Aircraft Warning Light 208V 3FAA2240FAA Double Aircraft Warning Light 240V 4FAA2277FAA Double Aircraft Warning Light 277V 3FAA2480FAA Double Aircraft Warning Light 480V 3FWC02Fixed Wireway Cover on Ring for 2 Luminaires. Not available with FAA.FWC03Fixed Wireway Cover on Ring for 3 Luminaires. Not available with FAA.FWC04Fixed Wireway Cover on Ring for 4 Luminaires. Not available with FAA.FWC05Fixed Wireway Cover on Ring for 5 Luminaires. Not available with FAA.FWC06Fixed Wireway Cover on Ring for 6 Luminaires. Not available with FAA.FWC07Fixed Wireway Cover on Ring for 7 Luminaires. Not available with FAA.FWC08Fixed Wireway Cover on Ring for 8 Luminaires. Not available with FAA.FWC09Fixed Wireway Cover on Ring for 9 Luminaires. Not available with FAA.FWC10Fixed Wireway Cover on Ring for 10 Luminaires. Not available with FAA.FWC12Fixed Wireway Cover on Ring for 12 Luminaires. Not available with FAA.FWCFAA02Fixed Wireway Cover on Ring for 2 Luminaires with FAA Option. 6FWCFAA03Fixed Wireway Cover on Ring for 3 Luminaires with FAA Option. 6FWCFAA04Fixed Wireway Cover on Ring for 4 Luminaires with FAA Option. 6FWCFAA06Fixed Wireway Cover on Ring for 6 Luminaires with FAA Option. 6FWCFAA08Fixed Wireway Cover on Ring for 8 Luminaires with FAA Option. 6FWCFAA09Fixed Wireway Cover on Ring for 9 Luminaires with FAA Option. 6FWCFAA10Fixed Wireway Cover on Ring for 10 Luminaires with FAA Option. 6ORDERING INFORMATION Example: LDV15 1C 06ARM HMLED4LUM P4 KPHASE 100 FS LRLDV15Lowering DeviceHolophane ¦ One Lithonia Way, Conyers, GA 30012 ¦ Phone: 866-HOLOPHANE ¦ www.holophane.com ¦ techsupportinf@acuitybrands.com© 2013-2024 Acuity Brands Lighting, Inc. All rights reserved. Rev. 04/19/24 Specifications subject to change without notice.LDV15Page 3 of 6Notes1 Single Circuit. P4 LED available with to and including 10 luminaires per pole. Single Circuit. HMLED4 P4 LED available with up to and including 9 luminaires per pole. Single Circuit. HMLED4 P5 LED available with up to and including 8 luminaires per pole. Single Circuit. HMLED4 P6 LED available with up to and including 8 luminaires per pole. Single Circuit. HMLED4 P7 LED available with up to and including 8 luminaires per pole. Single Circuit. MGLED P7 LED available with up to and including 10 luminaires per pole. Single Circuit. PLLED P5 LED available with up to and including 10 luminaires per pole. Double Circuit. HMLED4 P6 LED available with up to and including 10 luminaires per poles. Double Circuit. HMLED4 P7 LED available with up to and including 2,3,4,7,8,9 and 10 luminaires per pole.2 Double Circuit. Not available with Double Circuits3 Customer can order only one FAA Aircraft Warning Light per Lowering Device. FAA Aircraft Warning Light operates on the lower system voltage entering the pole. Example If system voltage entering pole is 277/480V, then the FAA transformer operates off of 277V. FAA Aircraft Warning Light operation is ON and OFF with luminaires. When ordered with Photo Control Recep-tacle Option, warning light in wired through receptacle. For alternate operation, or separate circuit, contact PSG.4 PR Photo Control Receptacle. Not available with JPHASE 347/600V. Single Circuit 1 all luminaires are controlled by photo control receptacle photocell and contactor. For double circuit 2, half of the luminaires are controlled by photo control receptacle photocell and contactor for an even number of luminaires. For an odd number of luminaires, one less than half luminaires are controlled. Photo Control Receptacle operates on the higher system voltage entering the pole. If system voltage is 277/480V, then the receptacle operates off of 480V. Photocell provided by customer operates on the higher system voltage entering the pole.5 If customer has voltage drop specifications, contact PSG. Voltage drop on pole power cord due to the pole height is not calculated on standard lowering devices. When customer specifications require that the pole power cord may not exceed specified voltage drop, with the pole height must be reduced or the gauge of the power cord must be increased. Contact PSG.6 FWCFAA is not available with 05ARM, 07ARM, 12ARM.LDV15Lowering DeviceHolophane ¦ One Lithonia Way, Conyers, GA 30012 ¦ Phone: 866-HOLOPHANE ¦ www.holophane.com ¦ techsupportinf@acuitybrands.com© 2013-2024 Acuity Brands Lighting, Inc. All rights reserved. Rev. 04/19/24 Specifications subject to change without notice.LDV15Page 4 of 6TYPE 15 HEADFRAME AND RING ASSEMBLYEPA = 5.62 SQUARE FEET WEIGHT = 250 POUNDS DIAMETER OF ASSEMBLY WITH LUMINAIRES VARIES FROM 8 TO 11 FEETPARTS LIST:1. SPUN COPPER FREE ALUMINUM COVER2. CAST HIGH STRENGTH COPPER FREE ALUMINUM LATCH BARREL3. STAINLESS STEEL LATCH PIN4. GALVANIZED STEEL LUMINAIRE RING5. STAINLESS STEEL CENTERING SPRING6. STEEL ADJUSTMENT NUT7. STRANVISE WIRE ROPE GRIP8. NON-MARKING GUIDE ARM ROLLER9. CAST ALUMINUM IRIS GUIDE ARM10. GALVANIZED LUMINAIRE MOUNTING ARMS, LUMINAIRE TYPE DEPENDENT11. JUNCTION BOX12. REFLECTING LATCH INDICATOR13. GALVANIZED HEADFRAME, SLIPFITS A 4.63 TO 4.75 O.D. POLE TOP OR TENON14765328911131210LDV15Lowering DeviceHolophane ¦ One Lithonia Way, Conyers, GA 30012 ¦ Phone: 866-HOLOPHANE ¦ www.holophane.com ¦ techsupportinf@acuitybrands.com© 2013-2024 Acuity Brands Lighting, Inc. All rights reserved. Rev. 04/19/24 Specifications subject to change without notice.LDV15Page 5 of 6TYPE 15 HEADFRAME AND RING ASSEMBLYPARTS LIST:1. STAINLESS STEEL CENTERING COMPRESSION SPRING2. SOLID ALUMINUM GUIDE ROD3. GALVANIZED STEEL LUMINAIRE RING4. REFLECTING LATCH INDICATOR5. NON-MARKING GUIDE ARM ROLLER6. ALUMINUM GUIDE ARM CONNECTING BRACKET7. GUIDE ARM ADJUSTMENT NUT8. CAST ALUMINUM IRIS GUIDE ARM9. STAINLESS STEEL LATCH PIN10. STEEL CABLE / CORD SEPARATOR WELDED IN SLIPFITTER11. STEEL HEADFRAME PLATE12. STEEL HOIST CABLE BRACKET13. ACETAL RESIN CORD ROLLERS14. STEEL POWER CORD ROLLER BRACKET15. STEEL HOIST CABLE SHEAVE12HEADFRAME ASSEMBLY111014151375RING ASSEMBLY1246389LDV15Lowering DeviceHolophane ¦ One Lithonia Way, Conyers, GA 30012 ¦ Phone: 866-HOLOPHANE ¦ www.holophane.com ¦ techsupportinf@acuitybrands.com© 2013-2024 Acuity Brands Lighting, Inc. All rights reserved. Rev. 04/19/24 Specifications subject to change without notice.LDV15Page 6 of 6TYPE 15 PORTABLE WINCH AND POWER UNITPARTS LIST:1. Ø3/16" DIAMETER HOIST CABLES, GALVANIZED OR STAINLESS STEEL2. TRANSITION PLATE ZINC ELECTROPLATE FINISH3. 3/ 4 TON EYEHOOK4. Ø1/4" DIAMETER WINCH CABLE, GALVANIZED OR STAINLESS STEEL5. CIRCUIT BREAKER AND ENCLOSURE6. HAND KNOB/SUPPORT BRACKET FOR ATTACHING TO POLE HANDHOLE7. REVERSING DRUM SWITCH8. PLUG TO MATE WITH POLE BASE CORD OR TRANSFORMER9. WINCH, 30:1 GEAR RATIO WITH INTERNAL DRAG BRAKE10. LEG BRACKET AND EXTENSION LEG BRACKET11. SEMI-PNEUMATIC BALL BEARING WHEEL12. 3/ 4", 120V, REVERSING MOTOR13. TORQUE LIMITER14. STEPDOWN TRANSFORMER ASSEMBLY FROM [ ] 480V [ ] 277V [ ] 240V [ ] 208V TO 120V9876543211011121314DISTANCE FROM GRADE TO BOTTOM HANDHOLE27" 1ST WHEEL SET40" 2ND WHEEL SETPrefixNumber of CircuitryVoltage, Phasing and FrequencyAmperageLDGPortable Winch and Drive Motor Unit with Ø1/4" diameter Galvanized Winch CableLDSPortable Winch and Drive Motor Unit with Ø1/4" diameter Stainless Steel Winch CableMaximum pole height 120 feet (35 meters)Leveling blocks included with unit.1COne Circuit2CTwo Circuit APHASE120V Single Phase 60HZBPHASE120V/208V 3 Phase 4 Wire 60HZCPHASE208V Single Phase 60HZDPHASE208V 3 Phase 60HZEPHASE240V Single Phase Line to Line 60HZFPHASE240V Single Phase Line to Neutral 60HZGPHASE277V Single Phase 60HZHPHASE277/480V 3 Phase 4 Wire 60HZJPHASE347/600V 3 Phase 4 Wire 60HZKPHASE480V Single Phase 60HZLPHASE480V 3 Phase 60HZ30A30 amps50A50 amps100A100 ampsORDERING INFORMATION Example: LDS 1C KPHASE 30ANote: Drive Motor operate on the higher system voltage entering the pole. Example: If system voltage entering the pole is 277/480V, then the Drive Motor's transformer operates off of 480V.LDG/LDS Portable Winch and Driver Motor Unit
https://www.signify.com/api/assets/v1/file/PhilipsLighting/content/08cfb82240344139b417a87f0114e2a1/cn-26200.pdf | lighting | codes and standards• ETL Listed to UL 924 Standard• NFPA 101 (Life Safety Code)• California Energy Commission• NFPA 70 (National Electric Code)• UL listed for damp locations• New York City Approved (8" letters)construction• Exit housings are durable extruded aluminum construction with easy to install canopy. Universal recessed mounted exits have an extruded trim plate.• Adjustable bar hangers adapt housing for mounting in suspended ceiling.• Compact, low profile decorative design with high grade acrylic panel.• Exit panel rotates for wall, ceiling or sloped ceiling to any angle from 0° to 180°, and can be locked into place.• All models are provided with field installable directional indicators.• Single face exits have a clear background and double-face exits are provided with a mirror background.• Universal exits are only available with satin aluminum finish. End caps are a matte black finish.• Signage contains 8" letter height with 1" stroke.• The panel is clear acrylic.installation• Universal exits include a tri-mount canopy that allows for ceiling, wall and end surface mounting plus it includes a back box for recessed ceiling or wall mounting as well.electronics• Dual voltage 120/277 VAC input with surge protection.• Consumes 3 Watts at 120V.• Emergency models provide solid state charging system with low voltage disconnect, AC lockout and brownout features.• Universal mount emergency exits, ER44RLDU, have self-diagnostic/self-test circuitry as a standard feature.• All ER44RLDU exits feature a self-diagnostic/self-test circuitry, which will indicate a warning when any of the key components (battery, lamps, charger board, and transformer) malfunctions and needs replacing.• The SD/ST circuitry performs an automatic test: 1 minute every month, 30 minutes every 6th month of the year, and a 90 minute test on the 12th month of the year.• A manual test can be activated at any time by simply pushing the test button.battery• Emergency models utilize a self contained, maintenance free nicad battery that will provide a minimum of 90 minutes of illumination.• Operating temperature range of 10°C to 40°C (50°F to 104°F).warranty• Three full year warranty on electronics and unit.Example: ER44RLDU2RNYC––RNYCNYC – 8" LettersUniversal Mount 44RLU – LED (AC Only) ER44RLDU – Emergency LED w/self-diagnostics/self-test1Single-face exits are provided with a clear background, and double-face exits are provided with mirror background (Consult factory for single-face signs with a mirror background or single and double face signs with a white background).BLANK – Satin Aluminum housing w/black end capsNew York City ApprovedFamilyHousing Finish 1 – Single Face1 2 – Double Face1 R – RedNumber of FacesPanel ColorFootnotesProject: Location: Cat.No: Type: Lamps: Qty: Notes: CN-26200 www.chloride-lighting.com 11/18 page 1 of 2Exit/Emergency44R seriesLED edge-lit exit sign NYC Approved 8" letters Housing protrudes 1-1/8" from wall surfacedimensions3-1/2"(89mm)1-5/8"(41mm)10-9/16"(268mm)16-1/8"(410mm)15-1/2"(394mm)11-1/2"(292mm)11-1/2"(292mm)3-1/2"(89mm)12-1/8"(308mm)17-1/16"(433mm)3-1/16"(78mm)5-1/2"(140mm)13"(330mm)Surface MountRecessed Ceiling MountRecessed Wall Mount© 2019 Signify Holding. All rights reserved. This document may be subject to change. No representation or warranty as to the accuracy or completeness of the information included herein is given and any liability for any action in reliance thereon is disclaimed. All trademarks are owned by Signify Holding or their respective owners. CN-26200 www.chloride-lighting.com 11/18 page 2 of 2Signify North America Corporation 200 Franklin Square Drive, Somerset, NJ 08873 Telephone 855-486-2216Signify Canada Ltd. 281 Hillmount Road, Markham, ON, Canada L6C 2S3 Telephone 800-668-900844R Universal LED edge-lit exit signNYC Approved 8" letters
https://www.belfuse.com/resources/datasheets/circuitprotection/ds-cp-c1t-series.pdf | fuses | Type C1T Surface Mount Slow Blow Chip Fuse belfuse.com/circuit-protection C1T Series – 1206 Size RoHS Compliant Features - Slow Blow - Small size, 1206 SMD - Current rating from 750mA to 8A - Wide operating temperature range from -55℃ to 125℃ - Tape and Reel for automatic SMD placement - Compatible with 260℃ IR Pb-free and wave soldering process - Full compliance with EU Directive 2011/65/EU and amending directive 2015/863 (MSL = 1) - Halogen Free and Lead Free - AEC-Q Compliant - Meets Bel automotive qualification* * - Largely based on internal AEC-Q test plan Applications - Notebook - Automotive Navigation System - LED Headlights - Thin film transistor LCD flat-panel display screen - PC computer - Office electronic equipment - Industrial equipment - Medical equipment - POE, POE+ - LCD / LED monitor and LCD / LED TV - Power supply LEAD FREE = - DC-DC Converter HALOGEN FREE = Electrical Characteristics (UL STD. 248-14) Testing Current Blow Time Minimum Maximum 100% 4 Hrs. N/A 200% 1 Sec 120 Sec 300% 0.1 Sec 3 Sec 800% 0.002 Sec 0.05 Sec Safety Agency Approvals Physical Specifications Materials Body : Ceramic Substrate Terminations : Ag / Ni / Sn (100% Lead-free) Element Cover Coating : Lead-free Glass Marking On Fuse : Marking Code On Label : "bel", "C1T", "Current Rating", "Voltage Rating", "Interrupting Rating", "Appropriate Safety Logos" and " ", " "(China RoHS compliant). Safety Agency Safety Agency Certificate Ampere Rating/ Voltage Rating Ampere Range / Volt @ I.R. ability* E20624 750mA-8A/63V AC/DC 750mA-8A/63V AC/DC @50A R 50410861 Tested according to IEC 60127-1: 2006+A1+A2 IEC 60127-7: 2016 750mA-1.5A/63V AC/DC 2A-8A/63V AC/DC 750mA-1.5A/63V AC/DC @50A or 10In, which is higher 2A-8A/63V AC/DC @50A or 10In, which is higher *I.R.= Interrupting Rating = Short Circuit Rating(Amps) Typical Part Marking Fuse body (ceramic white side) marked with marking code. Example: Specifications subject to change without notice 750mA TM 3A T3 1A T1 3.5A TZ 1.25A TP 4A T4 1.5A TR 5A T5 1.75A TS 6A T6 2A T2 7A T7 2.5A TT 8A T8 AEC-Q Compliant Type C1T 2 / 4 Bel Fuse Inc. 206 Van Vorst Street Jersey City, NJ 07302 USA +1 201.432.0463 Bel.US.CS@belf.com belfuse.com/circuit-protection © 2023 Bel Fuse, Inc. Rev. C1T May2023 Temperature Derating Curve Average Time Current Curve Electrical Specifications Part Number Ampere Rating (A) Marking Code Nominal Cold Resistance (ohms) Maximum Volt-drop @100% In (Volt) max. Voltage and Interrupting Ratings Nominal Melting I²T @10 In (A² Sec) Maximum Power Dissipation @100% In (W) Agency Approvals 0685T0750-XX 750mA TM 0.700 0.795 See Table of Safety Approvals on Page 1 for Voltage and associated Interrupting Ratings 0.06 0.60 Y Y 0685T1000-XX 1A T1 0.460 0.597 0.12 0.60 Y Y 0685T1250-XX 1.25A TP 0.300 0.541 0.20 0.68 Y Y 0685T1500-XX 1.5A TR 0.190 0.436 0.23 0.65 Y Y 0685T1750-XX 1.75A TS 0.135 0.395 0.43 0.65 Y 0685T2000-XX 2A T2 0.110 0.325 0.63 0.65 Y Y 0685T2500-XX 2.5A TT 0.068 0.274 1.07 0.69 Y Y 0685T3000-XX 3A T3 0.050 0.232 1.64 0.70 Y Y 0685T3500-XX 3.5A TZ 0.040 0.194 2.28 0.68 Y Y 0685T4000-XX 4A T4 0.030 0.195 2.56 0.78 Y Y 0685T5000-XX 5A T5 0.020 0.157 5.3 0.79 Y Y 0685T6000-XX 6A T6 0.0145 0.153 6.0 0.92 Y Y 0685T7000-XX 7A T7 0.0115 0.139 6.9 0.97 Y Y 0685T8000-XX 8A T8 0.0095 0.135 8.0 1.08 Y Y Consult manufacturer for other ratings NOTES: Test Conditions All test for ratings 750mA - 5A were conducted with fuse samples soldered on a PCB (1.6mm thick) test board with copper traces measuring 0.035 mm (35μm) nominal thickness (1 oz. clad), 5mm wide and 100 mm overall length. All test for ratings 6A-8A were conducted with fuse samples soldered on a PCB (1.6mm thick) test board with copper traces measuring 0.070 mm (70μm) nominal thickness (2 oz. clad), 7.5mm wide and 100 mm overall length. Device designed to be mounted with marking facing up. Device designed to carry rated current for 4 hours minimum. It is recommended that device be operated continuously at no more than 80% of rated current when in a +25°C ambient, with further derating at elevated ambient temperatures. Specifications subject to change without notice 0.0010.010.111010001101001000TIME IN SECONDSCURRENT IN AMPERESC1T - TIME CURRENT CHARACTERISTIC CURVE1.5A11.75A5A4A3.5A3A2A0.75A1A6A7A8A2.5A1.25AType C1T 3 / 4 Bel Fuse Inc. 206 Van Vorst Street Jersey City, NJ 07302 USA +1 201.432.0463 Bel.US.CS@belf.com belfuse.com/circuit-protection © 2023 Bel Fuse, Inc. Rev. C1T May2023 Environmental Specifications High temperature storage MIL-STD-202 Method 108 Temperature cycling JESD22 Method JA-104,Test Condition B Biased humidity MIL-STD-202 Method 103, 85C/85% RH with 10% operating power for 1000 hrs. Operational life MIL-STD-202 Method 108, Test Condition D Resistance to solvents MIL-STD-202 Method 215 Mechanical shock MIL-STD-202 Method 213,Test Condition C Vibration MIL-STD-202 Method 204 Resistance to soldering heat MIL-STD-202 Method 210,Test condition B Thermal shock MIL-STD-202 Method 107 Solderability J-STD-002 Board flex(SMD) AEC-Q200-005 Terminal strength AEC-Q200-006 Electrical characterization 3 temperature electrical Soldering Parameters Shock Resistance MIL-STD-202G, Method 213B, Test Condition 1 (100 G's peak for 6 milliseconds; Sawtooth waveform) Vibration Resistance MIL-STD-202G, Method 201A (10-55 Hz, 0.06 inch, total excursion). Salt Spray Resistance MIL-STD-202G, Method 101E, Test Condition B (48 hrs.). Insulation Resistance MIL-STD-202G, Method 302, Test Condition A (After Opening) 10,000 ohms minimum. Solderability MIL-STD-202G, Method 208H Resistance to solder Heat MIL-STD-202G, Method 210F, Test Condition C. Top Side(260℃,20 sec) MIL-STD-202G, Method 210F, Test Condition D. Bottom Side(260℃,10 sec) Thermal Shock MIL-STD-202G, Method 107G, Test Condition B (-65℃ to +125℃). Operating Temperature -55℃ to +125℃ Moisture Sensitivity Level 1 (According to IPC J-Std-020) IR Reflow Profile (IPC/JEDEC J-STD-020D) Preheat & Soak Temperature min (Tsmin) Temperature max (Tsmax) Time (Tsmin to Tsmax) (ts) 150℃ 200℃ 60-120 seconds Average ramp-up rate (Tsmax to Tp) 3℃/second max. Liquidous temperature (TL) Time at liquidous (tL) 217℃ 60-150 seconds Peak temperature (Tp) 260℃ max Time (tp) within 5℃ of the specified classification temperature (Tc) 30 seconds Average ramp-down rate (Tp to Tsmax) 6℃/second max. Time 25℃ to peak temperature 8 minutes max. Lead-free Wave Soldering Profile Wave Soldering Parameter Average ramp-up rate 200℃ / second Heating rate during preheat typical 1 - 2℃ / second Max 4℃ / second Final preheat temperature within 125 ℃ of soldering temperature Peak temperature Tp 260℃ Time within +0 ℃ / -5 ℃ of actual peak temperature 10 seconds Ramp-down rate 5℃ / second max. Specifications subject to change without notice Type C1T 4 / 4 Bel Fuse Inc. 206 Van Vorst Street Jersey City, NJ 07302 USA +1 201.432.0463 Bel.US.CS@belf.com belfuse.com/circuit-protection © 2023 Bel Fuse, Inc. Rev. C1T May2023 Fuse FGNO Explanation 0685 T [XXXX] -XX 0685T=C1T; [XXXX]=Ampere Rating; XX=See Ordering Information as below Fraction Decimal Milliamps Bel FGNO[XXXX] Fraction Decimal Amps Bel FGNO[XXXX] 3/4 0.750 750 0750 1.0 1 1000 1-1/4 1.25 1.25 1250 1-1/2 1.50 1.5 1500 1.75 1.75 1750 2.0 2 2000 2-1/2 2.5 2.5 2500 3.0 3 3000 3-1/2 3.5 3.5 3500 4.0 4 4000 5.0 5 5000 6.0 6 6000 7.0 7 7000 8.0 8 8000 Mechanical Dimensions Ordering Information Packaging Packaging Tape & Reel Packaging Specification Quantity Quantity & Packaging Code 8 mm wide tape with 7 inches Diameter reel EIA Standard 481-E 5000 0685TXXXX-01 Specifications subject to change without notice
https://www.littelfuse.com/media?resourcetype=datasheets&itemid=63f61b85-5fc5-4f00-9ca9-8d59a6252d71&filename=littelfuse_fuse_154_154t_154l_154tl_datasheet.pdf | fuses | © 2020 Littelfuse, Inc.Specifications are subject to change without notice.Revised: 09/16/20NANO2® > 154 OMNI-BLOK® Fuse and Holder CombinationSurface Mount Fuses154/154T/154L/154TL Series OMNI-BLOK® Fuse and Holder AssemblyDescriptionThe RoHS compliant 154 Series OMNI-BLOK® Fuse and Holder Assembly offers a solution for efficient installation and easy replacement of miniature Nano2® surface mount fuses. Offered in a tape and reel package, this fuse and holder combination can be installed on a PC board as an efficient single step. Fuse replacement can be accomplished without exposing the PC board to the detrimental effects of solder heat.The fuse holder unit may be sold as a stand-alone item, shipped in bulk quantity using part number 01550900M and also pre-packaged in tape and reel cartridges using part number 01550900DR.Agency ApprovalsAgencyAgency File NumberAmpere RangeE147210.062A - 10A+ 0.375A - 7A++PSENBK030205-E10480ANBK030205-E10480BNBK101105-E184655NBK030205-E10480B1A - 1.6A+2A - 5A+6.3A - 10A+1A - 5A++FeaturesRoHSPSE• Easy fuse replacement • Miniature size• RoHS-compliant and Halogen-free• Very Fast-Acting and Time-Lag options available• Holder sized to fit a range of Nano2® type fuses• Wide range of current ratings available - Fast-Acting Fuses: 62mA - 10A - Slo-Blo Fuses: 375mA - 5A• Wide operating temperature range• Heat-resistant fuseholder, UL94 V-0• 260°C reflow capable fuseholder • Recognized to UL/CSA/NMX 248-1, UL/CSA/NMX 248-14 and UL/CSA/NMX 4248-1.Ordering Information Catalog NumberAmpere Rating (A)Amp CodeFuse Furnished*154.0620.0620.062453.062154.080.080.08453.08154.10.10.1453.1154.1250.1250.125453.125154.160.160.16453.16154.20.20.2453.2154.250.250.25453.25154.3150.3150.315453.315154.3750.3750.375453.375154.40.40.4453.4154.50.50.5453.5154.630.630.63453.63154.750.750.75453.75154.80.80.8453.8154001.011.0453001.01541.251.251.254531.2515401.51.51.545301.515401.61.61.645301.6154002.022.0453002.015402.52.52.545302.5154003.033.0453003.01543.153.153.154533.1515403.53.53.545303.5154004.044.0453004.0154005.055.0453005.015406.36.306.345306.3154007.077.0453007.0154008.088.0453008.0154010.01010.0453010.0With Very Fast-Acting Fuse InstalledCatalog NumberAmpere Rating (A)Amp CodeFuse Furnished*154.375 T0.3750.375454.375154.5 T0.50.5454.5154.75 T0.750.75454.75154001.0 T11.0454001.015401.5 T1.51.545401.5154002.0 T22.0454002.015402.5 T2.52.545402.5154003.0 T33.0454003.015403.5 T3.53.545403.5154004.0 T44.0454004.0154005.0 T55.0454005.0154007.0 T77.0454007.0With Slo-Blo® Fuse Installed* The 453 and 454 Series fuses identified above have silver-plated end caps, designed to accommodate solder reflow processes: For 453 Series fuse replacement, either 451, 453 or 448 Series may be used.For 454 Series fuse replacement, either 452, 454 or 449 Series may be used.For detailed operating characteristic and performance information for each of the fuse series mentioned above, please refer to their respective data available online at www.littelfuse.com.** 155900 is UL Recognized for the US and Canadian market. It is rated 125V, 10A.154/154T (Tan color holder like shown in this image)154L/154TL (Black color holder)+ Fast-acting Fuse++ Slo-Blo(R) FuseDatasheetAdditional InformationSamplesResources© 2020 Littelfuse, Inc.Specifications are subject to change without notice.Revised: 09/16/20NANO2® > 154 OMNI-BLOK® Fuse and Holder CombinationSurface Mount FusesLF7 ALF3.81(.150")2.13(.084")REF.10.62(.418")4.24(.167")9.73(.383") REF.3.81(.150")5.03(.198")155FUSERecommended Pad LayoutDimensionsPackagingPackaging OptionPackaging SpecificationQuantityQuantity & Packaging CodeReel PackEIA RS–481–2 (IEC 60286-3, part 3)1500DRSoldering ParametersTimeTemperatureTPTLTS(max)TS(min)25tPtLtStime to peak temperature(t 25ºC to peak)Ramp-downRamp-upPreheatCritical ZoneTL to TPPart Numbering SystemExample:1.5 amp Fast-acting product is 015401.5DR.1.5 amp Time-lag product is 015401.5DRT.(1 amp product shown above).0154 001. D R T LSeriesAMP CodeQuantity CodePackaging CodeRefer to Ordering information section on previous page.D = 1500 pcsR = Tape and ReelType Code“L” suffix for Black Color Holder“G” suffix for 451L (Au-Plated Caps)T = Time-Lag (Slo-Blo®)Reflow ConditionPb – Free assemblyPre Heat- Temperature Min (Ts(min))150°C - Temperature Max (Ts(max))200°C- Time (Min to Max) (ts)60 - 180 secondsAverage Ramp-up Rate (Liquidus Temp (TL) to peak)5°C/second max.TS(max) to TL - Ramp-up Rate5°C/second max.Reflow- Temperature (TL) (Liquidus)217°C - Temperature (tL)60 - 150 secondsPeak Temperature (TP)260+0/–5 °CTime within 5°C of actual peak Temperature (tp)20 – 40 secondsRamp-down Rate5°C/second max.Time 25°C to peak Temperature (TP)8 minutes max.Do not exceed260°CProduct CharacteristicsOperating Temperature-55ºC to 125ºCDisclaimer Notice - Information furnished is believed to be accurate and reliable. However, users should independently evaluate the suitability of and test each product selected for their own applications. Littelfuse products are not designed for, and may not be used in, all applications. Read complete Disclaimer Notice at: www.littelfuse.com/disclaimer-electronics.
https://www.belfuse.com/resources/datasheets/circuitprotection/ds-cp-rst-series.pdf | fuses | Type RST Time Lag Radial Lead Micro Fuse Series belfuse.com/circuit-protection RST Series RoHS Compliant Description Sub-miniature, time lag type, 250V rated fuses designed, approved and complied with IEC 60127-3, standard sheet 4. Features - Time lag (250V AC) - Meet IEC standard 60127-3, sheet 4 - Wide operating temperature range - Bulk and Tape & Reel packing available - Full compliance with EU Directive 2011/65/EU and amending directive 2015/863 - Halogen Free - Lead Free Applications Provide individual protection for components or internal circuits. - Power supplies - Battery chargers - Consumer electronics - Adapter - Industrial controllers Physical Specifications Materials Base and Cover : Black thermoplastic, UL 94-V0 Pins : 100% Matte Tin Plated Copper Marking On Fuse : "bel", "T" ,"Current Rating", "250V" & "Appropriate Safety Logos" On Label : "bel", "RST", "T", "Current Rating", "Voltage Rating", "Interrupting Rating", "Appropriate Safety Logos" and " ", " "(China RoHS compliant). Electrical Characteristics (IEC-127-3 STANDARD SHEET 4) Safety Agency Approvals Rated Current 1.5In 2.1In 2.75In 4In 10In Min Max Min Max Min Max Min Max 80mA to 6.3A inclusive 1 2 400 10 150 3 20 150 hour min. ms sec ms sec ms ms In clause 9.2, the test voltage for RST ratings from 80mA to 6.3A is 63VDC. Safety Agency Safety Agency Certificate Ampere Rating/ Voltage Rating Ampere Range / Volt @ I.R. ability* 1808557 80mA-6.3A/ 250V AC 80mA-5A/250V AC @ 35A or 10 In whichever is greater. 40011144 40028321 80mA-6.3A/250V AC @ 35A or 10 In whichever is greater. E20624 80mA-6.3A/277V AC @ 100A Self-declaration No: 2020970207000126 80mA-6.3A/250V AC @ 35A or 10 In whichever is greater. *I.R.= Interrupting Rating = Short Circuit Rating(Amps) LEAD FREE = HALOGEN FREE = Specifications subject to change without notice EOL-Last Buy Date is August 31,2024 The replacement series is the 0HAAL(0HAALxxxx-xx) No replacement for the RST 80mA through 800mA Type RST 2 / 4 Bel Fuse Inc. 300 Executive Drive, Suite 300, West Orange, NJ 07052 USA +1 201.432.0463 Bel.US.CS@belf.com belfuse.com/circuit-protection © 2023 Bel Fuse, Inc. Rev. RST Dec2023 Environmental Specifications Electrical Specifications Catalog Number Ampere Rating Typical Cold Resistance (ohms) Volt-drop @100% In (Volt) max. Voltage and Interrupting Ratings Melting I²T <10 mSec (A² Sec) Melting I²T @10 In (A² Sec) Maximum Power Dissipation (W) Agency Approvals RST 80 80mA 3.5 0.398 See Table of Safety Approvals on Page 1 for Voltage and associated Interrupting Ratings 0.01 0.01 0.10 Y Y Y Y RST 100 100mA 2.3 0.329 0.02 0.02 0.11 Y Y Y Y RST 125 125mA 1.6 0.295 0.04 0.04 0.13 Y Y Y Y RST 160 160mA 1.1 0.252 0.07 0.06 0.15 Y Y Y Y RST 200 200mA 0.73 0.200 0.12 0.11 0.17 Y Y Y Y RST 250 250mA 0.55 0.188 0.38 0.41 0.19 Y Y Y Y RST 315 315mA 0.36 0.152 0.60 0.66 0.22 Y Y Y Y RST 400 400mA 0.25 0.129 0.9 1.0 0.25 Y Y Y Y RST 500 500mA 0.18 0.114 1.5 1.7 0.29 Y Y Y Y RST 630 630mA 0.13 0.109 2.4 2.6 0.33 Y Y Y Y RST 800 800mA 0.095 0.103 3.7 4.2 0.38 Y Y Y Y RST 1 1A 0.070 0.090 6 7 0.44 Y Y Y Y RST 1.25 1.25A 0.053 0.087 9 11 0.51 Y Y Y Y RST 1.6 1.6A 0.038 0.085 15 17 0.58 Y Y Y Y RST 2 2A 0.029 0.084 23 27 0.67 Y Y Y Y RST 2.5 2.5A 0.022 0.084 37 43 0.77 Y Y Y Y RST 3.15 3.15A 0.017 0.074 58 69 0.88 Y Y Y Y RST 4 4A 0.013 0.073 92 110 1.02 Y Y Y Y RST 5 5A 0.010 0.073 145 175 1.17 Y Y Y Y RST 6.3 6.3A 0.008 0.072 230 281 1.34 Y Y Y Consult manufacturer for other ratings Shock Resistance MIL-STD-202G, Method 213B, Test Condition 1 (100 G's peak for 6 milliseconds; Sawtooth waveform) Vibration Resistance MIL-STD-202G, Method 201A (10-55 Hz X 3 axis / no load). Salt Spray Resistance MIL-STD-202G, Method 101E, Test Condition B (48 hrs.). Solderability MIL-STD-202G, Method 208H Resistance to solder Heat MIL-STD-202G, Method 210F, Test Condition C. Top Side. (260℃,20 sec) Moisture Resistance MIL-STD-202G, Method 202G, Method 106G Operating Temperature -55℃ to +125℃ Specifications subject to change without notice EOL-Last Buy Date is August 31,2024 The replacement series is the 0HAAL(0HAALxxxx-xx) No replacement for the RST 80mA through 800mA No replacement for the 80mA - 800mA The replacement series is the 0HAAL Type RST 3 / 4 Bel Fuse Inc. 300 Executive Drive, Suite 300, West Orange, NJ 07052 USA +1 201.432.0463 Bel.US.CS@belf.com belfuse.com/circuit-protection © 2023 Bel Fuse, Inc. Rev. RST Dec2023 Temperature Derating Curve Average Time Current Curve Soldering Parameters Lead-free Wave Soldering Profile Wave Soldering Parameter Average ramp-up rate 200℃ / second Heating rate during preheat typical 1 - 2℃ / second Max 4℃ / second Final preheat temperature within 125℃ of soldering temperature Peak temperature Tp 260℃ Time within +0℃ / -5℃ of actual peak temperature 10 seconds Ramp-down rate 5℃ / second max. Specifications subject to change without notice EOL-Last Buy Date is August 31,2024 The replacement series is the 0HAAL(0HAALxxxx-xx) No replacement for the RST 80mA through 800mA Type RST 4 / 4 Bel Fuse Inc. 300 Executive Drive, Suite 300, West Orange, NJ 07052 USA +1 201.432.0463 Bel.US.CS@belf.com belfuse.com/circuit-protection © 2023 Bel Fuse, Inc. Rev. RST Dec2023 Fuse FGNO Explanation 0697 - [XXXX] X XX 0697=RST; [XXXX]=Ampere Rating; XX=See Ordering Information as below Mechanical Dimensions Ordering Information Packaging Packaging Option Packaging Specification Quantity Packaging Code Bulk / bag, 1000 / box N/A 1000 01 , 05 12.7 mm pitch, On Tape / box IEC-286-2 1000 02 Fraction Decimal Milliamps Bel FGNO[XXXX] Fraction Decimal Amps Bel FGNO[XXXX] 8/100 0.080 80 0080 1.0 1 1000 1/10 .100 100 0100 1-1/4 1.25 1.25 1250 1/8 .125 125 0125 1.60 1.6 1600 .160 160 0160 2.0 2 2000 2/10 .200 200 0200 2-1/2 2.5 2.5 2500 1/4 .250 250 0250 3.15 3.15 3150 .315 315 0315 4.0 4 4000 4/10 .400 400 0400 5.0 5 5000 1/2 .500 500 0500 6.3 6.3 6300 .630 630 0630 8/10 .800 800 0800 Specifications subject to change without notice EOL-Last Buy Date is August 31,2024 The replacement series is the 0HAAL(0HAALxxxx-xx) No replacement for the RST 80mA through 800mA
https://www.belfuse.com/resources/datasheets/circuitprotection/ds-cp-c1t-series.pdf | fuses | Type C1T Surface Mount Slow Blow Chip Fuse belfuse.com/circuit-protection C1T Series – 1206 Size RoHS Compliant Features - Slow Blow - Small size, 1206 SMD - Current rating from 750mA to 8A - Wide operating temperature range from -55℃ to 125℃ - Tape and Reel for automatic SMD placement - Compatible with 260℃ IR Pb-free and wave soldering process - Full compliance with EU Directive 2011/65/EU and amending directive 2015/863 (MSL = 1) - Halogen Free and Lead Free - AEC-Q Compliant - Meets Bel automotive qualification* * - Largely based on internal AEC-Q test plan Applications - Notebook - Automotive Navigation System - LED Headlights - Thin film transistor LCD flat-panel display screen - PC computer - Office electronic equipment - Industrial equipment - Medical equipment - POE, POE+ - LCD / LED monitor and LCD / LED TV - Power supply LEAD FREE = - DC-DC Converter HALOGEN FREE = Electrical Characteristics (UL STD. 248-14) Testing Current Blow Time Minimum Maximum 100% 4 Hrs. N/A 200% 1 Sec 120 Sec 300% 0.1 Sec 3 Sec 800% 0.002 Sec 0.05 Sec Safety Agency Approvals Physical Specifications Materials Body : Ceramic Substrate Terminations : Ag / Ni / Sn (100% Lead-free) Element Cover Coating : Lead-free Glass Marking On Fuse : Marking Code On Label : "bel", "C1T", "Current Rating", "Voltage Rating", "Interrupting Rating", "Appropriate Safety Logos" and " ", " "(China RoHS compliant). Safety Agency Safety Agency Certificate Ampere Rating/ Voltage Rating Ampere Range / Volt @ I.R. ability* E20624 750mA-8A/63V AC/DC 750mA-8A/63V AC/DC @50A R 50410861 Tested according to IEC 60127-1: 2006+A1+A2 IEC 60127-7: 2016 750mA-1.5A/63V AC/DC 2A-8A/63V AC/DC 750mA-1.5A/63V AC/DC @50A or 10In, which is higher 2A-8A/63V AC/DC @50A or 10In, which is higher *I.R.= Interrupting Rating = Short Circuit Rating(Amps) Typical Part Marking Fuse body (ceramic white side) marked with marking code. Example: Specifications subject to change without notice 750mA TM 3A T3 1A T1 3.5A TZ 1.25A TP 4A T4 1.5A TR 5A T5 1.75A TS 6A T6 2A T2 7A T7 2.5A TT 8A T8 AEC-Q Compliant Type C1T 2 / 4 Bel Fuse Inc. 206 Van Vorst Street Jersey City, NJ 07302 USA +1 201.432.0463 Bel.US.CS@belf.com belfuse.com/circuit-protection © 2023 Bel Fuse, Inc. Rev. C1T May2023 Temperature Derating Curve Average Time Current Curve Electrical Specifications Part Number Ampere Rating (A) Marking Code Nominal Cold Resistance (ohms) Maximum Volt-drop @100% In (Volt) max. Voltage and Interrupting Ratings Nominal Melting I²T @10 In (A² Sec) Maximum Power Dissipation @100% In (W) Agency Approvals 0685T0750-XX 750mA TM 0.700 0.795 See Table of Safety Approvals on Page 1 for Voltage and associated Interrupting Ratings 0.06 0.60 Y Y 0685T1000-XX 1A T1 0.460 0.597 0.12 0.60 Y Y 0685T1250-XX 1.25A TP 0.300 0.541 0.20 0.68 Y Y 0685T1500-XX 1.5A TR 0.190 0.436 0.23 0.65 Y Y 0685T1750-XX 1.75A TS 0.135 0.395 0.43 0.65 Y 0685T2000-XX 2A T2 0.110 0.325 0.63 0.65 Y Y 0685T2500-XX 2.5A TT 0.068 0.274 1.07 0.69 Y Y 0685T3000-XX 3A T3 0.050 0.232 1.64 0.70 Y Y 0685T3500-XX 3.5A TZ 0.040 0.194 2.28 0.68 Y Y 0685T4000-XX 4A T4 0.030 0.195 2.56 0.78 Y Y 0685T5000-XX 5A T5 0.020 0.157 5.3 0.79 Y Y 0685T6000-XX 6A T6 0.0145 0.153 6.0 0.92 Y Y 0685T7000-XX 7A T7 0.0115 0.139 6.9 0.97 Y Y 0685T8000-XX 8A T8 0.0095 0.135 8.0 1.08 Y Y Consult manufacturer for other ratings NOTES: Test Conditions All test for ratings 750mA - 5A were conducted with fuse samples soldered on a PCB (1.6mm thick) test board with copper traces measuring 0.035 mm (35μm) nominal thickness (1 oz. clad), 5mm wide and 100 mm overall length. All test for ratings 6A-8A were conducted with fuse samples soldered on a PCB (1.6mm thick) test board with copper traces measuring 0.070 mm (70μm) nominal thickness (2 oz. clad), 7.5mm wide and 100 mm overall length. Device designed to be mounted with marking facing up. Device designed to carry rated current for 4 hours minimum. It is recommended that device be operated continuously at no more than 80% of rated current when in a +25°C ambient, with further derating at elevated ambient temperatures. Specifications subject to change without notice 0.0010.010.111010001101001000TIME IN SECONDSCURRENT IN AMPERESC1T - TIME CURRENT CHARACTERISTIC CURVE1.5A11.75A5A4A3.5A3A2A0.75A1A6A7A8A2.5A1.25AType C1T 3 / 4 Bel Fuse Inc. 206 Van Vorst Street Jersey City, NJ 07302 USA +1 201.432.0463 Bel.US.CS@belf.com belfuse.com/circuit-protection © 2023 Bel Fuse, Inc. Rev. C1T May2023 Environmental Specifications High temperature storage MIL-STD-202 Method 108 Temperature cycling JESD22 Method JA-104,Test Condition B Biased humidity MIL-STD-202 Method 103, 85C/85% RH with 10% operating power for 1000 hrs. Operational life MIL-STD-202 Method 108, Test Condition D Resistance to solvents MIL-STD-202 Method 215 Mechanical shock MIL-STD-202 Method 213,Test Condition C Vibration MIL-STD-202 Method 204 Resistance to soldering heat MIL-STD-202 Method 210,Test condition B Thermal shock MIL-STD-202 Method 107 Solderability J-STD-002 Board flex(SMD) AEC-Q200-005 Terminal strength AEC-Q200-006 Electrical characterization 3 temperature electrical Soldering Parameters Shock Resistance MIL-STD-202G, Method 213B, Test Condition 1 (100 G's peak for 6 milliseconds; Sawtooth waveform) Vibration Resistance MIL-STD-202G, Method 201A (10-55 Hz, 0.06 inch, total excursion). Salt Spray Resistance MIL-STD-202G, Method 101E, Test Condition B (48 hrs.). Insulation Resistance MIL-STD-202G, Method 302, Test Condition A (After Opening) 10,000 ohms minimum. Solderability MIL-STD-202G, Method 208H Resistance to solder Heat MIL-STD-202G, Method 210F, Test Condition C. Top Side(260℃,20 sec) MIL-STD-202G, Method 210F, Test Condition D. Bottom Side(260℃,10 sec) Thermal Shock MIL-STD-202G, Method 107G, Test Condition B (-65℃ to +125℃). Operating Temperature -55℃ to +125℃ Moisture Sensitivity Level 1 (According to IPC J-Std-020) IR Reflow Profile (IPC/JEDEC J-STD-020D) Preheat & Soak Temperature min (Tsmin) Temperature max (Tsmax) Time (Tsmin to Tsmax) (ts) 150℃ 200℃ 60-120 seconds Average ramp-up rate (Tsmax to Tp) 3℃/second max. Liquidous temperature (TL) Time at liquidous (tL) 217℃ 60-150 seconds Peak temperature (Tp) 260℃ max Time (tp) within 5℃ of the specified classification temperature (Tc) 30 seconds Average ramp-down rate (Tp to Tsmax) 6℃/second max. Time 25℃ to peak temperature 8 minutes max. Lead-free Wave Soldering Profile Wave Soldering Parameter Average ramp-up rate 200℃ / second Heating rate during preheat typical 1 - 2℃ / second Max 4℃ / second Final preheat temperature within 125 ℃ of soldering temperature Peak temperature Tp 260℃ Time within +0 ℃ / -5 ℃ of actual peak temperature 10 seconds Ramp-down rate 5℃ / second max. Specifications subject to change without notice Type C1T 4 / 4 Bel Fuse Inc. 206 Van Vorst Street Jersey City, NJ 07302 USA +1 201.432.0463 Bel.US.CS@belf.com belfuse.com/circuit-protection © 2023 Bel Fuse, Inc. Rev. C1T May2023 Fuse FGNO Explanation 0685 T [XXXX] -XX 0685T=C1T; [XXXX]=Ampere Rating; XX=See Ordering Information as below Fraction Decimal Milliamps Bel FGNO[XXXX] Fraction Decimal Amps Bel FGNO[XXXX] 3/4 0.750 750 0750 1.0 1 1000 1-1/4 1.25 1.25 1250 1-1/2 1.50 1.5 1500 1.75 1.75 1750 2.0 2 2000 2-1/2 2.5 2.5 2500 3.0 3 3000 3-1/2 3.5 3.5 3500 4.0 4 4000 5.0 5 5000 6.0 6 6000 7.0 7 7000 8.0 8 8000 Mechanical Dimensions Ordering Information Packaging Packaging Tape & Reel Packaging Specification Quantity Quantity & Packaging Code 8 mm wide tape with 7 inches Diameter reel EIA Standard 481-E 5000 0685TXXXX-01 Specifications subject to change without notice
https://www.littelfuse.com/media?resourcetype=datasheets&itemid=545bf502-c624-4172-b0a0-3a8c5f3d65be&filename=littelfuse-fuse-215sp-datasheet | fuses | %PDF-1.4%âãÏÓ1148 0 obj< >endobj xref1148 1780000000016 00000 n0000004725 00000 n0000004885 00000 n0000006713 00000 n0000007343 00000 n0000007816 00000 n0000008450 00000 n0000008644 00000 n0000009282 00000 n0000009837 00000 n0000010395 00000 n0000010896 00000 n0000011327 00000 n0000011412 00000 n0000011528 00000 n0000011707 00000 n0000011746 00000 n0000011812 00000 n0000011885 00000 n0000011998 00000 n0000012113 00000 n0000016967 00000 n0000017323 00000 n0000017867 00000 n0000018370 00000 n0000018774 00000 n0000019173 00000 n0000019750 00000 n0000020008 00000 n0000020096 00000 n0000024109 00000 n0000029568 00000 n0000029762 00000 n0000031362 00000 n0000035373 00000 n0000039434 00000 n0000039903 00000 n0000040281 00000 n0000040692 00000 n0000041093 00000 n0000041498 00000 n0000041678 00000 n0000045105 00000 n0000059657 00000 n0000064309 00000 n0000068156 00000 n0000070019 00000 n0000074563 00000 n0000077658 00000 n0000078053 00000 n0000078450 00000 n0000079041 00000 n0000104154 00000 n0000104195 00000 n0000136340 00000 n0000136381 00000 n0000141009 00000 n0000141370 00000 n0000141601 00000 n0000141685 00000 n0000141742 00000 n0000141987 00000 n0000142071 00000 n0000142128 00000 n0000142248 00000 n0000142272 00000 n0000142351 00000 n0000142428 00000 n0000142506 00000 n0000142630 00000 n0000142781 00000 n0000143133 00000 n0000143202 00000 n0000143320 00000 n0000143344 00000 n0000143423 00000 n0000143547 00000 n0000143698 00000 n0000144051 00000 n0000144120 00000 n0000144238 00000 n0000144262 00000 n0000144341 00000 n0000144417 00000 n0000144494 00000 n0000144618 00000 n0000144769 00000 n0000145123 00000 n0000145192 00000 n0000145310 00000 n0000145871 00000 n0000146123 00000 n0000147040 00000 n0000147308 00000 n0000147870 00000 n0000148124 00000 n0000149488 00000 n0000149529 00000 n0000150498 00000 n0000150539 00000 n0000158693 00000 n0000158734 00000 n0000183635 00000 n0000183676 00000 n0000203130 00000 n0000203171 00000 n0000204535 00000 n0000204576 00000 n0000224360 00000 n0000224401 00000 n0000249753 00000 n0000249794 00000 n0000251478 00000 n0000251519 00000 n0000287029 00000 n0000287070 00000 n0000297318 00000 n0000297359 00000 n0000317008 00000 n0000317049 00000 n0000352276 00000 n0000352317 00000 n0000371965 00000 n0000372006 00000 n0000397918 00000 n0000397959 00000 n0000399337 00000 n0000399378 00000 n0000403307 00000 n0000403348 00000 n0000404301 00000 n0000404342 00000 n0000405311 00000 n0000405352 00000 n0000441338 00000 n0000441379 00000 n0000477287 00000 n0000477328 00000 n0000514303 00000 n0000514344 00000 n0000515297 00000 n0000515338 00000 n0000534792 00000 n0000534833 00000 n0000554617 00000 n0000554658 00000 n0000558587 00000 n0000558628 00000 n0000560310 00000 n0000560351 00000 n0000562033 00000 n0000562074 00000 n0000597301 00000 n0000597342 00000 n0000597420 00000 n0000597498 00000 n0000597622 00000 n0000597771 00000 n0000597890 00000 n0000598039 00000 n0000598125 00000 n0000598249 00000 n0000598398 00000 n0000598522 00000 n0000598671 00000 n0000598748 00000 n0000598826 00000 n0000598950 00000 n0000599099 00000 n0000599248 00000 n0000599325 00000 n0000599449 00000 n0000599598 00000 n0000599747 00000 n0000602589 00000 n0000656421 00000 n0000004520 00000 n0000003932 00000 ntrailer< <4B0EE01DA32D4C19BCBF728AF9F238CC>]/Prev 852100/XRefStm 4520>>startxref0%%EOF 1325 0 obj< >streamhŞ”RMhA}ßÄì®fuó%›s±É¥1MÒÔ6­b•êI›õ$¢ô'èzğ(¢-]z©"Rx‹=´¶ÑTB+¨‚àÉKıéÁ‹z,¤3»¶z¦ğæ›yóæã¦4 üH¿`Ë[`TÜªôú§¯õû×ğ?09,¶Ím5h>©?IÌj�àL´ig(fÇÓÅ¶BûŞ�ÎT6—i­å=£.�É…g¡`@›}^šˆÅ¥ÙNó¾µ5›«eR­‰™£�ã\™Tğcç'}xGR]‰_‘W1˜Sod�‘¦á™ãë¦¤%QÆ´pDT4Ñ2İÅAœÁXÈ §p:ò™ú…A_hœ.‹=ø�^ëNì¦µ´uÛzM/©L4J.n/í[ŒØ;~êm\5è"]İe»£`^£ø€$±ì­Ã2A7ŠèÂY\¥£ÈaĞSÔéØæ©S:”Ò§±ß.VE+Áp`¼ûx$.­€•v¼.ÿkãàp‹Ü÷?_Ÿ�µ>×,}}`ë°¦ÿÈïqsL2�:ékª—ê£<Ú˜Oõ^fUi]IòvŠÅßªëe•5$>Ğ"@´F%¼µVq�¾‰yQ¡Æ?æ§fm@Ípdÿ¦š‡Ùx¯F@²¾.ÀGX‚3endstreamendobj1324 0 obj< >/Filter/FlateDecode/Index[47 1101]/Length 52/Size 1148/Type/XRef/W[1 1 1]>>streamhŞìÑ10Ã°4HF¦\c=t˜€Õ�4mi®<Äƒ‡xğâÁCÿ=�:Èendstreamendobj1149 0 obj< >/Metadata 45 0 R/Pages 44 0 R/StructTreeRoot 47 0 R/Type/Catalog/ViewerPreferences< >>>endobj1150 0 obj< /LastModified /NumberofPages 1/OriginalDocumentID /PageUIDList< >/PageWidthList< >>>>>/Resources< >/ExtGState< >/Font< >/ProcSet[/PDF/Text/ImageC]/Properties< >/Shading< >/XObject< >>>/Rotate 0/StructParents 0/TrimBox[0.0 0.0 612.0 792.0]/Type/Page>>endobj1151 0 obj< >endobj1152 0 obj< >endobj1153 0 obj< >streamH‰\ÔÍ�›0à=OáåÌbDÀ×÷N$)?)‹ş¨i€€“"5f‘·¯'š‘)áXàëÏ�M¾İïö}7¹üÇxmqr§®oÇx»¾�MtÇxîú¬(]Û5Ó£5ÿ6—zÈòÔùp¿Mñ²ïO×¬ª\ş3İ¼Mãİ=­Ûë1>gù÷±�c×ŸİÓïíáÙå‡÷aø/±ŸÜÂ­V®�§Tèk=¦«/Ñås·—}›îwÓı%õù¦â×}ˆ®œÛ1Íµ�·¡nâX÷ç˜U‹ôY¹ê-}VYìÛÿî›g·ã©ùS�YU¦I/ªé»]¥öÛg{™Úåbn§KÊ�9 ¿2¿"/™çç7Ìä-3ê–;æ2ÇL—”9^ºd•çXcù‚¹@.™KdÏì‘…Y�ió°yeVdc6dš=Ì�f³_3¯‘é÷ğ=�Ğ#ğ=�Ğ#ğ=�Ğ#ğ=�Ğ 0ƒĞ 02¸†‚5®¡`…k(XÃ@g€3Ğ`´Øm¶@[€-Ğ`´Ø”óUÌWYSQSYSQSYSQSYSQSõ±‡�¹şŠõWÖ×¹>ç>ï1å¦óUÎwŞ‹Êù*æ«�}Šùêc�bÏçn˜»Ñl0Í³Ñl0Í³Ñl0Í³Ñl0Í³Ñl0ÿ/ÃÿµD�rQb¬¥Î¹ÀXÚ6°mø¦ºàP>N�gz‹¸�³ß¼�c:öó«f>ï8é]?ŞFÃup©¾Ù?ûm<endstreamendobj1154 0 obj< >endobj1155 0 obj< >endobj1156 0 obj< >endobj1157 0 obj< >streamH‰\“Ín£0…÷<…—í¢‚€}o+!¤4i¥,æG“™ à¤H ‡,òöããu¤AˆëÃwÁÎ7»ín“ÿS·÷‹9cüeº†Î›ƒ?c¶*M?tËı.]»s;gyœ¼¿]Ş�Ç)«k“ÿŠ/K¸™‡u?üc–ÿ½Ãx26ûG“ï¯óüéÏ~\LašÆôşƒ¾µó÷öìM�¦=íúø¦XnOqÎ¿Šß·Ù›2İ¯(ÓM½¿ÌmçC;�¦VñhLı�&ócÿßs'œv8vmÈêÕ{,.‘x¾4Y]é>‘Ù�ŸÉÏàrª_“×àyŞ’·à7ò[äj•8‘Kræ»*¼«bf…LËz‹zËz‹z[‘+°%[0s,r¬�LKKggKggKggËo‡¬vü>ßÇÑÍÁÍÑÍÁÍÑÍÁÍÑÍÁÍÑÇÁÇ)Y#s9ÂA�0G�#Ìä{ô(rÿ`fJÊd¿‚~…ı¦ÿ+¯äW0{ô.ì]Ğ»°wAïr_è]Ù»¢w¥§ÂSé©ğTz*<•�O¥§ÂSé©ğTz*<•�Oåˆñ}µb9Ç]g¾öJw!n“´5ÓşÀÎFÿµ{çi6qÎì¯—ñnendstreamendobj1158 0 obj< >streamH‰\“Ûjã0†ïõºl/ŠÏ£ŒÁ$-äb4İpl%kØØFq.òö;¿şĞB�>E3Ò§É$Ùì¶»i\mò;ÌıŞ¯ö8NCğ—ùzoş4N&Ëí0öë}?ûs·˜D“÷·ËêÏ»é8›º¶É».^Öp³í0ü£I~…Á‡q:Ù‡?›ı£Mö×eùçÏ~Zmj›Æş¨ıè–ŸİÙÛ$¦=í]×Û“æ¦E¦Üoó8Ï(ÓÏƒ¿,]ïC7�¼©S}[¿éÓ?ßÖË‚i‡cÿ·¦ÎŞ48MEô}iL�§q®ƒò†¼oÉ[ğ+ùÌ¦L]0·@n‘‘3pNÎÁ¹·äV¹,#ë ,d;²¿�áYÒ­„[Ås+œ[ñ¬gU¹sÿûİnÂxA¼0^/Œ—Og�³È½^`ºÜä™ü¦g¬§ğ�‚;�ÎÂzê)¬§ �rÿ=POÇ{9ÜËÑÓÁÓÑÓÁÓÑÓÁÓÑÓÁÓÑÓÁÓÑÓÁ³¥[·-¿×�rï´Œv¶ıìÇş‚¶blÿØƒè¾qòŸÿ�e^¬fá5ÿ¨Óendstreamendobj1159 0 obj< >endobj1160 0 obj< >endobj1161 0 obj< >endobj1162 0 obj[/Separation/PANTONE#20348#20C/DeviceCMYK< >]endobj1163 0 obj[/ICCBased 1204 0 R]endobj1164 0 obj[/DeviceN[/Black]/DeviceCMYK 1205 0 R 1207 0 R]endobj1165 0 obj[/DeviceN[/Cyan/Magenta]/DeviceCMYK 1208 0 R 1210 0 R]endobj1166 0 obj< >endobj1167 0 obj< >endobj1168 0 obj< >streamH‰¬WYoG~ç¯èG0[}A@–dc{�ˆÁ>¬…¦lfuY’mèßç«êîá%‘£E @ÓÅî®«ëøêËäàõ±Ÿn&J,Ş¼:WâÅåä×ÉÁáõíúôdy+~üñàŸâàÍÉİå×[ñÓOÏ_‰Éó�ÓŸÿ#š,ôé—Åé$ğf^yiLÖÂzé¢Ëbq>™~0^£ŒoÖ··«³Ó¯7«gâç‹¥œ-şœ¼\L^¾…ˆ½4Î©ŒµÂ$išŒã«ÕrıAÙ¸<¹]_^Üˆ“ë•¸ùúÇŸ+0¼½ËÏ'ŸVâûúö3q½¸¼]/WRü_x¤²–lÚ(ğÛêÛúfõññú…Z(`Ô€ıñÕÉ±~MÄtu1ÿıxvğöèç`º¢]ñ³Ş‰¨ƒ´É�€O�öÇïÅñêz½ºy&ük"\z~şL,fšˆéú¦5sòI¼‚ƒgÿYüc#ûO~tŒ·ÇGï&:‰ï¢‹ƒ/ø¹<-$z«eğÑŠå9¿øùÄ8‹ïÙä˜‚äqô½PQ*]Bd®¤Jbñ]dŞËÂg™“†TeV0˜­<œÁ¨é'ş¿ºXŞ‰Ã««ë™ñbzÉ¿}›9ü?9»¹oàò†¼Y^LÈ¥sÜá™¹v2ç$®W�Ç3İ®†ƒµïïc¤õİ�èà�şşéDÉ�ep,5)YZÓ—Rw;)İ~“R4)İ>X»¤•³2šãº×øv»•mİ®\»]bŠ©S×ÈzLË^§lÛmLËvSµí‚©ÍŠˆ™Ö½Ç˜Öím¦§-„d¿Àá¾Æ«¹¯6x©Ü&ZY‰®›“U™­ÃU«ûÇY;]¶oEÛ…ç¤¢a·%ÒûhÂ†¥¶LH°Geî½Ó÷Í0y9œbé�ûÇuH��d¥ARôËRÅ´Û˜¡Œ¡¸2^4k3ÒàíÃûÌE…4TõXïV½/`¿­cElÂHS·ï3Õ ‡�(.îÖÜ?éYÇŠ Sq6�ÍêíÃûLEeWjèr#ã®Wİ°ßÔ±"6y¤©[‡÷™ªª×“Lİ°ßÔ±"ÈTee�«[‡÷˜j³¼x’©[öš:ZÄ¦%�lK[‡÷™ŠÌSLİ°ßÔ±"ÈÔ86z'÷‰Ækò–Şß¥óS,ÜÍĞ5İÍPõ]Dş1Š�dÌÔ–c7İ¸Cû¸\Û“Ûh u€u¿G„xµ>[‰w_ÏÿX]�çglDXÜw~µ¾�YÂÅÓ•ø¬Šä¡¨WëO_1“Aó÷�ÿÁû³“åêãëë“«Ïë¥À®¼Á×†ƒ'¦#xš°�Ë¨T—1Ê˜”.EÂ1<•½?¦è,[�$ë('Ó—u0û2‰ˆ‡Œ¾1g9¡1µAÉ(ü_â¢“NÏ�çÄÛ>Ğ‡y,7&ÛBiÆ©uFXÂ9&ËÆœvÔ(şñ3Ş¾gÍm¿’kuš¢�c‹c0e¡§.–d.¯6á¨ÑÇ¦Îª:€2Ì3ü¦ïf€Wxºç3‹òü§YR%5#Ô)¦ffø«f°@Lıl>81ŸÍ³tÎDµÀWÏ‚-çæ¦ĞÑs%úıùØĞ‹ƒƒ)ƒ¤2ïèÑ]ûVLE}Ñ}¼SŸ·T¨@ÕU´ê¹ÊRÌ`s)À�WñŒ[~�q�¬43Õ¼âÉZá&Ë^0t`nÉ½p—ÓÅ_¸ÉşBöÙP†y‹¶U¸¾ë»¼Ûw.IBÜŠ=Ó‰8æØb-©~8VªVU»šÆĞ‡Üq—X @Š©mæVùP'4ëùòpg%ÑúñR¢{¥É«"' n‘ìV—OvÔ’šì­¸o’EƒœGŸé#C%æƒš¦a]JñŒLÇóât¥–“9dš¤»mMOèîVRñÉ²n;åŞ€kÇ´ˆ,¤ª7s)¥vª­!‰›#ğ(¦ÑŸ\À-z+Ø ZÔÏ·¶Õ½"ëân‚ª�jF©Ç��’�¢Ò�¢Ë�¸Tš.gQ¯ân‚ª�(ÀEüP�“o¡Êš¸˜.•DÑ†¦©¬ïF•RmµtS%áÂWc`Ó8j�‹�2³7HqMy³â²€ÅÈìS¦8m‘óAÑâ#~áX_µ²°äE.w"Õƒæ‚­k¾nù—Lß[„Ûë.]¶#âgIäß¸Ëïü Fg¯EcZQ¤U¿(é´EØØèæC•�Ú”„E­ËE…8ƒÚµ¶‘ö{–Ëçƒ´™R©oQUk�ÛSñI¡RóofljàüÉh–1Ã„È¡¦â€•¦¤Òc1;A˜J±Õ Š jDp—k¡WoæZå> ÉXgJBÑ Ùƒ¡‘ÀfzC%‚È‹çUv]õ8+çÂ}ÚÊhÑ‘2¡%ƒ!�%ëvºªT©%ëÆ†1vğÌ±�êh°¦Z\hğOšİãSG%ôGF’ò«Ş´M.¯—T_²2…:k”—*¤�ğ�D©t¾’€,(E�«Ywr™BH&®ctA¶Í&Ø`^±½x0İ··£iI��S_"Ş:uD'¶�Y_/yÔlÑÙ�‹“yA"1Å˜�‘éĞG¦%çÔ½È`eêº“Æ”.ƒn½ƒg÷>wfªsq¥;'#(4�Qí¦GN÷�Æ+Àb LÅúdrª~�µˆÒÓ&†òûÌ}µçnÂtê1¦nnïÑE�³v¼O(7>0ÍÃ%SÔ JhMß(Ğœeà&-XûP¹´´c‚¼ß˜�œ�i �^ğ1êQ§>”6¤=¬à& +„F�ê4RÑ‹®‘êÑÓL«Ş‰±§*©‡A‘+€ùßª�Qer«^:tW<(�)Ô «¿?l®K ïèx0jOÃE¿0”fı(Ş:¡ÏS�u¢zâbôƒSš5•AZ¬ƒ¥D¯¬iÈH-jíšVFëe†¯Û=îàm�‡Ó=+ÚEã4�œkMÃñ<ùÊ¢/µNû­Òv?Ò1îq¤cH'æîãâqÑ_BŒZ÷aNF{&w=Ö&3˜ªğ†Vs£É�œ6¨'PUv¶#P�eÈf³GSˆ€OGX´úe�ˆçÒGMBGZêLıÃºÚç4·ïx�áu„'ˆ'ÈHH>Gò4.ó”ÑÊğ�Éoˆ”Cmœ�:sDC!††z�):të
https://www.littelfuse.com/media?resourcetype=datasheets&itemid=5688ddaa-f0db-4dd2-936d-4e678e1f8f31&filename=littelfuse_fuse_505_datasheet.pdf | fuses | Axial Lead & Cartridge Fuses Datasheet© 2023 Littelfuse, Inc.Specifications are subject to change without notice.Revised: GD. 10/16/231505 SeriesLead-free 3AB, Fast-Acting FusePbRoHSThe 505 Series is a 500VAC/VDC rated ceramic fuse with a 20,000A interrupting rating in a compact 6.3 x 32mm package. Suitable for circuit protection in high energy applications.Agency ApprovalsAgencyAgency File/Certificate NumberAmpere RangeE1048010A - 30ASE-S-2300703 10A - 12AT5026910801*15A - 30AJ50521465 **15A - 16AN/A10A - 30AFeatures & BenefitsApplicationsElectrical Characteristics for Series% of Ampere RatingAmpere RatingOpening Time150%10A - 30A30 minutes, Maximum200%30 minutes, Maximum300%10 seconds, Maximum ■ Available in cartridge and axial lead form and with various lead forming dimensions. ■ RoHS compliant and Lead-free ■ Interrupting rating of 20,000 Amperes ■ Compact form factor of 6.3mm x 32mm ■ Recognized to UL/CSA/NMX 248-1 and UL/CSA/NMX 248-14 ■ Conforms to EN 60127-1 and EN 60127-7 ■ Uninterruptible Power Supplies (UPS) ■ Three-Phase Power SuppliesAmp CodeAmpere Rating(A)Voltage Rating (V)InterruptingRatingNominal Cold Resistance (Ohms)Nominal Melting I2t (A2 sec)Agency Approvals010.1045020kA@450VAC1000A@250VDC0.016791xx-x010.*10500200A@500VAC200A@500VDC0.016791x--x012.1245020kA@450VAC1000A@250VDC0.0117192xx-x015.1550050kA@500VAC20kA@500VDC0.007368x-xx016.165000.007368x-xx020.2050030kA@500VAC20kA@500VDC0.0056140x-xx025.255000.0048210x-xx030.305000.0038280x-xxElectrical Characteristic Specifications by ItemNotes: 1. 20kA @ 500VAC and 20kA @ 500VDC interrupting rating available for TUV certification of 30A2. *200A @ 500VAC and 200A @ 500VDC interrupting rating available for 10A. Add suffix “500”. Example: 0505010.MX500P, and 0505010.MXE500P”Additional InformationFor recommended fuse accessories for this product series, see ‘Recommended Accessories’ section.DescriptionResourcesAccessoriesSamplesNotes: * Conforms to UL 248-1 and UL 248-14** Conformos to EN/IEC 60127-1 and EN/IEC 60127-7Axial Lead & Cartridge Fuses Datasheet© 2023 Littelfuse, Inc.Specifications are subject to change without notice.Revised: GD. 10/16/232505 SeriesLead-free 3AB, Fast-Acting Fuse0.0010.010.11101001000100000.010.1110100100012A15A20A25A30A16A10ATIME IN SECONDSCURRENT IN AMPERESSoldering Parameters - Wave SolderingDwell Time0204060801001201401601802002202402602803000102030405060708090100110120130140150160170180190200210220230240Time (Seconds)Temperature (°C) - Measured on bottom side of boardCooling TimePreheat TimeTemperature Re-rating CurveAverage Time Current CurvesWave ParameterLead-Free RecommendationPreheat:(Depends on Flux Activation Temperature)(Typical Industry Recommendation) Temperature Minimum:100° C Temperature Maximum:150°C Preheat Time:60-180 secondsSolder Pot Temperature:270°CSolder Dwell Time:10 seconds MaximumRecommended Hand-Solder Parameters:Solder Iron Temperature: 350°C +/- 5°C Heating Time: 5 seconds max.Note: These devices are not recommended for IR or Convection Reflow process.Recommended Process Parameters:Note: Rerating depicted in this curve is in addition to the standard derating of 25% for continuous operation.Axial Lead & Cartridge Fuses Datasheet© 2023 Littelfuse, Inc.Specifications are subject to change without notice.Revised: GD. 10/16/233505 SeriesLead-free 3AB, Fast-Acting FusePackaging OptionPackaging SpecificationQuantityQuantity & Packaging CodeReel Size505 SeriesBulkN/A1000MXN/ABulkN/A1000MXEN/ABulkN/A1000MX52LEN/ATubeN/A1500DXTN/APackagingProduct CharacteristicsMaterialsBody : CeramicCap : Nickel–plated brassLeads : Tin-plated CopperTerminal StrengthMIL-STD-202, Method 211, Test Condition ASolderabilityMIL-STD-202, Method 208Product Marking Cap1 : Brand logo, current and voltage ratingsCap2 : Series and agency approval marksOperating Temperature:–55ºC to 125ºC.Thermal Shock: MIL-STD-202, Method 107, Test Condition B (5 Cycles -65ºC to +125ºC).VibrationMIL-STD-202, Method 201HumidityMIL-STD-202, Method 103, Test Condition A: High relative humidity (95%) and elevated temp (40ºC) for 240 hoursSalt SprayMIL-STD-202, Method 101, Test Condition B0505 xxxx M X ESeriesQuantity CodeM = 1000Amp CodeRefer to Amp Code column ofElectrical Characteristics TableOption CodesE : Axial Leaded52LE : 52mm lengthOthers : special options. Please call Littelfuse for detail.Blank : CartridgeLead-FreePackaging CodeX = FillerPPart Numbering System505 000P Series(cartridge)505 000P Series(axial leaded)6.35±0.3 (.25")32.72±1.12(1.288")31.75±1.12(1.25")6.985±0.3 (.275")Axial Lead Diameter:0.81±0.05 (.032") for(10A - 16A)1.02±0.06 (.040") for(20A - 30A)Axial Lead Length:38.1±3.15 (1.50") TYP.52±1 (2.0") for long leadAxial Lead Material: Tin-coated copperDimensionsMeasurements displayed in millimeters (inches)Recommended AccessoriesAccessory TypeSeriesDescriptionMax Application VoltageMax Application AmperageHolder150322In-Line Fuseholder50015Block354Low Profile OMNI-BLOK® Fuse Block60030359High Current Screw Terminal Fuse Block 30Clip122High Current Traditional PC Board Fuse Clip 100030101Rivet/Eyelet Type Fuse Clip100015Notes: 1. Do not use in applications above rating. 2. Please refer to fuseholder data sheet for specific re-rating information.3. Please contact factory for applications greater than the max voltage and amperage shown.Disclaimer Notice - Information furnished is believed to be accurate and reliable. However, users should independently evaluate the suitability of and test each product selected for their own applications. Littelfuse products are not designed for, and may not be used in, all applications. Read complete Disclaimer Notice at: www.littelfuse.com/disclaimer-electronics.
https://www.littelfuse.com/media?resourcetype=datasheets&itemid=990f7193-d9a2-48e4-b760-2b43514249cf&filename=littelfuse-fuse-215-datasheet | fuses | %PDF-1.7%âãÏÓ95 0 obj< >endobj xref95 1240000000016 00000 n0000003378 00000 n0000003505 00000 n0000005584 00000 n0000005625 00000 n0000005763 00000 n0000005902 00000 n0000006041 00000 n0000006512 00000 n0000007034 00000 n0000007470 00000 n0000007726 00000 n0000008199 00000 n0000008391 00000 n0000009036 00000 n0000009605 00000 n0000009689 00000 n0000009726 00000 n0000009813 00000 n0000009927 00000 n0000010039 00000 n0000010154 00000 n0000010238 00000 n0000010887 00000 n0000011312 00000 n0000011788 00000 n0000012388 00000 n0000012795 00000 n0000013263 00000 n0000015776 00000 n0000018983 00000 n0000019453 00000 n0000019974 00000 n0000020437 00000 n0000023561 00000 n0000025390 00000 n0000025522 00000 n0000025714 00000 n0000025964 00000 n0000028939 00000 n0000032130 00000 n0000035298 00000 n0000035791 00000 n0000038350 00000 n0000041636 00000 n0000042196 00000 n0000045305 00000 n0000049241 00000 n0000051890 00000 n0000054741 00000 n0000055063 00000 n0000059879 00000 n0000060212 00000 n0000060504 00000 n0000067559 00000 n0000067598 00000 n0000072644 00000 n0000072986 00000 n0000073354 00000 n0000073731 00000 n0000074311 00000 n0000074676 00000 n0000074746 00000 n0000074830 00000 n0000085264 00000 n0000085527 00000 n0000085690 00000 n0000085717 00000 n0000086018 00000 n0000086936 00000 n0000087202 00000 n0000095356 00000 n0000095395 00000 n0000120296 00000 n0000120335 00000 n0000121299 00000 n0000121338 00000 n0000125267 00000 n0000125306 00000 n0000126988 00000 n0000127027 00000 n0000130547 00000 n0000130586 00000 n0000131552 00000 n0000131591 00000 n0000133273 00000 n0000133312 00000 n0000134276 00000 n0000134315 00000 n0000135284 00000 n0000135323 00000 n0000136687 00000 n0000136726 00000 n0000156510 00000 n0000156549 00000 n0000157913 00000 n0000157952 00000 n0000185979 00000 n0000186018 00000 n0000221245 00000 n0000221284 00000 n0000225213 00000 n0000225252 00000 n0000244706 00000 n0000244745 00000 n0000245714 00000 n0000245753 00000 n0000280980 00000 n0000281019 00000 n0000284539 00000 n0000284578 00000 n0000304032 00000 n0000304071 00000 n0000305037 00000 n0000305076 00000 n0000324860 00000 n0000324899 00000 n0000352926 00000 n0000352965 00000 n0000356541 00000 n0000416650 00000 n0000416794 00000 n0000416937 00000 n0000002776 00000 ntrailer< <032A992989FB497F98731B30294E5C0C>]/Prev 773220>>startxref0%%EOF 218 0 obj< >streamhŞ”’ÏkAÇ¿o“l²;³Í�Mš„¦ô�ØmÒ´6êV-‹—BIRô²øÛ*U5Ú*ö"¼ˆ=¤TDE�(�¤/ÄƒÕƒHëŸàL6A/¾axó¾ï3_†™X~•`¢&TàE`9‹KN~/ .¼hÃE¼#�˜,Ö©FIĞğqm&İ�Ú”ÉööXù¾¡ş�-ƒ…­Û¶ÛÅœ*PÍôÇ:ƒ<‘¼P½tŞWK�3"ñ(»˜É¬_bC}¹BoŞ*jM_.¦}Ò7ÊâÆå¹Ùtª[»®y‰¬b®}eciÏ™«­ø­ª�3ıK¬¹Rx°ì8È-’Âf©íPk_‹èí»şVä³b^iÒ]¼èÀ)Lb’^Ò:İÄz…ºrTIÃ†��¨`ã°•“t�Ş(»¨JÏµ§ü85h�ó¤_ÇÔñ‰Íñ¼LËÚ*o(1®Ëú0P&ò„Hëš7oÑ£e3�Â‚�½‡ïç¦ˆgë^ƒê÷,€‡ÁÕip£.êEw-uÏpŸ¾?çæÁçk.?òÙíËZîkÖ‹.+9ãã·G8�)T£¯¸‹Ü'CŒUÜÀÍÒ<­ıëwŒƒİù ²·ù·¡ÉKş{÷>±[æŠÀ¶KÌ°¥ÑVıì§Ü•¦úendstreamendobj96 0 obj< >>>endobj97 0 obj< /LastModified /NumberOfPageItemsInPage 6/NumberofPages 1/OriginalDocumentID /PageItemUIDToLocationDataMap< >/PageTransformationMatrixList< >/PageUIDList< >/PageWidthList< >>>>>/Resources< >/ExtGState< >/Font< >/ProcSet[/PDF/Text/ImageC]/Properties< >/XObject< >>>/Rotate 0/Tabs/W/Thumb 88 0 R/TrimBox[0.0 0.0 612.0 792.0]/Type/Page>>endobj98 0 obj[99 0 R 100 0 R 101 0 R]endobj99 0 obj< >/Border[0 0 0]/H/N/Rect[73.5141 465.093 111.034 399.395]/Subtype/Link/Type/Annot>>endobj100 0 obj< >/Border[0 0 0]/H/N/Rect[151.868 463.682 201.051 399.395]/Subtype/Link/Type/Annot>>endobj101 0 obj< >/Border[0 0 0]/H/N/Rect[237.658 465.093 283.631 399.395]/Subtype/Link/Type/Annot>>endobj102 0 obj< >endobj103 0 obj< >endobj104 0 obj< >endobj105 0 obj< >endobj106 0 obj< >endobj107 0 obj< >endobj108 0 obj< >endobj109 0 obj< >streamH‰\“Í�£0„ï<…�3‡v;#!¤L²#å°?Úì>'‹´DÈ!o¿].4#-ø³ ËUØ�îûÃĞ/&ı1�í1,æÜİnã}nƒ9…K?$yaº¾]ÖY¦¶×fJR->>nK¸†ó˜T•IêËÛ2?ÌÓ¶Oá9I¿Ï]˜ûáb�~ï�Ï&=Ş§éo¸†a1™©kÓ…³}m¦oÍ5˜4–½:}ß/�­ùüâ×c¦ˆóœfÚ±·©iÃÜ—�T™^µ©Şõª“0tÿ½w–�ÎíŸfNªü‹~œe"zïj�¿Î_u^dq®ƒ²#;°�¼!oÀ¯äXûF~ïÉ{0×Ô!©Jê—Ğ/sr.È˜ë–X·äZ%Ö*·ä­²e­E­e­E­-É%Ø’-˜šš–Y,²Xê[è[f±Èbwdü#Ë,Y,³Xd±üw:$•c.‡\�Ş¼9zsğæèÍÁ›£7o�~ü8OöÊB��PG #Ôèu:ÂŒ‚Œ"ë¾‚©)Q“yy…yã¾÷N°wÂìñ¦³²Ëzv�]Ösƒì�Ù=²{úôğééÓÃ§§OŸ�>=¦zúôğééÓÃ§§OŸ�>uÀ_O2�ºv¤ùè£ö>ÏÚB±mcï kú!¦tö4NF«p'ÿ3òö»endstreamendobj110 0 obj< >endobj111 0 obj[/ICCBased 142 0 R]endobj112 0 obj< >endobj113 0 obj< >endobj114 0 obj< >endobj115 0 obj< >endobj116 0 obj< >endobj117 0 obj< >streamH‰\ÔÍ�¢@à=OQËîE°nİÛ&ÄÄŸîÄÅüdœy…Ò!� ½ğí§Çô$c¢‚Åır”Ê·ûİ¾k'—ûú'wn»fŒ·şc¬£;ÅKÛeåÂ5m==ÎæÏúz²<->ÜoS¼î»sŸU•Ë¤‹·i¼»§uÓŸâs–›8¶İÅ=ıÚ�]~ø†?ñ»ÉnµrM<§}9_�×èòyÙË¾I×Ûéş’ÖüûÆÏûİb>/‰©û&Ş†cÇcw‰YU¤×ÊUïéµÊb×üwİ–\v:×¿�cV•ïéËE¡šŞÛUV-Šù<RÌù•ùyÉ¼D^3¯‘7Ìä-ó¦Ïóù�ù™³Ó!«<çzÌõ%s‰¼`^ {f�,Ì‚L§‡Ó+³"³!Óïá÷ô{ø=ı~O¿‡ßÓìaÚ6¡M`Ú6¡M`Ú6¡M`Ú6¡M`Ú6¡M`Ú6¡M`v+èVè”ÙÉnİ»tèğšÌ�æs 9Àh0šÌ�æs 9À8+`–²E?ÊYŠYÊYŠYÊYŠYÊYŠYª�ÿ"2g)f)g)f)ûQô£ìDÑ‰²“ù?¬ìDÑ‰²E'úø¯ÃiìÄĞ‰Ñl0Í³Ñl0Í³Ñl0Í³Ñl0Í³Ñl0SÃoºÄ=EçR™1kMóæ�87\›x°O0ñ´¹Ïı£şÇ´uÌÛÕ¼g`·h»ø¹£ıàÒ*¼³¿,ô(endstreamendobj118 0 obj< >endobj119 0 obj< >streamH‰\’Ïjã0‡ïzÛCñ¿x¦ci9t[6ÛpìIjhd£8‡¼ıÎèº°[ŸĞŒôy4Ùfû¼ãâ³�8õ;YüaC”ót‰½ø½ÇàŠÒc¿ÜféÛŸºÙeš¼»�9mÃarMã³ßºx^âÕß­‡i/÷.{�ƒÄ1ıİçfwï³İe�¿å$añ¹o[?ÈA7zëæ_İI¦–Ò¶ƒ®�ËõAsşEü¹ÎâË4/ ÓOƒœç®—Ø…£¸&×§õÍ«>­“0ü·^1Òö‡ş«‹®)^58Ï‰ô}j]Sæi®ƒò¼1~¿#G×Tˆ¯,¾*À…q.�+pe¼¯•W«Ä:(3˜�ŸÀæ³‚ÃÊjìYÛ�5ö¬mOÂ¹dçbÈb1”bpÙYTƒkcºı¿1ÈèühŸT‚?™?Á�Ì�P²úĞ­¦VF}ØêÃpcsc¸±¹1ÜØÜnln767†›Û>:ØßnÒ®Z;ÒÿôQ‰Q[(µmêëš1ÈOgÏÓì5Ë^÷W€—¸ÄÓendstreamendobj120 0 obj< >endobj121 0 obj< >endobj122 0 obj< >streamH‰\’ÍnÂ0„ïyË¡$�]¤‰B+qè�Jû!Yh¤âD&xûîd•j)ñgyf=²7]mÖ›Ğ&}�]½•ÁìÛĞD9uçX‹ÙÉ¡É,3M[×Õø¯�UŸ¤jŞ^Nƒ7aß%eiÒİ<ñbî–M·“I’¾ÅFbæîkµ�˜t{îû9JÌÔ,¦‘½z©ú×ê(&m÷›F÷Ûár¯�?Åç¥“�ëÃÔ]#§¾ª%Vá I9Õ±0å³�E"¡ù·Ÿ{Úvûú»ŠI™A<�ê¤¼$/Á�äGğŠ¼¯Ékå¦6²NÊ9çälÉÌú9ê[z-¼–^¯¥ŞBoy®Å¹ö‰ü¤\P_@_ğ¬g9Öt¨é¨qĞ8jÜ¨a}‡ú® `Gv`OöàòxN�ƒ™Í!›ã�8Ü‰cN‡œî™¬QzŞ³Ç={fóÈæ™Í#›g6�l�Ù<²yfóÈæ™A'<îõñÌÚ�æÖCõ9FmŸ±eÇ¾AÇ´An]İw½Q¾äW€�îÃóendstreamendobj123 0 obj< >streamH‰ÔWÉnI½×Wä‘“¹/}³eY3İ–a[ú04èeÉĞfI¶à¿ï¹«H‰]¾y@ ˜Kä‹=2òk³8:ìó}#ØòÍâõ•`¯nš÷ÍËe³8ÀFwÏDú±ûîšh%Ñ.–ò/Á$[�5.í:f…ãJIÍ´åÊ:¶¼jf••L%Ù›‹‡‡õåÙ·ûõ¿Ø®;Ş.¿4s©¸’Í%WlyÚÌNn×İÅG¡}·z¸¸¹¾g«»5»ÿöéËº{`7¬;_]^³Ç‹‡ó›oìúæá¢['( imIk�°>¬¿_Ü¯OcG¯8“r¡ÅBI"%Ñe=$ÑÓÂ@tQ÷!I�H—ÍW˜åó¶‰d6¡ÈŞ.‰@+Áµ÷ÌyÇµ1LFhhYäQ)v·nÎšÅ»ËU·>=º[İ�_tlq¦ ØËW¬9<ÆGKœ“ù¼�)Í¥bĞN™Ï�åbf–hbŒDÑüÉ®³ëNH?nµÄW+ÆNŞ6g#{d†ƒ��ÜèÊöKüä€áI…1NÒfTÅŒÜZ“M™FZW�0.ÈûdÑ7ÿ>!Í¦TUä�5¿b@’iHÆYYˆÚ]¥ÃW�â6ÌrÇq%c˜!²®IÏ½Ğ,“f'ˆòß5óáò¦@>áÌæ•)ı:xãış”¾'XzVeG�Üõ´îÖp£àœ®šd©ª6×\!Ì �³��ÚlıArD¯ËRòàB´LI�:.;ùØ¬‡ÌóT”c<v‘akØ�uTŞ¸¬¤²~KII1‰£É)Å7ƒ?x°ª_†"ùVN–YU‘Æy#Aõ€™]�ŠLŸ<OÉPÓ¡¯ˆÈ�óiBMíÀîæÒ(›3!RiB&¼ûÔçÁ„Øøy›Ãµ…œÜE¯660vdù{9Rg+»ç…ğ‘Å™��é†*ˆ"Mş;{Ñ*ÁfŸÓw}İı`/noïZ(<»Ikß[ƒïêò¾ıßòwRåIŒ¯Qé2?Ô4¦ƒ§`ÚÁs�Ô×¸=êjD¥Šı�±"Më®�[aêöøDä+¾¸DÊğ{>A¢vª�WÙ©¼6»=¿BÑóZ9Ï•ÑÚhn7Ğu§Bov+t¥è¡�e%\¶@Üºìôêw{èB±±ÒĞÒiŒJĞ±³‘ºîTèÍn…®=ô€ qšP}ŠRŞûµîlüZw{èB1ğmh�U_�=w¾ºlôÀıf.Ü�â¬Ï¶R‘ó�©(Ëè�WtÇ«W3zX¸ dÎ®iáıôOdI0æ¨óÑ†B îŸçúgR°QZQ'Õ“kjóvH‹4cÒbøgÈåÚÁúA¨gBóµWø1‹êº]›CÓm2WÙ)ï�î×=•÷v$R•¿ğcS4�Î(irgÅ$�wH÷kYµ–ãw\F³_ø1‹)Og4(¡“¢z‡t¯Æ’"Ô�íPj£öùx‡Å�‚Q*¿ ÷Æ˜ï’î×ußx?¥_î‹ê]S4�Îhp—MÒx‡t¿Æx+‰`NãS4�Î(i¬ºE1IãÒı£^:Gw°RnŸğÛ,¦h<�Ñ¦©0S*×.é~�µãÒoâö\è»,¦h<�QÒX ÍtÎOÑx‡t¯Æè…\Œş§‚z‡Ã…§óé{;3EİÊ½Ú:�çÜøº@�{§üºş¼µ¨�kl#�bÊÍ´Mø¬¾½8Û'¶5ØzÏ�Hêr½ş¦Z÷LS‚¦·Ş©*Jıôë/=òQâÔòô©÷áë‹Ë5{ûíêÓú.QÓu-\O~u‹uMÄìÃêšÎq‰I}=.Ş]®ºõéÑİêöü¢c‹ãÅ^¾:`Íá1>PÒ’~±”ayÖà¹êœMŠ”¡VÁˆ+“BŠ¤ÍìİI»üBÍ~ÔlNÏGO2Íi¬¿6Z),Cr…÷şl@:X.a¼şd×Õ’ùİàyÚ°ã‘·ã˜hğÀ[iàÔ¼À<Ç½çPa±Ùµeg^·DZ=Oş{_—Uq›\èĞ‘6iôÈB’! �,‚P#2,õÕÉ™-½İ,›­îÚ¹Vlö€Ã#›]`‡{6;mç‘krçÜ“S şKÎäraF£G0šÃPÙ±Œ±·-À¿luBûƒş�.‚hÉ†l¦Ze¹ÁJG±™ÛH”sâ‹õÃ6 2dëµ é€gÊ?`È11W±×>>)Ğ\ê$Ñ€ğÄROG:ßê$]KÏÃHÂÍ5aŒ"ŠÃ±i E–Fû"N²"�bK%z‹¤Ár•ÁSb›Eš,E-xÉ#ª¤‹…›«rÂ,:±�V ¨Dó{„Œïh3Œ‰E§lÙJš÷–“¦Z�Fcß€–rrÕ*åt}ZÜ÷B2×Ë_0öú×�;0^�DƒòR)FÖIâÉV¥Úğ‚}¤6�ìå7!İ¼6m\*.0çd?�¬azPÀ]¥~$)Éao‚^õÇIW¢Ä
https://www.littelfuse.com/media?resourcetype=datasheets&itemid=533cd5cc-956c-4243-867f-6ab5a62f6ba1&filename=littelfuse_fuse_451_453_datasheet.pdf | fuses | Fuse Datasheet© 2023 Littelfuse, Inc.Specifications are subject to change without notice.Revised: GD. 09/18/231451/453 Series Very Fast-Acting FuseDescriptionThe Nano2® SMF Fuse is a very small, Wire-in-Air (WIA) square shape surface mount fuse that was designed for secondary side circuit over-current protection applications. These fuses are designed for PCB using surface mount technology.Agency ApprovalsAgencyAgency File NumberAmpere RangeE104806.3A - 20A298620.062A - 15AJ504467311A, 1.25A, 2A, 2.5A, 3.15A, 4A, 5A, 7A, 8A, 10A, 12A, 20APSENBK030205-E10480ANBK030205-E10480BNBK101105-E1846551A-1.6A2A-5A6.3A - 10AE104800.062A - 5ANA1A, 1.25A, 2A, 2.5A, 3.15A, 4A, 5A, 7A, 8A, 10A, 12A, 20ANA1A, 1.25A, 2A, 2.5A, 3.15A, 4A, 5A, 7A, 8A, 10A, 12A, 20AElectrical Characteristics for SeriesFeatures & Benefits ■ Very fast-acting ■ Small size ■ Wide range of current rating available (0.062A to 20A) ■ Wide operating temperature range ■ RoHS compliant and Halogen Free ■ UL Listed and Recognized to UL/CSA/NMX UL 248-1 and UL/CSA/NMX UL 248-14 (see Agency Approvals) ■ Conforms to DENAN’s Appendix 3 ■ Conforms to IEC/EN 60127-1 and IEC/EN 60127-7% of Ampere RatingAmpere RatingOpening Time100%0.062 – 204 hours, Minimum200%0.062 – 105 sec., Maximum12 – 2020 sec., MaximumRoHSPSEApplications ■ Notebook PC ■ LCD/PDP TV ■ LCD monitor ■ LCD/PDP panel ■ LCD backlight inverter ■ Portable DVD player ■ Power supply ■ Networking ■ PC server ■ Cooling fan system ■ Storage system ■ Telecom system ■ Wireless basestation ■ White goods ■ Game console ■ Office Automation equipment ■ Battery charging circuit protection ■ Industrial equipmentResources451 SeriesAccessories451 SeriesSamples451 SeriesAdditional InformationResources453 SeriesAccessories453 SeriesSamples453 SeriesFuse Datasheet© 2023 Littelfuse, Inc.Specifications are subject to change without notice.Revised: GD. 09/18/232451/453 Series Very Fast-Acting FuseElectrical Specifications by ItemAmpere Rating(A)Amp CodeMaxVoltage Rating (V)InterruptingRatingNominal Cold Resistance (Ohms)Nominal Melting I2t (A2sec)Agency ApprovalsPSE.062.06212550A @125VAC/VDC300A @32VDCPSE: 100A @100VAC5.50000.00019-x-x--x.080.0801254.05000.00033-x-x--x.100.1001253.10000.00138-x-x--x.125.1251251.70000.00286-x-x--x.160.1601251.21570.0048-x-x--x.200.2001250.83720.0089-x-x--x.250.2501250.57650.0158-x-x--x.315.3151250.39180.0311-x-x--x.375.3751250.45410.0442-x-x--x.400.4001250.42330.0551-x-x--x.500.5001250.30460.0824-x-x--x.630.6301250.20220.1381-x-x--x.750.7501250.14440.2143-x-x--x.800.8001250.13550.2654-x-x--x1.00001.1250.07800.6029-xxxxxx1.251.251250.07800.664-xxxxxx1.5001.51250.06300.853-xxx--x1.6001.61250.05801.060-xxx--x2.00002.12550A @125VAC/VDC10,000A @75VDC300A @32VDCPSE: 100A @100VAC0.03670.530-xxxxxx2.5002.51250.02861.029-xxxxxx3.00003.1250.02271.650-xxx--x3.153.151250.02151.920-xxxxxx3.5003.51250.02002.469-xxx--x4.00004.1250.01603.152-xxxxxx5.00005.1250.01255.566-xxxxxx6.3006.312550A @125VAC/VDC 400A @32VDCPSE: 100A @100VAC0.00969.170xxx---x7.00007.1250.009010.32xxx-xxx8.00008.1250.007720.23xxx-xxx10.0010.12535A @125 VAC/50A @125 VDC400A @32 VDCPSE: 100A @100VAC0.005626.46xxx-xxx12.0012.65150A @65VDC100A @65VAC400A @32VDC0.004947.97xx--xxx15.0015.650.003797.82xx----x20.0020.650.00244154x---xxxNotes: - l2t calculated at 8ms. - Resistance is measured at 10% of rated current, 25ºCFuse Datasheet© 2023 Littelfuse, Inc.Specifications are subject to change without notice.Revised: GD. 09/18/233451/453 Series Very Fast-Acting Fuse0.0010.010.11101000.010.1110100100010000TIME IN SECONDSCURRENT IN AMPSFast Acting Series TC Curve 8A10A12A5A6.3A7A15A3.5A3.15A3A4A2.5A2A1.5A1.25A1A800mA750mA630mA500mA375mA400mA315mA250mA200mA100mA125mA160mA80mA62mA1.6A20AAverage Time Current CurvesReflow ConditionPb – Free assemblyPre Heat- Temperature Min (Ts(min))150°C - Temperature Max (Ts(max))200°C- Time (Min to Max) (ts)60 – 180 secsAverage ramp up rate (Liquidus Temp (TL) to peak 5°C/second max.TS(max) to TL - Ramp-up Rate5°C/second max.Reflow- Temperature (TL) (Liquidus)217°C - Temperature (tL)60 – 150 secondsPeak Temperature (TP)260+0/–5 °CTime within 5°C of actual peak Temperature (tp)20 – 40 secondsRamp-down Rate5°C/second max.Time 25°C to peak Temperature (TP)8 minutes max.Do not exceed260°CSoldering ParametersTemperature Re-rating CurveNote:1. Rerating depicted in this curve is in addition to the standard derating of 25% for continuous operation.Wave Soldering Parameters260°C Peak Temperature, 10 seconds max.TimeTemperatureTPTLTS(max)TS(min)25tPtLtStime to peak temperature(t 25ºC to peak)Ramp-downRamp-upPreheatCritical ZoneTL to TPFuse Datasheet© 2023 Littelfuse, Inc.Specifications are subject to change without notice.Revised: GD. 09/18/234451/453 Series Very Fast-Acting FuseMaterialsBody: CeramicTerminations:Gold-Plated Caps / Sn-dipped Silver Plated Caps (451 RoHS/HF series)Silver-plated Caps (451MR RoHS ratings below 375mA and 453 RoHS Series)Product MarkingBrand, Ampere RatingOperating Temperature–55°C to 125°CMoisture Sensitivity LevelLevel 1, J-STD-020SolderabilityMIL-STD-202, Method 208Insulation Resistance (after Opening)MIL-STD-202, Method 302, Test Condition A (10,000 ohms minimum)Thermal ShockMIL-STD-202, Method 107, Test Condition B, 5 cycles, -65°C / +125°C, 15 minutes @ each extremeMechanical ShockMIL-STD-202, Method 213, Test I: Deenergized. 100G’s pk amplitude, sawtooth wave 6ms duration, 3 cycles XYZ+xyz = 18 shocksVibrationMIL-STD-202, Method 201: 0.03” amplitude, 10-55 Hz in 1 min. 2hrs each XYZ=6hrsMoisture ResistanceMIL-STD-202, Method 106, 10 cyclesSalt SprayMIL-STD-202, Method 101, Test Condition B (48hrs)Resistance to Soldering HeatMIL-STD-202, Method 210, Test condition B (10 sec at 260°C)Product CharacteristicsDimensions mm (inches)PackagingPart Numbering System6.86(.270")3.15(.124")2.95(.116")1.96(.077")2.69 ± .25(.106")2.69 ± .25(.106")1.45(.057")6.10 ± .20(.240")Recommended pad layoutF7 APackaging OptionPackaging SpecificationQuantityQuantity & Packaging Code12mm Tape and ReelEIA RS-481-2 (IEC 286, part 3)5000NR12mm Tape and ReelEIA RS-481-2 (IEC 286, part 3)1000MR0451 001. M R LSeriesAmp CodeQuantity codePackaging codeRefer to Electrical characteristics tableM = 1000 pcsN = 5000 pcsR = Tape and ReelL-RoHS Compliant & Halogen Free (Gold Plated Caps)451 = Gold / Sn-dipped Silver Plated Caps453 = Silver Plated CapsNote: “L” suffix applies to 451 series only- 453 series is available only as RoHS compliant version and does not require “L” suffix. Please do not include “L” suffix within 453 series ordering instructions.SN-RoHS Compliant & Halogen Free (Sn-dipped Caps)Disclaimer Notice - Littelfuse products are not designed for, and shall not be used for, any purpose (including, without limitation, automotive, military, aerospace, medical, life-saving, life-sustaining or nuclear facility applications, devices intended for surgical implant into the body, or any other application in which the failure or lack of desired operation of the product may result in personal injury, death, or property damage) other than those expressly set forth in applicable Littelfuse product documentation. Warranties granted by Littelfuse shall be deemed void for products used for any purpose not expressly set forth in applicable Littelfuse documentation. Littelfuse shall not be liable for any claims or damages arising out of products used in applications not expressly intended by Littelfuse as set forth in applicable Littelfuse documentation. The sale and use of Littelfuse products is subject to Littelfuse Terms and Conditions of Sale, unless otherwise agreed by Littelfuse. Information furnished is believed to be accurate and reliable. However, users should independently evaluate the suitability of and test each product selected for their own applications. Littelfuse products are not designed for, and may not be used in, all applications. Read complete Disclaimer Notice at www.littelfuse.com/disclaimer-electronics.
https://www.littelfuse.com/media?resourcetype=datasheets&itemid=43dcdce8-8ca2-426f-8998-7e566f048d40&filename=littelfuse_datasheet_287_atof_r2.7.pdf | fuses | 1©2022 Littelfuse, Inc.Specifications are subject to change without notice. Revised: 12/06/2022DatasheetRated 32VATOF® Blade FusesDescriptionATOF® automotive blade fuses were developed to take the place of obsolete ATO Series 257 fuses. Automakers consider ATOF fuses standard equipment for protecting low-voltage circuits.ApplicationsFeatures & BenefitsOrdering InformationPart NumberCurrent Rating (A)Package SizeATOF® (Tin Plated)0287xxx.PXCN 1–40 & Shunt20000287xxx.U1–405000287xxx.H1–401000287xxx.L1–4050ATO Ag (Silver-Plated)0287xxx.PXS1–402000CarsTrucksSUVsOffroad vehiclesBusesWatercraft as approved by Littelfuse®Color coding indicates amperage ratingSee-through housings make it easier to see when fuses blowCheckpoints on top make it possible to measure resistance without removing the fuseHigh-contrast ampere stamps on housings aid identificationSimple to install and removeVoltage Rating:32 V dcInterrupting Rating:1000 A @ 32 V dcRecommended Environmental Temperature:–40 ˚C to +125 ˚C (ATOF® ) Terminals Material:Tin- or silver-plated*Housing Material:PA66 (UL 94 Flammability rating of V-2)Net Weight Per Fuse:1.4 g ± 5 %Comply With: SAE J1284 and ISO 8820-3UL Listed:File AU1410 CSA Certified:File No. 29862Specifications*Tin plating’s temperature limit is ≈130 ˚C. Silver plating allows up to 150 ˚C at the terminal interface.–40 ˚C to +105 ˚C (ATOF® Shunt) ATOF® ShuntShunt version available (Tin plated only)2©2022 Littelfuse, Inc.Specifications are subject to change without notice. Revised: 12/06/2022DatasheetRated 32VATOF® Blade FusesDimensions Dimensions in mm for reference only.See outline drawing for dimensions and tolerances.19.15.10.6518.86.54.114.5RatingsPart NumberCurrent Rating (A)Housing Material ColorTest Cable Size(mm2)Typ. Voltage Drop(mV)Typ.Cold Resistance(mΩ)Typ. I2t(A2s)0287001._10.35176 123 0.4 0287002._20.35141 53.5 1.4 0287003._30.35137 31.1 7.4 0287004._40.35136 22.8 14 0287005._50.5128 17.85 26 028707.5_7.50.75116 10.91 60 0287010._101109 7.70 115 0287015._151.5102 4.80 340 0287020._202.5983.38 520 0287025._252.592 2.52 1 000 0287030._30484 1.97 1 500 0287035._35687 1.61 2 3000287040._40696 1.44 3 300The typical I2t is an average value calculated from the breaking capacity tests by using the melting time before the arcing occurs.0287900._SHUNT----3©2022 Littelfuse, Inc.Specifications are subject to change without notice. Revised: 12/06/2022DatasheetRated 32VATOF® Blade FusesTime-Current Characteristic Curves0.010.111010010001000011010010003 A5 A1 A2 A4 A7.5 A10 A15 A20 A25 A30 A35 A40 ACurrent (A)Time (s)Time-Current Characteristics% of RatingCurrent Rating (A)Opening Time Min. / Max. (s)10035–40360,000 / ∞110 1–30360,000 / ∞1351–23–400.35 / 6000.750 / 6001601–400.250 / 502001–23–400.1 / 50.15 / 5 3501–23–400.02 / 0.50.08 / 0.56001–3035–400.1 max0.15 maxTemperature TableMax. allowed current load (A) at ambient temperature (typical derating)-40 °C0 °C20 °C 65 °C 85 °C110 °C125 °C1 A11111112 A22222113 A33332224 A44433325 A55544337.5 A877655410 A101010876515 A15151412119820 A2019181514121025 A2525231918151330 A3029272321181535 A3535352927221940 A40393731282420Typical Derating of Fuse Melting ElementTemperature security margin is 20 %. Wire cross-section and fixture test setup refer to ISO 8820-3. Please contact Littelfuse for details regarding derating test setup.05101520253035404550Max. Allowed Current Load (A)Ambient Temperature (°C)1 A2 A3 A4 A5 A7.5 A10 A15 A20 A25 A30 A35 A40 A-40-30-20-100102030405060708090100110120130140150160170180Derating curves may change depending on the final condition of the application (terminals’ characteristics, wire size, etc.). Please ask Littelfuse® for more information.Max. Recommended EnvironmentalTemperatureAmbient Temperature (°C)Max. Allowed Current Load (A)ATOF® SHUNT Maximum Continuous Load at 85°C: 40A
https://www.littelfuse.com/media?resourcetype=datasheets&itemid=8c87aa93-80a7-4ea8-8749-a19ba03901c2&filename=littelfuse-fuse-452-454-datasheet | fuses | %PDF-1.7%âãÏÓ53 0 obj< >endobj xref53 1070000000016 00000 n0000003018 00000 n0000003145 00000 n0000005071 00000 n0000005103 00000 n0000005238 00000 n0000005372 00000 n0000005503 00000 n0000006021 00000 n0000006596 00000 n0000007169 00000 n0000007792 00000 n0000008443 00000 n0000009036 00000 n0000009071 00000 n0000009114 00000 n0000009667 00000 n0000010117 00000 n0000010230 00000 n0000010341 00000 n0000010427 00000 n0000010510 00000 n0000011043 00000 n0000011475 00000 n0000011947 00000 n0000012436 00000 n0000013921 00000 n0000014169 00000 n0000014359 00000 n0000014473 00000 n0000014728 00000 n0000016427 00000 n0000017351 00000 n0000018678 00000 n0000020543 00000 n0000022271 00000 n0000024100 00000 n0000024358 00000 n0000024922 00000 n0000027500 00000 n0000029024 00000 n0000029583 00000 n0000034599 00000 n0000037247 00000 n0000037298 00000 n0000041325 00000 n0000041847 00000 n0000042211 00000 n0000046065 00000 n0000046398 00000 n0000046689 00000 n0000053744 00000 n0000053783 00000 n0000058339 00000 n0000058687 00000 n0000059056 00000 n0000059428 00000 n0000059923 00000 n0000063185 00000 n0000063570 00000 n0000063955 00000 n0000065398 00000 n0000065779 00000 n0000065849 00000 n0000065933 00000 n0000076365 00000 n0000076628 00000 n0000076791 00000 n0000076818 00000 n0000077119 00000 n0000078035 00000 n0000078301 00000 n0000086455 00000 n0000086494 00000 n0000106704 00000 n0000106743 00000 n0000111398 00000 n0000111437 00000 n0000132427 00000 n0000132466 00000 n0000133830 00000 n0000133869 00000 n0000137389 00000 n0000137428 00000 n0000157638 00000 n0000157677 00000 n0000159041 00000 n0000159080 00000 n0000163735 00000 n0000163774 00000 n0000184764 00000 n0000184803 00000 n0000207677 00000 n0000207716 00000 n0000211236 00000 n0000211275 00000 n0000222470 00000 n0000233665 00000 n0000247421 00000 n0000269750 00000 n0000270135 00000 n0000270520 00000 n0000272360 00000 n0000272624 00000 n0000272748 00000 n0000272872 00000 n0000002436 00000 ntrailer< ]/Prev 460366>>startxref0%%EOF 159 0 obj< >streamhŞb``à``àbf`g`ğJeb@!6 (Ç†/wE¢&ÔÖ¦Î@4àÓÉ8ø„—O)`EÀÑÎ7Ó.:ù¼¾²VÊÅkšuÌŞfÑ5·Lsæ�î9eSŞ‚Ÿğ²©¬TnRR°¸{û’rÀÊ¨ãÙÓ7$�œí¶vÚv¿ˆˆOŒ�­!�ÏrÜÜâ©š4I9dá¤«}×õ�î6ë�V‡[Ì((^Ş�pQAA!¥ò4 ¨ 1\yHÈØØÄÅÅ.÷=PJ•�í®6�Îâ°~i~¾k"Ìlxª1)±¬à< ¸�¡�‰¡¹árCÃ†7Œä-ÈwxÎº‰qSÓ>‡‹œºØõx½d4Ø-'Ú=,sä®©bH¨e�û ¥¼çÀLF³½"ZÂ^ñ,f:Ã:CÇAL�5�/$¨á£0ş&˜O�}şş›ßu�†T9ÆF?6Ş¥’Ö1Á[ZØ3H¦üaH¸ÀØõBô‚éÂu6¬3¸dH84È3Ÿaa9!ÖàÊ0‘aFãŒ¸Ôc`{¹H³€8Ì&œ ÅŒr¯@Q­TŞU.væ (@€]ä¤endstreamendobj54 0 obj< >>>endobj55 0 obj< >/ExtGState< >/Font< >/ProcSet[/PDF/Text/ImageC/ImageI]/Properties< >/XObject< >>>/Rotate 0/Tabs/W/Thumb 46 0 R/TrimBox[0.0 0.0 612.0 792.0]/Type/Page/PieceInfo< /LastModified /NumberOfPageItemsInPage 6/NumberofPages 1/OriginalDocumentID /PageItemUIDToLocationDataMap< >/PageTransformationMatrixList< >/PageUIDList< >/PageWidthList< >>>>>>>endobj56 0 obj[57 0 R 58 0 R]endobj57 0 obj< >/Border[0 0 0]/H/N/Rect[61.36 482.078 299.48 447.786]/Subtype/Link/Type/Annot>>endobj58 0 obj< >/Border[0 0 0]/H/N/Rect[61.36 444.92 299.48 410.628]/Subtype/Link/Type/Annot>>endobj59 0 obj< >endobj60 0 obj< >endobj61 0 obj< >endobj62 0 obj< >endobj63 0 obj< >endobj64 0 obj< >streamH‰\ÔK�¢@à=¿¢–İ‹�ºuKbâ£;q1�Œ3?¡tHF ˆÿıÔá˜�dL”ƒ€÷ó*İö‡¾›Mú}šc˜Í¹ëÛ)Ü†ûÔs—®OòÂ´]3?÷–ÏæZ�I/>>ns¸úó�T•IÄƒ·yz˜—M;œÂk’~›Ú0uıÅ¼üÚ_Mz¼�ãŸpıl2³^›6œã}©Ç¯õ5˜t¹ìíĞÆãİüx‹×ü;ãçc¦Xösbš¡·±nÂT÷—�TY¦­Mõ_ë$ôíÇW/;�›ßõ”TùG<9ËTã»\'U‘-ûq³cvÈ+ærÉ¼œ¿eŞ"ï˜wÈ{æ=ò;ó;2çÅMRYÎ²˜esæ¹`.�-³EfA¦ÍÂf•Y‘=³G¦ÙÂli¶0Ûó™~¿¥ÙÂ,´lB›À&´lB›À&´lB›À&´lB›À&´lB›À&´lB›À&ìVĞ­Ğ)‹“İºv+èÖÑïàw4;˜ÍfG³ƒÙÑì`v4;˜ÍfG³ƒÙÑì`v4;˜•])ºRÎUÌUÎUÌUÎUÌUÎUÌU}Ş‹Èœ«˜«œ«˜«œ»Ü«Ê~ı(ûQô£ìGÑ�²E?ú¼×Ñ�g?ıxš=Ì�f³§ÙÃìiö0{š=Ì�f³§ÙÃìiö0{š=Ì�]ytUbV‘åø¾´Ìğ—Â©Ì0lø_6ø/[úãùóiÆãW%ó¹–4÷iŠËÈ²t-ëV�®Ÿ«Û8Œ&^…wòW€öt*endstreamendobj65 0 obj< >endobj66 0 obj[/ICCBased 95 0 R]endobj67 0 obj[/Indexed 66 0 R 0 96 0 R]endobj68 0 obj< >streamH‰\“ËŠã0D÷ş-»�ó�îícÈc²˜“™pl%c˜ØÆqùû¹¥2İ0GGØªœŠ¬¦wØºvrù�±¯�qrç¶kÆxëïcİ)^Ú.[®\ÓÖÓ ïñ¼_“×`Oö`æxäxúxøxúxøxúxøø==İ<Ü<ÿŒÙß†¬ìĞ=Ğ-À-Ğ-À-Ğ-À-Ğ-À-Ğ'À'(Y�…9‚a� G˜#Èær„Eæ½3SR&ûúû¦½“-yf÷´ÇÂî‚î2ï?ºË¼÷è®ì®è®tV8+�ÎJg…³ÒYá¬tV8+�ÎJg…³ÒYá¬tV8où»6àå�ßR¼ÆvÚÜÇ©ïãhÇ#Ét.p"Ú.~œÚ¡œ­Â•ı`°úï¸endstreamendobj69 0 obj< >endobj70 0 obj< >endobj71 0 obj< >endobj72 0 obj< >endobj73 0 obj< >endobj74 0 obj< >streamH‰\“İjã0…ïıºl/Šk4jÁòÓB.ö‡Íî8¶’Ù(ÎEŞ~u¦JÖ�ø3é¦#Æåv¿ÛÇ~2åÏ4´‡0™S»®Ã-µÁÃ¹�Å²2]ßNŸOó{iÆ¢Ì‹÷ë.ûxŠº6å¯üò:¥»yXwÃ1<å�Ô…ÔÇ³yø³=<šòpÇ�pq2³Z™.œòFßšñ{s¦œ—=í»ü¾ŸîOyÍ¿Šß÷1˜j~^R¦ºp›6¤&�CQ/òµ2õ[¾VEˆİï]ÅeÇSûŞ¤¢®P¼Xä[æŠ\�•¬àgò3ø…üŞ‘wàWòkfË=-ö´KòÌı-ö·–lÁB°#;0,¬'{0},¦,},¦ìš¼Î,Ìä³YÂ,A–0K�%Ìd³YÂ,A–lÉ[0{ô.ì]Ğ»cï½;:888öîĞ»£�ƒ�£�ƒ�²^Q¯¬QÔ(kt®¡³ÂYé©ğT�ƒâtCŞ€é¬pV:+œ•Îg}#ç�©=ı=ü=�=œ=}<¦<}<¦<}<¦<ÏÊã¬<}<¦6ì+ß0�Ÿ“‡ÑÌ_�ùšûö–Rùù3›gSŞÇğõ%�Ãhò*üŠ¿A2æ¸endstreamendobj75 0 obj< >endobj76 0 obj< >streamH‰\’ÍNë0F÷~/a�ò?R©* uÁQx€4™–HÔ‰ÜtÑ·¿3ù*�ˆ”øX�±OÆ“¬7�›0Ì>y‹c·•Ùï‡ĞG9�çØ‰ßÉa.Ë}?tóu¶¦»c;¹D“·—Ó,ÇMØ�®®}ò®‹§9^üÍªwrë’×ØKÂÁß¦®··>Ù�§é[�fŸú¦ñ½ìu£—vú×Å'KÚİ¦×õa¾ÜiÎoÄÇeŸ/ó2İØËij;‰m8ˆ«S}_?ëÓ8ıŸõ‚‘¶Ûw_mtuö¬ÁiJ¤ïCãê<]æ:(¯Ákã'ğ“1rtpu�øÂâ‹œ—àÒ˜Àd¼¯”KÄ”S2˜�ÀæSÂ¡4‡ûW¶U€eÊğ™1bÈb1´Äà,²³¨WÆtıc8�9Ğ=øŞ>K}şdş727B}ÈêC×šZ}õa«Ã�Í�áÆæÆpcsc¸±¹1ÜØÜnln+øè`¦½I»jíHÿÓGİ9Fm¡¥m—Ş±®‚ütö4N^³ìuÿ«†Äßendstreamendobj77 0 obj< >endobj78 0 obj< >streamH‰ÜWÛnÛF}×WÌSAÅ½’*²¥-�´@\4EË$R‘¨¸é×wfv©PŠrkú$°V{=sæÌÙÕëÁèé,†ÅvCv=š®b¸j¿.²ÁèŠ-Äü¶EMsÍeâ¯d÷Ë£Ll#)…e"i,d«Ap+�K×UÛ–Ëûİ¶ü~®‹(Ì^†BF20‘„l>fë²¨nc•y[5õòMÛİİ«²h¡m xÈëE�UûĞìZ¨›¶*JŞwRÊĞNJ)Şëyù¦Ú–óáéU±Iü¯i*AzÊĞSP±Fè¡¦Q’2rASŸdƒ×HËâ˜"±§×GFü«ä�¡¸cHºc†qc˜Y¾ñBòÑø¡„kT”`~\•áP(d$Øb·‡ À†‰R6áPE‚*&‘…`�š:Úp¨#Í2CĞÔáŸÙ/ƒdN9\ˆFY‚ÅSÂµg·M’D€Õ"²VX‡-ÇtìC(ñŒ2ÄÕÜLnB!¨ûWw&îjº]©õ·Ğ¼³k)££Ô`ÀVk$Î‹E¢Z,Ñ�ëDG—H`YL°��aÁŒÂGË�ùjğ«%†ØÀ\„’h¢qKã�:â$¾qI‘èC¦=xò�¬±ŠÆ:5Ç¨î)[ˆbGÙJ9Ÿ6J�8xÀ¼Ê»!(©…=u844épŠâTƒvjPÔSrö±g­<‰õ€BÁ’Ğgó„xäUk%%6Zš"øDCìm©ßiJ¤'ÎŸÓ7GéØrñª¸—L:}aßtJÎyÄ‘ĞÖGÂÁoº…Q¥°X£òßiyêˆkŞ¸Üî÷H2fûóÀå3éØ#™¹Ï–¬–ÈM¢-XuR²^®‡ÂĞJF±U´è@S&*í¥ÿ]˜)Á"İr.&\ù²Ç×�‡.ßH,v,>¬6²üA†-fµ#†§jŞEyEŒéóµÿÜÑ'¥ÎE\+Jàµ ˆ%ÑÃœdæ³’PåQÈ‡Œ;¾E¸cŸ5\+¹Ÿ3ÒöÃĞ$î.¡¹ï'¶ÃËòÙ~¤ÔŞáH½§o”)MX.d<'=¸1û+£ÜÂ–ZÎZœB]@Øèä÷�ìÖ ıĞ9¦Õ˜/‘jgzS¼z�Ø�·�Ä§¦R]�Mç’Ë¾ƒf¬ô¥Èbõ—Ï½g>„w/wŸ®Âİî�5�fë¼>;MŠv—/³òïölúd:�ãx¦~~W—ğîY(0İ®IP2MØò�†ÏpÚèRvo`¼7lL×êäß,öœï„�=¾p‰LÒÏ…„¢yÿ‚—Ál•/—€ÊJ(½Õ?¡Œ�}"iŸÍÂ4’�İ}tü×ğßÃÎ¾ÇÈÇ Ñ¡«yşU€æYì6!Ùö¦¬[ìm«zÑ/cWÅyHëŞğß¼ZæwK´É)JÌ„~dˆĞàˆœÜ†Ÿş7B_³.=Wm¹âv(¹²v›ò˜¾€¹v/�o’—ç¬‹æ§Íj½¬rTR^Ïá§¦Ù,Êú}9MCC7AY~Ëjyq�˜²h5Û¶çT./®G—3/˜Éè=zn�ı�S@êı�ˆü‚ùXˆ4KÿÌâU¡ñùM—ı¢ü*fá_Å5Õ´endstreamendobj79 0 obj< >endobj80 0 obj< >endobj81 0 obj< >endobj82 0 obj< >endobj83 0 obj< >streamH‰ÔW[oSG~?¿b^�ìª>ÙûEŠ�‚TE¡…õ�VÈ5që8!vù÷ıfvO¦œ„Š<"KÇ;ggf¿¹ïù´nö&úƒ%M““fïøbºÚßß;˜m®¦ËÉüëfÿÅá‹J©üôéSzö¦L�nµñ¤hò±ĞpòOsx„·“Ÿš÷ƒñùêdhÎ/ÏÖ´9§ç‡¯^ÿiŒfßj¬iø×ä×FÑH·F4\\ÌW_É²*EªõVãiÑz¶jö^+ú´ş.d#Íº½wwğí�ÍUŒ[P®X°¯tOËÉøuGj9rë—�ÍXyøš‚F±P]n3L:°Œ4MWïZı~Ğ‰°€W[öX97ÒÑôò_Z ¦³éf¾¦õÕb3i±ú÷b¹¥nî{ s!mNçtxuy~1Ÿ®D£lÌ7?Š'ï^�îº¢$óÖÚâ6ì®cvüğîÕ=Nš½ß—ÓÙüãËËéÅébF{GcUìC4ñoÇ76‡Ö‡D!†6¦@Æ.iÓª¤érŞœ4Ÿ…G›Âc�ğäœ™)æùƒ o}ãcÚ�Âñøu£Ú3}!GGÔ8ØRwœ§‘œ§{7ošg“‡¢—ºâÒ$Ab§—•Í©µÖBmR­RĞ79koÏ9–>äİsËçÆA�æÖBÀÁìZØ‹ògÀ`B“×80D�“‘9!ĞìLñÄ{æZb¥­ÇèÌ)ã¶ëdhÖt”ğµÚË3DŞ�¦®™KÙ¸İÑ¢%TÍ8¹9åôTÊş¬¶1*:+½ìhÕgÉ@zÃLŠA˜`èö}¨ğR¼İ1Ö‹yÆÀO�„Ëª †1°jI·RÈaÂ2‡I¶œ)�£²Ãlé´øÏ„,¤OÌš…ĞŠÁXÎDŒU½È Ö"3*ëcç†r@Úz$,V[#3ê,ÔQ”TÙİLéÌ[¦ Êâ/Ÿ:bÖÓK¦s¨3¦†…'$Ãpâ^£;bT²D4UÚDa­D@¥T×=Û]dÅ¾8ĞHúT¢h,d9­¬Î×õ¬"NR„N²Ù©�Bô‚7…ºî)¯dQ«Ÿ>Ö^1‹Ó¨ÒŒ:W©Ûõ­ı.×³F]î®—Œ9EŸzÓ/K•ÚŒğ„ˆºöœÄ]Y¢Ïjtüq½�PçÙ3…¹Ö"Ï�£#Š?t{¨ó„ºÓ%;*åZÉ»�Dr°¸Èi4tßé,8¹¯t$CÁ,ÑìÉ @¹u�2R3!š\àLWF/Dô-êÂ‚HhTU!3R³nA’%¶Q‰p¡t1PdØû*Şú Pà´]fË.p”p(‰TF‰À‘6?ß& !Ù6fkÛ!‘\KÌF6~€Vø$ÃtU¦u®ä6FÓHf3m²ºD-Ÿ›Ë{†·;û\:šG½�¦iC¼áêë2a•1r¨ã~Ò#¢Ò­²–uDöİ`‹ıc‘‚��æMí ¼¹g;&$w��B›ylóÏğ@“Tv¬ZÊÀ &@âu„K}¬ıYè ÓHò€��¶p‹åÈÜ0¯›N›ÇLôÌmŠeQ²ˆ[�P�yåä\Ñ×‹e±¦›ùèK-JgJpéu´iÉ¦Œä,¦g²("Ú¼Á5>%Ç“wØå¦¶¹”{+n=KŸN/åæ2�mÊ¦n®7‹Ùz{Ñ9–÷¦Y^Ì×İ@d&gä™ÊP¶Ú£g:1ÅØÍÙÒ�p›‘?^wû:xdzî1œ4}Îî,]&³«8Ú¶§'ï¨•İ­Ön»Êb¾~S{÷äNn/TõÎVnRHå/Äw7Ãw·mÂ]ˆY�Ñ¯41o)×ªÇjR fvK½=úª©'R„@Ú²W[Õ}öş=�Îÿ'á�Ü¤w1ùoCòæQ€úìßÇiTò#à8¾á?Ğ®À÷@²üóHàw�‚´+pR¹¶ßıŠò*’5\_.h2­G’Îğ„ÎOh˜Pîg¨v+Õ>§·ÓÍbõIJ~$ÉÉÒ©MèWåSê·‹ù4YœÍù–ßûââ�…T�Ì¨.¾P*_d�•ÏÃĞCğ„VÃ®ü�}ğ¤~O²9�ôöÎÑéùÕåúg:Z¬gWg¦67¨è˜ÓR>ãŒ*qÚè?0N”¦endstreamendobj84 0 obj< >streamH‰äWmOÛ0ş�_q_&ÅÓêÚ��­Bb- MƒujB!˜’‘Ä¥oÿ~ç$åMCC[¥eB•šÄ�ïîy�»³v8£¾ò�A¦ê¸*�Ò°›•ô#ølõ˜ÜRÿpİËN=eº#ÁÀeïÈQüÌ£â‰=ïÁÜÖÂ§Ö"ª<Ù;Dk«É§Vå�Ã´ë¶bg8Í“TŸî,“Åy–Âpw,àÓdÎÖ.ş}Âvfæ•3Œù±ñ™#)D„şt·R†”)‚…,‚¸pÜéÌ†�è"ŒF ,µs¥Ã?0ï¡%¥<¸»à\b,v†£sA™ïµÎC�L¥E³¬pBàS.ä¨’vQŞ�V¬;wfÎ7ü!f@FñUê€*-ô¢E�ü2’ZHÍİÜ†"Àã¤”&-‡î&‘T‚»@Mhˆ×œ€›¥d ¨7©‰G} rìSY5Y·^çÖºdÖÛp¶HÊÑh¸™ÖWIëÛz´½µ½Í‹666ZõÂ& ã‰hˆ ¤"ÃaĞè�VßáX³Ö>¢ñY—D#ÆÃj×’ß0°3ã«<ğî—ˆ ¦mHIQ]Æ?Dpèî™ZŸsÈZs§ãú/4è2ñÕ$`¦Jp[7JÉg~û€üËx2œN¦œ+ïÃB¾’»0eV›eÿ‘?Æ²RãÑ9i—¾yo‚nY?IR¢ps¸È³ùyYI„İÜkb·½¬õï¤ø·€ş<ëâ÷HÁ”(ì¹fY·[dr’k˜‰·ûXäIÇÆ]ÇF¯©XO)vŒ4€o:Ø«Ú¬®‹ü®ÿ¥¹¦�HwYÑÒ`–Y93-y:¾Wó~`KâúuUĞş²+Œ�É­Ögà¤„ªmU­‹5´®¨äx¬õğhõPúî¿É\ßëÿjğ=P~=Ä„ãÁİÕ¹NMñ†y8h`¶D&ªjEÄIRé{#~KDöƒ%3eÿyñà<«5Ì�9­ş“Ãš»“RSV&×}�—0å~rÔüzF$Ôwæ©†M‚3îUmŠ&yl^Ùj»¼Ê….kr?¶KÍendstreamendobj85 0 obj< >streamH‰ÄWËnã6İë+¸´¦ùI �¤É fĞ6ºWñ$.Çqœiçï{.IYòCyU�uÈû:—¼Ôåä—B0Á­–xjÅØ[µ,Æî{¦ÃÌä6¾_M—ã«jó>]Lfÿn.înïî„áòò’]ÿtÃŠ,(ÉF’[kØä¡°áäïâö#æÆ7ê‹`’M¾’X)$q!¤+/!÷øÕ~%ùOä�T$—Ê&�Ïƒë¡l0İ-ş6³õpdğò�Uqàiº~œ/Y5_Wïóş9!rJÅ�Vë—Í¬ÚÌ_–Ãä¶ƒõÿK*Êù¾‰o¥§ÁçÁÏË‡÷·Íz>]°áH9ÇÌ^ßç«çÙr“ÓÉÁ¨m0"ÆbÌ�Ií¸‘eÉ´\•RÏpwæ1>gËê;»Z­ÖCD6x‰cß†´PÓÅ[t};)÷ÚÁ·7*>}¹Ôğ–™’Ë2 ÃŠ‡’­g…"�ÔRjîğßH(Œ„–¯¹0eKà+ü. ŠÊçT,˜HöõvkTÏ±øé™öä¢¸/~ki$‡:üHãHùPÇ\#ôr×Î$gO¸î«ÑJÌV8¯’8ŞhG¥Îú)l¿’ı‡'yå}4*=}´ªñÖû*}XkËÅY¬÷�ô`İÓG«FÏa½¯Ò‡5�#uë}'=X÷ôÑ:Ïa½¯Ò‡5DÌY¬÷�ô`İÓGëÌ<‡õ¾JÖB5'Yï;éÁº§bÑsO³}•nÖ;�:œ®'ÇZÄØ‹»8îXi¸“¥bÚQ·ØÑ„Å^Ës�n2÷ÏmÚİ¦1cŸŞŸÿB/MÒÒB €8ÁµÖ­…ãFÅ6”»Ò3t¦8îà`¹*2DÇ/¨³%jÑ�f¢~©¨©5Ê×8êªZ§FµÁ“·¬™V§Š-´Ô±Ñu@èGÔdÒS¥Ğ À¢½¯Ê•,k•1éù…hX!·ã<ˆ²VÉ 6·…ä*i¥êĞHDš@"^Ê˜E­"i/HÃäìiİKY§t»HØÆDF/ø¬Ò}Á¦„HÅ2e)T™™' \"ó”‚‹ÊxÙ‰PÉ˜‚^À‰�¦µhSŒª[„[¦œTi¥$.Ñ²sm¨„j1Õi£9Û«Râ3L™“2Ô.èÊ”2L¨*�Ğ%¶�T¬W�®†ëà]³Á+ÇnŒ ±2&ÄÈhYOÏò­°ÒP/¡è ª¸¾¸İ-0çĞ;n¡á&˜Ze€Ì€B‚RE*˜‚áo ¶cáK‚²HªÒQà¥�%ƒÈó–�Ñ†¤ÕÁ#,CD£"w´Jd!-a¶—ji�ï1İ”aqEuá.¦LYÚ5Ôğ�X—`‰&yq$…Ğã[àv°ŒGsÆh¹U‰ëdÀõõîˆV–ı'Àéóz”endstreamendobj86 0 obj< >streamH‰œWÛŠUG¦ß_Ñ�3�³íûåÑ1ƒ� (ä!„ G�¢Â„ùûTÕê½Ï™q�‚0v�¾­^—ZµCXcî�×Ğ«ëëÁÅ5$w·¦X^/_\pÿ‚«uÍ54—ÊXG­Õ?/œÑß5–à>iTzs¿†ˆq«�ã8òÇåÀ6§uñ×�He.¬¥ºCXË8û„{è\\ªĞ()–´Ó‡‰8ÔL�g Á‚ã²C�9¿��Å÷„k:*%Ô"»8®‡GsÙgq@Š¾í(¬Ùg[KŞ9!Lhº:ô�å¨”ª�ix.ÑÌŠÜR™c®Z$„S?>ˆdOëè)ºTá‰êãY$÷=6‚Õ£åLk¨Œ¶$]­Ç8.0i´Ï�CÈsŒóô!Ş±¾œ�°¢ãm;LkÃ™×‘£>eİ¸�Ímƒ�jåCçAÇï_ß�X›J_[Â±gyÌ\mŠ¶Ìó­h�9œjß¯.ıl®¶a»ú$?´�GE¦wÖê�¹,ÔÄàoi«¢Ñ{x�PQt{˜uÁû‚r?jËi\F·e„Ù`–àÔ¸¶ĞU`u�†Ô³/ÊÙÆÁË»ıL…Z9_›Û~�ãÔözßµƒŠyº«t·Gá„µÍs}dR?¦GXš²01¿cg·ûLï�¦¤×KÃ ÷šŸ‰'Ç¯¼“ÃbNsÌÀ&[6!y.(3YŒr¦Êmò_cÃô&óûÌ�å¹´Ït¶d{½\İ,OnÂï¸Şİ¦XšR¯¹�¢‹¥äĞLCn>/¿^\‡Kı…Ïİ_şvóÓ�º<îæ&é×òÔ\¸,Ş]Ä§Zr�ó_}z{¦ÿîù×·ÿ¦üóè�¼x–İÕ�ÏÜòei(�âRcãÿÏò/øãëûå÷÷òäùïşøv^pEDB¥"*Jç”às�”àÍB¤’"Úi\,Ï'â:ø–ñ’g}‰6´˜·ıw­`^èÿªr%}û¤�!;>�ºáOÆQÓÁngÆ)NŞëø>Üib3®ì3f»r)ıPŒY£j40m£”V6&-k‘!±môâ{JQnyQá&y/[˜£ø^/beğÎa-ÓJ'fU¶³'šE¥o~°óÛÉ-^aÖÒ8ãrØŸhü€®®mÖ?=“®”«}ÈqÇ³83·7‡&Ô˜âŒN¼İ«æmïâø`)¢ƒ&Ã´�@fâáyg�OòRjû¶Ø™u�í13xÜ6>šÅU¼İ«r9J$½<›ïı6>;{Â˜ëdg•zšÇO`Œİ6(�İ·�Ğîb»ï0óÏì˜÷úX³âõ ¦µvV—$�¤[%¤@¯Yrˆ4§>İ7„ËËÚ¨Wæl[»šµ�“ˆVd02ÒvuË;Ò€tËˆu›ƒˆ,TÈÓŒ¸‰¸ÄˆKŞ$èœŠ¾+½Ğ©šxbo@“ÛçÃzPgØ6HÄsÓÁjxó�!¬¤û,,160qUM’Êæ‡1he‚†,]{l÷„/<:$¦å*†„Í‰ìànq]�©Ş±�Š��×[¡¶Jeqô�ºz‘¨¢:«eAÚ$Y“Q½·&L [°$lÉ¸CS³E–P1J¸ÿ�M�½,¢©-1Jg6Ë3ŠşVÑ¦;V;SŠÜÜ,“«NN©™6Ï°R’¥Ëü4)[8c>Z"H5fˆ“ôM)FÁ¦»l§áÊmu#.ĞÙâ}V[‘º]&L ˜aksÚ�fg²{ò¡¦ï Xng¤¯_ iªeŸút£ˆÆ³s‡…�múuXãåÍ_lÏeÄÿÑŸ‹õgjƒÙ€©Ši„Ó”7ŞÍa+øu“2s¡™¯ŞĞ²‚2}€G`ÆÅ5Å¥èıäN‡ä¶àBˆ×ûÍßë÷æÙK�û×e÷Â�‡œÕÁÅkSÌãó§d—ac7PRØÄa›ñS½¹ç\¼9lo~¨‹"Ò»!Œ;¨$˜,zyõ³O>úr8HW¦�ºW·\¸@÷—§Óßû½šße„lCmàià:xˆ¯�yèÛñQ¥DyêÃ÷Ø)�{%$ŠL—şÉFu^"#Wµ”…Ú-åAY‹uxQ.Ş•�Â¼Vv˜eB“=vèëé`Ré0-g.p)�>pS°Š”Ğ½¤YA}ƒd…ÂºC%š¥®9£SRàÂf8š}QÄÍPRX³Nóş¥Š>Põî8W¿#T¼p7¼ÖDå9Mñäµés£Z“õ%²cÆ‘sİou~½tÓ%0W·ÕzJÇ»E½Ùn³ŞFO“0ô)Co¹/Cz‚zØİƒA“sĞ=´ÓÛøE£w›°i�JxÅ)ã‡Åı'ÀBôLdendstreamendobj87 0 obj< >streamH‰ÔWÉ�E¼÷WÔÑ–x5µdÖrô&K¶°<ÄÁz¶1hŒ-�ø{"2»û½YHpÁ–úUL×’™™ızy½<¾\zHøßC®3Î éáñÓ'ayö�ë¥—˜e†š%&Ñ0c·gmáóûåÛğórñüM?¦Y®C6csè5ê”Š5#j#?-¦Ãg�}Â�XñÄ4>rÃÔØfÇÅ‘Ä�ı¯–[ ®%àN.˜¸ƒ³rÕ%V¸n‹‚?­›c¬EöİQ™ØŞ­,*0ïà¶ÑÒãòñ?óhÄ^Kşß{42ŞøÅ¤19Qk�íi^ç‡[¤SL/½`~‹ÙI÷àÕÅ£‡—?-3¸ğÏiv½óÜ™‰~á?™”ğ1†¯2;ˆj‚˜4à6"}ñõ§�şòWÆ%…×ÿÊ¸»90Îrç!L BD¬Â—ãåğÔt´*fom¶ÖŞ d:R-¥†®ˆ3’§÷FwN´:”�bé#8£ZoğŠ—“.$˜ÜÆ‰C¸�å¦x±éôYQ¹ƒ•’‰7†Û¬¥êmÈí?9^ÿ.7piÈ½ãXËÌ(ó„ğµaFÕÑï@‰œ¿Z4�&w ø„Iûä›ğ¦Mpl°¹JA•ºõ87É»^üÏÚ$ÙSèsO o¾A–†=pPÍ¸açqv¿¾Eª7O^A4ü$¼‹ÚÑ›Rğf?ÿÍ=l�ÎÖëEZ‰Ì‰ÖAtP¡B¹Æìz�Ì`ãñéZd(fB‡Ú˜ˆöÙ­@Ê+§àÖ!4)JïàO‡²ì°áÇ€m¹2²ëŠÆeÃ¶vnkNÈ7Ü°Ÿ¶®L«�1r¬„Ÿ¸%5Ö!ÖàšÌö¼n#¾ŸÃŞlWQZ‹º…©Ín9a6]—ìÀ·[¡å«Ü†Í4îU’y™K±(Šƒyr…x²n ¡¾·A³™X<”„‰\‹‚²CP}ÿ:Š™ ¬¥Éd°°ûş„W„[İQ™wmf©Jù”¦ZIõ�y»o”âÜ®©ì~prNı–qæd3 ¦ $˜Ç·¨e÷˜'à¢³¡ãšÊgÜîÜyŞFã:9±éÙç”¨3èp2j…~''h:�TBaBÑ�Šõš»‚+¶^HxÊjG«p…*$ù„Z¤.®S‘¸¾À§‰K¡>-_`Ûßè„ÖçAÑFâ+®¨“a˜RxÉ®[Š3x¢à�ØÏğar&´»p}³öbİm'»…YÄei·Ú2–¢„—Wˆ�@ÖvˆîD«ë®šî&9ƒ-vZ±MÎüû9Và}oÔÔê?ô•(7ØÑëÊìS´`Å‹x�ßÇ·/¾Ñ(ôImàŠ‹—¢­Ø #Ä‹_Š#›´eKõä¹-©¯À’h${×œg‰y?¤�€ŒUäf2Î@ö=f+ÖìYÎ8øeIî�-MyI{�ŠEæ@À¥xË—êmÎ�q‚+¨“�w�’à\QÙ‘Id/²¿%1²-Tİy*N"b²­{gA†W(`Á¤ÕWÑpµ5Úó:f8†«+Ñ�š¦o]kÿ¨®�DìZß©Hö�§s¦®æ<ÎaEw„6lÁ×98"‹“�"Íå²�Ó°Y¹Ù1HÉg#f­ÌD‚³�µ»»Ñcñ@òÆ�°–Z—¬ÆúF÷(ß¬øÒ€¦6¦ÀÔÒó�n‹5D½ıÛir~wj±¦¹=N�ºclN§±¯_&ã©�µª¦›TŒ€’¦S�©¶z“¬­e:aØIz!ñtêbßVkõ¬IÍ`�Ug/!ä¼®•Fºµ#,,>&·îÄîŠP­Ê»z0dÊæ„V�i¤¥øØ$¨’­šIóî^%@ó»uJSçA’�şÉ3cxX˜³ñí¦¥�Î‹BÕj½?Ñ¿ho¸LüÛ4ËÙÅÄj[sÌ{-Í‰ç5ºvn£bÙ9Í.ïF¦k¦í”˜¡ôvªîc8»‰„·9[nÚ÷Ñİ~4'oH™ºÊ$EĞ·Ô…ôƒŸ¹Z:¾9AP.ìùìCáÀ/£S*4¸�L/g2bYY0-X3endstreamendobj88 0 obj< >streamH‰ÔWËn7¼ÏWğ¨²ß�c,F8Hâ¦0‚À[‘�•IvŒü}ªšäììÚ?ğNqÈfuu³Ù³‹ÚÙ¨ŒÎÉ©]Ö©xµ3Úµ«:G®¨eÚY«cÄ1Yµ³^ç,¯mÚUXÆrn‚¹¬¬ÃŠ¢X«]0%B§C*d“2AĞÅæşv¢®ÙŒ–’Acê@49PöVYÈT=&Y�BPÿÊÛz³³ĞN‚±ó®èAÉÜ$™�‚8>5©€‰U��±œX€‡o Â�x\`»êœìà´Çş6ù¾_�VEdŸB§úWZNÍÃ.òUM‘;Tc�.B¡@iLB­t°:x;İ¦7ı:=y¥ğó0a÷ê«©Å*ƒ?ÂXñ¯¨èªöÅ¥Š§œ´1�\î¦Ëïœº¾‡�Ë_o—÷ï^<¾ıûöÃ¢._^Y«�]ÃøÃCĞÑ¤¾8)¤A¨A¶HêñıôZ}œŒìª�–�ÓƒêT‰³JÅAc°Ç�¦Åÿah¿}„ØQÚçª¢¶H‡ej±©Ì¨é
https://www.vishay.com/docs/28747/mfuserie.pdf | fuses | MFU Serieswww.vishay.comVishay Beyschlag Revision: 11-Mar-131Document Number: 28747For technical questions, contact: fuse@vishay.comTHIS DOCUMENT IS SUBJECT TO CHANGE WITHOUT NOTICE. THE PRODUCTS DESCRIBED HEREIN AND THIS DOCUMENTARE SUBJECT TO SPECIFIC DISCLAIMERS, SET FORTH AT www.vishay.com/doc?91000Thin Film Chip FusesMFU Thin Film Chip Fuses are the perfect choice for themost fields of modern electronics. The highly controlledmanufacturing thin film process guarantees an outstandingstability of fusing characteristics. Typical applicationsinclude information technology, telecommunication,medical equipment, industrial, audio/video, and automotiveelectronics.FEATURES• Advanced thin film technology• Very quick acting fuse characteristics• Outstanding stability of fusing characteristics• Green product, supports lead (Pb)-free soldering• Material categorization: For definitions of complianceplease see www.vishay.com/doc?99912 APPLICATIONS• Information technology• Industrial electronics• Automotive electronics• Telecommunication• Medical equipment• Audio/video electronicsSIZEINCH0402060308051206METRIC1005M1608M2012M3216MTECHNICAL SPECIFICATIONSDESCRIPTIONMFU 0402MFU 0603MFU 0805MFU 1206Metric size1005M1608M2012M3216MRated current range IR0.5 A to 3.15 A0.5 A to 5.0 A0.5 A to 5.0 A0.5 A to 6.3 ARated voltage, Umax. DC32 V32 V32 V63 VBreaking Capacity,Imax. at Umax. DC50 A at 32 V50 A at 32 V50 A at 32 V50 A at 63 VVoltage drop at 1 x IR90 mV to 368 mV85 mV to 361 mV98 mV to 374 mV116 mV to 433 mVCold resistance at 0.1 x IR22 m to 560 m13 m to 550 m15 m to 570 m14 m to 660 mPermissible film temperature,F max.125 °COperating temperature range- 55 °C to 125 °CPermissible continuouscurrent rating at amb = 23 °C0.7 x IRApproval UL recognition fileE253806Approval IEC 60127-4n/aRefer to table:MFU 0603 RATINGRefer to table:MFU 1206 RATINGFITobserved 0.2 x 10- 9/h MFU Serieswww.vishay.comVishay Beyschlag Revision: 11-Mar-132Document Number: 28747For technical questions, contact: fuse@vishay.comTHIS DOCUMENT IS SUBJECT TO CHANGE WITHOUT NOTICE. THE PRODUCTS DESCRIBED HEREIN AND THIS DOCUMENTARE SUBJECT TO SPECIFIC DISCLAIMERS, SET FORTH AT www.vishay.com/doc?91000Notes(1) Products can be ordered using either the PART NUMBER or the PRODUCT DESCRIPTION(2) Please refer to table PACKAGINGPART NUMBER AND PRODUCT DESCRIPTION (1)Part Number: MFU0603FF01000PW00MODEL/SIZEFUSING CHARACTERISTICRATED CURRENTPACKAGING (2)SPECIALMFU0402MFU0603MFU0805MFU1206FF = Very quick actingExamples:0.5 A = 005001.0 A = 010006.3 A = 06300E1E5E0P1P5PWUp to 2 digits00 = StandardProduct Description: MFU 0603 -FF PW 1A0MFU0603-FFPW1A0MODELSIZEFUSING CHARACTERISTICPACKAGING (2)RATED CURRENTMFU0402060308051206FF = Very quick actingE1E5E0P1P5PWExamples:0.5 A = 0A51.0 A = 1A06.3 A = 6A3PACKAGINGTYPECODEQUANTITYCARRIER TAPEWIDTHPITCHREELDIAMETERMFU 0402E11000Card board tape acc. IEC 60286-3 Type I8.02.0180 mm/7"E55000E010 000MFU 0603P110004.0180 mm/7"P55000PW20 000330 mm/13"MFU 0805P11000180 mm/7"P55000PW20 000330 mm/13"MFU 1206P11000180 mm/7"P55000PW20 000330 mm/13"MFU0603FF01000PW00 MFU Serieswww.vishay.comVishay Beyschlag Revision: 11-Mar-133Document Number: 28747For technical questions, contact: fuse@vishay.comTHIS DOCUMENT IS SUBJECT TO CHANGE WITHOUT NOTICE. THE PRODUCTS DESCRIBED HEREIN AND THIS DOCUMENTARE SUBJECT TO SPECIFIC DISCLAIMERS, SET FORTH AT www.vishay.com/doc?91000DIMENSIONSSOLDER PAD DIMENSIONSNote•The given solder pad dimensions reflect the considerations for board design and assembly as outlined e.g. in standards IEC 61188-5-x, orin publication IPC-7351. They do not guarantee any supposed thermal properties, particularly as these are also strongly influenced by manyother parameters. DIMENSIONS - Chip fuse types, mass and relevant physical dimensionsTYPEH(mm)L(mm)W(mm)WT(mm)T1(mm)T2(mm)MASS(mg)MFU 04020.32 ± 0.071.0 ± 0.050.5 ± 0.05> 75 % of W0.2 + 0.1/- 0.150.2 ± 0.10.65MFU 06030.45 + 0.1/- 0.051.55 ± 0.050.85 ± 0.1> 75 % of W0.3 + 0.15/- 0.20.3 + 0.15/- 0.21.9MFU 08050.45 + 0.1/- 0.052.0 ± 0.11.25 ± 0.15> 75 % of W0.4 + 0.1/- 0.20.4 + 0.1/- 0.24.7MFU 12060.55 ± 0.13.2 + 0.1/- 0.21.6 ± 0.15> 75 % of W0.5 ± 0.250.5 ± 0.259.5RECOMMENDED SOLDER PAD DIMENSIONSTYPEWAVE SOLDERINGREFLOW SOLDERINGG(mm)Y(mm)X(mm)Z(mm)G(mm)Y(mm)X(mm)Z(mm)MFU 0402----0.350.550.551.45MFU 06030.551.101.102.750.650.700.952.05MFU 08050.801.251.503.300.900.901.402.70MFU 12061.401.501.904.401.501.151.753.80T2T1LHWWTGXYZ MFU Serieswww.vishay.comVishay Beyschlag Revision: 11-Mar-134Document Number: 28747For technical questions, contact: fuse@vishay.comTHIS DOCUMENT IS SUBJECT TO CHANGE WITHOUT NOTICE. THE PRODUCTS DESCRIBED HEREIN AND THIS DOCUMENTARE SUBJECT TO SPECIFIC DISCLAIMERS, SET FORTH AT www.vishay.com/doc?91000Notes(1) Other values of rated current are available on request(2) Typical values(3) For packages with 1000 pieces, please use for packaging E1 instead of E5(4) For packages with 10 000 pieces, please use for packaging E0 instead of E5(5) Available on requestNotes(6) Other values of rated current are available on request(7) Typical values(8) For packages with 1000 pieces, please use for packaging P1 instead of P5(9) For packages with 20 000 pieces, please use for packaging PW instead of P5MFU 0402 RATING - Very quick acting (FF)SIZEFUSECHAR.RATED CURRENT (1)RATED VOLTAGEPRE-ARCING (2)I2tat 10 x IRVOLT.DROP (2)at1 x IRCOLDRESIS (2)at0.1 x IRBREAKINGCAPACITYDCMARK.APPROVALPART NUMBER (3)(4)0402FF500 mA (5)32 V0.0009 A2s368 mV560 m50 A at 32 V-ULMFU0402FF00500E500630 mA (5)32 V0.0014 A2s331 mV400 m50 A at 32 V-ULMFU0402FF00630E500750 mA (5)32 V0.0020 A2s275 mV280 m50 A at 32 V-ULMFU0402FF00750E500800 mA32 V0.0023 A2s231 mV220 m50 A at 32 V-ULMFU0402FF00800E5001.0 A32 V0.0028 A2s184 mV140 m50 A at 32 V-ULMFU0402FF01000E5001.25 A32 V0.0039 A2s159 mV97 m50 A at 32 V-ULMFU0402FF01250E5001.5 A32 V0.0059 A2s146 mV74 m50 A at 32 V-ULMFU0402FF01500E5001.6 A32 V0.0065 A2s136 mV65 m50 A at 32 V-ULMFU0402FF01600E5001.75 A32 V0.0077 A2s124 mV54 m50 A at 32 V-ULMFU0402FF01750E5002.0 A32 V0.0101 A2s115 mV44 m50 A at 32 V-ULMFU0402FF02000E5002.5 A32 V0.0157 A2s107 mV33 m50 A at 32 V-ULMFU0402FF02500E5003.0 A32 V0.0227 A2s95 mV24 m50 A at 32 V-ULMFU0402FF03000E5003.15 A32 V0.0250 A2s90 mV22 m50 A at 32 V-ULMFU0402FF03150E500MFU 0603 RATING - Very quick acting (FF)SIZEFUSECHAR.RATED CURRENT (6)RATED VOLTAGEPRE-ARCING (7)I2tat 10 x IRVOLT.DROP (7)at1 x IRCOLDRESIS (7)at0.1 x IRBREAKINGCAPACITYDCMARK.APPROVALPART NUMBER (8)(9)0603FF500 mA32 V0.0009 A2s361 mV550 m50 A at 32 VFUL/IECMFU0603FF00500P500630 mA32 V0.0014 A2s331 mV400 m50 A at 32 VCTULMFU0603FF00630P500750 mA32 V0.0020 A2s258 mV262 m50 A at 32 VGULMFU0603FF00750P500800 mA32 V0.0023 A2s249 mV237 m50 A at 32 VCVULMFU0603FF00800P5001.0 A32 V0.0028 A2s223 mV170 m50 A at 32 VHUL/IECMFU0603FF01000P5001.25 A32 V0.0039 A2s180 mV110 m50 A at 32 VJULMFU0603FF01250P5001.5 A32 V0.0059 A2s155 mV79 m50 A at 32 VKULMFU0603FF01500P5001.6 A32 V0.0065 A2s159 mV76 m50 A at 32 VEFUL/IECMFU0603FF01600P5001.75 A32 V0.0077 A2s138 mV60 m50 A at 32 VLULMFU0603FF01750P5002.0 A32 V0.0101 A2s150 mV57 m50 A at 32 VNUL/IECMFU0603FF02000P5002.5 A32 V0.0157 A2s121 mV37 m50 A at 32 VOULMFU0603FF02500P5003.0 A32 V0.0227 A2s126 mV32 m50 A at 32 VPULMFU0603FF03000P5003.15 A32 V0.0250 A2s120 mV29 m50 A at 32 VELUL/IECMFU0603FF03150P5003.5 A32 V0.0308 A2s106 mV23 m50 A at 32 VRULMFU0603FF03500P5004.0 A32 V0.0403 A2s100 mV19 m50 A at 32 VSULMFU0603FF04000P5005.0 A32 V0.2275 A2s85 mV13 m50 A at 32 VTULMFU0603FF05000P500 MFU Serieswww.vishay.comVishay Beyschlag Revision: 11-Mar-135Document Number: 28747For technical questions, contact: fuse@vishay.comTHIS DOCUMENT IS SUBJECT TO CHANGE WITHOUT NOTICE. THE PRODUCTS DESCRIBED HEREIN AND THIS DOCUMENTARE SUBJECT TO SPECIFIC DISCLAIMERS, SET FORTH AT www.vishay.com/doc?91000Notes(1) Other values of rated current are available on request(2) Typical values(3) For packages with 1000 pieces, please use for packaging P1 instead of P5(4) For packages with 20 000 pieces, please use for packaging PW instead of P5Notes(5) Other values of rated current are available on request(6) Typical values(7) For packages with 1000 pieces, please use for packaging P1 instead of P5(8) For packages with 20 000 pieces, please use for packaging PW instead of P5MFU 0805 RATING - Very quick acting (FF)SIZEFUSECHAR.RATED CURRENT (1)RATED VOLTAGEPRE-ARCING (2)I2tat 10 x IRVOLT.DROP (2)at1 x IRCOLDRESIS (2)at0.1 x IRBREAKINGCAPACITYDCMARK. APPROVALPART NUMBER (3)(4)0805FF500 mA32 V0.0009 A2s374 mV570 m50 A at 32 VFULMFU0805FF00500P500630 mA32 V0.0014 A2s347 mV420 m50 A at 32 VCTULMFU0805FF00630P500750 mA32 V0.0021 A2s280 mV285 m50 A at 32 VGULMFU0805FF00750P500800 mA32 V0.0023 A2s262 mV250 m50 A at 32 VCVULMFU0805FF00800P5001.0 A32 V0.0028 A2s243 mV185 m50 A at 32 VHULMFU0805FF01000P5001.25 A32 V0.0040 A2s205 mV125 m50 A at 32 VJULMFU0805FF01250P5001.5 A32 V0.0059 A2s171 mV87 m50 A at 32 VKULMFU0805FF01500P5001.6 A32 V0.0065 A2s164 mV78 m50 A at 32 VEFULMFU0805FF01600P5001.75 A32 V0.0077 A2s161 mV70 m50 A at 32 VLULMFU0805FF01750P5002.0 A32 V0.0101 A2s176 mV67 m50 A at 32 VNULMFU0805FF02000P5002.5 A32 V0.0157 A2s131 mV40 m50 A at 32 VOULMFU0805FF02500P5003.0 A32 V0.0227 A2s134 mV34 m50 A at 32 VPULMFU0805FF03000P5003.15 A32 V0.0250 A2s128 mV31 m50 A at 32 VELULMFU0805FF03150P5003.5 A32 V0.0308 A2s119 mV26 m50 A at 32 VRULMFU0805FF03500P5004.0 A32 V0.0403 A2s105 mV20 m50 A at 32 VSULMFU0805FF04000P5005.0 A32 V0.2275 A2s98 mV15 m50 A at 32 VTULMFU0805FF05000P500MFU 1206 RATING - Very quick acting (FF)SIZEFUSECHAR.RATED CURRENT (5)RATED VOLTAGEPRE-ARCING (6)I2tat 10 x IRVOLT.DROP (6)at1 x IRCOLDRESIS (6)at0.1 x IRBREAKINGCAPACITYDCMARK. APPROVALPART NUMBER (7)(8)1206FF500 mA63 V0.0009 A2s433 mV660 m50 A at 63 VFUL/IECMFU1206FF00500P500630 mA63 V0.0014 A2s372 mV450 m50 A at 63 VCTULMFU1206FF00630P500750 mA63 V0.0022 A2s325 mV330 m50 A at 63 VGULMFU1206FF00750P500800 mA63 V0.0023 A2s273 mV260 m50 A at 63 VCVULMFU1206FF00800P5001.0 A63 V0.0028 A2s262 mV200 m50 A at 63 VHUL/IECMFU1206FF01000P5001.25 A63 V0.0041 A2s230 mV140 m50 A at 63 VJULMFU1206FF01250P5001.5 A63 V0.0059 A2s207 mV105 m50 A at 63 VKULMFU1206FF01500P5001.6 A63 V0.0066 A2s168 mV80 m50 A at 63 VEFUL/IECMFU1206FF01600P5001.75 A63 V0.0077 A2s174 mV76 m50 A at 63 VLULMFU1206FF01750P5002.0 A63 V0.0102 A2s181 mV69 m50 A at 63 VNUL/IECMFU1206FF02000P5002.5 A63 V0.0159 A2s161 mV49 m50 A at 63 VOULMFU1206FF02500P5003.0 A63 V0.0229 A2s173 mV44 m50 A at 63 VPULMFU1206FF03000P5003.15 A63 V0.0251 A2s153 mV37 m50 A at 63 VELUL/IECMFU1206FF03150P5003.5 A63 V0.0310 A2s161 mV35 m50 A at 63 VRULMFU1206FF03500P5004.0 A63 V0.0404 A2s147 mV28 m50 A at 63 VSULMFU1206FF04000P5005.0 A63 V0.2275 A2s131 mV20 m50 A at 63 VTULMFU1206FF05000P5006.3 A63 V0.5160 A2s116 mV14 m50 A at 63 VETULMFU1206FF06300P500 MFU Serieswww.vishay.comVishay Beyschlag Revision: 11-Mar-136Document Number: 28747For technical questions, contact: fuse@vishay.comTHIS DOCUMENT IS SUBJECT TO CHANGE WITHOUT NOTICE. THE PRODUCTS DESCRIBED HEREIN AND THIS DOCUMENTARE SUBJECT TO SPECIFIC DISCLAIMERS, SET FORTH AT www.vishay.com/doc?91000DESCRIPTIONProduction is strictly controlled and follows an extensiveset of instructions established for reproducibility. Ahomogeneous film of metal alloy is deposited on a highgrade ceramic body. The fuse elements are covered by aprotective coating designed for electrical, mechanical andclimatic protection. The terminations receive a final pure tinon nickel plating.The result of the determined production is verified by anextensive testing procedure performed on 100 % of theindividual fuses. Only accepted products are laid directlyinto the paper tape in accordance with IEC 60286-3.APPROVALSThe fuses are tested in accordance with the followingstandards:• IEC 60127-1• IEC 60127-4• UL 248-14• IEC 60068 seriesApproval of conformity is indicated by the UMF Logo on thepackage label. Recognition by Underwriter Laboratories Inc.is indicated by the UL logo on the package label.ASSEMBLYThe fuses are suitable for processing on automatic SMDassembly systems. They are suitable for automaticsoldering using wave, reflow or vapour phase. Theencapsulation is resistant to all cleaning solvents commonlyused in the electronics industry, including alcohols, estersand aqueous solutions. The fuses are RoHS compliant, thepure tin plating provides compatibility with lead (Pb)-freeand lead-containing soldering processes. The immunity ofthe plating against tin whisker growth has been provenunder extensive testing. Solderability is specified for 2 yearsafter production or re-qualification. The permitted storagetime is 20 years.All products comply with the JIG 101 list of legal restrictionson hazardous substances. This includes full compliance with the following directives:• 2000/53/EC End of Vehicle life Directive (ELV) andAnnex II (ELV II)• 2011/65/EU Restriction of the use of HazardousSubstances Directive (RoHS)• 2002/96/EC Waste Electrical and Electronic EquipmentDirective (WEEE)FUNCTIONAL PERFORMANCENote(1) Current rating factor is in addition to the given permissible continuous current rating of 0.7Current Rating Factor (1) vs. Ambient Temperature amb- 601500Ambient Temperature amb [°C]Current Rating Factor [%]5060708090100110120MFU Series7590105120135ϑ40302010- 45- 30- 15015304560 MFU Serieswww.vishay.comVishay Beyschlag Revision: 11-Mar-137Document Number: 28747For technical questions, contact: fuse@vishay.comTHIS DOCUMENT IS SUBJECT TO CHANGE WITHOUT NOTICE. THE PRODUCTS DESCRIBED HEREIN AND THIS DOCUMENTARE SUBJECT TO SPECIFIC DISCLAIMERS, SET FORTH AT www.vishay.com/doc?91000FUNCTIONAL PERFORMANCENote(1) Fuses mounted on a test board according to IEC 60127-4Typical tpre-arc vs. I characteristic of MFU 0402 (1)Typical I2t vs. tpre-arc characteristic of MFU 0402 (1)0.110010-41Current I [A]Pre-arc Time tpre-arc [s]10-310-210-1100101102103104MFU 0402-FF3.15 A3.00 A2.50 A2.00 A1.75 A1.60 A1.50 A1.25 A1.00 A0.80 A0.75 A0.63 A0.50 A1010-510-410-310-210-1100101102103104MFU 0402-FF3.15 A3.00 A2.50 A2.00 A1.75 A1.60 A1.50 A1.25 A1.00 A0.80 A0.75 A0.63 A0.50 APre-arc Time tpre-arc [s]Joule Integral l2t [A2S]10-410-310-210-1100101102 MFU Serieswww.vishay.comVishay Beyschlag Revision: 11-Mar-138Document Number: 28747For technical questions, contact: fuse@vishay.comTHIS DOCUMENT IS SUBJECT TO CHANGE WITHOUT NOTICE. THE PRODUCTS DESCRIBED HEREIN AND THIS DOCUMENTARE SUBJECT TO SPECIFIC DISCLAIMERS, SET FORTH AT www.vishay.com/doc?91000FUNCTIONAL PERFORMANCENote(1) Fuses mounted on a test board according to IEC 60127-4Typical tpre-arc vs. I characteristic of MFU 0603 (1)Typical I2t vs. tpre-arc characteristic of MFU 0603 (1)0.110010-41Current I [A]Pre-arc Time tpre-arc [s]10-310-210-1100101102103104MFU 0603-FF5.00 A4.00 A3.50 A3.15 A3.00 A2.50 A2.00 A1.75 A1.60 A1.50 A1.25 A1.00 A0.80 A0.75 A0.63 A0.50 A1010-510-410-310-210-1100101102103104MFU 0603-FF5.00 A4.00 A3.50 A3.15 A3.00 A2.50 A2.00 A1.75 A1.60 A1.50 A1.25 A1.00 A0.80 A0.75 A0.63 A0.50 APre-arc Time tpre-arc [s]Joule Integral l2t [A2S]10-410-310-210-1100101102 MFU Serieswww.vishay.comVishay Beyschlag Revision: 11-Mar-139Document Number: 28747For technical questions, contact: fuse@vishay.comTHIS DOCUMENT IS SUBJECT TO CHANGE WITHOUT NOTICE. THE PRODUCTS DESCRIBED HEREIN AND THIS DOCUMENTARE SUBJECT TO SPECIFIC DISCLAIMERS, SET FORTH AT www.vishay.com/doc?91000FUNCTIONAL PERFORMANCENote(1) Fuses mounted on a test board according to IEC 60127-4Typical tpre-arc vs. I characteristic of MFU 0805 (1)Typical I2t vs. tpre-arc characteristic of MFU 0805 (1)0.110010-41Current I [A]Pre-arc Time tpre-arc [s]10-310-210-1100101102103104MFU 0805-FF5.00 A4.00 A3.50 A3.15 A3.00 A2.50 A2.00 A1.75 A1.60 A1.50 A1.25 A1.00 A0.80 A0.75 A0.63 A0.50 A1010-510-410-310-210-1100101102103104MFU 0805-FF5.00 A4.00 A3.50 A3.15 A3.00 A2.50 A2.00 A1.75 A1.60 A1.50 A1.25 A1.00 A0.80 A0.75 A0.63 A0.50 APre-arc Time tpre-arc [s]Joule Integral l2t [A2S]10-410-310-210-1100101102 MFU Serieswww.vishay.comVishay Beyschlag Revision: 11-Mar-1310Document Number: 28747For technical questions, contact: fuse@vishay.comTHIS DOCUMENT IS SUBJECT TO CHANGE WITHOUT NOTICE. THE PRODUCTS DESCRIBED HEREIN AND THIS DOCUMENTARE SUBJECT TO SPECIFIC DISCLAIMERS, SET FORTH AT www.vishay.com/doc?91000FUNCTIONAL PERFORMANCENote(1) Fuses mounted on a test board according to IEC 60127-4Typical tpre-arc vs. I characteristic of MFU 1206 (1)Typical I2t vs. tpre-arc characteristic of MFU 1206 (1)0.110010-41Current I [A]Pre-arc Time tpre-arc [s]10-310-210-1100101102103104MFU 1206-FF6.30 A5.00 A4.00 A3.50 A3.15 A3.00 A2.50 A2.00 A1.75 A1.60 A1.50 A1.25 A1.00 A0.80 A0.75 A0.63 A0.50 A1010-510-410-310-210-1100101102103104MFU 1206-FF6.30 A5.00 A4.00 A3.50 A3.15 A3.00 A2.50 A2.00 A1.75 A1.60 A1.50 A1.25 A1.00 A0.80 A0.75 A0.63 A0.50 APre-arc Time tpre-arc [s]Joule Integral l2t [A2S]10-410-310-210-1100101102 MFU Serieswww.vishay.comVishay Beyschlag Revision: 11-Mar-1311Document Number: 28747For technical questions, contact: fuse@vishay.comTHIS DOCUMENT IS SUBJECT TO CHANGE WITHOUT NOTICE. THE PRODUCTS DESCRIBED HEREIN AND THIS DOCUMENTARE SUBJECT TO SPECIFIC DISCLAIMERS, SET FORTH AT www.vishay.com/doc?91000TEST AND REQUIREMENTSAll tests are carried out in accordance with the followingspecifications:IEC 60127-1, Miniature fuse - Part 1: Definitions forminiature fuses and general requirements for miniaturefuse-linksIEC 60127-4, Universal Modular Fuse Links (UMF)UL 248-14, Low voltage fuses - Part 14: SupplementalfusesFor the full test schedule refer to the documents listedabove. The testing also covers most of the requirementsspecified by METI and CCC.The tests are carried out under standard atmosphericconditions in accordance with IEC 60068-1, 5.3. Climaticcategory LCT/UCT/56 (rated temperature range: Lowercategory temperature, upper category temperature; dampheat, long term, 56 days) is valid.Unless otherwise specified the following values apply:Temperature: 15 °C to 35 °CRelative humidity: 45 % to 75 %Air pressure: 86 kPa to 106 kPa (860 mbar to 1060 mbar).The components are mounted for testing on printed-circuitboards in accordance with IEC 60127-4, unless otherwisespecified.The requirements stated in the Test Procedures andRequirements table are based on the required tests andpermitted limits of IEC 60127-1 and IEC 60127-4respectively. However, some additional tests and a numberof improvements against those minimum requirements havebeen included.TEST PROCEDURES AND REQUIREMENTSIEC 60127-4 CLAUSEIEC 60068-2 TEST METHODTESTPROCEDUREREQUIREMENTSPERMISSIBLE CHANGE8.3.221 (Ue1)SubstratebendingDepth 1 mm;rate 1 mm/s1 timesNo visible damageR/R  ± 10 %8.6.258 (Td)SolderabilitySolder bath method; SnPb40; non-activated flux; (215 ± 3) °C; (3 ± 0.3) sGood tinning (95 % covered); no visible damageSolder bath method; SnAg3Cu0.5 or SnAg3.5; non-activated flux; (245 ± 3) °C; (2 ± 0.2) s8.7.258 (Td)Resistance to soldering heatSolder bath method; (260 ± 5) °C; (10 ± 1) sNo visible damageR/R  ± 10 %Reflow method 2(IR/forced gas convection); (260 ± 5) °C; (10 ± 1) s9.2.1-Time/currentcharacteristicsat nominaltemperatureCold resistance at 0.1 x IR;destructive testing underovercurrent conditions(DC-Current)MFU 0402IR  0.75 AAt 1.25 x IR, tpre-arc > 1 hat 2.0 x IR, tpre-arc < 60 sat 10 x IR, tpre-arc < 0.001 sMFU 04020.8 A  IR  3.15 A At 1.25 x IR, tpre-arc > 1 hat 2.0 x IR, tpre-arc < 5 sat 10 x IR, tpre-arc < 0.001 sMFU 0603IR  5.0 AMFU 0805IR  5.0 AMFU 1206IR  6.3 A9.3.2-Breaking capacity50 A at rated voltageacc. to UL 248-14Optical inspection with naked eyeno visible damage9.3.3-Residualresistance50 A at rated voltageacc. to UL 248-14Insulation resistance at 2.0 x UR (DC) higher than 0.1 M MFU Serieswww.vishay.comVishay Beyschlag Revision: 11-Mar-1312Document Number: 28747For technical questions, contact: fuse@vishay.comTHIS DOCUMENT IS SUBJECT TO CHANGE WITHOUT NOTICE. THE PRODUCTS DESCRIBED HEREIN AND THIS DOCUMENTARE SUBJECT TO SPECIFIC DISCLAIMERS, SET FORTH AT www.vishay.com/doc?910009.4-Endurance testacc. to IEC 60127-1a) I = 1.0 x IR(DC)1.0 h on; 0.25 h off;23 °C; 100 timesb) I = 1.25 x IR (DC)1.0 h on23 °C; 1 timeMFU 0402IR  3.15 ANo visible damageR/R  ± 10 %MFU 0603IR  3.15 AMFU 0805IR  3.15 AMFU 1206IR  3.15 A9.5-Maximumsustaineddissipation acc. toIEC 60127-1Calculation in accordance with results of clause 9.4 b)Dissipation  acc. to IEC 60127-4 table 29.7-Fuse-linktemperatureThe test is performed during the final 5 min of clause 9.4 b)MFU 0402IR  3.15 ATemperature rise of terminals 85 KMFU 0603IR  3.15 AMFU 0805IR  3.15 AMFU 1206IR  3.15 A--Verification oftemp.-rise andcurrent- carryingcapacity acc. toUL 248-14clause 8.2.3I = 1.0 x IR (DC)MFU 0402IR  3.15 ATemperature riseof hot spot 75 Kacc. to UL 248-14 clause 8.2.4MFU 0603IR  5.0 AMFU 0805IR  5.0 AMFU 1206IR  6.3 A-78 (Cab)Damp heat,steady state(40 ± 2) °C; 56 days;(93 ± 3) % RHR/R  ± 10 %I-t characteristic-14 (Na)Rapid change of temperature30 min at LCT;30 min at UCT; LCT = - 55 °C;UCT = 125 °C;5 cyclesR/R  ± 10 %-6 (Fc)VibrationEndurance by sweeping;10 Hz to 2000 Hz;no resonance;amplitude  1.5 mm or  200 m/s2; 6 hR/R  ± 10 %-45 (XA)Componentsolvent resistanceIsopropyl alcohol;50 C; method 2No visible damage-45 (XA)Solventresistance of markingIsopropyl alcohol;50 C; method 1, toothbrushMarking legible,no visible damage-21 (Ue3)Shear(adhesion)RR 1608M; 9 NNo visible damageRR 2012M and RR 3216M; 45 N--FlammabilityIEC 60695-2-2,needle flame test; 10 sNo burning after 30 sTEST PROCEDURES AND REQUIREMENTSIEC 60127-4 CLAUSEIEC 60068-2 TEST METHODTESTPROCEDUREREQUIREMENTSPERMISSIBLE CHANGELegal Disclaimer Noticewww.vishay.comVishay Revision: 01-Jul-20241Document Number: 91000For technical questions, contact: THIS DOCUMENT IS SUBJECT TO CHANGE WITHOUT NOTICE. THE PRODUCTS DESCRIBED HEREIN AND THIS DOCUMENTARE SUBJECT TO SPECIFIC DISCLAIMERS, SET FORTH AT www.vishay.com/doc?91000DisclaimerALL PRODUCT, PRODUCT SPECIFICATIONS AND DATA ARE SUBJECT TO CHANGE WITHOUT NOTICE TO IMPROVE RELIABILITY, FUNCTION OR DESIGN OR OTHERWISE. Vishay Intertechnology, Inc., its affiliates, agents, and employees, and all persons acting on its or their behalf (collectively, “Vishay”), disclaim any and all liability for any errors, inaccuracies or incompleteness contained in any datasheet or in any other disclosure relating to any product.Vishay makes no warranty, representation or guarantee regarding the suitability of the products for any particular purpose or the continuing production of any product. To the maximum extent permitted by applicable law, Vishay disclaims (i) any and all liability arising out of the application or use of any product, (ii) any and all liability, including without limitation special, consequential or incidental damages, and (iii) any and all implied warranties, including warranties of fitness for particular purpose, non-infringement and merchantability.Statements regarding the suitability of products for certain types of applications are based on Vishay's knowledge of typical requirements that are often placed on Vishay products in generic applications. Such statements are not binding statements about the suitability of products for a particular application. It is the customer's responsibility to validate that a particular product with the properties described in the product specification is suitable for use in a particular application. Parameters provided in datasheets and / or specifications may vary in different applications and performance may vary over time. All operating parameters, including typical parameters, must be validated for each customer application by the customer's technical experts. Product specifications do not expand or otherwise modify Vishay's terms and conditions of purchase, including but not limited to the warranty expressed therein.Hyperlinks included in this datasheet may direct users to third-party websites. These links are provided as a convenience and for informational purposes only. Inclusion of these hyperlinks does not constitute an endorsement or an approval by Vishay of any of the products, services or opinions of the corporation, organization or individual associated with the third-party website. Vishay disclaims any and all liability and bears no responsibility for the accuracy, legality or content of the third-party website or for that of subsequent links.Vishay products are not designed for use in life-saving or life-sustaining applications or any application in which the failure of the Vishay product could result in personal injury or death unless specifically qualified in writing by Vishay. Customers using or selling Vishay products not expressly indicated for use in such applications do so at their own risk. Please contact authorized Vishay personnel to obtain written terms and conditions regarding products designed for such applications.No license, express or implied, by estoppel or otherwise, to any intellectual property rights is granted by this document or by any conduct of Vishay. Product names and markings noted herein may be trademarks of their respective owners.© 2024 VISHAY INTERTECHNOLOGY, INC. ALL RIGHTS RESERVED
https://www.littelfuse.com/media?resourcetype=datasheets&itemid=63f61b85-5fc5-4f00-9ca9-8d59a6252d71&filename=littelfuse_fuse_154_154t_154l_154tl_datasheet.pdf | fuses | © 2020 Littelfuse, Inc.Specifications are subject to change without notice.Revised: 09/16/20NANO2® > 154 OMNI-BLOK® Fuse and Holder CombinationSurface Mount Fuses154/154T/154L/154TL Series OMNI-BLOK® Fuse and Holder AssemblyDescriptionThe RoHS compliant 154 Series OMNI-BLOK® Fuse and Holder Assembly offers a solution for efficient installation and easy replacement of miniature Nano2® surface mount fuses. Offered in a tape and reel package, this fuse and holder combination can be installed on a PC board as an efficient single step. Fuse replacement can be accomplished without exposing the PC board to the detrimental effects of solder heat.The fuse holder unit may be sold as a stand-alone item, shipped in bulk quantity using part number 01550900M and also pre-packaged in tape and reel cartridges using part number 01550900DR.Agency ApprovalsAgencyAgency File NumberAmpere RangeE147210.062A - 10A+ 0.375A - 7A++PSENBK030205-E10480ANBK030205-E10480BNBK101105-E184655NBK030205-E10480B1A - 1.6A+2A - 5A+6.3A - 10A+1A - 5A++FeaturesRoHSPSE• Easy fuse replacement • Miniature size• RoHS-compliant and Halogen-free• Very Fast-Acting and Time-Lag options available• Holder sized to fit a range of Nano2® type fuses• Wide range of current ratings available - Fast-Acting Fuses: 62mA - 10A - Slo-Blo Fuses: 375mA - 5A• Wide operating temperature range• Heat-resistant fuseholder, UL94 V-0• 260°C reflow capable fuseholder • Recognized to UL/CSA/NMX 248-1, UL/CSA/NMX 248-14 and UL/CSA/NMX 4248-1.Ordering Information Catalog NumberAmpere Rating (A)Amp CodeFuse Furnished*154.0620.0620.062453.062154.080.080.08453.08154.10.10.1453.1154.1250.1250.125453.125154.160.160.16453.16154.20.20.2453.2154.250.250.25453.25154.3150.3150.315453.315154.3750.3750.375453.375154.40.40.4453.4154.50.50.5453.5154.630.630.63453.63154.750.750.75453.75154.80.80.8453.8154001.011.0453001.01541.251.251.254531.2515401.51.51.545301.515401.61.61.645301.6154002.022.0453002.015402.52.52.545302.5154003.033.0453003.01543.153.153.154533.1515403.53.53.545303.5154004.044.0453004.0154005.055.0453005.015406.36.306.345306.3154007.077.0453007.0154008.088.0453008.0154010.01010.0453010.0With Very Fast-Acting Fuse InstalledCatalog NumberAmpere Rating (A)Amp CodeFuse Furnished*154.375 T0.3750.375454.375154.5 T0.50.5454.5154.75 T0.750.75454.75154001.0 T11.0454001.015401.5 T1.51.545401.5154002.0 T22.0454002.015402.5 T2.52.545402.5154003.0 T33.0454003.015403.5 T3.53.545403.5154004.0 T44.0454004.0154005.0 T55.0454005.0154007.0 T77.0454007.0With Slo-Blo® Fuse Installed* The 453 and 454 Series fuses identified above have silver-plated end caps, designed to accommodate solder reflow processes: For 453 Series fuse replacement, either 451, 453 or 448 Series may be used.For 454 Series fuse replacement, either 452, 454 or 449 Series may be used.For detailed operating characteristic and performance information for each of the fuse series mentioned above, please refer to their respective data available online at www.littelfuse.com.** 155900 is UL Recognized for the US and Canadian market. It is rated 125V, 10A.154/154T (Tan color holder like shown in this image)154L/154TL (Black color holder)+ Fast-acting Fuse++ Slo-Blo(R) FuseDatasheetAdditional InformationSamplesResources© 2020 Littelfuse, Inc.Specifications are subject to change without notice.Revised: 09/16/20NANO2® > 154 OMNI-BLOK® Fuse and Holder CombinationSurface Mount FusesLF7 ALF3.81(.150")2.13(.084")REF.10.62(.418")4.24(.167")9.73(.383") REF.3.81(.150")5.03(.198")155FUSERecommended Pad LayoutDimensionsPackagingPackaging OptionPackaging SpecificationQuantityQuantity & Packaging CodeReel PackEIA RS–481–2 (IEC 60286-3, part 3)1500DRSoldering ParametersTimeTemperatureTPTLTS(max)TS(min)25tPtLtStime to peak temperature(t 25ºC to peak)Ramp-downRamp-upPreheatCritical ZoneTL to TPPart Numbering SystemExample:1.5 amp Fast-acting product is 015401.5DR.1.5 amp Time-lag product is 015401.5DRT.(1 amp product shown above).0154 001. D R T LSeriesAMP CodeQuantity CodePackaging CodeRefer to Ordering information section on previous page.D = 1500 pcsR = Tape and ReelType Code“L” suffix for Black Color Holder“G” suffix for 451L (Au-Plated Caps)T = Time-Lag (Slo-Blo®)Reflow ConditionPb – Free assemblyPre Heat- Temperature Min (Ts(min))150°C - Temperature Max (Ts(max))200°C- Time (Min to Max) (ts)60 - 180 secondsAverage Ramp-up Rate (Liquidus Temp (TL) to peak)5°C/second max.TS(max) to TL - Ramp-up Rate5°C/second max.Reflow- Temperature (TL) (Liquidus)217°C - Temperature (tL)60 - 150 secondsPeak Temperature (TP)260+0/–5 °CTime within 5°C of actual peak Temperature (tp)20 – 40 secondsRamp-down Rate5°C/second max.Time 25°C to peak Temperature (TP)8 minutes max.Do not exceed260°CProduct CharacteristicsOperating Temperature-55ºC to 125ºCDisclaimer Notice - Information furnished is believed to be accurate and reliable. However, users should independently evaluate the suitability of and test each product selected for their own applications. Littelfuse products are not designed for, and may not be used in, all applications. Read complete Disclaimer Notice at: www.littelfuse.com/disclaimer-electronics.
https://www.littelfuse.com/media?resourcetype=datasheets&itemid=42c9dd21-a88e-4328-8e67-2f832444faf1&filename=littelfuse_datasheet_297_mini32v.pdf | fuses | 1©2022 Littelfuse, Inc.Specifications are subject to change without notice. Revised: 05/26/2023DatasheetRated 32VMINI® Blade FusesDescriptionMINI® 32V automotive blade fuses boast aminiature design that allows automakers to packmore circuit protection into less space. Despite theirlight weight, MINI® fuses perform reliably in adverseenvironments and at extreme temperatures.ApplicationsFeatures & BenefitsCarsTrucksSUVsColor coding shows the amperage rating for each fuseSee-through housing makes it easy to check whether a fuse has blownCheckpoints on top make it possible to measure resistance without removing the fuseOffroad vehiclesBusesWatercraftHigh-contrast amperage stamp on the top of the housing aids identificationSimple to install and removeVoltage Rating:32 VDCInterrupting Rating:1000A @ 32 VDC*Recommended Environmental Temperature:-40˚C to +125˚C Terminals Material:Silver plated / Tin plated zinc alloyHousing Material:PA66 (U.L. 94 Flammability rating – V2)Net Weight Per Fuse:0.57±5% grComplies with: Ag plated: SAE J2077, ISO 8820-3, UL 248 Special Purpose Fuses Sn plated: SAE J2077, ISO 8820-3 not UL recognizedSpecifications*Tin plating’s temperature limit is ≈130˚C. Silver plating allows up to 150˚C at the terminal interface.Ordering InformationPart NumberRatingPackage Size2 - 30 0297xxx.WXNV3000& SHUNT0297xxx.U2 - 305000297xxx.H2 - 301000297xxx.L2 - 3050MINI® Sn Fuse0297xxx.WXT2 - 303000MINI® Shunt2©2022 Littelfuse, Inc.Specifications are subject to change without notice. Revised: 05/26/2023DatasheetRated 32VMINI® Blade FusesDimensions Dimensions in mm for reference only.See outline drawing for dimensions and tolerances.RatingsPart NumberCurrent Rating (A)Housing Material ColorTest Cable Size (mm2)Typ. Voltage Drop (mV) Typ. Cold Resistance (mΩ)Typ. I2t(A²s)0297002._2 0.5171 55.60 9 0297003._3 0.5153 33.75 20 0297004._4 0.5121 23.48 31 0297005._5 0.5129 17.75 37 029707.5_7.5 0.75135 10.85 82 0297010._10 1108 7.42 122 0297015._15 1.598 4.58 308 0297020._20 2.596 3.21 442 0297025._252.586 2.36 622 0297030._30 487 1.85 1 2300297900._SHUNT----The typical I2t is an average value calculated from the breaking capacity tests by using the melting time before the arcing occurs.0.8ST3©2022 Littelfuse, Inc.Specifications are subject to change without notice. Revised: 05/26/2023DatasheetRated 32VMINI® Blade FusesTime-Current Characteristic CurvesTemperature TableTypical Derating of Fuse Melting ElementTemperature Security Margin is 20%Please contact Littelfuse® for Details Regarding Derating Test Set-Up.DeratingLittelfuse EuropeMINI 32 V 2-30A0297xxx0204060801001201401601800510152025303540∆Т [K]Current [A]Temperature Increase2A3A4A5A7.5A10A15A20A25A30A05101520253035-50050100150200max. allowed current [A]Ambient Temperature [°C]Derating *)2A3A4A5A7.5A10A15A20A25A30ADerating curves may change depending on the final condition of the application (terminals characteristics, wire size etc..).Please ask Littelfuse® for more information.Max. Recommended EnvironmentalTemperatureTime-Current Characteristics% of RatingOpening Time Min / Max (s)110 360,000 / ∞135 0.75 / 600 200 0.15 / 5 350 0.08 / 0.5600 0.03 / 0.1 max. allowed current load [A] at ambient temperature (typical derating)-40°C-20°C0°C20°C40°C60°C80°C100°C2A2.02.02.01.91.71.61.41.33A3.02.82.72.52.42.22.01.84A4.03.83.63.43.22.92.72.45A5.04.84.54.34.03.73.43.07.5A7.57.16.86.46.05.55.14.510A10109.89.28.68.07.36.515A151514131212119.020A201918171615141225A252422212018171530A3029272624222018MINI SHUNT Maximum Continuous Load at 85°C: 20A
https://www.littelfuse.com/media?resourcetype=datasheets&itemid=42c9dd21-a88e-4328-8e67-2f832444faf1&filename=littelfuse_datasheet_297_mini32v.pdf | fuses | 1©2022 Littelfuse, Inc.Specifications are subject to change without notice. Revised: 05/26/2023DatasheetRated 32VMINI® Blade FusesDescriptionMINI® 32V automotive blade fuses boast aminiature design that allows automakers to packmore circuit protection into less space. Despite theirlight weight, MINI® fuses perform reliably in adverseenvironments and at extreme temperatures.ApplicationsFeatures & BenefitsCarsTrucksSUVsColor coding shows the amperage rating for each fuseSee-through housing makes it easy to check whether a fuse has blownCheckpoints on top make it possible to measure resistance without removing the fuseOffroad vehiclesBusesWatercraftHigh-contrast amperage stamp on the top of the housing aids identificationSimple to install and removeVoltage Rating:32 VDCInterrupting Rating:1000A @ 32 VDC*Recommended Environmental Temperature:-40˚C to +125˚C Terminals Material:Silver plated / Tin plated zinc alloyHousing Material:PA66 (U.L. 94 Flammability rating – V2)Net Weight Per Fuse:0.57±5% grComplies with: Ag plated: SAE J2077, ISO 8820-3, UL 248 Special Purpose Fuses Sn plated: SAE J2077, ISO 8820-3 not UL recognizedSpecifications*Tin plating’s temperature limit is ≈130˚C. Silver plating allows up to 150˚C at the terminal interface.Ordering InformationPart NumberRatingPackage Size2 - 30 0297xxx.WXNV3000& SHUNT0297xxx.U2 - 305000297xxx.H2 - 301000297xxx.L2 - 3050MINI® Sn Fuse0297xxx.WXT2 - 303000MINI® Shunt2©2022 Littelfuse, Inc.Specifications are subject to change without notice. Revised: 05/26/2023DatasheetRated 32VMINI® Blade FusesDimensions Dimensions in mm for reference only.See outline drawing for dimensions and tolerances.RatingsPart NumberCurrent Rating (A)Housing Material ColorTest Cable Size (mm2)Typ. Voltage Drop (mV) Typ. Cold Resistance (mΩ)Typ. I2t(A²s)0297002._2 0.5171 55.60 9 0297003._3 0.5153 33.75 20 0297004._4 0.5121 23.48 31 0297005._5 0.5129 17.75 37 029707.5_7.5 0.75135 10.85 82 0297010._10 1108 7.42 122 0297015._15 1.598 4.58 308 0297020._20 2.596 3.21 442 0297025._252.586 2.36 622 0297030._30 487 1.85 1 2300297900._SHUNT----The typical I2t is an average value calculated from the breaking capacity tests by using the melting time before the arcing occurs.0.8ST3©2022 Littelfuse, Inc.Specifications are subject to change without notice. Revised: 05/26/2023DatasheetRated 32VMINI® Blade FusesTime-Current Characteristic CurvesTemperature TableTypical Derating of Fuse Melting ElementTemperature Security Margin is 20%Please contact Littelfuse® for Details Regarding Derating Test Set-Up.DeratingLittelfuse EuropeMINI 32 V 2-30A0297xxx0204060801001201401601800510152025303540∆Т [K]Current [A]Temperature Increase2A3A4A5A7.5A10A15A20A25A30A05101520253035-50050100150200max. allowed current [A]Ambient Temperature [°C]Derating *)2A3A4A5A7.5A10A15A20A25A30ADerating curves may change depending on the final condition of the application (terminals characteristics, wire size etc..).Please ask Littelfuse® for more information.Max. Recommended EnvironmentalTemperatureTime-Current Characteristics% of RatingOpening Time Min / Max (s)110 360,000 / ∞135 0.75 / 600 200 0.15 / 5 350 0.08 / 0.5600 0.03 / 0.1 max. allowed current load [A] at ambient temperature (typical derating)-40°C-20°C0°C20°C40°C60°C80°C100°C2A2.02.02.01.91.71.61.41.33A3.02.82.72.52.42.22.01.84A4.03.83.63.43.22.92.72.45A5.04.84.54.34.03.73.43.07.5A7.57.16.86.46.05.55.14.510A10109.89.28.68.07.36.515A151514131212119.020A201918171615141225A252422212018171530A3029272624222018MINI SHUNT Maximum Continuous Load at 85°C: 20A
https://www.littelfuse.com/media?resourcetype=datasheets&itemid=545bf502-c624-4172-b0a0-3a8c5f3d65be&filename=littelfuse-fuse-215sp-datasheet | fuses | %PDF-1.4%âãÏÓ1148 0 obj< >endobj xref1148 1780000000016 00000 n0000004725 00000 n0000004885 00000 n0000006713 00000 n0000007343 00000 n0000007816 00000 n0000008450 00000 n0000008644 00000 n0000009282 00000 n0000009837 00000 n0000010395 00000 n0000010896 00000 n0000011327 00000 n0000011412 00000 n0000011528 00000 n0000011707 00000 n0000011746 00000 n0000011812 00000 n0000011885 00000 n0000011998 00000 n0000012113 00000 n0000016967 00000 n0000017323 00000 n0000017867 00000 n0000018370 00000 n0000018774 00000 n0000019173 00000 n0000019750 00000 n0000020008 00000 n0000020096 00000 n0000024109 00000 n0000029568 00000 n0000029762 00000 n0000031362 00000 n0000035373 00000 n0000039434 00000 n0000039903 00000 n0000040281 00000 n0000040692 00000 n0000041093 00000 n0000041498 00000 n0000041678 00000 n0000045105 00000 n0000059657 00000 n0000064309 00000 n0000068156 00000 n0000070019 00000 n0000074563 00000 n0000077658 00000 n0000078053 00000 n0000078450 00000 n0000079041 00000 n0000104154 00000 n0000104195 00000 n0000136340 00000 n0000136381 00000 n0000141009 00000 n0000141370 00000 n0000141601 00000 n0000141685 00000 n0000141742 00000 n0000141987 00000 n0000142071 00000 n0000142128 00000 n0000142248 00000 n0000142272 00000 n0000142351 00000 n0000142428 00000 n0000142506 00000 n0000142630 00000 n0000142781 00000 n0000143133 00000 n0000143202 00000 n0000143320 00000 n0000143344 00000 n0000143423 00000 n0000143547 00000 n0000143698 00000 n0000144051 00000 n0000144120 00000 n0000144238 00000 n0000144262 00000 n0000144341 00000 n0000144417 00000 n0000144494 00000 n0000144618 00000 n0000144769 00000 n0000145123 00000 n0000145192 00000 n0000145310 00000 n0000145871 00000 n0000146123 00000 n0000147040 00000 n0000147308 00000 n0000147870 00000 n0000148124 00000 n0000149488 00000 n0000149529 00000 n0000150498 00000 n0000150539 00000 n0000158693 00000 n0000158734 00000 n0000183635 00000 n0000183676 00000 n0000203130 00000 n0000203171 00000 n0000204535 00000 n0000204576 00000 n0000224360 00000 n0000224401 00000 n0000249753 00000 n0000249794 00000 n0000251478 00000 n0000251519 00000 n0000287029 00000 n0000287070 00000 n0000297318 00000 n0000297359 00000 n0000317008 00000 n0000317049 00000 n0000352276 00000 n0000352317 00000 n0000371965 00000 n0000372006 00000 n0000397918 00000 n0000397959 00000 n0000399337 00000 n0000399378 00000 n0000403307 00000 n0000403348 00000 n0000404301 00000 n0000404342 00000 n0000405311 00000 n0000405352 00000 n0000441338 00000 n0000441379 00000 n0000477287 00000 n0000477328 00000 n0000514303 00000 n0000514344 00000 n0000515297 00000 n0000515338 00000 n0000534792 00000 n0000534833 00000 n0000554617 00000 n0000554658 00000 n0000558587 00000 n0000558628 00000 n0000560310 00000 n0000560351 00000 n0000562033 00000 n0000562074 00000 n0000597301 00000 n0000597342 00000 n0000597420 00000 n0000597498 00000 n0000597622 00000 n0000597771 00000 n0000597890 00000 n0000598039 00000 n0000598125 00000 n0000598249 00000 n0000598398 00000 n0000598522 00000 n0000598671 00000 n0000598748 00000 n0000598826 00000 n0000598950 00000 n0000599099 00000 n0000599248 00000 n0000599325 00000 n0000599449 00000 n0000599598 00000 n0000599747 00000 n0000602589 00000 n0000656421 00000 n0000004520 00000 n0000003932 00000 ntrailer< <4B0EE01DA32D4C19BCBF728AF9F238CC>]/Prev 852100/XRefStm 4520>>startxref0%%EOF 1325 0 obj< >streamhŞ”RMhA}ßÄì®fuó%›s±É¥1MÒÔ6­b•êI›õ$¢ô'èzğ(¢-]z©"Rx‹=´¶ÑTB+¨‚àÉKıéÁ‹z,¤3»¶z¦ğæ›yóæã¦4 üH¿`Ë[`TÜªôú§¯õû×ğ?09,¶Ím5h>©?IÌj�àL´ig(fÇÓÅ¶BûŞ�ÎT6—i­å=£.�É…g¡`@›}^šˆÅ¥ÙNó¾µ5›«eR­‰™£�ã\™Tğcç'}xGR]‰_‘W1˜Sod�‘¦á™ãë¦¤%QÆ´pDT4Ñ2İÅAœÁXÈ §p:ò™ú…A_hœ.‹=ø�^ëNì¦µ´uÛzM/©L4J.n/í[ŒØ;~êm\5è"]İe»£`^£ø€$±ì­Ã2A7ŠèÂY\¥£ÈaĞSÔéØæ©S:”Ò§±ß.VE+Áp`¼ûx$.­€•v¼.ÿkãàp‹Ü÷?_Ÿ�µ>×,}}`ë°¦ÿÈïqsL2�:ékª—ê£<Ú˜Oõ^fUi]IòvŠÅßªëe•5$>Ğ"@´F%¼µVq�¾‰yQ¡Æ?æ§fm@Ípdÿ¦š‡Ùx¯F@²¾
https://www.belfuse.com/resources/datasheets/circuitprotection/ds-cp-0adkx-series.pdf | fuses | Type 0ADKC / 0ADKP Time-Delay, Ceramic Tube Fuse Series belfuse.com/circuit-protection 0ADKC/0ADKP Series, 5x20mm Ceramic Tube Time-Delay Fuse RoHS Compliant Description A 600Vac / 500Vdc rated ceramic tube cartridge fuse in a compact 5 x 20mm Package. Features - Time-delay, high breaking capacity - Ceramic tube, Silver plated copper cap construction - Available in cartridge and pigtail axial lead - Full compliance with EU Directive 2011/65/EU and amending directive 2015/863 - Halogen Free - Lead Free Applications - Industrial Power Supplies LEAD FREE = - DC/DC modules HALOGEN FREE = Physical Specifications Safety Agency Approvals Electrical Characteristics Rated Current 1.5In 2.1In 2.75In 3.0In 4.0In 10.0In <1A 1 hour min. N/A N/A 120sec max N/A N/A 1A-3.15A 1 hour min. 30min. max. 750ms-80sec N/A 95ms-5sec 10ms-150ms 4A-6.3A 1 hour min. 30min. max. 750ms-80sec N/A 150ms-5sec 10ms-150ms 8A-20A 30min. min 30min. max. 750ms-80sec N/A 150ms-8sec 10ms-150ms Materials Body : Ceramic Cap : Silver Plated Copper Alloy Pigtail Leads : Tin Plated Copper Marking On Fuse : "bel" "0ADK","Current Rating", "Voltage Rating", "Appropriate Safety Logos" On Label : "bel","0ADKC”or”0ADKP","Current Rating","Voltage Rating","Interrupting Rating", "Appropriate Safety Logos" and " ", " "(China RoHS compliant). Safety Agency Safety Agency Certificate Ampere Rating/ Voltage Rating Ampere Range / Volt @ I.R. ability* E20624 500mA–20A/600V AC 500mA–20A/500V DC 500mA–10A/400V DC 500mA–20A/600V@200A AC 500mA–20A/500V@300A DC 500mA–10A/400V@2KA DC B 058849 0020 1A–16A/500V AC/ DC 1A–10A/500V@500A AC 12A–16A/500V@200A AC 1A–16A/500V@ 1KA DC *I.R.= Interrupting Rating = Short Circuit Rating(Amps) Specifications subject to change without notice Type 0ADKC /0ADKP 2 / 4 Bel Fuse Inc. 300 Executive Drive, Suite 300, West Orange, NJ 07052 USA +1 201.432.0463 Bel.US.CS@belf.com belfuse.com/circuit-protection © 2023 Bel Fuse, Inc. Rev. 0ADKC/0ADKP Dec2023 Environmental Specifications Electrical Specifications Part Number Ampere Rating Typical Cold Resistance (mOhms) Voltage and Interrupting Ratings Typical Voltage Drop ( mV) Typical Pre –Arcing I²t (A² Sec) Agency Approvals 0ADKC0500-XX 500mA 382 See Table of Ratings on Page 1 for Voltage and associated Interrupting Ratings 190 0.287 Y 0ADKP0500-XX 0ADKC0630-XX 630 mA 359 261 0.34 Y 0ADKP0630-XX 0ADKC0800-XX 800mA 175 144 1.18 Y 0ADKP0800-XX 0ADKC1000-XX 1A 210 250 1.4 Y Y 0ADKP1000-XX 0ADKC1250-XX 1.25A 134 138 2.34 Y Y 0ADKP1250-XX 0ADKC1600-XX 1.6A 100 180 3.9 Y Y 0ADKP1600-XX 0ADKC2000-XX 2A 65 158 9.4 Y Y 0ADKP2000-XX 0ADKC2500-XX 2.5A 34 93 12.5 Y Y 0ADKP2500-XX 0ADKC3150-XX 3.15A 28 110 17.8 Y Y 0ADKP3150-XX 0ADKC4000-XX 4A 24 118 25 Y Y 0ADKP4000-XX 0ADKC5000-XX 5A 17 104 50 Y Y 0ADKP5000-XX 0ADKC6300-XX 6.3A 13 100 80 Y Y 0ADKP6300-XX 0ADKC8000-XX 8A 9 85 179 Y Y 0ADKP8000-XX 0ADKC9100-XX 10A 7.6 90 400 Y Y 0ADKP9100-XX 0ADKC9120-XX 12A 6 80 576 Y Y 0ADKP9120-XX 0ADKC9150-XX 15A 4.3 75 900 Y Y 0ADKP9150-XX 0ADKC9160-XX 16A 3.7 68 1024 Y Y 0ADKP9160-XX 0ADKC9200-XX 20A 2.7 65 2400 Y 0ADKP9200-XX Consult manufacturer for other ratings *DC Cold Resistance are measured at <10% of rated current in ambient temperature of 25℃ *Typical Pre-arcing I2t are measured at 10In Current Operating Temperature -40℃ to +125℃ Terminal Strength MIL-STD-202G, Method 211 Test Condition A Lead Solderability MIL-STD-202, Method 208 Mechanical Vibration MIL-STD-202, Method 201 Thermal Shock MIL-STD-202, Method 107 Test Condition B ( 5 cycles -65℃ to +125℃ ) Humidity MIL-STD-202, Method 103, Test Condition A ( 95%RH and 40℃ for 240 hours ) Specifications subject to change without notice Type 0ADKC /0ADKP 3 / 4 Bel Fuse Inc. 300 Executive Drive, Suite 300, West Orange, NJ 07052 USA +1 201.432.0463 Bel.US.CS@belf.com belfuse.com/circuit-protection © 2023 Bel Fuse, Inc. Rev. 0ADKC/0ADKP Dec2023 Temperature Re-Rating Curve Average Time Current Curve Soldering parameters for Pigtail Type Wave Soldering Compatible: (260℃,10 sec max) Hand-Solder: Solder Iron Temperature: (350℃+/-5℃) Heating Time: (5 sec max) Specifications subject to change without notice Type 0ADKC /0ADKP 4 / 4 Bel Fuse Inc. 300 Executive Drive, Suite 300, West Orange, NJ 07052 USA +1 201.432.0463 Bel.US.CS@belf.com belfuse.com/circuit-protection © 2023 Bel Fuse, Inc. Rev. 0ADKC/0ADKP Dec2023 Fuse FGNO Explanation 0ADK X [XXXX] -XX 0ADKC/P=0ADKC/P; [XXXX]=Ampere Rating; XX=See Ordering Information as below Mechanical Dimensions Ordering Information Packaging Packaging Option Quantity Packaging Code Bulk (Cartridge Type) 1000 BE Bulk (Pigtail Type) 1000 RE Tape & Reel (Pigtail Type) 1500 TF Fraction Decimal Milliamps Bel FGNO[XXXX] 1/2 0.500 500 0500 .630 630 0630 8/10 .800 800 0800 Fraction Decimal Amps Bel FGNO[XXXX] 1.0 1 1000 1-1/4 1.25 1.25 1250 1.6 1.6 1600 2.0 2 2000 2-1/2 2.5 2.5 2500 3.15 3.15 3150 4.0 4 4000 5.0 5 5000 6.3 6.3 6300 8.0 8 8000 10 9100 12 9120 15 9150 16 9160 20 9200 Specifications subject to change without notice 0ADK X XXXX – X X FUSE TYPE 0ADK MOUNTING TAB STYLE C = For Cartridge version P = For Axial lead pigtail AMPERE RATING Refer to fuse FGNO explanation table PACKAGING CODE B = Bulk (Cartridge version) R = Bulk (Pigtail standard length) T = Tape & Reel (Pigtail version) QUANTITY CODE E = 1000 / box F = 1500 / reel
https://www.littelfuse.com/media?resourcetype=datasheets&itemid=43dcdce8-8ca2-426f-8998-7e566f048d40&filename=littelfuse_datasheet_287_atof_r2.7.pdf | fuses | 1©2022 Littelfuse, Inc.Specifications are subject to change without notice. Revised: 12/06/2022DatasheetRated 32VATOF® Blade FusesDescriptionATOF® automotive blade fuses were developed to take the place of obsolete ATO Series 257 fuses. Automakers consider ATOF fuses standard equipment for protecting low-voltage circuits.ApplicationsFeatures & BenefitsOrdering InformationPart NumberCurrent Rating (A)Package SizeATOF® (Tin Plated)0287xxx.PXCN 1–40 & Shunt20000287xxx.U1–405000287xxx.H1–401000287xxx.L1–4050ATO Ag (Silver-Plated)0287xxx.PXS1–402000CarsTrucksSUVsOffroad vehiclesBusesWatercraft as approved by Littelfuse®Color coding indicates amperage ratingSee-through housings make it easier to see when fuses blowCheckpoints on top make it possible to measure resistance without removing the fuseHigh-contrast ampere stamps on housings aid identificationSimple to install and removeVoltage Rating:32 V dcInterrupting Rating:1000 A @ 32 V dcRecommended Environmental Temperature:–40 ˚C to +125 ˚C (ATOF® ) Terminals Material:Tin- or silver-plated*Housing Material:PA66 (UL 94 Flammability rating of V-2)Net Weight Per Fuse:1.4 g ± 5 %Comply With: SAE J1284 and ISO 8820-3UL Listed:File AU1410 CSA Certified:File No. 29862Specifications*Tin plating’s temperature limit is ≈130 ˚C. Silver plating allows up to 150 ˚C at the terminal interface.–40 ˚C to +105 ˚C (ATOF® Shunt) ATOF® ShuntShunt version available (Tin plated only)2©2022 Littelfuse, Inc.Specifications are subject to change without notice. Revised: 12/06/2022DatasheetRated 32VATOF® Blade FusesDimensions Dimensions in mm for reference only.See outline drawing for dimensions and tolerances.19.15.10.6518.86.54.114.5RatingsPart NumberCurrent Rating (A)Housing Material ColorTest Cable Size(mm2)Typ. Voltage Drop(mV)Typ.Cold Resistance(mΩ)Typ. I2t(A2s)0287001._10.35176 123 0.4 0287002._20.35141 53.5 1.4 0287003._30.35137 31.1 7.4 0287004._40.35136 22.8 14 0287005._50.5128 17.85 26 028707.5_7.50.75116 10.91 60 0287010._101109 7.70 115 0287015._151.5102 4.80 340 0287020._202.5983.38 520 0287025._252.592 2.52 1 000 0287030._30484 1.97 1 500 0287035._35687 1.61 2 3000287040._40696 1.44 3 300The typical I2t is an average value calculated from the breaking capacity tests by using the melting time before the arcing occurs.0287900._SHUNT----3©2022 Littelfuse, Inc.Specifications are subject to change without notice. Revised: 12/06/2022DatasheetRated 32VATOF® Blade FusesTime-Current Characteristic Curves0.010.111010010001000011010010003 A5 A1 A2 A4 A7.5 A10 A15 A20 A25 A30 A35 A40 ACurrent (A)Time (s)Time-Current Characteristics% of RatingCurrent Rating (A)Opening Time Min. / Max. (s)10035–40360,000 / ∞110 1–30360,000 / ∞1351–23–400.35 / 6000.750 / 6001601–400.250 / 502001–23–400.1 / 50.15 / 5 3501–23–400.02 / 0.50.08 / 0.56001–3035–400.1 max0.15 maxTemperature TableMax. allowed current load (A) at ambient temperature (typical derating)-40 °C0 °C20 °C 65 °C 85 °C110 °C125 °C1 A11111112 A22222113 A33332224 A44433325 A55544337.5 A877655410 A101010876515 A15151412119820 A2019181514121025 A2525231918151330 A3029272321181535 A3535352927221940 A40393731282420Typical Derating of Fuse Melting ElementTemperature security margin is 20 %. Wire cross-section and fixture test setup refer to ISO 8820-3. Please contact Littelfuse for details regarding derating test setup.05101520253035404550Max. Allowed Current Load (A)Ambient Temperature (°C)1 A2 A3 A4 A5 A7.5 A10 A15 A20 A25 A30 A35 A40 A-40-30-20-100102030405060708090100110120130140150160170180Derating curves may change depending on the final condition of the application (terminals’ characteristics, wire size, etc.). Please ask Littelfuse® for more information.Max. Recommended EnvironmentalTemperatureAmbient Temperature (°C)Max. Allowed Current Load (A)ATOF® SHUNT Maximum Continuous Load at 85°C: 40A
https://www.littelfuse.com/~/media/automotive/datasheets/fuses/passenger-car-and-commercial-vehicle/cartridge-fuses/littelfuse_mcase_plus_datasheet.pdf | fuses | MCASE+™ SlottedMCASE+™ Slotted HT littelfuse.com SpecificationVoltage Rating 32VDCInterrupting Rating: 1000 @ 32VDCRecommended Environmental Temperature: -40°C to +125°CHousing Material: PPA-GF33 (U.L. 94 Flammability rating - HB)Cover Material: PA66 (U.L. 94 Flammability rating - V2)Net Weight Per Fuse: 1.15g ±10%Fuse Insertion Force: 50N (11.2 lb) - TypicalExtraction Force: 4N Min. (0.9 lb) / 24.5N Max (5.5 lb) - Single TerminalComplies with: SAE 2741 and ISO 8820-4 in reference to electrical, mechanical and environmental performance requirements.Time-Current Characteristics% of RatingOpening Time Min / Max (s)110 360,000 / ∞13560 / 1,8002002 / 603500.2 / 76000.04 / 1Ordering InformationPart NumberTypeRatingPackage Size0695xxx._Slotted15-60 & SHUNT20000695xxx._Unslotted2000RatingsPart NumberTypeCurrent Rating (A)Housing Material ColorTest Cable Size (mm²)Typ. Voltage Drop (mV)Typ. Cold Resistance(mΩ) Typ. I2t(A2s)0695015.PXPSSlotted151.25974.82950695020.PXPSSlotted201.251003.45700695025.PXPSSlotted252992.51,3700695030.PXPSSlotted3021121.81,0300695040.PXPSSlotted4031071.11,4000695050.PXPSSlotted5051090.773,8000695060.PXPSSlotted6051020.548,0000695040.PXPS-HTSlotted4031110.892,5000695050.PXPS-HTSlotted505740.645,7000695060.PXPS-HTSlotted605900.4613,0000695015.PXPUnslotted151.25974.83000695020.PXPUnslotted201.251063.46000695025.PXPUnslotted2521142.51,2000695030.PXPUnslotted302961.81,0000695040.PXPUnslotted40310111,7000695040.PXP-HTUnslotted4031090.892,500Cartridge FusesMCASE+™ Cartridge Fuses Rated 32VMCASE+™ is a time delayed fuse designed to withstand inrush currents within a miniaturized footprint for optimal performance in minimal space. The Unslotted MCASE+™ cartridge style fuse can protect up to 40A with female terminals for 2.8 mm male terminals. The Slotted MCASE+™ Fuse is rated up to 60A and can mate with 6.3mm male terminals or even mount performance in minimal space directly onto a busbar. MCASE+ High Temperature (HT) have a lower voltage drop and are designed to operate with a lower temperature rise in harsher environmental applications.MCASE+™ UnslottedMCASE+™ Unslotted HTREV11042021Littelfuse® products are not designed for, and shall not be used for, any purpose (including, without limitation, automotive, military, aerospace, medical, life-saving, life-sustaining or nuclear facility applications, devices intended for surgical implant into the body, or any other application in which the failure or lack of desired operation of the product may result in personal injury, death, or property damage) other than those expressly set forth in applicable Littelfuse® product documentation. Warranties granted by Littelfuse® shall be deemed void for products used for any purpose not expressly set forth in applicable Littelfuse® documentation. Littelfuse® shall not be liable for any claims or damages arising out of products used in applications not expressly intended by Littelfuse® as set forth in applicable Littelfuse® documentation. The sale and use of Littelfuse® products is subject to Littelfuse Terms and Conditions of Sale, unless otherwise agreed by Littelfuse®.MCASE+® ShuntThe typical I2t is an average value calculated from the breaking capacity tests by using the melting time before the arcing occurs.0695900.PXPUnslottedSHUNT*0695900.PXPSSlottedSHUNT*--------15-40 & SHUNT10.717.515.09.76.210.717.515.09.76.2 littelfuse.com Littelfuse® products are not designed for, and shall not be used for, any purpose (including, without limitation, automotive, military, aerospace, medical, life-saving, life-sustaining or nuclear facility applications, devices intended for surgical implant into the body, or any other application in which the failure or lack of desired operation of the product may result in personal injury, death, or property damage) other than those expressly set forth in applicable Littelfuse® product documentation. Warranties granted by Littelfuse® shall be deemed void for products used for any purpose not expressly set forth in applicable Littelfuse® documentation. Littelfuse® shall not be liable for any claims or damages arising out of products used in applications not expressly intended by Littelfuse® as set forth in applicable Littelfuse® documentation. The sale and use of Littelfuse® products is subject to Littelfuse Terms and Conditions of Sale, unless otherwise agreed by Littelfuse®.Cartridge FusesMCASE+™ Cartridge Fuses Rated 32VDimensions Dimensions in mm for reference only. See outline drawing for dimensions and tolerances.MCASE+™ SlottedSlotted Recommended Mating Cavity0.010.1110100100010000100000101001000TIME [s]CURRENT [A]50A60A30A40A20A25A15AMCASE+™ SlottedTime-Current Characteristic Curves10.717.515.09.76.24.6AABB0.80.41.2C814.5101046.36.5SECTION A-ASECTION B-BDETAIL C10.717.515.09.76.24.6AABB0.80.41.2C814.5101046.36.5SECTION A-ASECTION B-BDETAIL C0.010.1110100100010000100000101001000TIME [s]CURRENT [A]50A60A40AMCASE+™ Slotted HTMCASE+™ Slotted HTMCASE+™ UnslottedUnslotted Recommended Mating Cavity17.515.09.76.210.742.86.510.717.515.09.76.24.6AABB0.80.41.2C814.5101046.36.5SECTION A-ASECTION B-BDETAIL C17.515.09.76.210.742.86.5MCASE+™ Unslotted HTTime-Current Characteristic Curves17.515.09.76.210.742.86.510.717.515.09.76.217.515.09.76.210.742.86.5Recommended MCASE Fuse PullerMATERIAL NUMBER 00970054XPA0.010.1110100100010000100000101001000TIME [s]CURRENT [A]30A40A20A25A15AMCASE+™ Unslotted0.010.1110100100010000100000101001000TIME [s]CURRENT [A]40AMCASE+™ Unslotted 40A HTREV1104202105101520253035404550556065-40-30-20-100102030405060708090100110120130140150160170180Max. Allowed Current Load [A]Ambient Temperature [°C]PXP 40A HT littelfuse.com Littelfuse® products are not designed for, and shall not be used for, any purpose (including, without limitation, automotive, military, aerospace, medical, life-saving, life-sustaining or nuclear facility applications, devices intended for surgical implant into the body, or any other application in which the failure or lack of desired operation of the product may result in personal injury, death, or property damage) other than those expressly set forth in applicable Littelfuse® product documentation. Warranties granted by Littelfuse® shall be deemed void for products used for any purpose not expressly set forth in applicable Littelfuse® documentation. Littelfuse® shall not be liable for any claims or damages arising out of products used in applications not expressly intended by Littelfuse® as set forth in applicable Littelfuse® documentation. The sale and use of Littelfuse® products is subject to Littelfuse Terms and Conditions of Sale, unless otherwise agreed by Littelfuse®.Cartridge FusesMCASE+™ Cartridge Fuses Rated 32VTypical Derating Of Fuse Melting ElementTemperature Security Margin is 20%Fixture Test Set Up Refer To ISO 8820-4 With (Plated Mating Tab Terminals)Please contact Littelfuse® for details regarding derating test set up.max. allowed current load [A] at ambient temperature)-40°C0°C20°C65°C85°C110°C125°C15A151515131210920A2020201816131225A2525252320171530A3030302725211840A4040403733282550A5050504238322860A60605646413429Temperature TableREV11042021MCASE+™ Slotted05101520253035404550556065-40-30-20-100102030405060708090100110120130140150160170180Max. Allowed Current Load [A]Ambient Temperature [°C]PXPS 15APXPS 20APXPS 25APXPS 30APXPS 40APXPS 50APXPS 60A05101520253035404550556065-40-30-20-100102030405060708090100110120130140150160170180Max. Allowed Current Load [A]Ambient Temperature [°C]PXPS 40A HTPXPS 50A HTPXPS 60A HTWITH CURRENT TAB NAMES05101520253035404550556065-40-30-20-100102030405060708090100110120130140150160170180Max. Allowed Current Load [A]Ambient Temperature [°C]PXP 15APXP 20APXP 25APXP 30APXP 40Amax. allowed current load [A] at ambient temperature)-40°C0°C20°C65°C85°C110°C125°C40A HT4040404036302650A HT5050504440332960A HT60606050453732Temperature TableMCASE+™ Slotted HTTemperature TableMCASE+™ Unslottedmax. allowed current load [A] at ambient temperature)-40°C0°C20°C65°C85°C110°C125°C15A151515141210920A2020201816131225A2525252220171430A3030302724201740A40404035312723Temperature TableMCASE+™ Unslotted HTmax. allowed current load [A] at ambient temperature)-40°C0°C20°C65°C85°C110°C125°C40A HT40404040363026Derating curves may change depending on the final condition of the application (terminals characteristics, wire size etc..). Please ask Littelfuse® for more information.Max Recommended EnvironmentalTemperatureMax Recommended EnvironmentalTemperatureMax Recommended EnvironmentalTemperatureMax Recommended EnvironmentalTemperaturePlease Note:The performance of the male terminal is critical to ensuring the fuse will function as designed. The current carrying capability of the mating terminal must be verified to ensure proper system operation. Fixture Test Set Up Refer To ISO 8820-4 (Plated Mating Tab Terminals). Please contact Littelfuse® for details regarding Test Set Up Definition.SHUNT (Unslotted) Maximum Continuous Load: 30ASHUNT (Slotted) Maximum Continuous Load: 50ASHUNT (Unslotted) Maximum Continuous Load: 30ASHUNT (Slotted) Maximum Continuous Load: 50A
https://www.littelfuse.com/media?resourcetype=datasheets&itemid=533cd5cc-956c-4243-867f-6ab5a62f6ba1&filename=littelfuse_fuse_451_453_datasheet.pdf | fuses | Fuse Datasheet© 2023 Littelfuse, Inc.Specifications are subject to change without notice.Revised: GD. 09/18/231451/453 Series Very Fast-Acting FuseDescriptionThe Nano2® SMF Fuse is a very small, Wire-in-Air (WIA) square shape surface mount fuse that was designed for secondary side circuit over-current protection applications. These fuses are designed for PCB using surface mount technology.Agency ApprovalsAgencyAgency File NumberAmpere RangeE104806.3A - 20A298620.062A - 15AJ504467311A, 1.25A, 2A, 2.5A, 3.15A, 4A, 5A, 7A, 8A, 10A, 12A, 20APSENBK030205-E10480ANBK030205-E10480BNBK101105-E1846551A-1.6A2A-5A6.3A - 10AE104800.062A - 5ANA1A, 1.25A, 2A, 2.5A, 3.15A, 4A, 5A, 7A, 8A, 10A, 12A, 20ANA1A, 1.25A, 2A, 2.5A, 3.15A, 4A, 5A, 7A, 8A, 10A, 12A, 20AElectrical Characteristics for SeriesFeatures & Benefits ■ Very fast-acting ■ Small size ■ Wide range of current rating available (0.062A to 20A) ■ Wide operating temperature range ■ RoHS compliant and Halogen Free ■ UL Listed and Recognized to UL/CSA/NMX UL 248-1 and UL/CSA/NMX UL 248-14 (see Agency Approvals) ■ Conforms to DENAN’s Appendix 3 ■ Conforms to IEC/EN 60127-1 and IEC/EN 60127-7% of Ampere RatingAmpere RatingOpening Time100%0.062 – 204 hours, Minimum200%0.062 – 105 sec., Maximum12 – 2020 sec., MaximumRoHSPSEApplications ■ Notebook PC ■ LCD/PDP TV ■ LCD monitor ■ LCD/PDP panel ■ LCD backlight inverter ■ Portable DVD player ■ Power supply ■ Networking ■ PC server ■ Cooling fan system ■ Storage system ■ Telecom system ■ Wireless basestation ■ White goods ■ Game console ■ Office Automation equipment ■ Battery charging circuit protection ■ Industrial equipmentResources451 SeriesAccessories451 SeriesSamples451 SeriesAdditional InformationResources453 SeriesAccessories453 SeriesSamples453 SeriesFuse Datasheet© 2023 Littelfuse, Inc.Specifications are subject to change without notice.Revised: GD. 09/18/232451/453 Series Very Fast-Acting FuseElectrical Specifications by ItemAmpere Rating(A)Amp CodeMaxVoltage Rating (V)InterruptingRatingNominal Cold Resistance (Ohms)Nominal Melting I2t (A2sec)Agency ApprovalsPSE.062.06212550A @125VAC/VDC300A @32VDCPSE: 100A @100VAC5.50000.00019-x-x--x.080.0801254.05000.00033-x-x--x.100.1001253.10000.00138-x-x--x.125.1251251.70000.00286-x-x--x.160.1601251.21570.0048-x-x--x.200.2001250.83720.0089-x-x--x.250.2501250.57650.0158-x-x--x.315.3151250.39180.0311-x-x--x.375.3751250.45410.0442-x-x--x.400.4001250.42330.0551-x-x--x.500.5001250.30460.0824-x-x--x.630.6301250.20220.1381-x-x--x.750.7501250.14440.2143-x-x--x.800.8001250.13550.2654-x-x--x1.00001.1250.07800.6029-xxxxxx1.251.251250.07800.664-xxxxxx1.5001.51250.06300.853-xxx--x1.6001.61250.05801.060-xxx--x2.00002.12550A @125VAC/VDC10,000A @75VDC300A @32VDCPSE: 100A @100VAC0.03670.530-xxxxxx2.5002.51250.02861.029-xxxxxx3.00003.1250.02271.650-xxx--x3.153.151250.02151.920-xxxxxx3.5003.51250.02002.469-xxx--x4.00004.1250.01603.152-xxxxxx5.00005.1250.01255.566-xxxxxx6.3006.312550A @125VAC/VDC 400A @32VDCPSE: 100A @100VAC0.00969.170xxx---x7.00007.1250.009010.32xxx-xxx8.00008.1250.007720.23xxx-xxx10.0010.12535A @125 VAC/50A @125 VDC400A @32 VDCPSE: 100A @100VAC0.005626.46xxx-xxx12.0012.65150A @65VDC100A @65VAC400A @32VDC0.004947.97xx--xxx15.0015.650.003797.82xx----x20.0020.650.00244154x---xxxNotes: - l2t calculated at 8ms. - Resistance is measured at 10% of rated current, 25ºCFuse Datasheet© 2023 Littelfuse, Inc.Specifications are subject to change without notice.Revised: GD. 09/18/233451/453 Series Very Fast-Acting Fuse0.0010.010.11101000.010.1110100100010000TIME IN SECONDSCURRENT IN AMPSFast Acting Series TC Curve 8A10A12A5A6.3A7A15A3.5A3.15A3A4A2.5A2A1.5A1.25A1A800mA750mA630mA500mA375mA400mA315mA250mA200mA100mA125mA160mA80mA62mA1.6A20AAverage Time Current CurvesReflow ConditionPb – Free assemblyPre Heat- Temperature Min (Ts(min))150°C - Temperature Max (Ts(max))200°C- Time (Min to Max) (ts)60 – 180 secsAverage ramp up rate (Liquidus Temp (TL) to peak 5°C/second max.TS(max) to TL - Ramp-up Rate5°C/second max.Reflow- Temperature (TL) (Liquidus)217°C - Temperature (tL)60 – 150 secondsPeak Temperature (TP)260+0/–5 °CTime within 5°C of actual peak Temperature (tp)20 – 40 secondsRamp-down Rate5°C/second max.Time 25°C to peak Temperature (TP)8 minutes max.Do not exceed260°CSoldering ParametersTemperature Re-rating CurveNote:1. Rerating depicted in this curve is in addition to the standard derating of 25% for continuous operation.Wave Soldering Parameters260°C Peak Temperature, 10 seconds max.TimeTemperatureTPTLTS(max)TS(min)25tPtLtStime to peak temperature(t 25ºC to peak)Ramp-downRamp-upPreheatCritical ZoneTL to TPFuse Datasheet© 2023 Littelfuse, Inc.Specifications are subject to change without notice.Revised: GD. 09/18/234451/453 Series Very Fast-Acting FuseMaterialsBody: CeramicTerminations:Gold-Plated Caps / Sn-dipped Silver Plated Caps (451 RoHS/HF series)Silver-plated Caps (451MR RoHS ratings below 375mA and 453 RoHS Series)Product MarkingBrand, Ampere RatingOperating Temperature–55°C to 125°CMoisture Sensitivity LevelLevel 1, J-STD-020SolderabilityMIL-STD-202, Method 208Insulation Resistance (after Opening)MIL-STD-202, Method 302, Test Condition A (10,000 ohms minimum)Thermal ShockMIL-STD-202, Method 107, Test Condition B, 5 cycles, -65°C / +125°C, 15 minutes @ each extremeMechanical ShockMIL-STD-202, Method 213, Test I: Deenergized. 100G’s pk amplitude, sawtooth wave 6ms duration, 3 cycles XYZ+xyz = 18 shocksVibrationMIL-STD-202, Method 201: 0.03” amplitude, 10-55 Hz in 1 min. 2hrs each XYZ=6hrsMoisture ResistanceMIL-STD-202, Method 106, 10 cyclesSalt SprayMIL-STD-202, Method 101, Test Condition B (48hrs)Resistance to Soldering HeatMIL-STD-202, Method 210, Test condition B (10 sec at 260°C)Product CharacteristicsDimensions mm (inches)PackagingPart Numbering System6.86(.270")3.15(.124")2.95(.116")1.96(.077")2.69 ± .25(.106")2.69 ± .25(.106")1.45(.057")6.10 ± .20(.240")Recommended pad layoutF7 APackaging OptionPackaging SpecificationQuantityQuantity & Packaging Code12mm Tape and ReelEIA RS-481-2 (IEC 286, part 3)5000NR12mm Tape and ReelEIA RS-481-2 (IEC 286, part 3)1000MR0451 001. M R LSeriesAmp CodeQuantity codePackaging codeRefer to Electrical characteristics tableM = 1000 pcsN = 5000 pcsR = Tape and ReelL-RoHS Compliant & Halogen Free (Gold Plated Caps)451 = Gold / Sn-dipped Silver Plated Caps453 = Silver Plated CapsNote: “L” suffix applies to 451 series only- 453 series is available only as RoHS compliant version and does not require “L” suffix. Please do not include “L” suffix within 453 series ordering instructions.SN-RoHS Compliant & Halogen Free (Sn-dipped Caps)Disclaimer Notice - Littelfuse products are not designed for, and shall not be used for, any purpose (including, without limitation, automotive, military, aerospace, medical, life-saving, life-sustaining or nuclear facility applications, devices intended for surgical implant into the body, or any other application in which the failure or lack of desired operation of the product may result in personal injury, death, or property damage) other than those expressly set forth in applicable Littelfuse product documentation. Warranties granted by Littelfuse shall be deemed void for products used for any purpose not expressly set forth in applicable Littelfuse documentation. Littelfuse shall not be liable for any claims or damages arising out of products used in applications not expressly intended by Littelfuse as set forth in applicable Littelfuse documentation. The sale and use of Littelfuse products is subject to Littelfuse Terms and Conditions of Sale, unless otherwise agreed by Littelfuse. Information furnished is believed to be accurate and reliable. However, users should independently evaluate the suitability of and test each product selected for their own applications. Littelfuse products are not designed for, and may not be used in, all applications. Read complete Disclaimer Notice at www.littelfuse.com/disclaimer-electronics.
https://www.belfuse.com/resources/datasheets/circuitprotection/ds-cp-c1f-series.pdf | fuses | Type C1F Surface Mount Fast Acting Chip Fuse belfuse.com/circuit-protection C1F Series – 1206 Size RoHS Compliant Features - Fast Acting, with improved surge withstand performance - Small size, 1206 SMD - Current rating from 250mA to 8A, fuse marked with ampere code - Wide operating temperature range from -55℃ to 125℃ - Tape and Reel for automatic SMD placement - Compatible with 260℃ IR Pb-free and wave soldering process - Full compliance with EU Directive 2011/65/EU and amending directive 2015/863 (MSL = 1) - Halogen Free and Lead Free - AEC-Q Compliant - Meets Bel automotive qualification* * - Largely based on internal AEC-Q test plan Applications - Automotive Navigation System - Thin film transistor LCD flat-panel display screen - Notebook - PC computer - Office electronic equipment - Industrial equipment - Medical equipment - POE, POE+ - LCD / LED monitor - Power supply - LCD / LED TV LEAD FREE = - DC-DC Converter HALOGEN FREE = Electrical Characteristics (UL STD. 248-14) Testing Current Blow Time Minimum Maximum 100% 4 Hrs. N/A 200% N/A 5 Sec 300% N/A 0.2 Sec Safety Agency Approvals Physical Specifications Materials Body : Ceramic Substrate Terminations : Ag / Ni / Sn (100% Lead-free) Element Cover Coating : Lead-free Glass Marking On Fuse : Marking Code On Label : "bel", "C1F", "Current Rating", "Voltage Rating", "Interrupting Rating", "Appropriate Safety Logos" and " ", " "(China RoHS compliant). Safety Agency Safety Agency Certificate Ampere Rating/ Voltage Rating Ampere Range / Volt @ I.R. ability* E20624 250mA–8A/125V AC /63V DC 250mA–6A/100A@ 125V AC /50A@ 63V DC 7A–8A/35A@ 125V AC /50A@ 63V DC *I.R.= Interrupting Rating = Short Circuit Rating(Amps) Typical Part Marking Fuse body (ceramic white side) marked with marking code. Example: Specifications subject to change without notice 250mA E 2.5A T 375mA H 3A 3 500mA J 3.5A Z 750mA M 4A 4 1A 1 5A 5 1.25A P 6A 6 1.5A R 7A 7 2A 2 8A 8 AEC-Q Compliant Type C1F 2 / 4 Bel Fuse Inc. 206 Van Vorst Street Jersey City, NJ 07302 USA +1 201.432.0463 Bel.US.CS@belf.com belfuse.com/circuit-protection © 2023 Bel Fuse, Inc. Rev. C1F May2023 Temperature Derating Curve Average Time Current Curve Electrical Specifications Part Number Ampere Rating (A) Marking Code Nominal Cold Resistance (ohms) Maximum Volt-drop @100% In (Volt) max. Voltage and Interrupting Ratings Nominal Melting I²T @10 In (A² Sec) Maximum Power Dissipation @100% In (W) Agency Approvals 0685F0250-XX 250mA E 2.30 0.813 See Table of Safety Approvals on Page 1 for Voltage and associated Interrupting Ratings 0.0002 0.20 Y 0685F0375-XX 375mA H 1.25 0.789 0.0007 0.30 Y 0685F0500-XX 500mA J 0.87 0.693 0.0015 0.35 Y 0685F0750-XX 750mA M 0.43 0.476 0.0051 0.36 Y 0685F1000-XX 1A 1 0.28 0.421 0.012 0.42 Y 0685F1250-XX 1.25A P 0.210 0.411 0.023 0.51 Y 0685F1500-XX 1.5A R 0.165 0.400 0.040 0.60 Y 0685F2000-XX 2A 2 0.068 0.194 0.085 0.39 Y 0685F2500-XX 2.5A T 0.049 0.198 0.15 0.50 Y 0685F3000-XX 3A 3 0.039 0.166 0.19 0.50 Y 0685F3500-XX 3.5A Z 0.032 0.164 0.21 0.57 Y 0685F4000-XX 4A 4 0.026 0.164 0.33 0.66 Y 0685F5000-XX 5A 5 0.020 0.164 0.83 0.82 Y 0685F6000-XX 6A 6 0.015 0.163 1.3 0.98 Y 0685F7000-XX 7A 7 0.012 0.154 2.2 1.08 Y 0685F8000-XX 8A 8 0.010 0.148 3.5 1.18 Y Consult manufacturer for other ratings NOTES: Test Conditions All test for ratings 250mA - 5A were conducted with fuse samples soldered on a PCB (1.6mm thick) test board with copper traces measuring 0.035 mm (35μm) nominal thickness (1 oz. clad), 5mm wide and 100mm overall length. All test for ratings 6A-8A were conducted with fuse samples soldered on a PCB (1.6mm thick) test board with copper traces measuring 0.070 mm (70μm) nominal thickness (2 oz. clad), 7.5mm wide and 100mm overall length. Device designed to be mounted with marking facing up. Device designed to carry rated current for 4 hours minimum. It is recommended that device be operated continuously at no more than 80% of rated current when in a +25°C ambient, with further derating at elevated ambient temperatures. Specifications subject to change without notice Type C1F 3 / 4 Bel Fuse Inc. 206 Van Vorst Street Jersey City, NJ 07302 USA +1 201.432.0463 Bel.US.CS@belf.com belfuse.com/circuit-protection © 2023 Bel Fuse, Inc. Rev. C1F May2023 Environmental Specifications High temperature storage MIL-STD-202 Method 108 Temperature cycling JESD22 Method JA-104,Test Condition B Biased humidity MIL-STD-202 Method 103, 85C/85% RH with 10% operating power for 1000 hrs. Operational life MIL-STD-202 Method 108, Test Condition D Resistance to solvents MIL-STD-202 Method 215 Mechanical shock MIL-STD-202 Method 213,Test Condition C Vibration MIL-STD-202 Method 204 Resistance to soldering heat MIL-STD-202 Method 210,Test condition B Thermal shock MIL-STD-202 Method 107 Solderability J-STD-002 Board flex(SMD) AEC-Q200-005 Terminal strength AEC-Q200-006 Electrical characterization 3 temperature electrical Soldering Parameters Shock Resistance MIL-STD-202G, Method 213B, Test Condition 1 (100 G's peak for 6 milliseconds; Sawtooth waveform) Vibration Resistance MIL-STD-202G, Method 201A (10-55 Hz, 0.06 inch, total excursion). Salt Spray Resistance MIL-STD-202G, Method 101E, Test Condition B (48 hrs.). Insulation Resistance MIL-STD-202G, Method 302, Test Condition A (After Opening) 10,000 ohms minimum. Solderability MIL-STD-202G, Method 208H Resistance to solder Heat MIL-STD-202G, Method 210F, Test Condition C. Top Side(260℃,20 sec) MIL-STD-202G, Method 210F, Test Condition D. Bottom Side(260℃,10 sec) Thermal Shock MIL-STD-202G, Method 107G, Test Condition B (-65℃ to +125℃). Operating Temperature -55℃ to +125℃ Moisture Sensitivity Level 1 (According to IPC J-Std-020) IR Reflow Profile (IPC/JEDEC J-STD-020D) Preheat & Soak Temperature min (Tsmin) Temperature max (Tsmax) Time (Tsmin to Tsmax) (ts) 150℃ 200℃ 60-120 seconds Average ramp-up rate (Tsmax to Tp) 3℃/second max. Liquidous temperature (TL) Time at liquidous (tL) 217℃ 60-150 seconds Peak temperature (Tp) 260℃ max Time (tp) within 5℃ of the specified classification temperture (Tc) 30 seconds Average ramp-down rate (Tp to Tsmax) 6℃/second max. Time 25℃ to peak temperature 8 minutes max. Lead-free Wave Soldering Profile Wave Soldering Parameter Average ramp-up rate 200℃ / second Heating rate during preheat typical 1 - 2℃ / second Max 4℃ / second Final preheat temperature within 125℃ of soldering temperature Peak temperature Tp 260℃ Time within +0℃ / -5℃ of actual peak temperature 10 seconds Ramp-down rate 5℃ / second max. Specifications subject to change without notice Type C1F 4 / 4 Bel Fuse Inc. 206 Van Vorst Street Jersey City, NJ 07302 USA +1 201.432.0463 Bel.US.CS@belf.com belfuse.com/circuit-protection © 2023 Bel Fuse, Inc. Rev. C1F May2023 Fuse FGNO Explanation 0685 F [XXXX] -XX 0685F=C1F; [XXXX]=Ampere Rating; XX=See Ordering Information as below Fraction Decimal Milliamps Bel FGNO[XXXX] Fraction Decimal Amps Bel FGNO[XXXX] 1/4 0.250 250 0250 1.0 1 1000 3/8 .375 375 0375 1-1/4 1.25 1.25 1250 1/2 .500 500 0500 1-1/2 1.50 1.5 1500 3/4 .750 750 0750 2.0 2 2000 2-1/2 2.5 2.5 2500 3.0 3 3000 3-1/2 3.5 3.5 3500 4.0 4 4000 5.0 5 5000 6.0 6 6000 7.0 7 7000 8.0 8 8000 Mechanical Dimensions Ordering Information Packaging Packaging Tape & Reel Packaging Specification Quantity Quantity & Packaging Code 8 mm wide tape with 7 inches Diameter reel EIA Standard 481-E 5000 0685FXXXX-01 Specifications subject to change without notice
https://www.littelfuse.com/media?resourcetype=datasheets&itemid=533cd5cc-956c-4243-867f-6ab5a62f6ba1&filename=littelfuse_fuse_451_453_datasheet.pdf | fuses | Fuse Datasheet© 2023 Littelfuse, Inc.Specifications are subject to change without notice.Revised: GD. 09/18/231451/453 Series Very Fast-Acting FuseDescriptionThe Nano2® SMF Fuse is a very small, Wire-in-Air (WIA) square shape surface mount fuse that was designed for secondary side circuit over-current protection applications. These fuses are designed for PCB using surface mount technology.Agency ApprovalsAgencyAgency File NumberAmpere RangeE104806.3A - 20A298620.062A - 15AJ504467311A, 1.25A, 2A, 2.5A, 3.15A, 4A, 5A, 7A, 8A, 10A, 12A, 20APSENBK030205-E10480ANBK030205-E10480BNBK101105-E1846551A-1.6A2A-5A6.3A - 10AE104800.062A - 5ANA1A, 1.25A, 2A, 2.5A, 3.15A, 4A, 5A, 7A, 8A, 10A, 12A, 20ANA1A, 1.25A, 2A, 2.5A, 3.15A, 4A, 5A, 7A, 8A, 10A, 12A, 20AElectrical Characteristics for SeriesFeatures & Benefits ■ Very fast-acting ■ Small size ■ Wide range of current rating available (0.062A to 20A) ■ Wide operating temperature range ■ RoHS compliant and Halogen Free ■ UL Listed and Recognized to UL/CSA/NMX UL 248-1 and UL/CSA/NMX UL 248-14 (see Agency Approvals) ■ Conforms to DENAN’s Appendix 3 ■ Conforms to IEC/EN 60127-1 and IEC/EN 60127-7% of Ampere RatingAmpere RatingOpening Time100%0.062 – 204 hours, Minimum200%0.062 – 105 sec., Maximum12 – 2020 sec., MaximumRoHSPSEApplications ■ Notebook PC ■ LCD/PDP TV ■ LCD monitor ■ LCD/PDP panel ■ LCD backlight inverter ■ Portable DVD player ■ Power supply ■ Networking ■ PC server ■ Cooling fan system ■ Storage system ■ Telecom system ■ Wireless basestation ■ White goods ■ Game console ■ Office Automation equipment ■ Battery charging circuit protection ■ Industrial equipmentResources451 SeriesAccessories451 SeriesSamples451 SeriesAdditional InformationResources453 SeriesAccessories453 SeriesSamples453 SeriesFuse Datasheet© 2023 Littelfuse, Inc.Specifications are subject to change without notice.Revised: GD. 09/18/232451/453 Series Very Fast-Acting FuseElectrical Specifications by ItemAmpere Rating(A)Amp CodeMaxVoltage Rating (V)InterruptingRatingNominal Cold Resistance (Ohms)Nominal Melting I2t (A2sec)Agency ApprovalsPSE.062.06212550A @125VAC/VDC300A @32VDCPSE: 100A @100VAC5.50000.00019-x-x--x.080.0801254.05000.00033-x-x--x.100.1001253.10000.00138-x-x--x.125.1251251.70000.00286-x-x--x.160.1601251.21570.0048-x-x--x.200.2001250.83720.0089-x-x--x.250.2501250.57650.0158-x-x--x.315.3151250.39180.0311-x-x--x.375.3751250.45410.0442-x-x--x.400.4001250.42330.0551-x-x--x.500.5001250.30460.0824-x-x--x.630.6301250.20220.1381-x-x--x.750.7501250.14440.2143-x-x--x.800.8001250.13550.2654-x-x--x1.00001.1250.07800.6029-xxxxxx1.251.251250.07800.664-xxxxxx1.5001.51250.06300.853-xxx--x1.6001.61250.05801.060-xxx--x2.00002.12550A @125VAC/VDC10,000A @75VDC300A @32VDCPSE: 100A @100VAC0.03670.530-xxxxxx2.5002.51250.02861.029-xxxxxx3.00003.1250.02271.650-xxx--x3.153.151250.02151.920-xxxxxx3.5003.51250.02002.469-xxx--x4.00004.1250.01603.152-xxxxxx5.00005.1250.01255.566-xxxxxx6.3006.312550A @125VAC/VDC 400A @32VDCPSE: 100A @100VAC0.00969.170xxx---x7.00007.1250.009010.32xxx-xxx8.00008.1250.007720.23xxx-xxx10.0010.12535A @125 VAC/50A @125 VDC400A @32 VDCPSE: 100A @100VAC0.005626.46xxx-xxx12.0012.65150A @65VDC100A @65VAC400A @32VDC0.004947.97xx--xxx15.0015.650.003797.82xx----x20.0020.650.00244154x---xxxNotes: - l2t calculated at 8ms. - Resistance is measured at 10% of rated current, 25ºCFuse Datasheet© 2023 Littelfuse, Inc.Specifications are subject to change without notice.Revised: GD. 09/18/233451/453 Series Very Fast-Acting Fuse0.0010.010.11101000.010.1110100100010000TIME IN SECONDSCURRENT IN AMPSFast Acting Series TC Curve 8A10A12A5A6.3A7A15A3.5A3.15A3A4A2.5A2A1.5A1.25A1A800mA750mA630mA500mA375mA400mA315mA250mA200mA100mA125mA160mA80mA62mA1.6A20AAverage Time Current CurvesReflow ConditionPb – Free assemblyPre Heat- Temperature Min (Ts(min))150°C - Temperature Max (Ts(max))200°C- Time (Min to Max) (ts)60 – 180 secsAverage ramp up rate (Liquidus Temp (TL) to peak 5°C/second max.TS(max) to TL - Ramp-up Rate5°C/second max.Reflow- Temperature (TL) (Liquidus)217°C - Temperature (tL)60 – 150 secondsPeak Temperature (TP)260+0/–5 °CTime within 5°C of actual peak Temperature (tp)20 – 40 secondsRamp-down Rate5°C/second max.Time 25°C to peak Temperature (TP)8 minutes max.Do not exceed260°CSoldering ParametersTemperature Re-rating CurveNote:1. Rerating depicted in this curve is in addition to the standard derating of 25% for continuous operation.Wave Soldering Parameters260°C Peak Temperature, 10 seconds max.TimeTemperatureTPTLTS(max)TS(min)25tPtLtStime to peak temperature(t 25ºC to peak)Ramp-downRamp-upPreheatCritical ZoneTL to TPFuse Datasheet© 2023 Littelfuse, Inc.Specifications are subject to change without notice.Revised: GD. 09/18/234451/453 Series Very Fast-Acting FuseMaterialsBody: CeramicTerminations:Gold-Plated Caps / Sn-dipped Silver Plated Caps (451 RoHS/HF series)Silver-plated Caps (451MR RoHS ratings below 375mA and 453 RoHS Series)Product MarkingBrand, Ampere RatingOperating Temperature–55°C to 125°CMoisture Sensitivity LevelLevel 1, J-STD-020SolderabilityMIL-STD-202, Method 208Insulation Resistance (after Opening)MIL-STD-202, Method 302, Test Condition A (10,000 ohms minimum)Thermal ShockMIL-STD-202, Method 107, Test Condition B, 5 cycles, -65°C / +125°C, 15 minutes @ each extremeMechanical ShockMIL-STD-202, Method 213, Test I: Deenergized. 100G’s pk amplitude, sawtooth wave 6ms duration, 3 cycles XYZ+xyz = 18 shocksVibrationMIL-STD-202, Method 201: 0.03” amplitude, 10-55 Hz in 1 min. 2hrs each XYZ=6hrsMoisture ResistanceMIL-STD-202, Method 106, 10 cyclesSalt SprayMIL-STD-202, Method 101, Test Condition B (48hrs)Resistance to Soldering HeatMIL-STD-202, Method 210, Test condition B (10 sec at 260°C)Product CharacteristicsDimensions mm (inches)PackagingPart Numbering System6.86(.270")3.15(.124")2.95(.116")1.96(.077")2.69 ± .25(.106")2.69 ± .25(.106")1.45(.057")6.10 ± .20(.240")Recommended pad layoutF7 APackaging OptionPackaging SpecificationQuantityQuantity & Packaging Code12mm Tape and ReelEIA RS-481-2 (IEC 286, part 3)5000NR12mm Tape and ReelEIA RS-481-2 (IEC 286, part 3)1000MR0451 001. M R LSeriesAmp CodeQuantity codePackaging codeRefer to Electrical characteristics tableM = 1000 pcsN = 5000 pcsR = Tape and ReelL-RoHS Compliant & Halogen Free (Gold Plated Caps)451 = Gold / Sn-dipped Silver Plated Caps453 = Silver Plated CapsNote: “L” suffix applies to 451 series only- 453 series is available only as RoHS compliant version and does not require “L” suffix. Please do not include “L” suffix within 453 series ordering instructions.SN-RoHS Compliant & Halogen Free (Sn-dipped Caps)Disclaimer Notice - Littelfuse products are not designed for, and shall not be used for, any purpose (including, without limitation, automotive, military, aerospace, medical, life-saving, life-sustaining or nuclear facility applications, devices intended for surgical implant into the body, or any other application in which the failure or lack of desired operation of the product may result in personal injury, death, or property damage) other than those expressly set forth in applicable Littelfuse product documentation. Warranties granted by Littelfuse shall be deemed void for products used for any purpose not expressly set forth in applicable Littelfuse documentation. Littelfuse shall not be liable for any claims or damages arising out of products used in applications not expressly intended by Littelfuse as set forth in applicable Littelfuse documentation. The sale and use of Littelfuse products is subject to Littelfuse Terms and Conditions of Sale, unless otherwise agreed by Littelfuse. Information furnished is believed to be accurate and reliable. However, users should independently evaluate the suitability of and test each product selected for their own applications. Littelfuse products are not designed for, and may not be used in, all applications. Read complete Disclaimer Notice at www.littelfuse.com/disclaimer-electronics.
https://www.schurter.com/en/datasheet/typ_FST_5x20.pdf | fuses | 1FusesFST 5x20https://www.schurter.com /PG01_2Circuit ProtectionMiniature Fuse, 5 x 20 mm, Time-Lag T, L, 250 VACSee below: Approvals and CompliancesIEC 60127-2 · 250 VAC · Time-Lag TDescription- IEC Standard Fuse- L = Low Breaking Capacity (Glass Tube)Applications- Primary Protection in EquipmentReferencesPigtail Type FST 5x20 Pigtail Assembled Fuseholder Fuse Kit Fuse Kit FST 5x20; Fuse Kit FST 5x20 / SP 5x20 Weblinkspdf data sheet, html datasheet, General Product Information, Distributor-Stock-Check, Detailed request for product Application Note Primary Protection in Equipmentwith further information on increased Pulse Strength and their test conditions according to inter-national standards see Impulse Withstand VoltageTechnical DataRated Voltage250 VACRated current0.05 - 20 ABreaking Capacity35 A - 200 ACharacteristicTime-Lag TAdmissible Ambient Temp.-55 °C to 125 °CClimatic Category55/125/21 acc. to IEC 60068-1Material: TubeGlassMaterial: EndcapsNickel-Plated Copper AlloyUnit Weight1 gStorage Conditions0 °C to 60 °C, max. 70% r.h.Product Marking, Rated current, Rated Voltage, Cha-racteristic, Breaking Capacity, Certifica-tion marks Approvals and CompliancesDetailed information on product approvals, code requirements, usage instructions and detailed test conditions can be looked up in Details about Approvals SCHURTER products are designed for use in industrial environments. They have approvals from independent testing bodies according to national and international standards. Products with specific characteristics and requirements such as required in the automotive sector according to IATF 16949, medical technology according to ISO 13485 or in the aerospace industry can be offered exclusively with customer-specific, individual agree-ments by SCHURTER.2FusesFST 5x20https://www.schurter.com /PG01_2Circuit ProtectionApprovalsThe approval mark is used by the testing authorities to certify compliance with the safety requirements placed on electronic products. Approval Reference Type: FST 5x20Approval LogoCertificatesCertification BodyDescriptionVDE ApprovalsVDEVDE Certificate Number: 40016093VDE ApprovalsVDEVDE Certificate Number: 40016601UL ApprovalsULUR File Number: E41599CCC ApprovalsCCCCCC Certificate Number: 2020970207000116 & moreCQC ApprovalsCQCCQC Certificate Number: CQC13012092334METI ApprovalsMETIJapan Electrical Safety and Environment technology Laboratories Product standardsProduct standards that are referencedOrganizationDesignStandardDescriptionDesigned according toIEC 60127-2/3Miniature fuses. Part 2. Cartridge fuse linksDesigned according toUL 248-14Low voltage fuses - Part 14: Supplemental fusesDesigned according toCSA22.2 No. 248.14Low-Voltage Fuses - Part 14: Supplemental FusesApplication standardsApplication standards where the product can be usedOrganizationDesignStandardDescriptionSuitable for applications acc.IEC/UL 62368-1Audio/video, information and communication technology equipment - Part 1: Safety requirementsCompliancesThe product complies with following Guide LinesIdentificationDetailsInitiatorDescriptionCE declaration of conformitySCHURTER AGThe CE marking declares that the product complies with the applicable requirements laid down in the harmonisation of Community legislation on its affixing in accordance with EU Regulation 765/2008.UKCA declaration of conformitySCHURTER AGThe UKCA marking declares that the product complies with the applicable requirements laid down in the British Amendment of Regulation (EC) 765/2008.RoHSSCHURTER AGDirective RoHS 2011/65/EU, Amendment (EU) 2015/863China RoHSSCHURTER AGThe law SJ / T 11363-2006 (China RoHS) has been in force since 1 March 2007. It is similar to the EU directive RoHS.REACHSCHURTER AGOn 1 June 2007, Regulation (EC) No 1907/2006 on the Registration, Evaluation, Authorization and Restriction of Chemicals 1 (abbreviated as "REACH") entered into force.Dimension [mm] 20 mm 5.1ø 5.220+0.1-0.2±0.5±0.65.1±0.63FusesFST 5x20https://www.schurter.com /PG01_2Circuit ProtectionPre-Arcing TimeRated Current In1.5 x In min.2.1 x In max.2.75 x In min.2.75 x In max.4.0 x In min.4.0 x In max.10.0 x In min.10.0 x In max.0.05 A - 0.1 A60 min120 s200 ms10 s40 ms3 s10 ms300 ms0.125 A - 6.3 A60 min120 s600 ms10 s150 ms3 s20 ms300 ms8 A - 20 A30 min120 s600 ms10 s150 ms3 s20 ms300 msTime-Current-CurvesTime in Seconds0.001 0.01 0.1 1 10 100 1000 10000 100000 1 10 0.02–0.1 A 0.125–20 A Multiple of Rated Current In All Variants Rated Cur-rent [A]Rated Vol-tage [VAC]Breaking CapacityVoltage Drop 1.0 In max. [mV]Voltage Drop 1.0 In typ. [mV]Power Dissi-pation 1.5 In max. [mW]Power Dissi-pation 1.5 In typ. [mW]Melting I²t 10.0 In typ. [A²s]Order Number0.052501)350095016001250.0363l l l 0034.3104█0.0632501)3000130016002000.0401l l l 0034.3105█0.082501)3000110016003000.057l l l 0034.3106█0.12501)250056516001550.107l l l 0034.3107█0.1252501)200040016002000.064l l l 0034.3108█0.162501)190041516001850.23l l l 0034.3109█0.22501)150027016002000.256l l l 0034.3110█0.252501)130021016002000.238l l l 0034.3111█0.3152501)110017016002000.544l l l 0034.3112█0.42501)100015016002000.768l l l 0034.3113█0.52501)90016016002003l l l 0034.3114█0.632501)30016016003004.35l l l 0034.3115█0.82501)25012016003003.85l l l 0034.3116█12501)1506016002003.3l lll 0034.3117█1.252501)1506016003005.5l lll 0034.3118█1.62501)15060160030010.5l lll 0034.3119█22501)15060160030016l lll 0034.3120█2.52501)12060160040021.9l lll 0034.3121█3.152501)10060160050047l lll 0034.3122█42502)10060160080068.3l lll 0034.3123█52502)100601600900102l lll 0034.3124█4FusesFST 5x20https://www.schurter.com /PG01_2Circuit ProtectionRated Cur-rent [A]Rated Vol-tage [VAC]Breaking CapacityVoltage Drop 1.0 In max. [mV]Voltage Drop 1.0 In typ. [mV]Power Dissi-pation 1.5 In max. [mW]Power Dissi-pation 1.5 In typ. [mW]Melting I²t 10.0 In typ. [A²s]Order Number6.32502)1006016001000190l lll 0034.3125█82502)1006040001300275l ll l0034.3126█102502)1006040001300520l ll l0034.3127█12.52502)-60-2500750 lll l0034.3128█162502)-60-33001638 lll l0034.3129█202502)-60-42003057 ll 0034.3130██ Most Popular.Availability for all products can be searched real-time: https://www.schurter.com/en/info-center/support-tools/stock-check-distributors1) 35 A @ 250 VAC2) 10 x In @ 250 VACPackaging Unit xxxx.xxxx Small Box Pack (10 pcs.)xxxx.xxxx.G Bulk 128 x 91 x 60 mm (1000 pcs.)The specifications, descriptions and illustrations indicated in this document are based on current information. All content is subject to modifications and amendments. Information furnished is believed to be accurate and reliable. However, users should independently evaluate the suitability and test each product selected for their own applications.26.03.2024
https://datasheets.kyocera-avx.com/AccuGuardLC_0402.pdf | fuses | 1Accu-Guard® IntroductionTDS-FUSE-0002 ¦ Rev 7ACCU–GUARD® TECHNOLOGYAPPLICATIONSFor RoHS compliant products, please select correct termination style.APPROVAL FILE NUMBERSFEATURESThe Accu-Guard® series of fuses is based on thin-film techniques. This technology provides a level of control on the component electrical and physical characteristics that is generally not possible with standard fuse technologies. This has allowed KYOCERA AVX to offer a series of devices which are designed for modern surface mount circuit boards which require protection.• Two-Way Radios• Home Appliances• Battery Management Systems• Battery Chargers• Rechargeable Battery Packs• Computers• Hard Disk Drives• PDA’s• LCD Screens• SCSI Interface• Digital Cameras• Video Cameras• UL, cUL: RCD#E143842• Accurate current rating• Fast acting• Small-standard 0402, 0805, 1206 and 0612 chip sizes• Taped and reeled• Completely compatible with all soldering systems used for SMT• Lead Free Series (F0201G, F0402G, F0603G, F0402E, F0603E, F0805B, F1206B)DIMENSIONS mm (inches)HOW TO ORDERF0402E and F0603EF0201G, F0402G, F0603GRated CurrentCurrent expressed in Amps. Letter R de-notes decimal point e.g. 0.20A=0R20 1.75A=1R750R20Fuse SpeedF = FastFS = Nickel/Lead-Free Solder coated (Sn 100), SMDW = Nickel/solder coated (Sn 63, Pb 37) Solder Coated (Sn100)N = Nickel/Lead-Free Solder Coated (Sn100), LGATerminationWTR = Tape and reelPackagingTRProduct FuseFSizeSee table for standard sizes0603B= Accu-Guard® IIE= Accu-Guard® II 0402, 0603G= Accu-Guard® II Low Current 0201, 0402, 0603Fuse VersionALTB1WB2BTLW LTSWABHF0201GF0402GF0603GF0402EF0603EF0805BF1206BL0.60 ± 0.05(0.023 ± 0.002)1.00±0.05 (0.039±0.002)1.60±0.10(0.063±0.004)1.00±0.10(0.039±0.004)1.60±0.10(0.063±0.004)2.10±0.20(0.083±0.008)3.10±0.20(0.122±0.008)W0.325 ± 0.05(0.0128 ± 0.002)0.58 ±0.04(0.023±0.002)0.81±0.10(0.032±0.004)0.55±0.07(0.022±0.003)0.81±0.10(0.032±0.004)1.27±0.10(0.050±0.004)1.60±0.10(0.063±0.004)T0.225 ± 0.05(0.009 ± 0.002)0.35±0.05(0.014±0.002)0.61±0.10(0.024±0.004)0.40±0.10(0.016±0.004)0.63±0.10(0.025±0.004)0.90±0.2(0.035±0.008)1.20±0.20(0.047±0.008)B0.275 ± 0.025(0.011 ± 0.001)0.48±0.05(0.019±0.002)0.71±0.05(0.028±0.002)0.20±0.10(0.008±0.004)0.35±0.15(0.014±0.006)0.30±0.15(0.012±0.006)0.43±0.25(0.017±0.010)A0.10 ± 0.025(0.004 ± 0.001)0.20±0.05(0.008±0.002)0.28±0.05(0.011±0.002)S, H0.025 ± 0.025(0.001 ± 0.001)0.05±0.05(0.002±0.002)0.05±0.05(0.002±0.002)F0805B and F1206B – accu-guard series lga/smd thin-film fuse –The Important Information/Disclaimer is incorporated in the catalog where these specifications came from or available online at www.kyocera-avx.com/disclaimer/ by reference and should be reviewed in full before placing any order.2Accu-Guard® II Low CurrentLGA Miniature 0201, 0402 and 0603 Size Thin-Film FusesTDS-FUSE-0002 ¦ Rev 7ENVIRONMENTAL CHARACTERISTICSRECOMMENDED PAD LAYOUT mm (inches)ELECTRICAL SPECIFICATIONSThe new Accu-Guard® series of fuses is based on thin-film technology which allows precise control of the component electrical and physical characteristics that is not possible with standard fuse technologies. The Accu-Guard Low Current series encompasses the lowest current ratings in compact 0402 and 0603 packages and features LGA terminations.Operating temperature: -55°C to +125°CCurrent carrying capacity: -55°C to -11°C 107% of rating -10°C to +60°C 100% of rating +61°C to +100°C 85% of rating +101°C to +125°C 80% of ratingRated voltage: 32V (0201), 63V (F0603G), 32V (F0402G)Post-fusing resistance: >1MΩInterrupt rating: 50A Termination: Nickel/SolderF0402GF0201GF0603G0.55(0.022)1.15 (0.045)0.31 (0.012) 0.85 (0.033)2.4 (0.095)1.1(0.043)Part NumberCurrent Rating AResistance @0.1 x I rated Ω (max.)Voltage Drop @ I rated mV (max.)Fusing Current (within 5 sec) APre-Arc I2t @10x I rated A2-sec (typ)Color CodeF0201G0R02FNTR / F0402G0R02FNTR / F0603G0R02FNTR0.0287.52900.0706 x 10-7GreenF0201G0R03FNTR / F0402G0R03FNTR / F0603G0R03FNTR0.03754.82300.0948 x 10-7RedF0201G0R05FNTR / F0402G0R05FNTR / F0603G0R05FNTR0.0503.42500.1252 x 10-6BlueF0201G0R06FNTR / F0402G0R06FNTR / F0603G0R06FNTR0.0622.52800.1552 x 10-6YellowF0201G0R07FNTR / F0402G0R07FNTR / F0603G0R07FNTR0.0752.02800.1884 x 10-6BrownF0201G0R10FNTR / F0402G0R10FNTR / F0603G0R10FNTR0.1002.43000.2507 x 10-6RedF0201G0R12FNTR / F0402G0R12FNTR / F0603G0R12FNTR0.1251.62500.3121 x 10-5WhiteF0201G0R15FNTR / F0402G0R15FNTR / F0603G0R15FNTR0.1501.22200.3752 x 10-5GreenF0201G0R20FNTR* / F0402G0R20FNTR / F0603G0R20FNTR0.2000.82100.5004 x 10-5PinkF0402G0R25FNTR / F0603G0R25FNTR0.250.551800.6252 x 10-4BlueF0402G0R37FNTR / F0603G0R37FNTR0.3750.301500.9383 x 10-4RedF0402G0R50FNTR / F0603G0R50FNTR0.50.201401.257 x 10-4GreenTestConditionsRequiredSolderabilityComponents completely immersed in a solder bath at 245 ±5°C for 3 secs.Total area of imperfections in solder coatup to 5% of the land suface areaLeach ResistanceComponents completely immersed in a solder bath at 255 ±5°C for 60 secs.Dissolution of termination ≤ 15% of the land surface areaStorage12 months minimum with components stored in “as received” packaging.Good solderabilityShearComponents mounted to a substrate. Increasing shearing force applied paralled to the sufstrate till destruction.Destruction force: • 5N for 0402 and 0603 size• 2N for 0201 sizeTemperature CyclingComponents mounted to a flexible substrate (e.g. FR – 4). 1000 cycles -55ºC to +125ºC.No Visible damage ∆R/R<10%BendTested as shown in diagram45mm45mm3 mmDeflectionNo visible damage ∆R/R<10%*Blue Color Code – accu-guard series lga/smd thin-film fuse –The Important Information/Disclaimer is incorporated in the catalog where these specifications came from or available online at www.kyocera-avx.com/disclaimer/ by reference and should be reviewed in full before placing any order.3Accu-Guard® II Low CurrentLGA Miniature 0201, 0402 and 0603 Size Thin-Film FusesTDS-FUSE-0002 ¦ Rev 7FUSE TIME–CURRENT CHARACTERISTICS – accu-guard series lga/smd thin-film fuse –The Important Information/Disclaimer is incorporated in the catalog where these specifications came from or available online at www.kyocera-avx.com/disclaimer/ by reference and should be reviewed in full before placing any order.4Accu-Guard® II Low CurrentLGA Miniature 0201, 0402 and 0603 Size Thin-Film FusesTDS-FUSE-0002 ¦ Rev 7FUSE PRE–ARC JOULE INTEGRALS VS CURRENT – accu-guard series lga/smd thin-film fuse –The Important Information/Disclaimer is incorporated in the catalog where these specifications came from or available online at www.kyocera-avx.com/disclaimer/ by reference and should be reviewed in full before placing any order.5Accu-Guard® II Low CurrentLGA Miniature 0201, 0402 and 0603 Size Thin-Film FusesTDS-FUSE-0002 ¦ Rev 7FUSE PRE–ARC JOULE INTEGRALS VS PRE–ARC TIME – accu-guard series lga/smd thin-film fuse –The Important Information/Disclaimer is incorporated in the catalog where these specifications came from or available online at www.kyocera-avx.com/disclaimer/ by reference and should be reviewed in full before placing any order.
https://www.littelfuse.com/media?resourcetype=datasheets&itemid=43dcdce8-8ca2-426f-8998-7e566f048d40&filename=littelfuse_datasheet_287_atof_r2.7.pdf | fuses | 1©2022 Littelfuse, Inc.Specifications are subject to change without notice. Revised: 12/06/2022DatasheetRated 32VATOF® Blade FusesDescriptionATOF® automotive blade fuses were developed to take the place of obsolete ATO Series 257 fuses. Automakers consider ATOF fuses standard equipment for protecting low-voltage circuits.ApplicationsFeatures & BenefitsOrdering InformationPart NumberCurrent Rating (A)Package SizeATOF® (Tin Plated)0287xxx.PXCN 1–40 & Shunt20000287xxx.U1–405000287xxx.H1–401000287xxx.L1–4050ATO Ag (Silver-Plated)0287xxx.PXS1–402000CarsTrucksSUVsOffroad vehiclesBusesWatercraft as approved by Littelfuse®Color coding indicates amperage ratingSee-through housings make it easier to see when fuses blowCheckpoints on top make it possible to measure resistance without removing the fuseHigh-contrast ampere stamps on housings aid identificationSimple to install and removeVoltage Rating:32 V dcInterrupting Rating:1000 A @ 32 V dcRecommended Environmental Temperature:–40 ˚C to +125 ˚C (ATOF® ) Terminals Material:Tin- or silver-plated*Housing Material:PA66 (UL 94 Flammability rating of V-2)Net Weight Per Fuse:1.4 g ± 5 %Comply With: SAE J1284 and ISO 8820-3UL Listed:File AU1410 CSA Certified:File No. 29862Specifications*Tin plating’s temperature limit is ≈130 ˚C. Silver plating allows up to 150 ˚C at the terminal interface.–40 ˚C to +105 ˚C (ATOF® Shunt) ATOF® ShuntShunt version available (Tin plated only)2©2022 Littelfuse, Inc.Specifications are subject to change without notice. Revised: 12/06/2022DatasheetRated 32VATOF® Blade FusesDimensions Dimensions in mm for reference only.See outline drawing for dimensions and tolerances.19.15.10.6518.86.54.114.5RatingsPart NumberCurrent Rating (A)Housing Material ColorTest Cable Size(mm2)Typ. Voltage Drop(mV)Typ.Cold Resistance(mΩ)Typ. I2t(A2s)0287001._10.35176 123 0.4 0287002._20.35141 53.5 1.4 0287003._30.35137 31.1 7.4 0287004._40.35136 22.8 14 0287005._50.5128 17.85 26 028707.5_7.50.75116 10.91 60 0287010._101109 7.70 115 0287015._151.5102 4.80 340 0287020._202.5983.38 520 0287025._252.592 2.52 1 000 0287030._30484 1.97 1 500 0287035._35687 1.61 2 3000287040._40696 1.44 3 300The typical I2t is an average value calculated from the breaking capacity tests by using the melting time before the arcing occurs.0287900._SHUNT----3©2022 Littelfuse, Inc.Specifications are subject to change without notice. Revised: 12/06/2022DatasheetRated 32VATOF® Blade FusesTime-Current Characteristic Curves0.010.111010010001000011010010003 A5 A1 A2 A4 A7.5 A10 A15 A20 A25 A30 A35 A40 ACurrent (A)Time (s)Time-Current Characteristics% of RatingCurrent Rating (A)Opening Time Min. / Max. (s)10035–40360,000 / ∞110 1–30360,000 / ∞1351–23–400.35 / 6000.750 / 6001601–400.250 / 502001–23–400.1 / 50.15 / 5 3501–23–400.02 / 0.50.08 / 0.56001–3035–400.1 max0.15 maxTemperature TableMax. allowed current load (A) at ambient temperature (typical derating)-40 °C0 °C20 °C 65 °C 85 °C110 °C125 °C1 A11111112 A22222113 A33332224 A44433325 A55544337.5 A877655410 A101010876515 A15151412119820 A2019181514121025 A2525231918151330 A3029272321181535 A3535352927221940 A40393731282420Typical Derating of Fuse Melting ElementTemperature security margin is 20 %. Wire cross-section and fixture test setup refer to ISO 8820-3. Please contact Littelfuse for details regarding derating test setup.05101520253035404550Max. Allowed Current Load (A)Ambient Temperature (°C)1 A2 A3 A4 A5 A7.5 A10 A15 A20 A25 A30 A35 A40 A-40-30-20-100102030405060708090100110120130140150160170180Derating curves may change depending on the final condition of the application (terminals’ characteristics, wire size, etc.). Please ask Littelfuse® for more information.Max. Recommended EnvironmentalTemperatureAmbient Temperature (°C)Max. Allowed Current Load (A)ATOF® SHUNT Maximum Continuous Load at 85°C: 40A
https://www.littelfuse.com/media?resourcetype=datasheets&itemid=63f61b85-5fc5-4f00-9ca9-8d59a6252d71&filename=littelfuse_fuse_154_154t_154l_154tl_datasheet.pdf | fuses | © 2020 Littelfuse, Inc.Specifications are subject to change without notice.Revised: 09/16/20NANO2® > 154 OMNI-BLOK® Fuse and Holder CombinationSurface Mount Fuses154/154T/154L/154TL Series OMNI-BLOK® Fuse and Holder AssemblyDescriptionThe RoHS compliant 154 Series OMNI-BLOK® Fuse and Holder Assembly offers a solution for efficient installation and easy replacement of miniature Nano2® surface mount fuses. Offered in a tape and reel package, this fuse and holder combination can be installed on a PC board as an efficient single step. Fuse replacement can be accomplished without exposing the PC board to the detrimental effects of solder heat.The fuse holder unit may be sold as a stand-alone item, shipped in bulk quantity using part number 01550900M and also pre-packaged in tape and reel cartridges using part number 01550900DR.Agency ApprovalsAgencyAgency File NumberAmpere RangeE147210.062A - 10A+ 0.375A - 7A++PSENBK030205-E10480ANBK030205-E10480BNBK101105-E184655NBK030205-E10480B1A - 1.6A+2A - 5A+6.3A - 10A+1A - 5A++FeaturesRoHSPSE• Easy fuse replacement • Miniature size• RoHS-compliant and Halogen-free• Very Fast-Acting and Time-Lag options available• Holder sized to fit a range of Nano2® type fuses• Wide range of current ratings available - Fast-Acting Fuses: 62mA - 10A - Slo-Blo Fuses: 375mA - 5A• Wide operating temperature range• Heat-resistant fuseholder, UL94 V-0• 260°C reflow capable fuseholder • Recognized to UL/CSA/NMX 248-1, UL/CSA/NMX 248-14 and UL/CSA/NMX 4248-1.Ordering Information Catalog NumberAmpere Rating (A)Amp CodeFuse Furnished*154.0620.0620.062453.062154.080.080.08453.08154.10.10.1453.1154.1250.1250.125453.125154.160.160.16453.16154.20.20.2453.2154.250.250.25453.25154.3150.3150.315453.315154.3750.3750.375453.375154.40.40.4453.4154.50.50.5453.5154.630.630.63453.63154.750.750.75453.75154.80.80.8453.8154001.011.0453001.01541.251.251.254531.2515401.51.51.545301.515401.61.61.645301.6154002.022.0453002.015402.52.52.545302.5154003.033.0453003.01543.153.153.154533.1515403.53.53.545303.5154004.044.0453004.0154005.055.0453005.015406.36.306.345306.3154007.077.0453007.0154008.088.0453008.0154010.01010.0453010.0With Very Fast-Acting Fuse InstalledCatalog NumberAmpere Rating (A)Amp CodeFuse Furnished*154.375 T0.3750.375454.375154.5 T0.50.5454.5154.75 T0.750.75454.75154001.0 T11.0454001.015401.5 T1.51.545401.5154002.0 T22.0454002.015402.5 T2.52.545402.5154003.0 T33.0454003.015403.5 T3.53.545403.5154004.0 T44.0454004.0154005.0 T55.0454005.0154007.0 T77.0454007.0With Slo-Blo® Fuse Installed* The 453 and 454 Series fuses identified above have silver-plated end caps, designed to accommodate solder reflow processes: For 453 Series fuse replacement, either 451, 453 or 448 Series may be used.For 454 Series fuse replacement, either 452, 454 or 449 Series may be used.For detailed operating characteristic and performance information for each of the fuse series mentioned above, please refer to their respective data available online at www.littelfuse.com.** 155900 is UL Recognized for the US and Canadian market. It is rated 125V, 10A.154/154T (Tan color holder like shown in this image)154L/154TL (Black color holder)+ Fast-acting Fuse++ Slo-Blo(R) FuseDatasheetAdditional InformationSamplesResources© 2020 Littelfuse, Inc.Specifications are subject to change without notice.Revised: 09/16/20NANO2® > 154 OMNI-BLOK® Fuse and Holder CombinationSurface Mount FusesLF7 ALF3.81(.150")2.13(.084")REF.10.62(.418")4.24(.167")9.73(.383") REF.3.81(.150")5.03(.198")155FUSERecommended Pad LayoutDimensionsPackagingPackaging OptionPackaging SpecificationQuantityQuantity & Packaging CodeReel PackEIA RS–481–2 (IEC 60286-3, part 3)1500DRSoldering ParametersTimeTemperatureTPTLTS(max)TS(min)25tPtLtStime to peak temperature(t 25ºC to peak)Ramp-downRamp-upPreheatCritical ZoneTL to TPPart Numbering SystemExample:1.5 amp Fast-acting product is 015401.5DR.1.5 amp Time-lag product is 015401.5DRT.(1 amp product shown above).0154 001. D R T LSeriesAMP CodeQuantity CodePackaging CodeRefer to Ordering information section on previous page.D = 1500 pcsR = Tape and ReelType Code“L” suffix for Black Color Holder“G” suffix for 451L (Au-Plated Caps)T = Time-Lag (Slo-Blo®)Reflow ConditionPb – Free assemblyPre Heat- Temperature Min (Ts(min))150°C - Temperature Max (Ts(max))200°C- Time (Min to Max) (ts)60 - 180 secondsAverage Ramp-up Rate (Liquidus Temp (TL) to peak)5°C/second max.TS(max) to TL - Ramp-up Rate5°C/second max.Reflow- Temperature (TL) (Liquidus)217°C - Temperature (tL)60 - 150 secondsPeak Temperature (TP)260+0/–5 °CTime within 5°C of actual peak Temperature (tp)20 – 40 secondsRamp-down Rate5°C/second max.Time 25°C to peak Temperature (TP)8 minutes max.Do not exceed260°CProduct CharacteristicsOperating Temperature-55ºC to 125ºCDisclaimer Notice - Information furnished is believed to be accurate and reliable. However, users should independently evaluate the suitability of and test each product selected for their own applications. Littelfuse products are not designed for, and may not be used in, all applications. Read complete Disclaimer Notice at: www.littelfuse.com/disclaimer-electronics.
https://www.littelfuse.com/media?resourcetype=datasheets&itemid=8c87aa93-80a7-4ea8-8749-a19ba03901c2&filename=littelfuse-fuse-452-454-datasheet | fuses | %PDF-1.7%âãÏÓ53 0 obj< >endobj xref53 1070000000016 00000 n0000003018 00000 n0000003145 00000 n0000005071 00000 n0000005103 00000 n0000005238 00000 n0000005372 00000 n0000005503 00000 n0000006021 00000 n0000006596 00000 n0000007169 00000 n0000007792 00000 n0000008443 00000 n0000009036 00000 n0000009071 00000 n0000009114 00000 n0000009667 00000 n0000010117 00000 n0000010230 00000 n0000010341 00000 n0000010427 00000 n0000010510 00000 n0000011043 00000 n0000011475 00000 n0000011947 00000 n0000012436 00000 n0000013921 00000 n0000014169 00000 n0000014359 00000 n0000014473 00000 n0000014728 00000 n0000016427 00000 n0000017351 00000 n0000018678 00000 n0000020543 00000 n0000022271 00000 n0000024100 00000 n0000024358 00000 n0000024922 00000 n0000027500 00000 n0000029024 00000 n0000029583 00000 n0000034599 00000 n0000037247 00000 n0000037298 00000 n0000041325 00000 n0000041847 00000 n0000042211 00000 n0000046065 00000 n0000046398 00000 n0000046689 00000 n0000053744 00000 n0000053783 00000 n0000058339 00000 n0000058687 00000 n0000059056 00000 n0000059428 00000 n0000059923 00000 n0000063185 00000 n0000063570 00000 n0000063955 00000 n0000065398 00000 n0000065779 00000 n0000065849 00000 n0000065933 00000 n0000076365 00000 n0000076628 00000 n0000076791 00000 n0000076818 00000 n0000077119 00000 n0000078035 00000 n0000078301 00000 n0000086455 00000 n0000086494 00000 n0000106704 00000 n0000106743 00000 n0000111398 00000 n0000111437 00000 n0000132427 00000 n0000132466 00000 n0000133830 00000 n0000133869 00000 n0000137389 00000 n0000137428 00000 n0000157638 00000 n0000157677 00000 n0000159041 00000 n0000159080 00000 n0000163735 00000 n0000163774 00000 n0000184764 00000 n0000184803 00000 n0000207677 00000 n0000207716 00000 n0000211236 00000 n0000211275 00000 n0000222470 00000 n0000233665 00000 n0000247421 00000 n0000269750 00000 n0000270135 00000 n0000270520 00000 n0000272360 00000 n0000272624 00000 n0000272748 00000 n0000272872 00000 n0000002436 00000 ntrailer< ]/Prev 460366>>startxref0%%EOF 159 0 obj< >streamhŞb``à``àbf`g`ğJeb@!6 (Ç†/wE¢&ÔÖ¦Î@4àÓÉ8ø„—O)`EÀÑÎ7Ó.:ù¼¾²VÊÅkšuÌŞfÑ5·Lsæ�î9eSŞ‚Ÿğ²©¬TnRR°¸{û’rÀÊ¨ãÙÓ7$�œí¶vÚv¿ˆˆOŒ�­!�ÏrÜÜâ©š4I9dá¤«}×õ�î6ë�V‡[Ì((^Ş�pQAA!¥ò4 ¨ 1\yHÈØØÄÅÅ.÷=PJ•�í®6�Îâ°~i~¾k"Ìlxª1)±¬à< ¸�¡�‰¡¹árCÃ†7Œä-ÈwxÎº‰qSÓ>‡‹œºØõx½d4Ø-'Ú=,sä®©bH¨e�û ¥¼çÀLF³½"ZÂ^ñ,f:Ã:CÇAL�5�/$¨á£0ş&˜O�}şş›ßu�†T9ÆF?6Ş¥’Ö1Á[ZØ3H¦üaH¸ÀØõBô‚éÂu6¬3¸dH84È3Ÿaa9!ÖàÊ0‘aFãŒ¸Ôc`{¹H³€8Ì&œ ÅŒr¯@Q­TŞU.væ (@€]ä¤endstreamendobj54 0 obj< >>>endobj55 0 obj< >/ExtGState< >/Font< >/ProcSet[/PDF/Text/ImageC/ImageI]/Properties< >/XObject< >>>/Rotate 0/Tabs/W/Thumb 46 0 R/TrimBox[0.0 0.0 612.0 792.0]/Type/Page/PieceInfo< /LastModified /NumberOfPageItemsInPage 6/NumberofPages 1/OriginalDocumentID /PageItemUIDToLocationDataMap< >/PageTransformationMatrixList< >/PageUIDList< >/PageWidthList< >>>>>>>endobj56 0 obj[57 0 R 58 0 R]endobj57 0 obj< >/Border[0 0 0]/H/N/Rect[61.36 482.078 299.48 447.786]/Subtype/Link/Type/Annot>>endobj58 0 obj< >/Border[0 0 0]/H/N/Rect[61.36 444.92 299.48 410.628]/Subtype/Link/Type/Annot>>endobj59 0 obj< >endobj60 0 obj< >endobj61 0 obj< >endobj62 0 obj< >endobj63 0 obj< >endobj64 0 obj< >streamH‰\ÔK�¢@à=¿¢–İ‹�ºuKbâ£;q1�Œ3?¡tHF ˆÿıÔá˜�dL”ƒ€÷ó*İö‡¾›Mú}šc˜Í¹ëÛ)Ü†ûÔs—®OòÂ´]3?÷–ÏæZ�I/>>ns¸úó�T•IÄƒ·yz˜—M;œÂk’~›Ú0uıÅ¼üÚ_Mz¼�ãŸpıl2³^›6œã}©Ç¯õ5˜t¹ìíĞÆãİüx‹×ü;ãçc¦Xösbš¡·±nÂT÷—�TY¦­Mõ_ë$ôíÇW/;�›ßõ”TùG<9ËTã»\'U‘-ûq³cvÈ+ærÉ¼œ¿eŞ"ï˜wÈ{æ=ò;ó;2çÅMRYÎ²˜esæ¹`.�-³EfA¦ÍÂf•Y‘=³G¦ÙÂli¶0Ûó™~¿¥ÙÂ,´lB›À&´lB›À&´lB›À&´lB›À&´lB›À&´lB›À&ìVĞ­Ğ)‹“İºv+èÖÑïàw4;˜ÍfG³ƒÙÑì`v4;˜ÍfG³ƒÙÑì`v4;˜•])ºRÎUÌUÎUÌUÎUÌUÎUÌU}Ş‹Èœ«˜«œ«˜«œ»Ü«Ê~ı(ûQô£ìGÑ�²E?ú¼×Ñ�g?ıxš=Ì�f³§ÙÃìiö0{š=Ì�f³§ÙÃìiö0{š=Ì�]ytUbV‘åø¾´Ìğ—Â©Ì0lø_6ø/[úãùóiÆãW%ó¹–4÷iŠËÈ²t-ëV�®Ÿ«Û8Œ&^…wòW€öt*endstreamendobj65 0 obj< >endobj66 0 obj[/ICCBased 95 0 R]endobj67 0 obj[/Indexed 66 0 R 0 96 0 R]endobj68 0 obj< >streamH‰\“ËŠã0D÷ş-»�ó�îícÈc²˜“™pl%c˜ØÆqùû¹¥2İ0GGØªœŠ¬¦wØºvrù�±¯�qrç¶kÆxëïcİ)^Ú.[®\ÓÖÓ ïñ¼_“×`Oö`æxäxúxøxúxøxúxøø==İ<Ü<ÿŒÙß†¬ìĞ=Ğ-À-Ğ-À-Ğ-À-Ğ-À-Ğ'À'(Y�…9‚a� G˜#Èær„Eæ½3SR&ûúû¦½“-yf÷´ÇÂî‚î2ï?ºË¼÷è®ì®è®tV8+�ÎJg…³ÒYá¬tV8+�ÎJg…³ÒYá¬tV8où»6àå�ßR¼ÆvÚÜÇ©ïãhÇ#Ét.p"Ú.~œÚ¡œ­Â•ı`°úï¸endstreamendobj69 0 obj< >endobj70 0 obj< >endobj71 0 obj< >endobj72 0 obj< >endobj73 0 obj< >endobj74 0 obj< >streamH‰\“İjã0…ïıºl/Šk4jÁòÓB.ö‡Íî8¶’Ù(ÎEŞ~u¦JÖ�ø3é¦#Æåv¿ÛÇ~2åÏ4´‡0™S»®Ã-µÁÃ¹�Å²2]ßNŸOó{iÆ¢Ì‹÷ë.ûxŠº6å¯üò:¥»yXwÃ1<å�Ô…ÔÇ³yø³=<šòpÇ�pq2³Z™.œòFßšñ{s¦œ—=í»ü¾ŸîOyÍ¿Šß÷1˜j~^R¦ºp›6¤&�CQ/òµ2õ[¾VEˆİï]ÅeÇSûŞ¤¢®P¼Xä[æŠ\�•¬àgò3ø…üŞ‘wàWòkfË=-ö´KòÌı-ö·–lÁB°#;0,¬'{0},¦,},¦ìš¼Î,Ìä³YÂ,A–0K�%Ìd³YÂ,A–lÉ[0{ô.ì]Ğ»cï½;:888öîĞ»£�ƒ�£�ƒ�²^Q¯¬QÔ(kt®¡³ÂYé©ğT�ƒâtCŞ€é¬pV:+œ•Îg}#ç�©=ı=ü=�=œ=}<¦<}<¦<}<¦<ÏÊã¬<}<¦6ì+ß0�Ÿ“‡ÑÌ_�ùšûö–Rùù3›gSŞÇğõ%�Ãhò*üŠ¿A2æ¸endstreamendobj75 0 obj< >endobj76 0 obj< >streamH‰\’ÍNë0F÷~/a�ò?R©* uÁQx€4™–HÔ‰ÜtÑ·¿3ù*�ˆ”øX�±OÆ“¬7�›0Ì>y‹c·•Ùï‡ĞG9�çØ‰ßÉa.Ë}?tóu¶¦»c;¹D“·—Ó,ÇMØ�®®}ò®‹§9^üÍªwrë’×ØKÂÁß¦®··>Ù�§é[�fŸú¦ñ½ìu£—vú×Å'KÚİ¦×õa¾ÜiÎoÄÇeŸ/ó2İØËij;‰m8ˆ«S}_?ëÓ8ıŸõ‚‘¶Ûw_mtuö¬ÁiJ¤ïCãê<]æ:(¯Ákã'ğ“1rtpu�øÂâ‹œ—àÒ˜Àd¼¯”KÄ”S2˜�ÀæSÂ¡4‡ûW¶U€eÊğ™1bÈb1´Äà,²³¨WÆtıc8�9Ğ=øŞ>K}şdş727B}ÈêC×šZ}õa«Ã�Í�áÆæÆpcsc¸±¹1ÜØÜnln+øè`¦½I»jíHÿÓGİ9Fm¡¥m—Ş±®‚ütö4N^³ìuÿ«†Äßendstreamendobj77 0 obj< >endobj78 0 obj< >streamH‰ÜWÛnÛF}×WÌSAÅ½’*²¥-�´@\4EË$R‘¨¸é×wfv©PŠrkú$°V{=sæÌÙÕëÁèé,†ÅvCv=š®b¸j¿.²ÁèŠ-Äü¶EMsÍeâ¯d÷Ë£Ll#)…e"i,d«Ap+�K×UÛ–Ëûİ¶ü~®‹(Ì^†BF20‘„l>fë²¨nc•y[5õòMÛİİ«²h¡m xÈëE�UûĞìZ¨›¶*JŞwRÊĞNJ)Şëyù¦Ú–óáéU±Iü¯i*AzÊĞSP±Fè¡¦Q’2rASŸdƒ×HËâ˜"±§×GFü«ä�¡¸cHºc†qc˜Y¾ñBòÑø¡„kT”`~\•áP(d$Øb·‡ À†‰R6áPE‚*&‘…`�š:Úp¨#Í2CĞÔáŸÙ/ƒdN9\ˆFY‚ÅSÂµg·M’D€Õ"²VX‡-ÇtìC(ñŒ2ÄÕÜLnB!¨ûWw&îjº]©õ·Ğ¼³k)££Ô`ÀVk$Î‹E¢Z,Ñ�ëDG—H`YL°��aÁŒÂGË�ùjğ«%†ØÀ\„’h¢qKã�:â$¾qI‘èC¦=xò�¬±ŠÆ:5Ç¨î)[ˆbGÙJ9Ÿ6J�8xÀ¼Ê»!(©…=u844épŠâTƒvjPÔSrö±g­<‰õ€BÁ’Ğgó„xäUk%%6Zš"øDCìm©ßiJ¤'ÎŸÓ7GéØrñª¸—L:}aßtJÎyÄ‘ĞÖGÂÁoº…Q¥°X£òßiyêˆkŞ¸Üî÷H2fûóÀå3éØ#™¹Ï–¬–ÈM¢-XuR²^®‡ÂĞJF±U´è@S&*í¥ÿ]˜)Á"İr.&\ù²Ç×�‡.ßH,v,>¬6²üA†-fµ#†§jŞEyEŒéóµÿÜÑ'¥ÎE\+Jàµ ˆ%ÑÃœdæ³’PåQÈ‡Œ;¾E¸cŸ5\+¹Ÿ3ÒöÃĞ$î.¡¹ï'¶ÃËòÙ~¤ÔŞáH½§o”)MX.d<'=¸1û+£ÜÂ–ZÎZœB]@Øèä÷�ìÖ ıĞ9¦Õ˜/‘jgzS¼z�Ø�·�Ä§¦R]�Mç’Ë¾ƒf¬ô¥Èbõ—Ï½g>„w/wŸ®Âİî�5�fë¼>;MŠv—/³òïölúd:�ãx¦~~W—ğîY(0İ®IP2MØò�†ÏpÚèRvo`¼7lL×êäß,öœï„�=¾p‰LÒÏ…„¢yÿ‚—Ál•/—€ÊJ(½Õ?¡Œ�}"iŸÍÂ4’�İ}tü×ğßÃÎ¾ÇÈÇ Ñ¡«yşU€æYì6!Ùö¦¬[ìm«zÑ/cWÅyHëŞğß¼ZæwK´É)JÌ„~dˆĞàˆœÜ†Ÿş7B_³.=Wm¹âv(¹²v›ò˜¾€¹v/�o’—ç¬‹æ§Íj½¬rTR^Ïá§¦Ù,Êú}9MCC7AY~Ëjyq�˜²h5Û¶çT./®G—3/˜Éè=zn�ı�S@êı�ˆü‚ùXˆ4KÿÌâU¡ñùM—ı¢ü*fá_Å5Õ´endstreamendobj79 0 obj< >endobj80 0 obj< >endobj81 0 obj< >endobj82 0 obj< >endobj83 0 obj< >streamH‰ÔW[oSG~?¿b^�ìª>ÙûEŠ�‚TE¡…õ�VÈ5që8!vù÷ıfvO¦œ„Š<"KÇ;ggf¿¹ïù´nö&úƒ%M““fïøbºÚßß;˜m®¦ËÉüëfÿÅá‹J©üôéSzö¦L�nµñ¤hò±ĞpòOsx„·“Ÿš÷ƒñùêdhÎ/ÏÖ´9§ç‡¯^ÿiŒfßj¬iø×ä×FÑH·F4\\ÌW_É²*EªõVãiÑz¶jö^+ú´ş.d#Íº½wwğí�ÍUŒ[P®X°¯tOËÉøuGj9rë—�ÍXyøš‚F±P]n3L:°Œ4MWïZı~Ğ‰°€W[öX97ÒÑôò_Z ¦³éf¾¦õÕb3i±ú÷b¹¥nî{ s!mNçtxuy~1Ÿ®D£lÌ7?Š'ï^�îº¢$óÖÚâ6ì®cvüğîÕ=Nš½ß—ÓÙüãËËéÅébF{GcUìC4ñoÇ76‡Ö‡D!†6¦@Æ.iÓª¤érŞœ4Ÿ…G›Âc�ğäœ™)æùƒ o}ãcÚ�Âñøu£Ú3}!GGÔ8ØRwœ§‘œ§{7ošg“‡¢—ºâÒ$Ab§—•Í©µÖBmR­RĞ79koÏ9–>äİsËçÆA�æÖBÀÁìZØ‹ògÀ`B“×80D�“‘9!ĞìLñÄ{æZb¥­ÇèÌ)ã¶ëdhÖt”ğµÚË3DŞ�¦®™KÙ¸İÑ¢%TÍ8¹9åôTÊş¬¶1*:+½ìhÕgÉ@zÃLŠA˜`èö}¨ğR¼İ1Ö‹yÆÀO�„Ëª †1°jI·RÈaÂ2‡I¶œ)�£²Ãlé´øÏ„,¤OÌš…ĞŠÁXÎDŒU½È Ö"3*ëcç†r@Úz$,V[#3ê,ÔQ”TÙİLéÌ[¦ Êâ/Ÿ:bÖÓK¦s¨3¦†…'$Ãpâ^£;bT²D4UÚDa­D@¥T×=Û]dÅ¾8ĞHúT¢h,d9­¬Î×õ¬"NR„N²Ù©�Bô‚7…ºî)¯dQ«Ÿ>Ö^1‹Ó¨ÒŒ:W©Ûõ­ı.×³F]î®—Œ9EŸzÓ/K•ÚŒğ„ˆºöœÄ]Y¢Ïjtüq½�PçÙ3…¹Ö"Ï�£#Š?t{¨ó„ºÓ%;*åZÉ»�Dr°¸Èi4tßé,8¹¯t$CÁ,ÑìÉ @¹u�2R3!š\àLWF/Dô-êÂ‚HhTU!3R³nA’%¶Q‰p¡t1PdØû*Şú Pà´]fË.p”p(‰TF‰À‘6?ß& !Ù6fkÛ!‘\KÌF6~€Vø$ÃtU¦u®ä6FÓHf3m²ºD-Ÿ›Ë{†·;û\:šG½�¦iC¼áêë2a•1r¨ã~Ò#¢Ò­²–uDöİ`‹ıc‘‚��æMí ¼¹g;&$w��B›ylóÏğ@“Tv¬ZÊÀ &@âu„K}¬ıYè ÓHò€��¶p‹åÈÜ0¯›N›ÇLôÌmŠeQ²ˆ[�P�yåä\Ñ×‹e±¦›ùèK-JgJpéu´iÉ¦Œä,¦g²("Ú¼Á5>%Ç“wØå¦¶¹”{+n=KŸN/åæ2�mÊ¦n®7‹Ùz{Ñ9–÷¦Y^Ì×İ@d&gä™ÊP¶Ú£g:1ÅØÍÙÒ�p›‘?^wû:xdzî1œ4}Îî,]&³«8Ú¶§'ï¨•İ­Ön»Êb¾~S{÷äNn/TõÎVnRHå/Äw7Ãw·mÂ]ˆY�Ñ¯41o)×ªÇjR fvK½=úª©'R„@Ú²W[Õ}öş=�Îÿ'á�Ü¤w1ùoCòæQ€úìßÇiTò#à8¾á?Ğ®À÷@²üóHàw�‚´+pR¹¶ßıŠò*’5\_.h2­G’Îğ„ÎOh˜Pîg¨v+Õ>§·ÓÍbõIJ~$ÉÉÒ©MèWåSê·‹ù4YœÍù–ßûââ�…T�Ì¨.¾P*_d�•ÏÃĞCğ„VÃ®ü�}ğ¤~O²9�ôöÎÑéùÕåúg:Z¬gWg¦67¨è˜ÓR>ãŒ*qÚè?0N”¦endstreamendobj84 0 obj< >streamH‰äWmOÛ0ş�_q_&ÅÓêÚ��­Bb- MƒujB!˜’‘Ä¥oÿ~ç$åMCC[¥eB•šÄ�ïîy�»³v8£¾ò�A¦ê¸*�Ò°›•ô#ølõ˜ÜRÿpİËN=eº#ÁÀeïÈQüÌ£â‰=ïÁÜÖÂ§Ö"ª<Ù;Dk«É§Vå�Ã´ë¶bg8Í“TŸî,“Åy–Âpw,àÓdÎÖ.ş}Âvfæ•3Œù±ñ™#)D„şt·R†”)‚…,‚¸pÜéÌ†�è"ŒF ,µs¥Ã?0ï¡%¥<¸»à\b,v†£sA™ïµÎC�L¥E³¬pBàS.ä¨’vQŞ�V¬;wfÎ7ü!f@FñUê€*-ô¢E�ü2’ZHÍİÜ†"Àã¤”&-‡î&‘T‚»@Mhˆ×œ€›¥d ¨7©‰G} rìSY5Y·^çÖºdÖÛp¶HÊÑh¸™ÖWIëÛz´½µ½Í‹666ZõÂ& ã‰hˆ ¤"ÃaĞè�VßáX³Ö>¢ñY—D#ÆÃj×’ß0°3ã«<ğî—ˆ ¦mHIQ]Æ?Dpèî™ZŸsÈZs§ãú/4è2ñÕ$`¦Jp[7JÉg~û€üËx2œN¦œ+ïÃB¾’»0eV›eÿ‘?Æ²RãÑ9i—¾yo‚nY?IR¢ps¸È³ùyYI„İÜkb·½¬õï¤ø·€ş<ëâ÷HÁ”(ì¹fY·[dr’k˜‰·ûXäIÇÆ]ÇF¯©XO)vŒ4€o:Ø«Ú¬®‹ü®ÿ¥¹¦�HwYÑÒ`–Y93-y:¾Wó~`KâúuUĞş²+Œ�É­Ögà¤„ªmU­‹5´®¨äx¬õğhõPúî¿É\ßëÿjğ=P~=Ä„ãÁİÕ¹NMñ†y8h`¶D&ªjEÄIRé{#~KDöƒ%3eÿyñà<«5Ì�9­ş“Ãš»“RSV&×}�—0å~rÔüzF$Ôwæ©†M‚3îUmŠ&yl^Ùj»¼Ê….kr?¶KÍendstreamendobj85 0 obj< >streamH‰ÄWËnã6İë+¸´¦ùI �¤É fĞ6ºWñ$.Çqœiçï{.IYòCyU�uÈû:—¼Ôåä—B0Á­–xjÅØ[µ,Æî{¦ÃÌä6¾_M—ã«jó>]Lfÿn.înïî„áòò’]ÿtÃŠ,(ÉF’[kØä¡°áäïâö#æÆ7ê‹`’M¾’X)$q!¤+/!÷øÕ~%ùOä�T$—Ê&�Ïƒë¡l0İ-ş6³õpdğò�Uqàiº~œ/Y5_Wïóş9!rJÅ�Vë—Í¬ÚÌ_–Ãä¶ƒõÿK*Êù¾‰o¥§ÁçÁÏË‡÷·Íz>]°áH9ÇÌ^ßç«çÙr“ÓÉÁ¨m0"ÆbÌ�Ií¸‘eÉ´\•RÏpwæ1>gËê;»Z­ÖCD6x‰cß†´PÓÅ[t};)÷ÚÁ·7*>}¹Ôğ–™’Ë2 ÃŠ‡’­g…"�ÔRjîğßH(Œ„–¯¹0eKà+ü. ŠÊçT,˜HöõvkTÏ±øé™öä¢¸/~ki$‡:üHãHùPÇ\#ôr×Î$gO¸î«ÑJÌV8¯’8ŞhG¥Îú)l¿’ı‡'yå}4*=}´ªñÖû*}XkËÅY¬÷�ô`İÓG«FÏa½¯Ò‡5�#uë}'=X÷ôÑ:Ïa½¯Ò‡5DÌY¬÷�ô`İÓGëÌ<‡õ¾JÖB5'Yï;éÁº§bÑsO³}•nÖ;�:œ®'ÇZÄØ‹»8îXi¸“¥bÚQ·ØÑ„Å^Ës�n2÷ÏmÚİ¦1cŸŞŸÿB/MÒÒB €8ÁµÖ­…ãFÅ6”»Ò3t¦8îà`¹*2DÇ/¨³%jÑ�f¢~©¨©5Ê×8êªZ§FµÁ“·¬™V§Š-´Ô±Ñu@èGÔdÒS¥Ğ À¢½¯Ê•,k•1éù…hX!·ã<ˆ²VÉ 6·…ä*i¥êĞHDš@"^Ê˜E­"i/HÃäìiİKY§t»HØÆDF/ø¬Ò}Á¦„HÅ2e)T™™' \"ó”‚‹ÊxÙ‰PÉ˜‚^À‰�¦µhSŒª[„[¦œTi¥$.Ñ²sm¨„j1Õi£9Û«Râ3L™“2Ô.èÊ”2L¨*�Ğ%¶�T¬W�®†ëà]³Á+ÇnŒ ±2&ÄÈhYOÏò­°ÒP/¡è ª¸¾¸İ-0çĞ;n¡á&˜Ze€Ì€B‚RE*˜‚áo ¶cáK‚²HªÒQà¥�%ƒÈó–�Ñ†¤ÕÁ#,CD£"w´Jd!-a¶—ji�ï1İ”aqEuá.¦LYÚ5Ôğ�X—`‰&yq$…Ğã[àv°ŒGsÆh¹U‰ëdÀõõîˆV–ı'Àéóz”endstreamendobj86 0 obj< >streamH‰œWÛŠUG¦ß_Ñ�3�³íûåÑ1ƒ� (ä!„ G�¢Â„ùûTÕê½Ï™q�‚0v�¾­^—ZµCXcî�×Ğ«ëëÁÅ5$w·¦X^/_\pÿ‚«uÍ54—ÊXG­Õ?/œÑß5–à>iTzs¿†ˆq«�ã8òÇåÀ6§uñ×�He.¬¥ºCXË8û„{è\\ªĞ()–´Ó‡‰8ÔL�g Á‚ã²C�9¿��Å÷„k:*%Ô"»8®‡GsÙgq@Š¾í(¬Ùg[KŞ9!Lhº:ô�å¨”ª�ix.ÑÌŠÜR™c®Z$„S?>ˆdOëè)ºTá‰êãY$÷=6‚Õ£åLk¨Œ¶$]­Ç8.0i´Ï�CÈsŒóô!Ş±¾œ�°¢ãm;LkÃ™×‘£>eİ¸�Ímƒ�jåCçAÇï_ß�X›J_[Â±gyÌ\mŠ¶Ìó­h�9œjß¯.ıl®¶a»ú$?´�GE¦wÖê�¹,ÔÄàoi«¢Ñ{x�PQt{˜uÁû‚r?jËi\F·e„Ù`–àÔ¸¶ĞU`u�†Ô³/ÊÙÆÁË»ıL…Z9_›Û~�ãÔözßµƒŠyº«t·Gá„µÍs}dR?¦GXš²01¿cg·ûLï�¦¤×KÃ ÷šŸ‰'Ç¯¼“ÃbNsÌÀ&[6!y.(3YŒr¦Êmò_cÃô&óûÌ�å¹´Ït¶d{½\İ,OnÂï¸Şİ¦XšR¯¹�¢‹¥äĞLCn>/¿^\‡Kı…Ïİ_şvóÓ�º<îæ&é×òÔ\¸,Ş]Ä§Zr�ó_}z{¦ÿîù×·ÿ¦üóè�¼x–İÕ�ÏÜòei(�âRcãÿÏò/øãëûå÷÷òäùïşøv^pEDB¥"*Jç”às�”àÍB¤’"Úi\,Ï'â:ø–ñ’g}‰6´˜·ıw­`^èÿªr%}û¤�!;>�ºáOÆQÓÁngÆ)NŞëø>Üib3®ì3f»r)ıPŒY£j40m£”V6&-k‘!±môâ{JQnyQá&y/[˜£ø^/beğÎa-ÓJ'fU¶³'šE¥o~°óÛÉ-^aÖÒ8ãrØŸhü€®®mÖ?=“®”«}ÈqÇ³83·7‡&Ô˜âŒN¼İ«æmïâø`)¢ƒ&Ã´�@fâáyg�OòRjû¶Ø™u�í13xÜ6>šÅU¼İ«r9J$½<›ïı6>;{Â˜ëdg•zšÇO`Œİ6(�İ·�Ğîb»ï0óÏì˜÷úX³âõ ¦µvV—$�¤[%¤@¯Yrˆ4§>İ7„ËËÚ¨Wæl[»šµ�“ˆVd02ÒvuË;Ò€tËˆu›ƒˆ,TÈÓŒ¸‰¸ÄˆKŞ$èœŠ¾+½Ğ©šxbo@“ÛçÃzPgØ6HÄsÓÁjxó�!¬¤û,,160qUM’Êæ‡1he‚†,]{l÷„/<:$¦å*†„Í‰ìànq]�©Ş±�Š��×[¡¶Jeqô�ºz‘¨¢:«eAÚ$Y“Q½·&L [°$lÉ¸CS³E–P1J¸ÿ�M�½,¢©-1Jg6Ë3ŠşVÑ¦;V;SŠÜÜ,“«NN©™6Ï°R’¥Ëü4)[8c>Z"H5fˆ“ôM)FÁ¦»l§áÊmu#.ĞÙâ}V[‘º]&L ˜aksÚ�fg²{ò¡¦ï Xng¤¯_ iªeŸút£ˆÆ³s‡…�múuXãåÍ_lÏeÄÿÑŸ‹õgjƒÙ€©Ši„Ó”7ŞÍa+øu“2s¡™¯ŞĞ²‚2}€G`ÆÅ5Å¥èıäN‡ä¶àBˆ×ûÍßë÷æÙK�û×e÷Â�‡œÕÁÅkSÌãó§d—ac7PRØÄa›ñS½¹ç\¼9lo~¨‹"Ò»!Œ;¨$˜,zyõ³O>úr8HW¦�ºW·\¸@÷—§Óßû½šße„lCmàià:xˆ¯�yèÛñQ¥DyêÃ÷Ø)�{%$ŠL—şÉFu^"#Wµ”…Ú-åAY‹uxQ.Ş•�Â¼Vv˜eB“=vèëé`Ré0-g.p)�>pS°Š”Ğ½¤YA}ƒd…ÂºC%š¥®9£SRàÂf8š}QÄÍPRX³Nóş¥Š>Põî8W¿#T¼p7¼ÖDå9Mñäµés£Z“õ%²cÆ‘sİou~½tÓ%0W·ÕzJÇ»E½Ùn³ŞFO“0ô)Co¹/Cz‚zØİƒA“sĞ=´ÓÛøE£w›°i�JxÅ)ã‡Åı'ÀBôLdendstreamendobj87 0 obj< >streamH‰ÔWÉ�E¼÷WÔÑ–x5µdÖrô&K¶°<ÄÁz¶1hŒ-�ø{"2»û½YHpÁ–úUL×’™™ızy½<¾\zHøßC®3Î éáñÓ'ayö�ë¥—˜e†š%&Ñ0c·gmáóûåÛğórñüM?¦Y®C6csè5ê”Š5#j#?-¦Ãg�}Â�XñÄ4>rÃÔØfÇÅ‘Ä�ı¯–[ ®%àN.˜¸ƒ³rÕ%V¸n‹‚?­›c¬EöİQ™ØŞ­,*0ïà¶ÑÒãòñ?óhÄ^Kşß{42ŞøÅ¤19Qk�íi^ç‡[¤SL/½`~‹ÙI÷àÕÅ£‡—?-3¸ğÏiv½óÜ™‰~á?™”ğ1†¯2;ˆj‚˜4à6"}ñõ§�şòWÆ%…×ÿÊ¸»90Îrç!L BD¬Â—ãåğÔt´*fom¶ÖŞ d:R-¥†®ˆ3’§÷FwN´:”�bé#8£ZoğŠ—“.$˜ÜÆ‰C¸�å¦x±éôYQ¹ƒ•’‰7†Û¬¥êmÈí?9^ÿ.7piÈ½ãXËÌ(ó„ğµaFÕÑï@‰œ¿Z4�&w ø„Iûä›ğ¦Mpl°¹JA•ºõ87É»^üÏÚ$ÙSèsO o¾A–†=pPÍ¸açqv¿¾Eª7O^A4ü$¼‹ÚÑ›Rğf?ÿÍ=l�ÎÖëEZ‰Ì‰ÖAtP¡B¹Æìz�Ì`ãñéZd(fB‡Ú˜ˆöÙ­@Ê+§àÖ!4)JïàO‡²ì°áÇ€m¹2²ëŠÆeÃ¶vnkNÈ7Ü°Ÿ¶®L«�1r¬„Ÿ¸%5Ö!ÖàšÌö¼n#¾ŸÃŞlWQZ‹º…©Ín9a6]—ìÀ·[¡å«Ü†Í4îU’y™K±(Šƒyr…x²n ¡¾·A³™X<”„‰\‹‚²CP}ÿ:Š™ ¬¥Éd°°ûş„W„[İQ™wmf©Jù”¦ZIõ�y»o”âÜ®©ì~prNı–qæd3 ¦ $˜Ç·¨e÷˜'à¢³¡ãšÊgÜîÜyŞFã:9±éÙç”¨3èp2j…~''h:�TBaBÑ�Šõš»‚+¶^HxÊjG«p…*$ù„Z¤.®S‘¸¾À§‰K¡>-_`Ûßè„ÖçAÑFâ+®¨“a˜RxÉ®[Š3x¢à�ØÏğar&´»p}³öbİm'»…YÄei·Ú2–¢„—Wˆ�@ÖvˆîD«ë®šî&9ƒ-vZ±MÎüû9Và}oÔÔê?ô•(7ØÑëÊìS´`Å‹x�ßÇ·/¾Ñ(ôImàŠ‹—¢­Ø #Ä‹_Š#›´eKõä¹-©¯À’h${×œg‰y?¤�€ŒUäf2Î@ö=f+ÖìYÎ8øeIî�-MyI{�ŠEæ@À¥xË—êmÎ�q‚+¨“�w�’à\QÙ‘Id/²¿%1²-Tİy*N"b²­{gA†W(`Á¤ÕWÑpµ5Úó:f8†«+Ñ�š¦o]kÿ¨®�DìZß©Hö�§s¦®æ<ÎaEw„6lÁ×98"‹“�"Íå²�Ó°Y¹Ù1HÉg#f­ÌD‚³�µ»»Ñcñ@òÆ�°–Z—¬ÆúF÷(ß¬øÒ€¦6¦ÀÔÒó�n‹5D½ıÛir~wj±¦¹=N�ºclN§±¯_&ã©�µª¦›TŒ€’¦S�©¶z“¬­e:aØIz!ñtêbßVkõ¬IÍ`�Ug/!ä¼®•Fºµ#,,>&·îÄîŠP­Ê»z0dÊæ„V�i¤¥øØ$¨’­šIóî^%@ó»uJSçA’�şÉ3cxX˜³ñí¦¥�Î‹BÕj½?Ñ¿ho¸LüÛ4ËÙÅÄj[sÌ{-Í‰ç5ºvn£bÙ9Í.ïF¦k¦í”˜¡ôvªîc8»‰„·9[nÚ÷Ñİ~4'oH™ºÊ$EĞ·Ô…ôƒŸ¹Z:¾9AP.ìùìCáÀ/£S*4¸�L/g2bYY0-X3endstreamendobj88 0 obj< >streamH‰ÔWËn7¼ÏWğ¨²ß�c,F8Hâ¦0‚À[‘�•IvŒü}ªšäììÚ?ğNqÈfuu³Ù³‹ÚÙ¨ŒÎÉ©]Ö©xµ3Úµ«:G®¨eÚY«cÄ1Yµ³^ç,¯mÚUXÆrn‚¹¬¬ÃŠ¢X«]0%B§C*d“2AĞÅæşv¢®ÙŒ–’Acê@49PöVYÈT=&Y�BPÿÊÛz³³ĞN‚±ó®èAÉÜ$™�‚8>5©€‰U��±œX€‡o Â�x\`»êœìà´Çş6ù¾_�VEdŸB§úWZNÍÃ.òUM‘;Tc�.B¡@iLB­t°:x;İ¦7ı:=y¥ğó0a÷ê«©Å*ƒ?ÂXñ¯¨èªöÅ¥Š§œ´1�\î¦Ëïœº¾‡�Ë_o—÷ï^<¾ıûöÃ¢._^Y«�]ÃøÃCĞÑ¤¾8)¤A¨A¶HêñıôZ}œŒìª�–�ÓƒêT‰³JÅAc°Ç�¦Åÿah¿}„ØQÚçª¢¶H‡ej±©Ì¨éa`öˆ„\ty$¬MM1Bèè*3œ‹¨6TlöTæì„ŸÃÔxìè(ÖÑ,Ù‘ë2İPà£S™â(ÇÿŞ©3xYx‚™Af–Ê�e`oFz=ÛO—{û‡ƒûûĞ&�ı*l÷_�=érJÆŸıİôæâõì�.êâıÌ#ZÔÅŸ³Uê·™ù<†1ò4ï¢º¸ÿü8£/3ËM3gü¾ÿiz¾ŸX�O–§2œå]F-Î«-�NÄ!‘’Æ£×œ½öşíXSœé�;‡c®YŸnEÕoĞ{uõ3†ƒ‚RF½Tª6gí<ªPˆQÇˆ…+×RP4¼p}Õb°9d—/^Yõ×“„Å÷°Œ�†¤ÈÜ¢*Ì:�n„“kHZ)éı¼i¿à7kèÿQ`´3Xl3äÍ[^½SÏ¢¬.®æ�7ŒÕxH´s­îdZn‹N˜�‡ÿÌqXN´÷$; ¾W÷c³GÒ9[‚�Š“Sg‘™w²æş–4‰b·¥Si¹²Z—%^\ã@n:—ôÖ�¼’3µ‹jÿb}š—3ç,ò–·3ÎK[í»5Ù\ªIV�s'`µiá�BÂ›Ïäè¿ãŠ–ú¾{ƒß':!6>u‚ß>HÃ¤0’ÙÈ†]ú¢Ş0Æ>©ã�¯ÔGcKGõ‚¸ğÜ-åü4ƒ¢P°ü9ÜÌ¢Ôç¹E×^JÔõ,1YèpóÊI„œ£¥Ë€'É„8dvã$?HJ'Ô�\İ¸J�‡£À^†–!¢0ï7•­@–£Ñ�nQhÁS�LBs³pÒ&ô�ª‘Ç~÷{>"'“¥¶HüåV˜Ph-fÖâi­íÖ!›’*Eº�ĞÂøÁÍËJ„¸´w¬İiƒHg™†×(ÑDtÊ¬DÌ¸.Nj\ŸN6ğ†¿`[á7+ÎñÊv,øj`xÜr×éßÆFª'½Hl"‘ÒEª5®øìªxËFc®ëTyIVg‡2À=”‡ãø¡­ÀÊ~qäIƒË ÒñJì˜mşFÃÚ°·m¶:õâ¼}È8VÉ2.òœÓæn²²µ‘>³fÆ ºº"Ü¢†-ÄÀÈçU_Ä^%ÓŒ‡e:?Yrfïd³A¡õ†K"ür.Ô�>—ZgQW°ì?8»c!~»„ş@‚›ñ“%gö¶{�°Xé�kŒv8V4¶Ùn4fxÉ§v8ÑnY¶ú¥İùÆr÷ÒN®—ø±ÉuB¦ğÁà³�¹í)ªõ= „(Qò¡�+«æ3Ô¦â‚a˜)°ÆEgù*qı¸±Gj8dÆÅq0÷®�q¶UlŞpÈIî½*­èËò'¾HaSë8pŒÏ.XáÚÖØ>³d3Ü¥mFlÌ0O¢¼Üøî¢#¸èBÛ¯9J%b—„*ğ¢KòC�8È¦¸©½Tç�aÓeÛbDé¿h+3nÃ^éØ«Å»3YF6¬L[®¬�˜á%kšÅ÷[×€]ºú°<‹xÌ\Ën¾KÙÑ¾Oİ@ëGÔú-¢ı,êÜî:rÇò”­XÊUR…«·×$´¦–ÓmƒÄ¸˜ÖÖVùò´µ%›NQÊk˜¬�(œ›6a2>[r»r‘O�Ô’²2’\Y‚>1ß&ÃTA�‘Å1Fmd¿#Ÿ6Q›$/cË��+BCˆ-xöÏà:›;ÄnL`òÇ�ÎN\Y #Ã…IÇo³£#KWùQ6¨ÿ�V&endstreamendobj89 0 obj< >streamH‰b`£`Œ‚Q0 Àendstreamendobj90 0 obj< >/ExtGState< >/Font< >/ProcSet[/PDF/Text]>>/Subtype/Form>>streamH‰l‘MKA†ïû+rœ9l6™ï½VTğP�›EEñºHÁ_o2ÛJ-2‡¼I&/Ïdµ.V›¸˜6İp-¥ç©*?�ëSGHŞCİ@¿W; ¨2E¾UoÁè‘dOÈ)f¨ïİ�Ñög{èÀÖ¡uX;ÁŠ­�•u£Ö­ÏZŞZÏÈ`^là¹.}É'»®7��]9ªÚ‡$A�Ø-Ï—V.™Ûf#1fUí Èe×Æg5æÂEl2—÷6ÎF0÷.¦f¤óÄê´ÇLŒ¾”8“´‡÷eoŸ’}zoû¬îë0·Fcmîÿ!rLRIg¶ú:£…Z8AKÇ±ğ)Û•¦aó5)�Óı+Äeí~ëviendstreamendobj91 0 obj< >/ExtGState< >/Font< >/ProcSet[/PDF/Text]/Properties< >>>/Subtype/Form>>streamH‰ÌWÛ�E}¯¯ÈGx˜š¼_^X¤•Œ@Ó�hÔŒñ¢±wqÛBÚ¯çœˆÌêê™í\ŒB–{êTEfDÆõäíİ½5w÷Æ®Á:ùõüuÆÜß}³Ø5™_M4¯Œ5?ãÿ?Írû5ütZ~1Ç?gR4Ñ¯-™ãÛ…oŞ.ÉFü}Zî—ï–ÛoŸ��?~ışá?oşu4·¯î¬ùâË;³¦õ?¿,XíİZs6%¯)VãÊZB4ï—ïÍ»å–öOTµ¦ zcNÇw;Š_]NÉ»æº3ã&®Í‰!7iõ1›ìQ²bW"qöØ^<ÆÕ»J©²F8å—@ìr#ÎkóÀau¡ ï«¹�1øMkNøäVƒ¨¯z'j±²®ÖGÊV_û¬öÅÒˆ²€dAŒ‘[õ¥–gƒEÉÓ)©5‹Ğ�ƒ;M‰¢¸âpÂ¶ÎcŸ$†VA®ùş�k¡ÎÊ1_r6™n¨Ø^5D~°²—CQÃê~ah¡…%uÙ‚Y¸Twòµò0µrEX}Ó°4•Îpuíf=ù´ŠU@‘~É²ŒV^s¨²8­6ºÅ{İ¼&oıüTB§!î·X¾á§×µºÖuºüü¢¬¡x¾(•¡.’ÅƒáêĞŞºK+r¡hÈ’¬ï/˜y‚ÃC=g"_ØR5�ñì#mc‹sºÄ1™Íúş½l¶¤c]sLâ©V‰ªËİË)yâ\4Í²rku€¥©Ù~-™e‚(fl�ƒjFlÓĞC£b[QäÒ`nvmÌÑ* ��=šGµ§—Å,Ş)Ñ,(qVWğZQy„ØkA!Q±IFá8Ó«{t¢Ùj çnLáb4›Ğ,RÅsAÖÊşö"$Ir*"ô¨ŞV@'ÉŠb�:ÃG$s8Hµ5xÕj9é�p@££-œØ�øfy�Ö¸ë`H–·ğmvç†�(9"ÜœÃsÈÎÇÊ@�à<—ÈnŠªv¬Ÿy¥(Í%Té²ã#’-$¨r8z—®Rµ�~½³º1æ¶ˆ¨½°ZÚõë¦Eƒ¤¹îÙïİx¤óà(V¨:›�G¸�ó>«¢–j`÷��-X ÏiåR�As•,êxÅËluWŠî½”+ÍOÏÃÚ0v¼o®ƒÒU…K…©ƒÊwP~�?ÍA¨´Ï¦d'3#éĞß'˜³èT(2ö–vîãZõñì´ó¦_ Š[–Æ‚Š‰kˆ4�™¦ÏÇæ +zêÈ÷~çejœQ¨®#²Ê¸�ıµØ<RKHÊ3du/[wO¼ùñø<£æ@k¨S�Öåcºğ‰›OøÈAÂvçqL’{ğ·Ä6ˆˆÄWF6`åYÖıP¯9isäµÍÃƒí9tBGvĞKcl™º›ä�]ú\!cg9ã¸N²ÏnûkB]"QRGÑèãù†i„Ó´âÜÂe!µ„ù5+c—äŒZé´@0Ã§Ò­k‘¡“‡$–öw,½XÛ&¢ÌHWw0¶Ş õê*+ÿd;On#fæ:J%87ÚLİ°ãÜÓ…Æ-{öB©ø¶åg*=�u§ÎÜD‹,PõÃ*î"mÍgd;seƒVG«Æ»�%\×aâÆN�ê!d«t NgPø´ƒ5j�Ç',{fÇO¶B“¾ı€!µÙÒ9pøÓŞ[âµHæ g„�‡J&9anBóá’Ì¡Z…dVt(Yqy…Ş­jt‘IdúY9D<2ÂM%†şÿ!‚N„V5SÓ%®ké%÷?UÒ%®+é%©!UìÜe›ÌuE›ÈDUpplš«Úd®«ÚDfªÀØ9Ù§ª†ÌDÕ™©J¸¡�LU™‰ª!2SU0(q_œª2UCd¦ª6p˜yöm2UCd¢*ÚJ8¯Ù.2©Ù.1ÓÃŠ³óªİd&š†ÈLZHÌóôÛd&ª†ÈLUf«ÏsUCf¢jˆÌTURïyúm2UCdÖ•,bœ§ß&3éJCd¦Ê5¹´LU™‰ª!2S*¾Í3p“™¨"3U7÷Úú�™¨"“Sı…±úXp™*óŞd&ª†ÈßCUv¼ÃÎKx“¹®j™¨úâ°…Ä¤†®Ø¹àíÁıÀ›ÄlÑ�`™‡_ùsâİÂşËç÷¸Tê…Ã›ˆ-my.÷ÌäÍáíòÙıÇ÷¯��æÕ¿?¾û`şññôx2Ÿ~–Í�nşÙ—No?ğÃW‡å7.ËMendstreamendobj92 0 obj< >streamH‰äW;�7î÷W¨Ü²²D½Ë$6¤¼@#…1öÅvïâ»3îïç#)ÍÌ�]¹[Œ>®Hñ%Š ­™EagÉeQAMö©Ë÷Ño‰†AÎ{C–Zf\å\ü]“Â�B®2,9›S±9dÃj>'q°‡f›z±QQ°ÙLÖ�ÇŞhS.]�@×–CÀó8>XÔUÃ‰dK-«ÚØD£Ø9[›mNeãZ.ìc[<êlËaq7‚ïõhÌ,¹xZ£ØÒ?î¿á÷Ùxãğó¦à°HÁDÏIâ ãzà®l‚sËËXë“¤@@Lwˆ•vˆ/Ñ�½nY©&«¾8.‹¾Úè¶ŠÔŠĞ�(ò `Áß¦rêx?!òÑ/“¤°î�ŞOœ¤øëƒy3�š-æøótÎzsü‹Ìr^›«l+Ê•±°}œ��E$g–÷$'4süÁ<ŒÃY�v<Şœ»ÅVs¼Äı�Eà ·KeE6Ò…%ˆi ‰w]—¿ØZó×ôÇùW¸‘İ’Ìùœõ ¦–$Î¸«¥‘yüxøİÜo®C…¼_F¤`®Èáå6ÀtÜ'w›W”po¤l2dCÀµEİï„Á³8�PÃÊŠĞÒ¤b)AâOÂŞØÁÕ�¥%y*JbizZ‡\Øq¯ÚB¸¬øOÓªà†ÀU¢Ã&ICœVÄêÌ‡�a5*)#6Ê-Š8­º»’Õ·³6°†¿"x[kØpìñ¢í`øŠ0,Ö€ìá²ıÛØI1d+r–#V)¾(ú‰ä‰hb-¿N Q÷�ÜròÃ3À=”—•ıJT_!€�_æ‘'ç¡HÇ‹bkèşœsÇ¢¸×İæÖŠyWâ®UD²Çqû²>5^�vì»Ô¤ûH(ä¡9AÆÎ‡�“¼ª�7¯¢dº±˜7ô–�¼›Ã†N2É1K‚}¢ñó«á#4Ü´,vŒîî`Ä'óóÕ¬à†~Ã²“·=ëF‹E½½�«ç&Â‹��s„mËÁJAÕ'Üy>½êÍ?B£A¢L­p�KÒå”ÀNõ¡„!zOiNñdÁŸ·H·J¯F11xâkTdCé‡ÏK8TÃ%ãFgUšíx]£4A$7™Û�QüËåO.¦•I5µA¸¬<Ô{_6°‹‹¶¥`–ÃğT=Œõà¦ÁñÒ‘¡rÓèÕÙ >streamH‰Í2şHPMGCO+Arial-BoldMTøøû;ûfú¦ú%æí”øX/FSType 0 defArial-BoldMT&143›Vsùùüˆı›øõøhüåühøı÷ü#÷V÷ú÷ûú÷3ø÷ü¦ı`÷n÷¢éÌ½�’®¤‘¤–£œ¤œŸ£›©›©“°·Ä}¹p¯o¯i£b•’pR�3û¦ı`÷køç¾®‰ˆœ£‡�€šzšz“vpv†y€{€{¦xƒ„xe‡R<÷`÷½a»ÑvåÊ¾”œµµ�«¥¢¯¢¯–±´¹‚±x©xªp£j�i�WœEœE›_›x›}—„™œ�“šš–œ¢¬”µ³©ƒ{ Ÿ{˜p‘f÷%�‰ÍsÁ^²³]HŸ1U\ƒzddznsvkvk�igR¡[·cªoÁsØxÇ¦²�›…¤‚œ�••�¦{pttxwsh�]_h–¡qr¡y®ƒºû!}”;¨N¼b‹‹ù/ùšËuÊíendstreamendobj94 0 obj< >streamH‰dT}TSW�$/B„i"É³‚`A¾•*°¤øUvÅ†$@$Ååx°{ÖEõ¬ÖÕ~X¬ëöØ­n×/p+H¦]MİF{ATÚ£õ¸,Ö¸u^:á¸/Ô?vOÿxsçŞ;3ï7sç7$! H’Tå¯Ğë–Å¯ª³4™möÂ•¥ÓœBKUµÃ«åÔ$§rÓ¥4ÆãîŸZ~*Áx(§»8]9Nğ1¸ÄZßló;1)æ'ğ2#eJÎ�’iSrA“šœœÊ,2Y+ÌLi³İa®µ3uF«­Şj38Ì¦DfQMSâdgJÌv³­Éøc±3Æa3˜ÌµÛFÆZÉä›-&sM…ÙVe¶1y¶FãÆZƒİXm©3×1‹tŒy³±¦ÑÎ{×435£¹În61�j›µ±ªš)´ÔYÍõf^©°lÍŒ®¶"?�1Ô™˜ZC3Ãc´™«,<Jïd©cŒf›ÃÀ¯m»ÉbtX¬uöÄ¤e¥+ıAÒ“¹’àËAE’B*'41CNÌ•‹%Da(a!ˆZ‚°Ä&‚8BÇ¢Ø_@=±‚!�L"�äNò(ÙM~IŞ˜ğf@G'Hl<J…ÂQ�(QT$š¤RŸPÏÄóÄ¿·ˆo‰_H"$:ÉÉ^‰+�\øA�0¨2h{ô,xapSpg°Sš+=&)9òPV-;"ce\¨,´1ô¼œ’o”_Ûv&Œ�oÿ<¦DA*bmŠ—#ÈˆƒL{7ŞCò2ºGĞ.äÚ¼+¦mìF'�¯Ã><¢�Á^üßÄ>ª¦J‡×‘ßSÜ%Ú¯¡'ÃQÕÒıNÜè¶tÃ™îpêS?Dø¥â£V8î}�¾},{ùò†ì…†]®cÃ·µŠõ­œ´›ö©&×ˆœ§ò®ñ¶¾eÊYÅ)qqÎ”~p>˜˜(~0K«øk+W‚ãô/.Ê…¿ˆÊ£á�¡}Sø�+Ş¹·’Vt¾�Ñ%ê&üh½•›ÈA·¶ÆÓë È‰¥ú$Äô‚Zóµ•%¨Á*Œv¢êNÓ¼ô�H·àq<}¦9AÑ*˜Qšµ ä}zQ}c�Va”×a�FÖÛÙ,4ğ~½¬zá�õEP�şC¨g±Š(>4ÊÁ@^¹àéúÿpÂ6–<{a{YÜë·n#'F S�e¥‹_sÀ�ÀO_¥à�÷Šh9%ka¹–üÂßği~êUÓ{Ë¢£·bÆbìV(óxBÄjY!W ó0ïê¡ŠÏ€ò ¯ôX¬•u6yóùşä€„{�¾üç¾ÏÎwI&\Ş¦½¸¼¦¥q…]"kg¹{,9à†¿¸\³’E¯ø¹~ëa�¤ñWP€Ò¤”iÜÔ���»·®2Q�‡qOJ¦F'æÑÂiö±áĞÒînÅxm”~¦è¹ª¸œ²¤¬œKc;5K)ŒÜó´dj�@ˆ”�Ş¸:÷°¶C¬à†Ş¿vù�T(îÇ@$f.Ã@şo#ûûÎ§¾s³ §'J¤ƒ \C:…¾jQ!Ü÷ñc:¹dQ‡¿˜ğŒ…<–¼÷‚Èm%^�3Z·`ºèë”ë{ú+õ³‹ºØØµ�È~ãìİßky˜ÓöxVA ¢î?‡W@�ù•úµÖr“vGÇhÁMÖ6ùi?”±d·†ù—ºÀihÏÙ´äÙ¥‹cR†¿õ\�í.øŠF‡­¸3û1VÁôQDBdî8Fe.­Ì©Ñî @y ó†³¦Én>s�îH@‘Úÿ€R–¼Èé\«7Ÿöé‹¸@�OJEƒñÊD~§X8Ô~Î]ä‚o\EnÅ8¬¤�”ÍúÂ]©d ¸�/¹‚¯ó}Éå¤£š]bÅøğ‡¬“/zRNş‰HcD»ôÎo59�F?ºû·¡¡»æÄtİú¤$]×˜FáÙ�côÄp×ØØğú¸¸ìõééÙ]?€†~�*Ã_†�ø†}üÏü„ø<]¦rÉµ‡ÿºpË£Åz_�ûİ¹ª††³<Â7!·œŸBëP•6#Qşm2„�¦}êúmõê´aê<ı‰‡mš)ÖÀİ)âLp;éô‘1q–/mj}É?ønŒ¦ÎÓ*ä)˜ÀeülÓrT,9Âµ¸!NFûÚŠ¸6UÂŸ¬jé™è_ÍÂ(û´'ü4;z‹+`—à]8G?¸1?�şd£)u1f'ïÔ¼Uş-œ„-ô¹MåGÖ©16³ğ•ŒKù÷Ïşığ§ÇµŠ{UNıæ¤úGã{'0"±Ëùi›…h†ùüˆ¶€h7ˆÿ¡-¦Ò‹f•Å¨Q‡Q0t�Ï_½…ü§ŒÃô¹™aÜ÷Y×{Ú'Ğ+* d,Ï‚5,ÏòCr¿W£‚E°�V<‚¹\<$ûâE¾dÜGÂ 5„kD7(<ã­åPxj²R$cÛYøœ…WÂŸ¸à¶ÛèçkŒÓ ¥`úÄfEÁ’(ïĞâ\Æ…py†Şß9Öôªjöüó5½¾8š÷Iqşû±§àÚì÷§<ø¡Ó5¢ñ£Á?îMVŠelëïŞ/ù±Âq=4(·¡°ƒÔX—ˆËøYöëï1¬¦_¾†�N�x)ÍYÆ,5êK!â î2¿èGÿËwµEqeQ&Ğ¯AlèôàÎ˜n�’�`?$(ˆˆ\4Fk�ÀòÉVİZ’¬FEF´‰¸Fk-Ë]ã'¨+AqD[bE¨+Qa#¢¸ÑÛ³w(÷ö )Mm¥zjºfêõ½çİ>çÜûò†WË>À¯u¹âUK"’SD­§—‡yUğÊP,0aêhˆs%Ì£^Õ—<¬3øÀJX‰tÇ²��6¾W�jÅĞ«ºkÿ4*N_Ø¦Õš›â§c¦âŞ×İÌğ#ùKŒîÃoPç¼«8#ôÀákhR§[´$Š$jb½ç�ø’Ì™%ï˜1#�äM/P…10îf{VÔgr+ƒW—£¯Š/›ñCˆÓp¸c$Ìêºòéîîè‘)ù=ZŠ=ª&QşÑF¸§IxOuä¦b‹S‚–T^#[((6<¦%FGAj_ï@Å�%¯¿¯RÇI?·'kR¶= ×7V�ıÖ¤-Ku®æcò#£ÆfØ/¯’¦l†úÏ#—1ºC¼±Bó†§7w‹á-nÂ.–áE Ä�NO‚ôìAØAÕØA“G3�Õ"8ªÜBìÅ…ĞË�f°ÅÉùô[U­¶È]ûœl&„×B´Nq.JÓ‚yg°³‡KÓk_RUvˆ´ûíUÉR„# @?H^ö¯J)°jº¡¿yZÆ®32Ô@œ8~MÌÆ”BÏ´EYM¡­é]gš÷Ü&U®§1G(±�ãš˜e÷šıµ�ğ¼5ùt7‡Çç¼Q"Ÿfg64lùÎ¦îàÂØ*ÙGÏ¬eÙa^±_‹gTáÔiY"°Zt�,ÄWH"şÙ��õÖõ€—Œ#�ƒD«�K;pêıfi„@BiL§y-4eÂ§çÓ\ÄA}šó/”ä”e[¤&¦ïOc7¦­B-ÙE<—�jzÃŒ¡hÄÁøZŠÔäØ÷�À×È©,¹ô�ÙcÍQéİ¤GÖx·óú‘Üøu/`¥Pg¨JZÔˆÈ²Ñ€şÈ/¡ëî¾GÄ5¯º°`I(Y‡5¢^‰²ıµ&íQÖów2Â®J��&4ÊÂôkÄ@m9õ¥r@²®¡1Ê³ìo7Uá"á]«OíoN_Œû`ï6;¼üiK.™�™dFßwo?¶ÈV»øÃ††k÷Ìÿi¶�Î1;¶i3ì0Á¾¼Ø¦êÏ“�Ú`vd§ùóeÖ×ÌÕŸY,Õ²pé0/tÙ–¯_b‘Ÿ3B™ùÀ9ƒl~¦d»j/)ö«SßS¡^~Ôâa“:7€ŞĞKsÀ½³ókxàömP¸c<,k¸Ù{Æ›qè4’û`”TİöÔ³{Nî”­CÙ(KâÌ±f¡mrÒÊ**z¸Í¿S¿Ã¶e¿î¥?İ7Á1¾¶r¿u·4•‘ôWŞpU��t ‰¦õå*p�İ®»ŞsíhfŒ„—hæO¦Á8:5½pj¾DjuŠôhy1Ä¶ù]lI¥Í·Óàæ,W´r^x°ˆZˆ!ı‹VnRğ�gÁ·“®p;¸¸¾‚õğÏpÍu®°ºÛiùëO—“íqá¤*]ÑaÒçÕÁB;qz0%�Ê¬•Ù9&ço5/´¿€û ÿ·1öw™Ós¥ïO=gvmIç·Ï³$®ZĞÔÅ_«‚•êÊZ¹çĞYÉ%‰C*Ü!ŠÍ›9 7zÏ†]]‡axƒ÷a)áXØ"bÌ8âë ÔŠ&ˆ�˜V:¸ÒÁa/†(övÑ‹–<“q7��5bo]7x‘–_×¥,¸¤LaNõ°²_Õ°Ğş°-»<ÇÓy™c¦$=MÒ¯¿n¢àsú+ÔõWû³ş Ö£ÌRÉ7>¯·~±…\ĞÅ&[q›¢]bBûÏ,sIåii…³TW»x×Zúé£¬¼Z>ÁWĞU>Ëòû¼¥™�j/ ÔëÚï5p¶+ÔwUáÂwš·yõÃ+K¤«K¯ü%Ñ4!åƒÉ’pkâ¤mm¥Ä{t·ŞÏê0?úéà�½_—ñW’!>¶ªÕt²qÛñ¦ãESª$•=Zù5OáÂğğ¼ ]Ó”&Ün 9»ƒ/˜Ä‰«Æ€ğÅ6Ûº-Rÿ?¶Ë/¤©8Šã�íŞ[Š{™w´f›¥$0”İ¥fb©ó*¢™¶„ –…R!ıq[Á°¨M“ ˆê¡ËmÈÊ†q8í%a{ˆş ,‚¦�«©õüŠl”Oœ5Âi±Á+Õ¹�¾şdƒU—„C÷ÑÒâÂÓ÷/l·Æ9ÓÈí"Ó$³h’Ì¹A"ìŒi8Båj€[æá�7 ¹lV�ØÆœœ.×Z´Ï;>�hNægMõY:p�‡:’æM�ĞÀ:H:`—ÚÁ-ğ Cô CujªYGQöó¦Ö«Íš»U7Å†ô†ykÁË5óàÆqôàA–òØ~hB?·Æã¸GãØRec•j¾KÓÜ³ú-kŸØ‹.ÃÃ³¦é<¶¨¶2‰3¢3˜bÕ)İ+ÓÏ˜YYc<ÄX5—RË<�0¡VsF�T@ZÏªXDœ%»w˜o'Dl7—��E;VNÄúSƒÁ¯±èÛQ‚Ñ×áËu«ø—Ï¦Ì?„şH„Îü‡Ğ5pUÑ5[y“äB!;)üIM¤Ô€¢J~˜K#�d;ã0×%µ»~²·b¶sÙ%uvºB6ié@.»¼”³á„YÄãŠ5÷Ê½Ş~¹·?–¶k�U�¹$Ø“ßİ#…:†¨TôÌqY¤‰¶ZÁƒH+Í»>l¥k}´£÷vÅ€=h!’¸¡,¯ÒMuv£«½æÄo >streamH‰œ–yTSwÇoÉ��•°Ãc[€°�5la‘QIBHØADED„ª•2ÖmtFOE�.®c­Ö}êÒõ0êè8´×��8G�Ng¦Óïï÷9÷wïïİß½÷�ó '¥ªµÕ0�Ö ÏJŒÅb¤ 2y­.-;!à’ÆK°ZÜü‹�^�i½"LÊÀ0ğÿ‰-×é@8(”µrœ;q®ª7èLöœy¥•&†Qëñq¶4±j�½ç¦æ9ÚÄ�V�³)g�B£0ñiœW×•8#©8wÕ©•õ8_ÅÙ¥Ê¨QãüÜ«QÊj@é&»A)/ÇÙgº>'K‚óÈtÕ;\ú”Ó¥$ÕºF½ZUnÀÜå˜(4TŒ%)ë«”ƒ0C&¯”é˜¤Z£“i˜¿óœ8¦Úbx‘ƒE¡ÁÁBÑ;…ú¯›¿P¦ŞÎÓ“Ì¹�Aüom?çW=€x¯Íú·¶Ò-Œ¯Àòæ[›Ëû0ñ¾¾øÎ}ø¦y)7ta¾¾õõõ>j¥ÜÇTĞ7úŸ¿@ï¼ÏÇtÜ›ò`qÊ2™±Ê€™ê&¯®ª6ê±Z�L®Ä„?â_øóyxg)Ë”z¥�ÈÃ§L­UáíÖ*ÔuµSkÿSeØO4?×¸¸c¯¯Ø°.òò·åÒR´ß�Şô-•’2ğ5ßáŞüÜÏú÷Sá>Ó£V­š‹“då`r£¾n~ÏôY &à+`œ�;ÂA4ˆÉ ä€°ÈA9Ğ=¨- t�°lÃ`;»Á~pŒƒ�ÁğGp¦®�[`Lƒ‡`<¯ "AˆYA�+äùCb(Š‡R¡,¨*�T�2B-Ğ¨ê‡†¡Ğnè÷ĞQètº}MA ï —0Óal»Á¾°��Sàx¬‚kà&¸^Á£ğ>ø0¦>_ƒ'á‡ğ,ÂG!"F$H:Rˆ”!z¤éF‘Qd?r9‹\A&‘GÈ”ˆrQ¢áhš‹ÊÑ´íE‡Ñ]èaô4z�BgĞ×Á–àE#H‹*B=¡‹0HØIøˆp†p�0MxJ$ùD1„˜D, V›‰½Ä­ÄÄãÄKÄ»ÄY‰dEò"E�ÒI2’�ÔEÚBÚGúŒt™4MzN¦‘Èşär!YKî ’÷�?%_&ß#¿¢°(®”0J:EAi¤ôQÆ(Ç()Ó”WT6U@� æP+¨íÔ!ê~êêmê�æD¥eÒÔ´å´!ÚïhŸÓ¦h/èº']B/¢éëèÒ�Ó¿¢?a0nŒhF!ÃÀXÇØÍ8ÅøšñÜŒkæc&5S˜µ™�˜6»lö˜Iaº2c˜K™MÌAæ!æEæ#…åÆ’°d¬VÖë(ëk–Íe‹Øél»—½‡}�}ŸCâ¸qâ9N'çÎ)Î].ÂuæJ¸rîî÷wšGäxR^¯‡÷[ŞoÆœch�gŞ`>bş‰ù$á»ñ¥ü*~ÿ ÿ:ÿ¥…�EŒ…Òb�Å~‹ËÏ,m,£-•–İ–,¯Y¾´Â¬â­*­6X�[İ±F­=­3­ë­·YŸ±~dÃ³·‘ÛtÛ´¹iÛzÚfÙ6Û~`{ÁvÖÎŞ.ÑNg·Åî”İ#{¾}´}…ı€ı§ö¸‘j‡‡ÏşŠ™c1X6„�Æfm“��;'_9œr�:œ8İq¦:‹�ËœœO:Ï¸8¸¤¹´¸ìu¹éJq»–»nv=ëúÌMà–ï¶ÊmÜí¾ÀR 4ön»3Ü£ÜkÜGİ¯z=Ä•[=¾ô„=ƒ<Ë=G TB(É/ÙSòƒ,]6*›-•–¾W:#—È7Ë*¢ŠÊe¿ò^YDYÙ}U„j£êAyTù`ù#µD=¬ş¶"©b{Å³ÊôÊ+¬Ê¯: !kJ4Gµm¥ötµ}uCõ%�—®K7YV³©fFŸ¢ßYÕ.©=bàá?SŒîÆ•Æ©ºÈº‘ºçõyõ‡ØÚ†���kï5%4ı¦m–7Ÿlqlio™Z³lG+ÔZÚz²Í¹­³mzyâò]íÔöÊö?uøuôw¦¿"Å±N»Îå�wW&®ÜÛeÖ¥ïº±*¦ÕöÕèjõê‰5k¶¬yİ­èş¢Ç¯g°ç‡^yïkEk‡Öş¸®lİD_pß¶õÄõÚõ×7DmØÕÏîoê¿»1mãál {àûMÅ›ÎnßLİlÜ<9”úO¤[ş˜¸™$™�™üšhšÕ›B›¯œœ‰œ÷�d�Ò�@�®ŸŸ‹Ÿú i Ø¡G¡¶¢&¢–££v£æ¤V¤Ç¥8¥©¦¦‹¦ı§n§à¨R¨Ä©7©©ªª�««u«é¬\¬Ğ­D­¸®-®¡¯¯‹°°u°ê±`±Ö²K²Â³8³®´%´œµµŠ¶¶y¶ğ·h·à¸Y¸Ñ¹J¹Âº;ºµ».»§¼!¼›½½�¾¾„¾ÿ¿z¿õÀpÀìÁgÁãÂ_ÂÛÃXÃÔÄQÄÎÅKÅÈÆFÆÃÇAÇ¿È=È¼É:É¹Ê8Ê·Ë6Ë¶Ì5ÌµÍ5ÍµÎ6Î¶Ï7Ï¸Ğ9ĞºÑ<Ñ¾Ò?ÒÁÓDÓÆÔIÔËÕNÕÑÖUÖØ×\×àØdØèÙlÙñÚvÚûÛ€ÜÜŠİİ–ŞŞ¢ß)ß¯à6à½áDáÌâSâÛãcãëäsäüå„ææ–çç©è2è¼éFéĞê[êåëpëûì†ííœî(î´ï@ïÌğXğåñrñÿòŒóó§ô4ôÂõPõŞömöû÷Šøø¨ù8ùÇúWúçûwüü˜ı)ıºşKşÜÿmÿÿ÷„óûendstreamendobj96 0 obj< >streamendstreamendobj97 0 obj< >streamH‰ŒT{PT×¿wwïY�‹îíÎŞ[]�µ6‚/‚FÄUyøŒLxìÂ–tY^©c¦@p5‘µ5ÓiRA©�kÁ5½‰J¥cFIš:ÛÖ`:ß]?vÚ³$Ó¿;wæ;ß¹çüÎù}¿ó}Ëè4Ë²SWnÚ˜µ>kv^…½Æê¬Z“›ã*N\c/)u-«¬‹j«FêÔ©aÎÇCÏw>Ïâàa„ÊO¾6uòÛFFÃ²OıË*·×;É’š2ßLmªeÂ¦š¥¹ÉÉs¥ôâÊB«”S_å²–WI++Š*�Û+�.kq’”îpHÙp•”m­²:k? #Ù«¤Éå,(¶–8Ë¤J›”iµ[…Vg‰Õ)½ä¬.*+/¨**µWX+¤ôfÉZWä¨®¢hG½ä°Y+ª¬Å’«ÔYY]R*­±WTºê·[©Sè,pÖK+Ê3ÍRAE±T^P/Q�Nk‰�²tR�½B*²:]tüEµÓ^Ul/rÙ++ª’ædää™'[mÃÒ�!Ì2áÁÌ–11L,ÃL'L¢†±0ÌO5LÃ,�ÂØ¦œajæ0Ã¤Qõ™Ÿ3ë˜av2›Áne+Ù]ì1Ö«™¤Y«¹¬ù§v•Ö¡ı—.B—£kÓ�rÁ\w€»ÀõsÃd*É%‡É3}¾¾NÿiĞÜ w‚�¯><Rr<ä“¨%tyèÙĞ‘°™aûÃşşãğÚğöğ¿Ã&ÃAÃeÃÃˆŸEl�8iÍWTï–ÚéW´Í:µÑ·n¼‘À!ìp´pğA{LÆ�èÇIş„K�Î‰Ú#<Ì’AÍÛİ­İ{æİZãİHî&`ùÎİP^ôÇŸ}õ¸¦d&r¯&X’O¿ŒØ­K?0Ü+·<hY˜·áÀ‚t‘¿·[Õ�Ïü¿··ï
https://www.belfuse.com/resources/datasheets/circuitprotection/ds-cp-c1t-series.pdf | fuses | Type C1T Surface Mount Slow Blow Chip Fuse belfuse.com/circuit-protection C1T Series – 1206 Size RoHS Compliant Features - Slow Blow - Small size, 1206 SMD - Current rating from 750mA to 8A - Wide operating temperature range from -55℃ to 125℃ - Tape and Reel for automatic SMD placement - Compatible with 260℃ IR Pb-free and wave soldering process - Full compliance with EU Directive 2011/65/EU and amending directive 2015/863 (MSL = 1) - Halogen Free and Lead Free - AEC-Q Compliant - Meets Bel automotive qualification* * - Largely based on internal AEC-Q test plan Applications - Notebook - Automotive Navigation System - LED Headlights - Thin film transistor LCD flat-panel display screen - PC computer - Office electronic equipment - Industrial equipment - Medical equipment - POE, POE+ - LCD / LED monitor and LCD / LED TV - Power supply LEAD FREE = - DC-DC Converter HALOGEN FREE = Electrical Characteristics (UL STD. 248-14) Testing Current Blow Time Minimum Maximum 100% 4 Hrs. N/A 200% 1 Sec 120 Sec 300% 0.1 Sec 3 Sec 800% 0.002 Sec 0.05 Sec Safety Agency Approvals Physical Specifications Materials Body : Ceramic Substrate Terminations : Ag / Ni / Sn (100% Lead-free) Element Cover Coating : Lead-free Glass Marking On Fuse : Marking Code On Label : "bel", "C1T", "Current Rating", "Voltage Rating", "Interrupting Rating", "Appropriate Safety Logos" and " ", " "(China RoHS compliant). Safety Agency Safety Agency Certificate Ampere Rating/ Voltage Rating Ampere Range / Volt @ I.R. ability* E20624 750mA-8A/63V AC/DC 750mA-8A/63V AC/DC @50A R 50410861 Tested according to IEC 60127-1: 2006+A1+A2 IEC 60127-7: 2016 750mA-1.5A/63V AC/DC 2A-8A/63V AC/DC 750mA-1.5A/63V AC/DC @50A or 10In, which is higher 2A-8A/63V AC/DC @50A or 10In, which is higher *I.R.= Interrupting Rating = Short Circuit Rating(Amps) Typical Part Marking Fuse body (ceramic white side) marked with marking code. Example: Specifications subject to change without notice 750mA TM 3A T3 1A T1 3.5A TZ 1.25A TP 4A T4 1.5A TR 5A T5 1.75A TS 6A T6 2A T2 7A T7 2.5A TT 8A T8 AEC-Q Compliant Type C1T 2 / 4 Bel Fuse Inc. 206 Van Vorst Street Jersey City, NJ 07302 USA +1 201.432.0463 Bel.US.CS@belf.com belfuse.com/circuit-protection © 2023 Bel Fuse, Inc. Rev. C1T May2023 Temperature Derating Curve Average Time Current Curve Electrical Specifications Part Number Ampere Rating (A) Marking Code Nominal Cold Resistance (ohms) Maximum Volt-drop @100% In (Volt) max. Voltage and Interrupting Ratings Nominal Melting I²T @10 In (A² Sec) Maximum Power Dissipation @100% In (W) Agency Approvals 0685T0750-XX 750mA TM 0.700 0.795 See Table of Safety Approvals on Page 1 for Voltage and associated Interrupting Ratings 0.06 0.60 Y Y 0685T1000-XX 1A T1 0.460 0.597 0.12 0.60 Y Y 0685T1250-XX 1.25A TP 0.300 0.541 0.20 0.68 Y Y 0685T1500-XX 1.5A TR 0.190 0.436 0.23 0.65 Y Y 0685T1750-XX 1.75A TS 0.135 0.395 0.43 0.65 Y 0685T2000-XX 2A T2 0.110 0.325 0.63 0.65 Y Y 0685T2500-XX 2.5A TT 0.068 0.274 1.07 0.69 Y Y 0685T3000-XX 3A T3 0.050 0.232 1.64 0.70 Y Y 0685T3500-XX 3.5A TZ 0.040 0.194 2.28 0.68 Y Y 0685T4000-XX 4A T4 0.030 0.195 2.56 0.78 Y Y 0685T5000-XX 5A T5 0.020 0.157 5.3 0.79 Y Y 0685T6000-XX 6A T6 0.0145 0.153 6.0 0.92 Y Y 0685T7000-XX 7A T7 0.0115 0.139 6.9 0.97 Y Y 0685T8000-XX 8A T8 0.0095 0.135 8.0 1.08 Y Y Consult manufacturer for other ratings NOTES: Test Conditions All test for ratings 750mA - 5A were conducted with fuse samples soldered on a PCB (1.6mm thick) test board with copper traces measuring 0.035 mm (35μm) nominal thickness (1 oz. clad), 5mm wide and 100 mm overall length. All test for ratings 6A-8A were conducted with fuse samples soldered on a PCB (1.6mm thick) test board with copper traces measuring 0.070 mm (70μm) nominal thickness (2 oz. clad), 7.5mm wide and 100 mm overall length. Device designed to be mounted with marking facing up. Device designed to carry rated current for 4 hours minimum. It is recommended that device be operated continuously at no more than 80% of rated current when in a +25°C ambient, with further derating at elevated ambient temperatures. Specifications subject to change without notice 0.0010.010.111010001101001000TIME IN SECONDSCURRENT IN AMPERESC1T - TIME CURRENT CHARACTERISTIC CURVE1.5A11.75A5A4A3.5A3A2A0.75A1A6A7A8A2.5A1.25AType C1T 3 / 4 Bel Fuse Inc. 206 Van Vorst Street Jersey City, NJ 07302 USA +1 201.432.0463 Bel.US.CS@belf.com belfuse.com/circuit-protection © 2023 Bel Fuse, Inc. Rev. C1T May2023 Environmental Specifications High temperature storage MIL-STD-202 Method 108 Temperature cycling JESD22 Method JA-104,Test Condition B Biased humidity MIL-STD-202 Method 103, 85C/85% RH with 10% operating power for 1000 hrs. Operational life MIL-STD-202 Method 108, Test Condition D Resistance to solvents MIL-STD-202 Method 215 Mechanical shock MIL-STD-202 Method 213,Test Condition C Vibration MIL-STD-202 Method 204 Resistance to soldering heat MIL-STD-202 Method 210,Test condition B Thermal shock MIL-STD-202 Method 107 Solderability J-STD-002 Board flex(SMD) AEC-Q200-005 Terminal strength AEC-Q200-006 Electrical characterization 3 temperature electrical Soldering Parameters Shock Resistance MIL-STD-202G, Method 213B, Test Condition 1 (100 G's peak for 6 milliseconds; Sawtooth waveform) Vibration Resistance MIL-STD-202G, Method 201A (10-55 Hz, 0.06 inch, total excursion). Salt Spray Resistance MIL-STD-202G, Method 101E, Test Condition B (48 hrs.). Insulation Resistance MIL-STD-202G, Method 302, Test Condition A (After Opening) 10,000 ohms minimum. Solderability MIL-STD-202G, Method 208H Resistance to solder Heat MIL-STD-202G, Method 210F, Test Condition C. Top Side(260℃,20 sec) MIL-STD-202G, Method 210F, Test Condition D. Bottom Side(260℃,10 sec) Thermal Shock MIL-STD-202G, Method 107G, Test Condition B (-65℃ to +125℃). Operating Temperature -55℃ to +125℃ Moisture Sensitivity Level 1 (According to IPC J-Std-020) IR Reflow Profile (IPC/JEDEC J-STD-020D) Preheat & Soak Temperature min (Tsmin) Temperature max (Tsmax) Time (Tsmin to Tsmax) (ts) 150℃ 200℃ 60-120 seconds Average ramp-up rate (Tsmax to Tp) 3℃/second max. Liquidous temperature (TL) Time at liquidous (tL) 217℃ 60-150 seconds Peak temperature (Tp) 260℃ max Time (tp) within 5℃ of the specified classification temperature (Tc) 30 seconds Average ramp-down rate (Tp to Tsmax) 6℃/second max. Time 25℃ to peak temperature 8 minutes max. Lead-free Wave Soldering Profile Wave Soldering Parameter Average ramp-up rate 200℃ / second Heating rate during preheat typical 1 - 2℃ / second Max 4℃ / second Final preheat temperature within 125 ℃ of soldering temperature Peak temperature Tp 260℃ Time within +0 ℃ / -5 ℃ of actual peak temperature 10 seconds Ramp-down rate 5℃ / second max. Specifications subject to change without notice Type C1T 4 / 4 Bel Fuse Inc. 206 Van Vorst Street Jersey City, NJ 07302 USA +1 201.432.0463 Bel.US.CS@belf.com belfuse.com/circuit-protection © 2023 Bel Fuse, Inc. Rev. C1T May2023 Fuse FGNO Explanation 0685 T [XXXX] -XX 0685T=C1T; [XXXX]=Ampere Rating; XX=See Ordering Information as below Fraction Decimal Milliamps Bel FGNO[XXXX] Fraction Decimal Amps Bel FGNO[XXXX] 3/4 0.750 750 0750 1.0 1 1000 1-1/4 1.25 1.25 1250 1-1/2 1.50 1.5 1500 1.75 1.75 1750 2.0 2 2000 2-1/2 2.5 2.5 2500 3.0 3 3000 3-1/2 3.5 3.5 3500 4.0 4 4000 5.0 5 5000 6.0 6 6000 7.0 7 7000 8.0 8 8000 Mechanical Dimensions Ordering Information Packaging Packaging Tape & Reel Packaging Specification Quantity Quantity & Packaging Code 8 mm wide tape with 7 inches Diameter reel EIA Standard 481-E 5000 0685TXXXX-01 Specifications subject to change without notice
https://orionfans.com/productFiles/datasheet/AFM.pdf | others | Orion Fans10557 Metric DriveDallas, TX 75243800.323.2439A division of Knight Electronics,information and data are subject tochange without prior notiﬁ cation.Model No.Description WeightAFM-01NCAir-ﬂ ow switch, NC with mounting clip and clamp (for attaching to existing fan assembly)6 g (0.2 oz)AFM-01NOAir-ﬂ ow monitor, NO with mounting clip and clamp (for attaching to existing fan assembly)6 g (0.2 oz)AFM-80NCAir-ﬂ ow monitor, NC with 80 x 80mm (3.15”) plastic ﬁ nger guard20 g (0.7 oz)AFM-80NOAir-ﬂ ow monitor, NO with 80 x 80mm (3.15”) plastic ﬁ nger guard20 g (0.7 oz)AFM-92NCAir-ﬂ ow monitor, NC with 92 x 92mm (3.62”) plastic ﬁ nger guard20 g (0.7 oz)AFM-92NOAir-ﬂ ow monitor, NO with 92 x 92mm (3.62”) plastic ﬁ nger guard20 g (0.7 oz)AFM-120NCAir-ﬂ ow monitor, NC with 120 x 120mm (4.27”) plastic ﬁ nger guard31 g (1.1 oz)AFM-120NOAir-ﬂ ow monitor, NO with 120 x 120mm (4.27”) plastic ﬁ nger guard31 g (1.1 oz)AFM SeriesAir Flow MonitorThe air-ﬂ ow monitor provides a simple alternative to indicate positive or negative air ﬂwww.orionfans.comSpeciﬁ cationsContact Type: Reed/magnet contactNC (Normally Closed): Contact open with air ﬂ owNO (Normally Open): Contact closed with air ﬂ owSwitching Threshold of Air Flow Speed: >8.2 ft/s (2.5 m/s)Hysteresis: 3.3 ft/s (1m/s) - ﬁ xedContact Resistance Incl. Wire: 370m (1214”)Service Life: >100,000 cyclesMaximum Switching Capacity: 10W (resistive load)Maximum Switching Voltage: NC - AC/DC 240VNO - DC 60VMaximum Switching Current: NC - DC 500mANO - DC 170mA perpendicular to air ﬂ owOperating Temperature: -20 to 50°C (-4 to 122°F)Storage Temperature: -20 to 80°C (-4 to 176°F)Housing: Plastic, UL 94HB, blackDimensions: 34 x 17.5 x 7.5mm (1.3 x 0.7 x 0.3”)Protection Type: NEMA 1 (IP 20)Agency Approvals: CERoHS CompliantDimensions: mm (inch)Wiring Example+−80 x 80(3.15 x 3.15)92 x 92 / 120 x 120(3.62 x 3.62 / 4.72 x 4.72)7.5 (0.3)17.5(0.7)34 (1.3)e.g signaldeviceAFM-KITKit includes air-ﬂ ow switch (AFM-01NC), clip, three plastic guards (80, 92 and 120mm), LED and holder, buzzer, switch and wall-mount power supply. Delivered with a complete 10-foot wire assembly. ow of fans or blowers. When properly installed and connected in series with an optical (i.e. LED) or audible signaling device, a bi-directional switch will activate an electrical contact if the air ﬂ ow of the fan falls below 8.2 ft/s, turning the signaling device on or off. The AFM monitor can also be attached to an existing plastic grill or guard.protective plastic grill Mounting Position: Air-ﬂow monitoring openingAir-ﬂ ow monitor integrated in a protective plastic grillConnection: 2 x single strand AWG26, length 500mm (20”), tip of stranded wire stripped/tinned 5mm (0/20”)NC version (black wires), NO version (blue wires) Mounting: Attachment clamp and/or clip, or integrated in
https://orionfans.com/productFiles/datasheet/AFM.pdf | others | Orion Fans10557 Metric DriveDallas, TX 75243800.323.2439A division of Knight Electronics,information and data are subject tochange without prior notiﬁ cation.Model No.Description WeightAFM-01NCAir-ﬂ ow switch, NC with mounting clip and clamp (for attaching to existing fan assembly)6 g (0.2 oz)AFM-01NOAir-ﬂ ow monitor, NO with mounting clip and clamp (for attaching to existing fan assembly)6 g (0.2 oz)AFM-80NCAir-ﬂ ow monitor, NC with 80 x 80mm (3.15”) plastic ﬁ nger guard20 g (0.7 oz)AFM-80NOAir-ﬂ ow monitor, NO with 80 x 80mm (3.15”) plastic ﬁ nger guard20 g (0.7 oz)AFM-92NCAir-ﬂ ow monitor, NC with 92 x 92mm (3.62”) plastic ﬁ nger guard20 g (0.7 oz)AFM-92NOAir-ﬂ ow monitor, NO with 92 x 92mm (3.62”) plastic ﬁ nger guard20 g (0.7 oz)AFM-120NCAir-ﬂ ow monitor, NC with 120 x 120mm (4.27”) plastic ﬁ nger guard31 g (1.1 oz)AFM-120NOAir-ﬂ ow monitor, NO with 120 x 120mm (4.27”) plastic ﬁ nger guard31 g (1.1 oz)AFM SeriesAir Flow MonitorThe air-ﬂ ow monitor provides a simple alternative to indicate positive or negative air ﬂwww.orionfans.comSpeciﬁ cationsContact Type: Reed/magnet contactNC (Normally Closed): Contact open with air ﬂ owNO (Normally Open): Contact closed with air ﬂ owSwitching Threshold of Air Flow Speed: >8.2 ft/s (2.5 m/s)Hysteresis: 3.3 ft/s (1m/s) - ﬁ xedContact Resistance Incl. Wire: 370m (1214”)Service Life: >100,000 cyclesMaximum Switching Capacity: 10W (resistive load)Maximum Switching Voltage: NC - AC/DC 240VNO - DC 60VMaximum Switching Current: NC - DC 500mANO - DC 170mA perpendicular to air ﬂ owOperating Temperature: -20 to 50°C (-4 to 122°F)Storage Temperature: -20 to 80°C (-4 to 176°F)Housing: Plastic, UL 94HB, blackDimensions: 34 x 17.5 x 7.5mm (1.3 x 0.7 x 0.3”)Protection Type: NEMA 1 (IP 20)Agency Approvals: CERoHS CompliantDimensions: mm (inch)Wiring Example+−80 x 80(3.15 x 3.15)92 x 92 / 120 x 120(3.62 x 3.62 / 4.72 x 4.72)7.5 (0.3)17.5(0.7)34 (1.3)e.g signaldeviceAFM-KITKit includes air-ﬂ ow switch (AFM-01NC), clip, three plastic guards (80, 92 and 120mm), LED and holder, buzzer, switch and wall-mount power supply. Delivered with a complete 10-foot wire assembly. ow of fans or blowers. When properly installed and connected in series with an optical (i.e. LED) or audible signaling device, a bi-directional switch will activate an electrical contact if the air ﬂ ow of the fan falls below 8.2 ft/s, turning the signaling device on or off. The AFM monitor can also be attached to an existing plastic grill or guard.protective plastic grill Mounting Position: Air-ﬂow monitoring openingAir-ﬂ ow monitor integrated in a protective plastic grillConnection: 2 x single strand AWG26, length 500mm (20”), tip of stranded wire stripped/tinned 5mm (0/20”)NC version (black wires), NO version (blue wires) Mounting: Attachment clamp and/or clip, or integrated in
https://www.nidec-copal-electronics.com/e/catalog/micro-blower/tf037-1001-d.pdf | others | Dedicated to the Micro Blower TF037 series.The drivers enable users to vary the speed of the motor by adjusting the control voltage of the external input. Contents of the kit are Driver board and Harness (2 types).Wire Harness: for Driver-Blower connectionfor Driver-Power connectionTF037-1001-DDRIVERS■ STANDARD SPECIFICATIONSNo.ItemSpecification1ConfigurationDrivers(Dedicated to the Micro Blower TF037 series)2Rotational Speed40,000 r/min（reference value）at 4.0kPa, 100L/min3Power Consumption29W max.at 4.0kPa, 100L/min4Rated VoltageDC 24 V±10%5Max. Input Current2.0 A max.(DC)4.0 A max.(Pulse)（Excluding inrush current）6Running Current1.2 A max.at 4.0kPa, 100L/min7Weight32 g max.8Operating Temperature -10～50 °C9Operating Humidity Range10～90 %RH（No condensation）10Storage Temperature-20～60 °C11Storage Humidity Range10～90 %RH（No condensation）12Resistance to Vibration To meet the Spec after the following testNon-operatingKind of VibrationSweepFrequency Range10 ～ 22Hzamplitude 1mm22 ～ 50Hz19.6m/s2 (2G)（acceleration）Sweepto-and-fro, approx. 5min.Test TimeX, Y, Z directions, 60min. each13Resistance to ShockTo meet the Spec after the following testNon-operatingAcceleration294m/s2(30G)Pulse Width6msShock Wavenemi-sinusoidal waveNumber of ShockX, Y, Z, directions, once per each direction● Unless otherwise specified, the environmental conditions are 23°C±5°C,normal humidity, and atmospheric pressure range 90 to 106kPa.■ INTERFACEPin No.SymbolSignal1UMotor Coil2WMotor Coil3VMotor Coil4THThermistor Input5GNDGND6H1+Hall Element 1 Input7H1-8H3+Hall Element 3 Input9H3-10H2+Hall Element 2 Input11H2-12VccHall Element PowerPin No.SymbolSignal1ErrorError Output2FGRotational Speed Signal Output (FG)3BRShort brake Input4CNTControl Voltage Input5VccPower Supply Voltage Input6GNDGND【CN1：Connector for Control】ManufacturerJ.S.T. Mfg. Co., Ltd.Part No.SM06B-PASS【CN3：Connector for Micro Blower】ManufacturerJ.S.T. Mfg. Co., Ltd.Part No.SM12B-PASSTF037-1001-DMICRO BLOWER DRIVERS■ CN1(CONNECTOR FOR CONTROL)SPECIFICATIONSPin No.SymbolSpecification1ErrorError OutputUndetectedDetection2FGRotational Speed Signal Output(FG)12 pulse / rev.Open Collector OutputMax. Voltage : 50VMax. Output Current : 3mA<Driver side>3BRShort brake InputL=RotationH=Short brake<Driver side>4CNTControl Voltage Input<Driver side>5VccPower Supply Voltage InputDC24V±10%6GNDGNDInput Voltage for Standby:0VInput Voltage for Operation:1.0 to 5.0VTF037-1001-DMICRO BLOWER DRIVERS123IC100kΩ100kΩ+-456TF037-1001-DMICRO BLOWER DRIVERS■ PROTECTIVE FUNCTIONSAttached Driver Board is featured with the following protective functions.《Restart Conditions After Blower Stop》Restart with turning the power on again.Protective FunctionsDescriptionHigh TemperaturePower will be turned off when the thermistor inside the Blower exceeds 86°C.High rotationalPower will be turned off when the rotational speed exceeds 45,000 r/min.OvercurrentPower will be turned off when the coil current exceeds 1.9A (except start-up).Motor Lock 1Power will be turned off when coil current and rotational speed are in the "Motor Lock Protection Area" shown in Graph 2 below.Motor Lock 2Power will be turned off when the Blower does not operate even when the PRODUCT is giving command to operate.■ PROTECTIVE AREA【Monitor / Control Flow】Monitored ItemsProtective FunctionsCriteriaControlOvercurrent Protective AreaMotor Lock 1 Protective AreaArea of UseHigh RotationalSpeed ProtectiveAreaThermistortemperatureCNT V1.0 ～ 5.0VHighTemperatureBlower StopHighRotationalMotor Lock 1Coil currentOvercurrentMotor Lock 2Thermistor 86°C or higher45,000r/min or higherShunt resistant current 1.9A or higherMotor Lock 1 Protective AreaRotation failure of BlowerRotational speedTF037-1001-DMICRO BLOWER DRIVERS■ MARKING【Chart 1】Date12345678910 11 12 13 14 15 16 17 18 19 20Code123456789ABCDEFGHJKL【Chart 2】Month12345678910 11 12Code123456789ONDDate21 22 23 24 25 26 27 28 29 30 31CodeMNPQRTUVWXY1121665Height ofpart mounting13mm MaxSM12B-PASS(JST)Height ofpart mounting4ｍｍ Max591.6±0.250444-Ø3.5SM06B-PASS(JST)■ OUTLINE DIMENSIONS Unless otherwise specified, tolerance : ± 0.5(Unit: mm)
https://publish.sanyodenki.com/San_Ace_PWM_Controller_E/book/ | others | San Ace PWM Controller JavaScript must be enabled.
https://multimedia.3m.com/mws/media/1252172O/e-a-r-f-344-fan-mount-print.pdf | others | ABCD124ABCD1234TITLESIZEDRAWING NO.MATERIAL:UNLESS OTHERWISE SPECIFIEDUNITS ARE: MM [IN]TOLERANCE FOR ANGLES: ±1.0 °ALLOWABLE FLASH: GATE: REVISIONSBE-A-R SPECIALTY COMPOSITES3QUALITY CONTROL: NOTES:ANY FEATURE NOT DIMENSIONEDIN PRINT MUST BE VISIBLY PRESENT, UTILIZE 3D CAD FOR CREATIONMUST COMPLY WITH E-A-R SPECIALTY COMPOSITESSUPPLIER QUALITY MANUAL REQUIREMENTSPAGE NO.5.6[0.22]*4.4[0.173 ]6.25[0.246]1.3[0.051]*3[0.118 ]REF 23[0.906 ]1.6[0.063]1.5[0.059]10.25[ 0.404]DRAWNREVDESCRIPTIONDATEAPPROVEDBCC00ORIGINAL12/4/03JSTC01UPDATED FORMAT AND CONSOLIDATED MATERIALS6-24-10JSKP/TC02UPDATED FORMAT, NOTES, TOLERANCES, ADDED WEIGHT, CAVITY LOCATION, MISSING DIMS AND -X TO NAMING CONVENTION. 9-8-11MSDIM RANGEVERSADAMP & ISODAMP TOL0<DIM<=2 [.078]±0.15 [.006]2 [.078]<DIM<=25 [.98]±0.25 [.010]25 [.98]<DIM<=50 [1.969]±0.4 [.016]50 [1.969]<DIM±0.6 [.024]F-344-C8012C-8012F-344-C8002C-8002F-344-C8001C-8001F-344-V2790V-2790F-344-V2775V-2775F-344-V2750V-2750F-344-V2590V-2590F-344-V2575V-2575F-344-V2550V-2550F-344-V2525V-2525F-344-V2375V-2375F-344-V2350V-2350F-344-V2325V-2325F-344-3C-1100F-344-2C-1105F-344-1C-1002PART NUMBERMATERIALGROMMET MATERIALSEE PAGEVERSADAMP1ISODAMP1ISOLOSS2SEE TABLE ON LEFTFAN MOUNTF-344-X1 OF 2.12 MM [.005]±.15MM [.006]5. FOR ISOLOSS MATERIAL, USE THE TOLERANCE TABLE ON PAGE 2. 4. FOR VERSADAMP AND ISODAMP MATERIAL, USE THE TOLERANCE TABLE ON PAGE 1. 3. MAX DRAFT: 2°. 2. CRITICAL DIMENSIONS SHALL HAVE Cpk VALUE >= 1.33 WITH ONGOING SPC DATA REQUIRED. 1. CRITICAL DIMENSIONS ARE MARKED WITH "*". NOTES:CALC WEIGHT: 0.51 GRAM REFCAVITY #ABCD124ABCD1234TITLESIZEDRAWING NO.MATERIAL:UNLESS OTHERWISE SPECIFIEDUNITS ARE: MM [IN]TOLERANCE FOR ANGLES: ±1.0 °ALLOWABLE FLASH: GATE: REVISIONSBE-A-R SPECIALTY COMPOSITES3QUALITY CONTROL: NOTES:ANY FEATURE NOT DIMENSIONEDIN PRINT MUST BE VISIBLY PRESENT, UTILIZE 3D CAD FOR CREATIONMUST COMPLY WITH E-A-R SPECIALTY COMPOSITESSUPPLIER QUALITY MANUAL REQUIREMENTSPAGE NO.DIM RANGEISOLOSS TOL0<DIM<=10[.394]±0.15[.006]10[.394]<DIM<=20[.787]±0.2 [.008]20[.787]<DIM<=50[1.969]±0.25 [.010]50[1.969]<DIM<=80[3.150]±0.35 [.014]80[3.150]<DIM±.5%F-344-SL60300SL-60300F-344-SL50300SL-50300F-344-SL35300SL-35300F-344-SL20300SL-20300PART NUMBERMATERIALSEE TABLE ON LEFTFAN MOUNTF-344-X2 OF 2.3 MM [.012]CALC WEIGHT: 0.51 GRAM REF
https://multimedia.3m.com/mws/media/1255423O/e-a-r-isodamp-versadamp-material-summary-sheet.pdf | others | Offering solutions for a wide range of applications such as...Lab and office equipmentComputers and peripheralsIndustrial equipmentMOLDING MATERIALS – THERMOPLASTICSMaterial Summary Sheet 7Aearo Technologies LLC • a 3M companyMATERIAL SUMMARY SHEET 7Molding Materials – ThermoplasticsMolding Materials – Thermoplastics E-A-R’s proprietary, highly damped ISODAMP™ thermoplastic and VersaDamp™ thermoplastic molding materials are standard- and custom-molded to provide high performance shock, vibration and noise control. As highly damped elastomers, these materials platforms exhibit extremely low rebound characteristics, ensuring very low amplification at resonance and rapid settling to equilibrium after shock or vibration input.Standard and custom configurations include numerous styles of isolation grommets (with or without metal inserts), bushings, mounting pads and feet, self-locking fan mounts, snubbers, gaskets, bumpers and pads.PROPERTYC-1002C-1100C-8002C-8012C-8070C-8130DescriptionVinyl Solid ThermoplasticVinyl Solid ThermoplasticvTPE Solid ThermoplasticTPE SolidThermoplasticTPE Solid ThermoplasticTPE Solid ThermoplasticHardness ASTM D2240 Type A Durometer 23C (73F) 15 sec impact 54 71 51 40 70 88Flammability UL 94 1.5 mm (0.06 in thick) 3.2 mm (0.125 in) Listed V-0 Listed V-0 Listed V-0 @ 3.4 mm (0.13in) Listed V-0 @ 6 mm (0.24in) Meets V-0 @ 3.2 mm (0.125 in) Listed V-0 @ 3.5 mm (0.14 in)FMVSS-302Compression Load Deflection kPa (psi) ASTM D575 at 0.51 cm/min (0.2 in/min) 10% kPa (psi) 20% kPa (psi) 30% kPa (psi) 393 (57) 1145 (166) 2468 (358) 1172 (170) 3688 (535) 7756 (1125) 455 (66) 883 (128) 1358 (197) 324 (47) 627 (91) 958 (139) 951 (138) 1799 (261) 2799 (406) 2495 (362) 6494 (942) 9087 (1318)Compression Set (%) ASTM D395 Method B 22 hr at 22C (72F) 22 hr at 70C (158F) *50C(122F) 14 62 25 60 15 99 12 100 15 98 35 90Tensile Strength kPa (psi) ASTM D412 8963 (1300) 13789 (2000) 5309 (770) 3309 (480) 10059 (1459) 11279 (1636)Tear Strength kN/m (lbf/in) ASTM D624 40 (224) 65 (370) 25 (141) 18 (100) 50 (285) 72 (410)Temperature Range C (F) Peak Damping Performance Temperature Range ASTM D4065 Loss Factor above 0.3% strain in shear mode at 10 Hz -13C to 37C (9F to 99F) 3C to 56C (37F to 132F) -4C to 40C (-25F to 104F) -22C to 21C (-8F to 70F) 4C to 42C (42F to 86F) 6C to 30C (42F to 86F)The data listed in this data sheet are typical or average values based on tests conducted by independent laboratories or by the manufacturer.They are indicative only of the results obtained in such tests and should not be considered as guaranteed maximums or minimums.Materials must be tested under actual service to determine their suitability for a particular purpose.Warranty and Limited Remedy: Aearo Technologies LLC warrants that each Aearo Technologies LLC product meets the applicable Aearo Technologies LLC product specification at the time Aearo Technologies LLC ships the product. Aearo Technologies LLC MAKES NO OTHER EXPRESS OR IMPLIED WARRANTIES OR CONDITIONS, INCLUDING ANY IMPLIED WARRANTY OR CONDITION OF MERCHANTABILITY OR FITNESS FOR A PARTICULAR PURPOSE. If the Aearo Technologies LLC product does not conform to this warranty, the sole and exclusive remedy is, at Aearo Technologies LLC’s option, replacement of the Aearo Technologies LLC product or refund of the purchase price.Limitation of Liability: Except where prohibited by law, Aearo Technologies LLC will not be liable for any loss or damage arising from the Aearo Technologies LLC product, whether direct, indirect, special, incidental or consequential, regardless of the legal theory asserted.E-A-R, 3M ISOLOSS, ISODAMP and VersaDamp are trademarks of 3M Company and its affiliatesprinted 2/16Aearo Technologies LLC • a 3M company7911 Zionsville Road, Indianapolis, IN 46268U.S. Toll Free: 877-327-4332 Web: www.earglobal.com solutions@earglobal.comTYPICAL PROPERTIESMATERIAL SUMMARY SHEET 7Molding Materials – ThermoplasticsMolding Materials – Thermoplastics VersaDamp materials also feature adjustable damping and stiffness, enabling custom-tuning of dynamic response. This materials family also offers an extended service temperature range.• Excellent physical integrity• Soft and pliable, yet physically strong • Good flame resistance • Excellent wear resistance • Very high loss factor, for effective structureborne shock, vibration and noise control at the source• Tight tolerancesPROPERTYV-2325V-2590V-2599V-2775DescriptionTPR ThermoplasticTPRThermoplasticTPR ThermoplasticTPR ThermoplasticHardness ASTM D2240 Type A Durometer 23C (73F) 15 sec post impact 33 52 50 60Flammability UL 94 1.5 mm (0.06 in thick) 3.2 mm (0.125 in) Listed HB FMVSS-302Meets at 3.2 mm (0.125 in)Meets at 3.2 mm (0.125 in)Meets at 3.2 mm (0.125 in)Meets at 3.2 mm (0.125 in)Compression Load Deflection kPa (psi) ASTM D575 at 5.1 mm/min (0.2 in/min) 10% kPa (psi) 20% kPa (psi) 30% kPa (psi) 290 (42) 538 (78) 841 (122) 650 (90) 1041 (151) 1558 (226) 600 (87) 1055 (153) 1606 (233) 772 (112) 1296 (188) 1917 (278)Compression Set (%) ASTM D395 Method B 22 hr at 22C (72F) 22 hr at 70C (158F) 12 25 18 30 31 50 18 29Tensile Strength kPa (psi) ASTM D412 2358 (342) 3523 (511) 3613 (524) 4068 (590)Tear Strength kN/m (lbf/in) ASTM D624 15 (83) 25 (139) 23 (129) 26 (148)Temperature Range C (F) Peak Damping ASTM D4065 Loss Factor above 0.3%at IOH2 -52C to 11C (-62F to 12F) -44C to 21C (-47F to 70F) -49C to 23C (-56F to 73F) -44C to 7C (-47F to 45F)Maximum Continuous Service Temperature ASTM D2000100C (212F)100C (212F)100C (212F)100C (212F)The data listed in this data sheet are typical or average values based on tests conducted by independent laboratories or by the manufacturer. They are indicative only of the results obtained in such tests and should not be considered as guaranteed maximums or minimums.Materials must be tested under actual service to determine their suitability for a particular purpose.Warranty and Limited Remedy: Aearo Technologies LLC warrants that each Aearo Technologies LLC product meets the applicable Aearo Technologies LLC product specification at the time Aearo Technologies LLC ships the product. Aearo Technologies LLC MAKES NO OTHER EXPRESS OR IMPLIED WARRANTIES OR CONDITIONS, INCLUDING ANY IMPLIED WARRANTY OR CONDITION OF MERCHANTABILITY OR FITNESS FOR A PARTICULAR PURPOSE. If the Aearo Technologies LLC product does not conform to this warranty, the sole and exclusive remedy is, at Aearo Technologies LLC’s option, replacement of the Aearo Technologies LLC product or refund of the purchase price.Limitation of Liability: Except where prohibited by law, Aearo Technologies LLC will not be liable for any loss or damage arising from the Aearo Technologies LLC product, whether direct, indirect, special, incidental or consequential, regardless of the legal theory asserted.Typical Standard ConfigurationsRibbed GrommetsFan MountsRings & BushingsFeetE-A-R, 3M ISOLOSS, ISODAMP and VersaDamp are trademarks of 3M company and its affiliatesprinted 5/16TYPICAL PROPERTIESAearo Technologies LLC • a 3M company7911 Zionsville Road, Indianapolis, IN 46268U.S. Toll Free: 877-327-4332 Office: 651-575-0151 Web: www.earglobal.com solutions@earglobal.comE-A-R, 3M ISOLOSS, ISODAMP and VersaDamp are trademarks of 3M Company and its affiliatesprinted 2/16Aearo Technologies LLC • a 3M company7911 Zionsville Road, Indianapolis, IN 46268U.S. Toll Free: 877-327-4332 Web: www.earglobal.com solutions@earglobal.com
https://multimedia.3m.com/mws/media/1255423O/e-a-r-isodamp-versadamp-material-summary-sheet.pdf | others | Offering solutions for a wide range of applications such as...Lab and office equipmentComputers and peripheralsIndustrial equipmentMOLDING MATERIALS – THERMOPLASTICSMaterial Summary Sheet 7Aearo Technologies LLC • a 3M companyMATERIAL SUMMARY SHEET 7Molding Materials – ThermoplasticsMolding Materials – Thermoplastics E-A-R’s proprietary, highly damped ISODAMP™ thermoplastic and VersaDamp™ thermoplastic molding materials are standard- and custom-molded to provide high performance shock, vibration and noise control. As highly damped elastomers, these materials platforms exhibit extremely low rebound characteristics, ensuring very low amplification at resonance and rapid settling to equilibrium after shock or vibration input.Standard and custom configurations include numerous styles of isolation grommets (with or without metal inserts), bushings, mounting pads and feet, self-locking fan mounts, snubbers, gaskets, bumpers and pads.PROPERTYC-1002C-1100C-8002C-8012C-8070C-8130DescriptionVinyl Solid ThermoplasticVinyl Solid ThermoplasticvTPE Solid ThermoplasticTPE SolidThermoplasticTPE Solid ThermoplasticTPE Solid ThermoplasticHardness ASTM D2240 Type A Durometer 23C (73F) 15 sec impact 54 71 51 40 70 88Flammability UL 94 1.5 mm (0.06 in thick) 3.2 mm (0.125 in) Listed V-0 Listed V-0 Listed V-0 @ 3.4 mm (0.13in) Listed V-0 @ 6 mm (0.24in) Meets V-0 @ 3.2 mm (0.125 in) Listed V-0 @ 3.5 mm (0.14 in)FMVSS-302Compression Load Deflection kPa (psi) ASTM D575 at 0.51 cm/min (0.2 in/min) 10% kPa (psi) 20% kPa (psi) 30% kPa (psi) 393 (57) 1145 (166) 2468 (358) 1172 (170) 3688 (535) 7756 (1125) 455 (66) 883 (128) 1358 (197) 324 (47) 627 (91) 958 (139) 951 (138) 1799 (261) 2799 (406) 2495 (362) 6494 (942) 9087 (1318)Compression Set (%) ASTM D395 Method B 22 hr at 22C (72F) 22 hr at 70C (158F) *50C(122F) 14 62 25 60 15 99 12 100 15 98 35 90Tensile Strength kPa (psi) ASTM D412 8963 (1300) 13789 (2000) 5309 (770) 3309 (480) 10059 (1459) 11279 (1636)Tear Strength kN/m (lbf/in) ASTM D624 40 (224) 65 (370) 25 (141) 18 (100) 50 (285) 72 (410)Temperature Range C (F) Peak Damping Performance Temperature Range ASTM D4065 Loss Factor above 0.3% strain in shear mode at 10 Hz -13C to 37C (9F to 99F) 3C to 56C (37F to 132F) -4C to 40C (-25F to 104F) -22C to 21C (-8F to 70F) 4C to 42C (42F to 86F) 6C to 30C (42F to 86F)The data listed in this data sheet are typical or average values based on tests conducted by independent laboratories or by the manufacturer.They are indicative only of the results obtained in such tests and should not be considered as guaranteed maximums or minimums.Materials must be tested under actual service to determine their suitability for a particular purpose.Warranty and Limited Remedy: Aearo Technologies LLC warrants that each Aearo Technologies LLC product meets the applicable Aearo Technologies LLC product specification at the time Aearo Technologies LLC ships the product. Aearo Technologies LLC MAKES NO OTHER EXPRESS OR IMPLIED WARRANTIES OR CONDITIONS, INCLUDING ANY IMPLIED WARRANTY OR CONDITION OF MERCHANTABILITY OR FITNESS FOR A PARTICULAR PURPOSE. If the Aearo Technologies LLC product does not conform to this warranty, the sole and exclusive remedy is, at Aearo Technologies LLC’s option, replacement of the Aearo Technologies LLC product or refund of the purchase price.Limitation of Liability: Except where prohibited by law, Aearo Technologies LLC will not be liable for any loss or damage arising from the Aearo Technologies LLC product, whether direct, indirect, special, incidental or consequential, regardless of the legal theory asserted.E-A-R, 3M ISOLOSS, ISODAMP and VersaDamp are trademarks of 3M Company and its affiliatesprinted 2/16Aearo Technologies LLC • a 3M company7911 Zionsville Road, Indianapolis, IN 46268U.S. Toll Free: 877-327-4332 Web: www.earglobal.com solutions@earglobal.comTYPICAL PROPERTIESMATERIAL SUMMARY SHEET 7Molding Materials – ThermoplasticsMolding Materials – Thermoplastics VersaDamp materials also feature adjustable damping and stiffness, enabling custom-tuning of dynamic response. This materials family also offers an extended service temperature range.• Excellent physical integrity• Soft and pliable, yet physically strong • Good flame resistance • Excellent wear resistance • Very high loss factor, for effective structureborne shock, vibration and noise control at the source• Tight tolerancesPROPERTYV-2325V-2590V-2599V-2775DescriptionTPR ThermoplasticTPRThermoplasticTPR ThermoplasticTPR ThermoplasticHardness ASTM D2240 Type A Durometer 23C (73F) 15 sec post impact 33 52 50 60Flammability UL 94 1.5 mm (0.06 in thick) 3.2 mm (0.125 in) Listed HB FMVSS-302Meets at 3.2 mm (0.125 in)Meets at 3.2 mm (0.125 in)Meets at 3.2 mm (0.125 in)Meets at 3.2 mm (0.125 in)Compression Load Deflection kPa (psi) ASTM D575 at 5.1 mm/min (0.2 in/min) 10% kPa (psi) 20% kPa (psi) 30% kPa (psi) 290 (42) 538 (78) 841 (122) 650 (90) 1041 (151) 1558 (226) 600 (87) 1055 (153) 1606 (233) 772 (112) 1296 (188) 1917 (278)Compression Set (%) ASTM D395 Method B 22 hr at 22C (72F) 22 hr at 70C (158F) 12 25 18 30 31 50 18 29Tensile Strength kPa (psi) ASTM D412 2358 (342) 3523 (511) 3613 (524) 4068 (590)Tear Strength kN/m (lbf/in) ASTM D624 15 (83) 25 (139) 23 (129) 26 (148)Temperature Range C (F) Peak Damping ASTM D4065 Loss Factor above 0.3%at IOH2 -52C to 11C (-62F to 12F) -44C to 21C (-47F to 70F) -49C to 23C (-56F to 73F) -44C to 7C (-47F to 45F)Maximum Continuous Service Temperature ASTM D2000100C (212F)100C (212F)100C (212F)100C (212F)The data listed in this data sheet are typical or average values based on tests conducted by independent laboratories or by the manufacturer. They are indicative only of the results obtained in such tests and should not be considered as guaranteed maximums or minimums.Materials must be tested under actual service to determine their suitability for a particular purpose.Warranty and Limited Remedy: Aearo Technologies LLC warrants that each Aearo Technologies LLC product meets the applicable Aearo Technologies LLC product specification at the time Aearo Technologies LLC ships the product. Aearo Technologies LLC MAKES NO OTHER EXPRESS OR IMPLIED WARRANTIES OR CONDITIONS, INCLUDING ANY IMPLIED WARRANTY OR CONDITION OF MERCHANTABILITY OR FITNESS FOR A PARTICULAR PURPOSE. If the Aearo Technologies LLC product does not conform to this warranty, the sole and exclusive remedy is, at Aearo Technologies LLC’s option, replacement of the Aearo Technologies LLC product or refund of the purchase price.Limitation of Liability: Except where prohibited by law, Aearo Technologies LLC will not be liable for any loss or damage arising from the Aearo Technologies LLC product, whether direct, indirect, special, incidental or consequential, regardless of the legal theory asserted.Typical Standard ConfigurationsRibbed GrommetsFan MountsRings & BushingsFeetE-A-R, 3M ISOLOSS, ISODAMP and VersaDamp are trademarks of 3M company and its affiliatesprinted 5/16TYPICAL PROPERTIESAearo Technologies LLC • a 3M company7911 Zionsville Road, Indianapolis, IN 46268U.S. Toll Free: 877-327-4332 Office: 651-575-0151 Web: www.earglobal.com solutions@earglobal.comE-A-R, 3M ISOLOSS, ISODAMP and VersaDamp are trademarks of 3M Company and its affiliatesprinted 2/16Aearo Technologies LLC • a 3M company7911 Zionsville Road, Indianapolis, IN 46268U.S. Toll Free: 877-327-4332 Web: www.earglobal.com solutions@earglobal.com
https://multimedia.3m.com/mws/media/1426847O/isodamp-c-8000-mss51.pdf | others | Offering solutions for a wide range of applications such as...Computer & PeripheralServer/Data CenterSmartphone & TabletIoT DevicesISODAMP™ C-8000 SERIESMaterial Summary Sheet 51Aearo Technologies LLC • a 3M companyMATERIAL SUMMARY SHEET 51ISODAMP™ C-8000 SERIESISODAMP™ C-8000 SERIES • Highly damped thermoplastic molded products for noise, shock and vibration control• RoHS Compliant• Non-halogenated• Listed UL 94 V-0 flame rating• Available in durometers from 40 to 88 Type APROPERTYC-8012C-8002C-8070C-8130DescriptionTPE Solid ThermoplasticTPE Solid ThermoplasticTPE Solid ThermoplasticTPE Solid ThermoplasticHardness ASTM D2240 Type A Durometer 23C (73F) 15 sec impact40517088Compression Load Deflection kPa (psi) ASTM D575 at 0.51 cm/min (0.2 in/min) 10% kPa (psi) 324 (47) 455 (66) 951 (138) 3619 (525) 20% kPa (psi)627 (91)883 (128)1799 (261)6494 (942) 30% kPa (psi)958 (139)1358 (197)2799 (406)9087 (1318)Compression Set (%) ASTM D395 Method B 22 hr at 22C (72F)12151535 22 hr at 70C (158F)100999890Tensile Strength kPa (psi) ASTM D4123309 (480)5309 (770)10059 (1459)11279 (1636)Tear Strength kN/m (lbf/in) ASTM D62418 (100)25 (141)50 (285)72 (410)Temperature Range C Peak Damping Performance Temperature Range @ 10 Hz -26 to 22-6 to 374 to 425 to 27 @ 100 Hz-19 to 35-2 to 508 to 5310 to 34 @ 1000 Hz-13 to 554 to 7114 to 6816 to 41Flammability UL 94Listed V-0 @ 6 mm (0.24 in)Listed V-0 @ 3.4 mm (0.13 in)Listed V-0 @ 3.2 mm (0.125 in)Listed V-0 @ 3.5 mm (0.14 in)RoHS CompliantYesYesYesYesHalogen Free*YesYesYesYesThe above technical information and data should be considered representative or typical only and should not be used for specification purpose. **Halogen-free per IEC 61249-2-21. 3M, E-A-R, and ISODAMP are trademarks of 3M Company and its affiliatesprinted 5/17Aearo Technologies LLC • a 3M company7911 Zionsville Road, Indianapolis, IN 46268U.S. Toll Free: 877-327-4332 Web: www.earglobal.com solutions@earglobal.comTYPICAL PROPERTIESprinted 5/17Aearo Technologies LLC • a 3M company7911 Zionsville Road, Indianapolis, IN 46268U.S. Toll Free: 877-327-4332 Office: 651-575-0151 Web: www.earglobal.com solutions@earglobal.comMATERIAL SUMMARY SHEET 51ISODAMP™ C-8000 SERIESC-8012Shear Modulus (MPa)/(Loss Factor)Reduced Frequency (Hz)Frequency (Hz)C-8002Shear Modulus (MPa)/(Loss Factor)Reduced Frequency (Hz)Frequency (Hz)C-8070Shear Modulus (MPa)/(Loss Factor)Reduced Frequency (Hz)Frequency (Hz)C-8130Shear Modulus (MPa)/(Loss Factor)Reduced Frequency (Hz)Frequency (Hz)3M, E-A-R, and ISODAMP are trademarks of 3M Company and its affiliates0.11101001000100001.E-011.E+001.E+011.E+021.E+031.E+041.00E-051.00E-031.00E-011.00E+011.00E+031.00E+051.00E+071.00E+091.00E+11Frequency (Hz)Shear Modulus (MPa) / (Loss Factor)Reduced Frequency (Hz)Isodamp C-800280 70 60 50 40 30 20 10 0 -10°C(1.0)(0.1) May 13, 2013 - Orig 0.11101001000100001.E-011.E+001.E+011.E+021.E+031.E+041.00E-041.00E-021.00E+001.00E+021.00E+041.00E+061.00E+081.00E+101.00E+12Frequency (Hz)Shear Modulus (MPa) / (Loss Factor)Reduced Frequency (Hz)Isodamp C-8012 40 30 20 10 0 -10 -20 -30°C(1.0)(0.1)May 13, 2013 - Orig 1101001000100001.E+001.E+011.E+021.E+031.E+041.00E-061.00E-041.00E-021.00E+001.00E+021.00E+041.00E+061.00E+081.00E+10Frequency (Hz)Shear Modulus (MPa) / (Loss Factor)Reduced Frequency (Hz)Isodamp C-8130(1.0)(0.1) 80 70 60 50 40 30 20 10 0 -10°CMay 13, 2013 - Orig 1101001000100001.E+001.E+011.E+021.E+031.E+041.00E-051.00E-031.00E-011.00E+011.00E+031.00E+051.00E+071.00E+091.00E+11Frequency (Hz)Shear Modulus (MPa) / Loss Factor Reduced Frequency (Hz)Isodamp C-8070(1.0)(0.1)80 70 60 50 40 30 20 10 0 -10°C May 29, 2013 - Preliminary printed 5/17Aearo Technologies LLC • a 3M company7911 Zionsville Road, Indianapolis, IN 46268U.S. Toll Free: 877-327-4332 Web: www.earglobal.com solutions@earglobal.comTechnical Information: The technical information, recommendations and other statements contained in this document are based upon tests or experience that Aearo Technologies LLC believes are reliable, but the accuracy or completeness of such information is not guaranteed. Product Use: Many factors beyond Aearo’s control and uniquely within user’s knowledge and control can affect the use and performance of an Aearo Technologies LLC product in a particular application. Given the variety of factors that can affect the use and performance of an Aearo Technologies LLC product, user is solely responsible for evaluating the Aearo Technologies LLC product and determining whether it is fit for a particular purpose and suitable for user’s method of application. Warranty, Limited Remedy, and Disclaimer: Unless an additional warranty is specifically stated on the applicable Aearo Technologies LLC product packaging or product literature, Aearo Technologies LLC warrants that each Aearo Technologies LLC product meets the applicable Aearo Technologies LLC product specification at the time Aearo Technologies LLC ships the product. Aearo Technologies LLC MAKES NO OTHER WARRANTIES OR CONDITIONS, EXPRESS OR IMPLIED, INCLUDING, BUT NOT LIMITED TO, ANY IMPLIED WARRANTY OR CONDITION OF MERCHANTABILITY OR FITNESS FOR A PARTICULAR PURPOSE OR ANY IMPLIED WARRANTY OR CONDITION ARISING OUT OF A COURSE OF DEALING, CUSTOM OR USAGE OF TRADE. If the Aearo Technologies LLC product does not conform to this warranty, then the sole and exclusive remedy is, at Aearo Technologies LLC’s option, replacement of the Aearo Technologies LLC product or refund of the purchase price. Limitation of Liability: Except where prohibited by law, Aearo Technologies LLC will not be liable for any loss or damage arising from the Aearo Technologies LLC product, whether direct, indirect, special, incidental or consequential, regardless of the legal theory asserted, including warranty, contract, negligence or strict liability.3M, E-A-R, and ISODAMP are trademarks of 3M Company and its affiliates
https://publish.sanyodenki.com/San_Ace_E/book/#target/page_no=603 | others | San Ace General Catalog JavaScript must be enabled.
https://www.ebmpapst.com/content/dam/ebm-papst/loc/americas/accessories/Capacitors.pdf | others | CAPACITORS Part Number 2111-4-7320 99282-4-7320 99283-4-7320 2103-4-7320 68462-4-7320 99284-4-7320 2101-4-7320 99285-4-7320 99286-4-7320 99287-4-7320 Size (μF) 1 1.5 2 2.5 3 4 5 6 8 10 Temp. Range (0C) -25 to +85 -25 to +85 -25 to +85 -25 to +85 -25 to +85 -25 to +85 -25 to +85 -25 to +85 -25 to +85 -25 to +85 (For larger sizes consult factory) METAL CAPACITORS with ALUMINUM LID Size Part Number (μF) 2151-4-7320 1 2155-4-7320 1.5 2156-4-7320 2 2159-4-7320 2.5 2160-4-7320 3 2161-4-7320 4 2162-4-7320 5 2163-4-7320 6 2164-4-7320 7 2165-4-7320 8 2166-4-7320 10 2167-4-7320 12 90026-4-7320 14 2168-4-7320 16 2169-4-7320 20 2170-4-7320 25 Temp. Range (0C) -25 to +85-25 to +85-25 to +85-25 to +85-25 to +85-25 to +85-25 to +85-25 to +85-25 to +85-25 to +85-25 to +85-25 to +85-25 to +85-25 to +85-25 to +85-25 to +85I Housing Max. Dim in. (mm) Type a b d Plastic 1 1.9 0.5 (25) (49) (12) Aluminum 1 2 0.5 (25) (SO) (12) Plastic 1 1.9 0.5 (25) (49) (12) Plastic 1 1.9 0.5 (25) (48) (12) Plastic 1 1.9 0.5 (25) (48) (12) Plastic 1.2 1.9 0.5 (30) (48) (12) Plastic 1.2 2.3 0.5 (30) (58) (12) Aluminum 1.4 2.2 0.5 (35) (55) (12) Plastic 1.4 2.3 0.5 (35) (58) (12) Plastic 1.4 2.7 0.5 (35) (68) (12) Max. Dim in. (mm) a b C 1.2 3 3.3 (30)(77) (85) 1 3 3.3 (25)(77) (85) 1 3 3.3 (25)(77) (85) 1.2 3 3.3 (30)(77) (85) 1.2 3 3.3 (30)(77) (85) 1.2 4.2 4.4 (30)(107) (112) 1.2 4.24.4 (30)(107) (112) 1.2 4.24.4 (30)(107)(112) 1.4 4.2 4.4 (35)(107) (112) 1.4 4.2 4.4 (35)(107)(112) 1.4 44.2 (35)(102) (107) 1.4 44.2 (35)(102) (107) 1.6 44.2 (40)(102) (107) 1.6 44.2 (40)(102)(107) 1.6 4.85 (40)(122) (127) 1.8 4.8 5 (45) (122) (127) HOW 10 USE CAPACITORS FOR MULTI-SPEED BLOWERS It is possible to make any ebm blower with a PSC motor a multi­speed blower by adding a second or third capacitor on the load line (blue) at or near the value of the motor run capacitor. Actual capacitor value and RPM achieved are dependent on the nature of each application. b (46) 1,3 8(3 5") 9.3 235.';0 - Overpressure disconnecter: lhe protector responds to overload by the generated overpressure expanding the housing andsnapping off the internal lead at a predeter­mined breaking point- Installation: "c" is the overall dimension after operation of overpressure disoonnector whichhas to be taken into account when mountingthe partebmpapst Accessories - CapacitorsAccessories with UL and cUL Approvals Part Size Number (μF)450-21-00171 450-21-00181.5 450-21-00192 450-21-00202.5 450-21-00213 450-21-00224 450-21-00235 450-21-00246 450-21-00268 450-21-002710 450-21-002812 450-21-002916 450-21-003020 450-21-003125 Part Number for Boot * UL File# for capacitorsUL File# for Bootebmpapst Temp Range°C -40 to +85-40 to +85-40 to +85-40 to +85-40 to +85-40 to +85-40 to +85-40 to +85-40 to +85-40 to +85-40 to +85-40 to +85-40 to +85-40 to +85-40 to +85-40 to +85-40 to +85710-00-0042E229850 MH17276 ebm-papst Inc., 2024 © ebm-papst Inc. reserves the right to change any specifications or data without notice HB±0.030in±0.76mm±0.060 in±1.52 mm 0.750 in 19.05 mm0.810±0.060 in 20.6±1.52 mm0.500 in 12.7 mmMAX.LABEL ±0.060 in±1.52 mminmminmminmm2.0050.8 2.125 53.981.7544.5 1.875 47.633.875 98.433.125 79.382.0050.8DimensionsHBD710-00-0166Ainmminmm1.75 44.4DimensionsAB1.538.12.0050.81.538.1BD450-21-003330 450-21-003440 2.563.5 2.625 66.68710-00-01672.358.422.3 58.42inmminmmCDCD450-21-014814ebm-papst Inc. · 100 Hyde Rd. Farmington, CT · Phone: +1 (860) 674-1515· Fax: +1 (860) 674-8536 · sales@us.ebmpapst.com · www.ebmpapst.us
https://www.ebmpapst.com/content/dam/ebm-papst/loc/americas/accessories/Capacitors.pdf | others | CAPACITORS Part Number 2111-4-7320 99282-4-7320 99283-4-7320 2103-4-7320 68462-4-7320 99284-4-7320 2101-4-7320 99285-4-7320 99286-4-7320 99287-4-7320 Size (μF) 1 1.5 2 2.5 3 4 5 6 8 10 Temp. Range (0C) -25 to +85 -25 to +85 -25 to +85 -25 to +85 -25 to +85 -25 to +85 -25 to +85 -25 to +85 -25 to +85 -25 to +85 (For larger sizes consult factory) METAL CAPACITORS with ALUMINUM LID Size Part Number (μF) 2151-4-7320 1 2155-4-7320 1.5 2156-4-7320 2 2159-4-7320 2.5 2160-4-7320 3 2161-4-7320 4 2162-4-7320 5 2163-4-7320 6 2164-4-7320 7 2165-4-7320 8 2166-4-7320 10 2167-4-7320 12 90026-4-7320 14 2168-4-7320 16 2169-4-7320 20 2170-4-7320 25 Temp. Range (0C) -25 to +85-25 to +85-25 to +85-25 to +85-25 to +85-25 to +85-25 to +85-25 to +85-25 to +85-25 to +85-25 to +85-25 to +85-25 to +85-25 to +85-25 to +85-25 to +85I Housing Max. Dim in. (mm) Type a b d Plastic 1 1.9 0.5 (25) (49) (12) Aluminum 1 2 0.5 (25) (SO) (12) Plastic 1 1.9 0.5 (25) (49) (12) Plastic 1 1.9 0.5 (25) (48) (12) Plastic 1 1.9 0.5 (25) (48) (12) Plastic 1.2 1.9 0.5 (30) (48) (12) Plastic 1.2 2.3 0.5 (30) (58) (12) Aluminum 1.4 2.2 0.5 (35) (55) (12) Plastic 1.4 2.3 0.5 (35) (58) (12) Plastic 1.4 2.7 0.5 (35) (68) (12) Max. Dim in. (mm) a b C 1.2 3 3.3 (30)(77) (85) 1 3 3.3 (25)(77) (85) 1 3 3.3 (25)(77) (85) 1.2 3 3.3 (30)(77) (85) 1.2 3 3.3 (30)(77) (85) 1.2 4.2 4.4 (30)(107) (112) 1.2 4.24.4 (30)(107) (112) 1.2 4.24.4 (30)(107)(112) 1.4 4.2 4.4 (35)(107) (112) 1.4 4.2 4.4 (35)(107)(112) 1.4 44.2 (35)(102) (107) 1.4 44.2 (35)(102) (107) 1.6 44.2 (40)(102) (107) 1.6 44.2 (40)(102)(107) 1.6 4.85 (40)(122) (127) 1.8 4.8 5 (45) (122) (127) HOW 10 USE CAPACITORS FOR MULTI-SPEED BLOWERS It is possible to make any ebm blower with a PSC motor a multi­speed blower by adding a second or third capacitor on the load line (blue) at or near the value of the motor run capacitor. Actual capacitor value and RPM achieved are dependent on the nature of each application. b (46) 1,3 8(3 5") 9.3 235.';0 - Overpressure disconnecter: lhe protector responds to overload by the generated overpressure expanding the housing andsnapping off the internal lead at a predeter­mined breaking point- Installation: "c" is the overall dimension after operation of overpressure disoonnector whichhas to be taken into account when mountingthe partebmpapst Accessories - CapacitorsAccessories with UL and cUL Approvals Part Size Number (μF)450-21-00171 450-21-00181.5 450-21-00192 450-21-00202.5 450-21-00213 450-21-00224 450-21-00235 450-21-00246 450-21-00268 450-21-002710 450-21-002812 450-21-002916 450-21-003020 450-21-003125 Part Number for Boot * UL File# for capacitorsUL File# for Bootebmpapst Temp Range°C -40 to +85-40 to +85-40 to +85-40 to +85-40 to +85-40 to +85-40 to +85-40 to +85-40 to +85-40 to +85-40 to +85-40 to +85-40 to +85-40 to +85-40 to +85-40 to +85-40 to +85710-00-0042E229850 MH17276 ebm-papst Inc., 2024 © ebm-papst Inc. reserves the right to change any specifications or data without notice HB±0.030in±0.76mm±0.060 in±1.52 mm 0.750 in 19.05 mm0.810±0.060 in 20.6±1.52 mm0.500 in 12.7 mmMAX.LABEL ±0.060 in±1.52 mminmminmminmm2.0050.8 2.125 53.981.7544.5 1.875 47.633.875 98.433.125 79.382.0050.8DimensionsHBD710-00-0166Ainmminmm1.75 44.4DimensionsAB1.538.12.0050.81.538.1BD450-21-003330 450-21-003440 2.563.5 2.625 66.68710-00-01672.358.422.3 58.42inmminmmCDCD450-21-014814ebm-papst Inc. · 100 Hyde Rd. Farmington, CT · Phone: +1 (860) 674-1515· Fax: +1 (860) 674-8536 · sales@us.ebmpapst.com · www.ebmpapst.us
https://www.ebmpapst.com/content/dam/ebm-papst/loc/americas/accessories/Capacitors.pdf | others | CAPACITORS Part Number 2111-4-7320 99282-4-7320 99283-4-7320 2103-4-7320 68462-4-7320 99284-4-7320 2101-4-7320 99285-4-7320 99286-4-7320 99287-4-7320 Size (μF) 1 1.5 2 2.5 3 4 5 6 8 10 Temp. Range (0C) -25 to +85 -25 to +85 -25 to +85 -25 to +85 -25 to +85 -25 to +85 -25 to +85 -25 to +85 -25 to +85 -25 to +85 (For larger sizes consult factory) METAL CAPACITORS with ALUMINUM LID Size Part Number (μF) 2151-4-7320 1 2155-4-7320 1.5 2156-4-7320 2 2159-4-7320 2.5 2160-4-7320 3 2161-4-7320 4 2162-4-7320 5 2163-4-7320 6 2164-4-7320 7 2165-4-7320 8 2166-4-7320 10 2167-4-7320 12 90026-4-7320 14 2168-4-7320 16 2169-4-7320 20 2170-4-7320 25 Temp. Range (0C) -25 to +85-25 to +85-25 to +85-25 to +85-25 to +85-25 to +85-25 to +85-25 to +85-25 to +85-25 to +85-25 to +85-25 to +85-25 to +85-25 to +85-25 to +85-25 to +85I Housing Max. Dim in. (mm) Type a b d Plastic 1 1.9 0.5 (25) (49) (12) Aluminum 1 2 0.5 (25) (SO) (12) Plastic 1 1.9 0.5 (25) (49) (12) Plastic 1 1.9 0.5 (25) (48) (12) Plastic 1 1.9 0.5 (25) (48) (12) Plastic 1.2 1.9 0.5 (30) (48) (12) Plastic 1.2 2.3 0.5 (30) (58) (12) Aluminum 1.4 2.2 0.5 (35) (55) (12) Plastic 1.4 2.3 0.5 (35) (58) (12) Plastic 1.4 2.7 0.5 (35) (68) (12) Max. Dim in. (mm) a b C 1.2 3 3.3 (30)(77) (85) 1 3 3.3 (25)(77) (85) 1 3 3.3 (25)(77) (85) 1.2 3 3.3 (30)(77) (85) 1.2 3 3.3 (30)(77) (85) 1.2 4.2 4.4 (30)(107) (112) 1.2 4.24.4 (30)(107) (112) 1.2 4.24.4 (30)(107)(112) 1.4 4.2 4.4 (35)(107) (112) 1.4 4.2 4.4 (35)(107)(112) 1.4 44.2 (35)(102) (107) 1.4 44.2 (35)(102) (107) 1.6 44.2 (40)(102) (107) 1.6 44.2 (40)(102)(107) 1.6 4.85 (40)(122) (127) 1.8 4.8 5 (45) (122) (127) HOW 10 USE CAPACITORS FOR MULTI-SPEED BLOWERS It is possible to make any ebm blower with a PSC motor a multi­speed blower by adding a second or third capacitor on the load line (blue) at or near the value of the motor run capacitor. Actual capacitor value and RPM achieved are dependent on the nature of each application. b (46) 1,3 8(3 5") 9.3 235.';0 - Overpressure disconnecter: lhe protector responds to overload by the generated overpressure expanding the housing andsnapping off the internal lead at a predeter­mined breaking point- Installation: "c" is the overall dimension after operation of overpressure disoonnector whichhas to be taken into account when mountingthe partebmpapst Accessories - CapacitorsAccessories with UL and cUL Approvals Part Size Number (μF)450-21-00171 450-21-00181.5 450-21-00192 450-21-00202.5 450-21-00213 450-21-00224 450-21-00235 450-21-00246 450-21-00268 450-21-002710 450-21-002812 450-21-002916 450-21-003020 450-21-003125 Part Number for Boot * UL File# for capacitorsUL File# for Bootebmpapst Temp Range°C -40 to +85-40 to +85-40 to +85-40 to +85-40 to +85-40 to +85-40 to +85-40 to +85-40 to +85-40 to +85-40 to +85-40 to +85-40 to +85-40 to +85-40 to +85-40 to +85-40 to +85710-00-0042E229850 MH17276 ebm-papst Inc., 2024 © ebm-papst Inc. reserves the right to change any specifications or data without notice HB±0.030in±0.76mm±0.060 in±1.52 mm 0.750 in 19.05 mm0.810±0.060 in 20.6±1.52 mm0.500 in 12.7 mmMAX.LABEL ±0.060 in±1.52 mminmminmminmm2.0050.8 2.125 53.981.7544.5 1.875 47.633.875 98.433.125 79.382.0050.8DimensionsHBD710-00-0166Ainmminmm1.75 44.4DimensionsAB1.538.12.0050.81.538.1BD450-21-003330 450-21-003440 2.563.5 2.625 66.68710-00-01672.358.422.3 58.42inmminmmCDCD450-21-014814ebm-papst Inc. · 100 Hyde Rd. Farmington, CT · Phone: +1 (860) 674-1515· Fax: +1 (860) 674-8536 · sales@us.ebmpapst.com · www.ebmpapst.us
https://www.ebmpapst.com/content/dam/ebm-papst/media/catalogs/products/Catalog_Compactfans_US_en.pdf | others | Product Catalog 2022-11Compact fans for AC, DC and EC02in fan technologyTrendsetterUncompromising quality made by ebm-papstAmong the best.Trendsetting with innovative technologies. Listening to customers’ needs. Developing new ideas to meet requirements and realizing them with pioneering spirit. This philosophy has made ebm-papst the leading technology pioneer in the world of fans.A brand in that decades of application expertise gained from largevolume fan production and because we are in a position to produce highly efficient quality products. Our intelligent solutions for electronics cooling make sure that you are always one step ahead of the competition thanks to innovative, reliab-le, top-quality technology. Of course they are readily available at fair market prices.And if required, tailor-made right down to the last detail. In other words, if you need fans that do not yet actually exist, contact us. We at ebm-papst call that: Engineering a better life.ContentsCompact fans for AC, DC and EC03Compact fans for AC, DC and EC · Edition 2022-11InformationDC axial fansDC centrifugal fansDC fans – specialsGreenTech EC axial fansAC axial fansAccessories AC centrifugal fansContactsPagePageInformation04About ebm-papst04Types of fans and their function05Expertise and technology06Flexibility in every application – tailor-made for you08Product names09Optional special versions10Service life11Selecting the correct fan12Fan installation13Definitions14Standard test equipment to determine the fan characteristics15DC axial fans16Axial fans18DC centrifugal fans148Centrifugal fans150Tangential fans232Centrifugal fans and blowers234DC fans – specials252Technical information254Speed signals256Alarm signals258Speed setting262FanCheck / R4R-Feature265Climate and moisture protection266GreenTech EC axial fans268About GreenTech EC axial fans270Progress made by ebm-papst271GreenTech EC axial fans272GreenTech EC in-line duct fans292AC axial fans298Axial fans300AC centrifugal fans336Centrifugal fans338Accessories350Finger guards, Inlet rings, Connection cables, Handheld Programmer, Accessories and Connection diagrams352Contacts382Contacts worldwide382What Engineering a better life means to us. Who we are.With over 20,000 different products, ebm-papst offers the right solutionfor just about any challenge. As the logical next stage in the developmentof our highly-efficient GreenTech EC technology, we believe that industri-al digitization offers the greatest future prospects for our customers.With GreenIntelligence, we already represent intelligently interconnectedcomplete solutions that are unrivaled worldwide. Because we are always committed to making each of our innovativehardware and software solutions more powerful, compact, efficient andsustainable than its predecessor, we have evolved over the years into theglobal technology leader for ventilation and drive technology.What drives us.But our consistent pursuit of efficiency and progress has even deeperroots. After all, there is something that excites us even more than ourmarket position. It is the deep awareness that, with our solutions, we are making the lives of many people around the globe more pleasant, safer and thus better. Therefore, the central driving force in all our thoughts and actions is Engineering a better life. It is the reason why it is worthwhile for us to get up every day and doour best. More about this under ebmpapst.com/betterlifeWhat you get out of it.Collaborating with us brings you tangible benefits, such as a clear competitive edge in IoT and digital network-ing, sustainable product solutions that allow you to fulfil the latest environmental guidelines, and perfect system solutions from one source, shaped by un-compromising quality management in every step of the process. At ebm-papst, over 800 engineers and technicians develop the solution that perfect-ly fits your requirements. Tell us what we can do for you! One of our numerous sales sites around the world is sure to be near to you.05Compact fans for AC, DC and EC · Edition 2022-11InformationAxial fans: High air flow with medium to relatively high pressure increase The air flow in axial fans with an impeller that is similar to a propeller is conducted largely parallel to the axis of rotation, in other words in the axial direction. Axial fans with free air delivery at zero static pressure have the lowest power input that rises with increasing back pressure. Axial fans for cooling of electronic equipment are mostly equipped with external housing. The electric motor is integrated in the fan hub. This compact design allows space-saving accommodation of all devices. The flange is equipped with mounting holes.Diagonal fans: High air flow at relatively high pressure increaseAt first glance diagonal fans only differ slightly from axial fans. Intake is axial, whereas exhaust is diagonal. Due to the conical shape of the wheel and housing, the air is pressurized more in the diagonal fan. In direct comparison with axial fans of the same size and comparable performance, these fans are distinguished by the lower operating noise at high pressures.Centrifugal fans: High pressure increase at limited flow rateGenerally, many cooling tasks can be performed excellently by axial and/or diagonal fans. But if the cooling airflow has to be deflected at an angle of 90°, for example, or if even greater pressure increase is necessary, centrifugal fans are more effective. For your application, ebm-papst offers not only complete centrifugal fans, but also motor/impeller combinations without external housing.Tangential fans: High air flow with low pressure increaseTangential fans are used especially to produce a wide airflow distribution through devices. The air flows through the roller-shaped impellers twice in the centrifugal direction: in the intake area from the outside to the inside and in the outflow area from the inside to the outside. Whirls form in the roller due to the vanes, which guarantee a steady flow of air through the impeller.Types of fans and their function06Compact fans for AC, DC and EC · Edition 2022-11Drive know-howFor the past 80 years, all conceivable types and applications of drive engineering have played an essential role at ebm-papst. A commitment that is the foundation for the development of optimum drive solutions regardless of the type of fan and its use. In DC fans, ebm-papst set standards 50 years ago with the intro-duction of DC fans with electronically commutated external rotor motors. In the changeover from AC fans to EC motors, ebm-papst is again doing pioneering work. EC motors for AC connection are highly efficient and impress with their long service life, higher air flow and significant pressure increase.Smooth operationOur aerodynamically optimized design and high mechanical preci-sion produces outstanding noise properties in series production. The "soft" commutation electronics of DC and EC fans produce a very smooth operation. By avoiding steep switching edges when the individual coils are switched, this reduces the structure-borne noise from the motor. Computer-aided measurements and series of analyses performed in a state-of-the-art sound measuring chamber are conducted on each fan model from the very beginning.Long service lifeThe bearing system plays a vital role both in the long service life and the smooth operation of device fans. The Sintec compact bearing provides most of the device fans with a proven bearing system. Constant low noise during the entire operating time and considerably lower shock sensitivity are the outstanding features of this bearing technology. In addition, with regard to temperature endurance, Sintec compact bearings can be used without problems in most applications.Despite the slightly greater noise and shock sensitivity of ball bea-rings, this bearing technology should be given preference for fans exposed to extreme thermal and adverse application conditions (e.g. extreme environmental conditions, critical installation posi-tion, etc.). The service life data provided in this catalog is based on extensive service life tests and mathematically / scientifically pro-ven service life calculations. Our product descriptions are updated continuously with all relevant data obtained from long-term tests.InformationExpertise and technology07Compact fans for AC, DC and EC · Edition 2022-11AerodynamicsWith the aid of state-of-the-art computer programs, we are able to optimize the fan impellers and the inner shape of the housing. Air output and available motor performance are matched exactly to the size of fan. This guarantees the low noise that is typical for ebm-papst, even at high back pressure.Sturdy construction – in metal or plasticFans of all-metal construction: sturdy and resistant. The housing is made of an aluminum alloy. The metal surfaces that are subject to corrosion are permanently protected by an impact- and abrasion resistant electrophoretic baked enamel. This particular version is very recyclable. Fans with fiberglass-reinforced plastic housing and impeller: Excellent stability and low weight distinguish this highly efficient fan design. Combinations of metal housing and plastic impeller combine the advantages of both types of design.Product imagesThe dimensioned drawings and product photos that appear in the catalog are for orientation purposes and may differ in some details from the actual product design.Product liabilityMotors and fans from ebm-papst are components intended for proper installation. The customer bears responsibility for the overall end product.Brand name PAPSTThe PAPST mark is a registered brandmark for ebm-papst products and is a synonym for compact fans of the highest quality, functionality and reliability for decades.Safety is includedIt goes without saying that all ebm-papst fans conform to the approval requirements of the VDE (Association of German Electri-cal Engineers)and the standards and regulations of UL and CSA. All fans conform to the European Standard EN 60335 or EN 60950 plus those of the UL (Underwriters Laboratories) and CSA (Canadian Standards Association). Our DC fans are mostly designed for pro-tection class 3 / protective extra-low voltage. AC fans for protection class 1. ebm-papst fans meet the highest requirements of electrical safety. All design variants feature reverse polarity and locked-rotor protection. We also have a wide selection of suitable fans for indus-try-specific standards, such as those known from the railroad, refri-geration or housing sectors. You can find more information in our industry-specific catalogs at ebmpapst.com.Quality in detailIt is the important details that reveal the meaning of the words "made by ebm-papst": Consistent adherence to development and design processes and a goal-oriented commitment to quality along the entire process chain are the foundation for the above-average service life of our fans. 100,000 hours and above are no longer an exception. The no-compromise ebm-papst quality assurance spans over all process levels – from the choice of materials and the use of carefully selected, certified suppliers, from the production of parts up to the final assembly. These details combine to result in reliable fan products with an aboveaverage service life.ErP DirectiveAll products with power consumption between 125 W and 500 kW are subject to the European "Energy-related Products Directive" (ErP) for improving energy efficiency, with the first stage applicable from 2013 and the second as of 2015. Thanks to ground-breaking GreenTech EC technology, all of our fans and motors in these per-formance classes already exceed the ErP Directive today.Information08Compact fans for AC, DC and EC · Edition 2022-11Practical applications: fans that are customized and smartebm-papst has always developed customer-specific smart fans that meet the exact requirements of the application. In addition to the wide range of standard fan types, we offer specific fans in many sizes, performance classes and designs: with smart motor features, monitoring and control functions as well as special designs for use under extreme conditions. They are all based on the standard type fans that you will find in this catalog. Special fan types for your application can be produced in economical batch sizes. Our expert engineers will assist you in selecting the right configuration.Innovation at its best:Smart and customer-specific configurable solutions increase effi-ciency and cost-effectiveness. For example, temperature-depen-dent speed profiles are possible with a number of freely selectable interpolation points. External speed settings and a variety of com-binable alarm and tachometer functions can also be programmed.The digital motor management achieves high control accuracy. Bus interfaces also offer a much greater possibility of control and monitoring for the digital future. Higher degree of protection for every type of applicationebm-papst provides, on request, many fan series in versions that meet to the requirements of degree of protection IP 54 and IP 68: Their stator and all electrical components are fully encapsulated. Stainless steel ball bearings can be used for operation in particu-larly aggressive media and use under extreme environmental conditions, thus providing additional reliability.Almost anything is possibleRegardless of your cooling and ventilation tasks, we will develop the right solution. And the most economical one. Based on the fans listed in this catalog, more than 4000 different versions are available.Temperature-controlled fansFans with temperature-controlled speed have particularly quiet and efficient cooling characteristics. Thanks to integrated intelligence, they adapt their speed to the current cooling requirements. Speed setting via interfacesWith a wide range of DC fans with separate control input, ebm-papst provides an alternative to the NTC-controlled types of fans. They are especially suitable for systems and units that already have standard interfaces for varying speed via internal switching and control circuits. The main applications are units that require load-dependent, individual speed profiles or systems with minimum standby cooling requirements and varied speed increase at varying power peaks.Electronic tachometerDo you want to be informed about the current fan speed at all times? ebm-papst has fans with an integrated "electronic tacho-meter". It registers the actual value of the fan speed. Via an inte-grated sensor, the fan generates speed-dependent signals that can be used directly. Depending on the number of poles of the motor, 2, 3, or 6 pulses per revolution are generated.Alarm signal for greater safetyIf your application requires monitored fan operation, in addition to speed monitoring, ebm-papst also provides a multitude of varying alarm signals. Depending on the type of fan in question, the signal will either be static, already evaluated, or interface-compatible. The alarm signal output provides reliable long-term monitoring and a status signal if critical operating conditions arise.InformationFlexibility in every application – tailor-made for you09Compact fans for AC, DC and EC · Edition 2022-1109Compact fans for AC, DC and EC · Edition 2022-11AxiForceDC fan. Axial compact fan optimized for noise and efficiency with pressure-oriented characteristic curve in different standard sizes.AxiEcoDC fan. Compact and powerful. Innovative fan impeller design with rotating fan housing maximizes efficiency and reduces noise.AxiRevDC fan. Axial compact fans designed for maximum noise reduction with a volume-oriented characteristic curve and round housing. Reversibility and symmetrical fan impellers enable identical air performance values in both directions of rotation. Designed for decentralized residential ventilation.DiaForceDC fan. New single-stage principle with highly innovative aerodynamic design. Exceptionally pressure-oriented with outstanding noise values.AxiTwinDC fan. Counter-rotating fan with two counter-rotating fan impellers and innovative aluminum flange with integrated guide blades. Exceptionally pressure-oriented. Redundancy is offered by the two fans that rotate independently of one another.S-ForceDC fan. Powerful generation of fans in various sizes. Clear focus on pressure-resistant characteristic curve.S-PantherDC fan. Powerful generation of fans in various sizes. A significant focus on noise and air flow.AxiACiAC fan. Energy-saving compact fans with wide voltage range and volume-oriented characteristic curve in various sizes. Can be used universally as a retrofit for existing AC solutions or in new projects with AC power supply. With extensive approval (e.g. DIN EN 60335-2-89) and a broad temperature range.The product names mentioned are registered trademarks of ebm-papst St. Georgen GmbH & Co. KGProduct names10Compact fans for AC, DC and EC · Edition 2022-11Speed signal /2, /12 The fan uses a separate wire to output information about its speed,and thus about the speed of the rotor. For technical details, pleaserefer to page 256 and the following.Go / NoGo alarm /37, /39 The fan uses a separate wire to output a static signal when it isstationary, thus providing information about whether or not the rotor is turning. For technical details, please refer to page 260 and the following.Alarm with speed limit /17, /19 When one of the speeds defined in the fan electronics is undershot,the fan outputs a static signal providing information that the set speed limit was undershot. For technical details, please refer to page 258 and the following.External temperature sensor An NTC resistor (negative temperature coefficient) is attached to the fan via a separate wire and the fan changes its speed depending on the temperature on the NTC. For technical details, please refer to page 262.Internal temperature sensorIn this case, the NTC is integrated into the fan and the fan changes its speed depending on the temperature at the NTC. For technical details, please refer to page 262.PWM control inputThe speed of the fan can be changed via a pulse-width-modulatedsignal. This signal is applied to a specially provided wire. For techni-cal details, please refer to page 263.Analog control input The speed of the fan can be changed via a control voltage. This con-trol voltage is applied to a specially provided wire. For technical de-tails, please refer to page 263.Multi-option control input The fan has a control input that the user can trigger either using aPWM signal, an analog signal, or a variable resistor. For technicaldetails, please refer to page 264.Bus inputBus interfaces provide a wide range of monitoring and control of your application. Fans from ebm-papst with bus interface can be easily and conveniently integrated into your system.Moisture protection Protection for the fan electronics against moisture and condensati-on. For technical details, please refer to page 266.Degree of protection IP54* / IP68* Protection of motor and circuit board against splashed water andmoisture. For technical details, please refer to page 266.Salt spray protection ATEX according to DIN EN 60079-7. Protection of fan against the damaging effects of salt spray. For technical details, please refer to page 266.Direction of rotation On many variants, the direction of rotation can be changed via a control input.* IP= International degree of protection marking; For AC fans max. IP 65 available.InformationOptional special versions(see chapter DC fans - specials from p. 252)Possible special designs are depicted on the catalog page.In the catalog, a text box in the upper right corner provi-des information on the special designs that are technical-ly possible in the fan series.Please note that these special versions are not possible for all voltages and speeds, and not in all combinations. The special versions are designed for specific customers and projects and are usually not available off the shelf.11Compact fans for AC, DC and EC · Edition 2022-11InformationService life L10 (40 °C)All values in the first column are based on in-house service life en-durance tests in which our products are operated in several opera-ting positions at 40 °C as well as 70 °C until they fail. A fan isdeemed to have failed when it deviates from its defined air flow and speed values, or when the operating noise becomes noticeab-le. Such tests can take several years before a representative num-ber of failures has been registered. There are still some fans in the process of endurance testing today that came into testing in the early 1980s. These fans are proof of the legendary "made by ebm-papst" reliability.Test results are presented in a diagram and the service life of the product L10 at the temperature tested is determined based on the Weibull distribution. These tests have given us years of experience in the way various design parameters and temperatures can affect the service life of a product. Data for service life at various tempe-ratures for new products can be stated with a very high degree of precision based on tests, product specifications, and commonalities in the design of the product.Life expectancy L10IPC (40 °C)The second service life column states the life expectancy L10IPC. This information is based on the international standard IPC 9591. Again here, the foundations for the service life values are our service life endurance tests at high ambient temperatures. The service life at temperatures below the test temperatures is calcula-ted using fixed factors. This method produces much higher service life values, especially at room temperature (see diagram on right).Summary:The life span calculations have been carried out to the best of ourknowledge and are based on experience gained by ebm-papst. The specified L10 (40 °C) and L10IPC (40 °C) values all allow state-ments to be made about the theoretical calculated service life under certain assumptions. The values determined here are extra-polations from our own service life tests and from statistical vari-ables. In the respective customer applications, there may be diffe-rent influencing factors that cannot be included in the calculations due to their complexity. The service life information is explicitly not a guarantee of service life, but strictly a theoretical quality figure.Service lifeService life data from ebm-papst St. GeorgenOur fans catalog gives two different values for the service life of each product: The first column usually states the service life L10 at 40 °C. Exceptions are marked in the column headings.The second column states the life expectancy L10IPC (40 °C).Fans in an endurance test cabinet atebm-papst St. Georgen.1500 fans are operated in temperaturecabinets until they fail.Example of the influence of factorsfrom various manufacturers on the lifeexpectancy.Bathtub curve and Weibull distribution.12Compact fans for AC, DC and EC · Edition 2022-111. Dissipated energyA large amount of the energy consumed by electrical and electronicdevices is converted to heat. So when selecting the correct fan, it is important to determine the dissipated energy that must be removed. The electrical power consumption of the unit to be cooled often represents a suitable value for this purpose.2. Admissible temperature increaseThe air flow that the selected fan is required to generate, is deter-mined by the dissipated energy and the admissible heating (ΔT) of the cooling airflow (from entry to exit of the device to be cooled). The maximum admissible ΔT depends greatly on the temperature sensitivity of the individual parts of the device.For example, ΔT = 5K means that the average cooling airflow leaving the device to be cooled may be only 5°C warmer than the ambient temperature. This requires a lot of air. A lower air flow rate is sufficient if a higher temperature difference (e.g. ΔT = 20K), can be tolerated.3. Required cooling airflow ■ In the diagram below, a horizontal line is drawn from the dissipated energy to intersect with the selected ΔT line. ■ Read down from this point to obtain the required value for the cooling airflow. The diagram is based on the following formula: 4. Fan selectionBut the fan you are looking for must also be able to deliver a suit-able static pressure increase Δpf, in order to force the cooling air through the device. So a fan must be selected that provides the required air flow performance within its operating range (see also the air performance curves under technical data).5. Fan selection with multiple alternativesIf more than one fan meets your requirements, the sound level, power consumption, space requirements, economy, and ambient conditions will assist in making the final choice.qV = CPL·ρL·ΔTPVDefinitionsPV = amount of heat to be dissipated in [W]CPL = specific heat capacity of air in [J/kg/K]CPL = 1010 [J/kg/K] = 0.28 [Wh/kg/K]ρL = air density in [kg/m3]ρL = 1.2 kg/m3ΔT = T1-T2 temperature difference in [K] between inlet and outletInformationSelecting the correct fan13Compact fans for AC, DC and EC · Edition 2022-11Intake or exhaust side installationUnder ideal conditions, the operating point is represented as theintersection between the fan and loss curves, regardless of whetherthe fan is positioned at the air intake or exhaust side of the device. In addition to ensuring the required flow rate, several other aspects must be considered for determining an appropriate fan concept. The intake air currents of a fan are mainly laminar, comprising nearly the entire suction area. By contrast, the exhaust air of a fan is generally turbulent and flows in a preferred direction, such as axial for an axial fan. The turbulence of the exhaust intensifies the heat transfer from components within the air currents, so that installing the fan on the air intake side of the device is recommen-ded for cooling and heating. Installing the fan at the device intake is also advantageous because the fan will not be subjected to the dissipated heat of the device. Therefore, it operates at low ambient temperatures and has a greater life expectancy.Information on installationWhen a fan is operated for the first time in an application, the user may have noticed that the air flow in the device was lower than expected. What is the reason for this? ■ The values stated in this catalog were determined under optimum, constant, and comparable measurement conditions. ■ Due to manufacturing tolerances, both the speed of the drive motor and the geometric shape of the fan impeller are usually not exactly the nominal values but within defined tolerance ranges. ■ Ideal installation conditions under which free air intake and exhaust are present are seldom feasible in practice. Quite frequently, the fans have to be installed in close proximity to other components or cabinet panels. As a consequence, the intake and exhaust currents may be restricted, causing the air flow to diminish and the sound level to increase. Fans are particularly sensitive to obstructions that are positioned directly in front of the output cross section, and they often cause an increase in tonal noise.Our advice: The distance between the fan and adjacent compo-nents should be at least equal to the installation depth of the fan.InformationFan installationAccident preventionThe turning rotor and the high speeds that are so-metimes involved mean that our fan products carry an inherent risk of injury. They may only be operated after correct installation and with suitable protective equip-ment (e.g. with a finger guard). More information can be found in the Internet at: www.ebmpapst.com/safety!BaffleMultidirectional intake, laminar currentsUnidirectional exhaust, turbulent14Compact fans for AC, DC and EC · Edition 2022-11ominal voltage [volts]The voltage at which the nominal values(the table values listed in this catalog) were determined. The fan operation for DC fans is not limited to the nominal vol-tage. Fan speed and fan performance can vary according to the admissible voltage range that is specified on the nameplate of each fan. Please note that this is not a pulsed or modulated DC voltage.Frequency [Hz]ebm-papst AC fans are made for operatingfrequencies of 50 Hz or 60 Hz. Their techni-cal data changes accordingly.Air flow [m3/h, cfm]The air performance of the fan in free airoperation, i.e. the fan blows into the free space without static pressure increase.Fan curvesThe fan curves are determined in accor-dance with DIN ISO 5801 specifications on a dualchamber test stand with intake side measurement. This measurement technique closely approximates the ope-rating conditions experienced in typical applications for fans and yields realistic performance curves. The curves apply to an air density of ρ =1.2 kg/m3 corresponding to an air pressure of 1013 mbar at 20 °C. Variations in air density affect pressuregeneration, but not the flow rate. The pressure generated at other air densities can be estimated with the formula Δρ2 = Δρ1 (ρ2 / ρ1). The nominal speed values, air flow and power consumption listed in the table were measured in free air operation with horizontal shaft at an ambient temperature of 20 °C - 25 °C, air density ρ =1.2 kg/m3 after a warmup period of 5 min.Noise [dB(A), Bel(A)] 1. Sound pressure level – dB(A) Noise ratings of the fan in free air operation, i.e. at maximum flow rate. 2. Sound power level 1 Bel(A) = 10 dB(A)Extent of the overall sound radiation of the fan. The sound power level is determined in the optimum operating point, that means, where the fan operates optimally in terms of efficiency and noise.Power consumption [watts]Input performance of the fan motor whenoperating free blowing at nominal voltage.Depending on the operating condition in the application, the power consumption may be significantly higher.Temperature range [°C]The admissible ambient temperature rangewithin which the fan can be expected to runcontinuously.Service life [h] Lebensdauer L10 bei 40 °C Standard figures for service life at ebm-papst. These two temperatures are based on intensive, in-house endurance tests and on experience from more than 80 years developing fans.Life expectancy L10IPC (40 °C)Information calculated in line with the standard IPC 9591. Data based on the internal life expectancy at 70 °C, more optimistically extrapolated to 40 °C.We expressly state that none of theinformation or data in this catalog is to beconstrued as a guarantee or warranty of properties.Unit conversion:Air flow Pressure1 cfm = 1.7 m3/h 1 Pa = 1x10-5 bar1 l/s = 3.6 m3/h 1 inch H2O = 249 Pa1 l/min = 0.06 m3/h 1 mm H2O = 9.81 PaSubject to technical changes.We do not support aerospace applications with our products. German and international patents (registered designs and utility models).ebm-papst is a registered trademark of ebm-papst Mulfingen GmbH & Co. KG.InformationDefinitions15Compact fans for AC, DC and EC · Edition 2022-11InformationStandard test equipment to determine the fan characteristicsPressure/air flowSound pressure and sound power levelBlow-down test facility acc. to ISO 5801All acoustic values are determined in accordance with ISO 13347, DIN 45635 and ISO 3744/3745 as per accuracy class 2 and given in A-rated form.For measurement of the sound pressure level Lp the micropho-ne is located on the intake side of the fan being tested, generally at a distance of 1 m on the fan axis.For measurement of the sound power level Lw 10 microphones are distributed over an enveloping surface on the intake side of the fan being tested (see graphic). The measured sound power level can be roughly calculated from the sound pressure level by adding 7 dB.Measurement set-up according to ISO 13347-3 and DIN 45635-38: measuring pointsd ≥ Dh = 1.25mMeasurement area S = 6d² + 7d (h + 1,5d)Test object Rectifier Auxiliary fan V Flow rate measurement Pst P∞ T∞ 3d2dhD1,5dSound power level pressure/air flow:Outlet side regulated test rig in semi-anechoic chamber according to ISO 10302TestobjektDrossel- auslassPstP∞ T∞Testobjekt10 Mikrofone (r = 2 m)P∞ T∞10 microphones (r = 2 m)16DC axial fansProduct overviewOur DC product portfolio offers a wide range of different sizes and performance classes suitable for the requirements of your individual application.All fan types are equipped with efficient, brushless motor technology, electronically commutated drive and electronic reverse polarity protection. They impress with a long service life and outstanding efficiency. This reduces the thermal load, thus ensuring maximum efficiency and a long service life. All fan types are designed in IP20 as standard. IP54/IP68 solution
https://orionfans.com/productFiles/datasheet/AFM.pdf | others | Orion Fans10557 Metric DriveDallas, TX 75243800.323.2439A division of Knight Electronics,information and data are subject tochange without prior notiﬁ cation.Model No.Description WeightAFM-01NCAir-ﬂ ow switch, NC with mounting clip and clamp (for attaching to existing fan assembly)6 g (0.2 oz)AFM-01NOAir-ﬂ ow monitor, NO with mounting clip and clamp (for attaching to existing fan assembly)6 g (0.2 oz)AFM-80NCAir-ﬂ ow monitor, NC with 80 x 80mm (3.15”) plastic ﬁ nger guard20 g (0.7 oz)AFM-80NOAir-ﬂ ow monitor, NO with 80 x 80mm (3.15”) plastic ﬁ nger guard20 g (0.7 oz)AFM-92NCAir-ﬂ ow monitor, NC with 92 x 92mm (3.62”) plastic ﬁ nger guard20 g (0.7 oz)AFM-92NOAir-ﬂ ow monitor, NO with 92 x 92mm (3.62”) plastic ﬁ nger guard20 g (0.7 oz)AFM-120NCAir-ﬂ ow monitor, NC with 120 x 120mm (4.27”) plastic ﬁ nger guard31 g (1.1 oz)AFM-120NOAir-ﬂ ow monitor, NO with 120 x 120mm (4.27”) plastic ﬁ nger guard31 g (1.1 oz)AFM SeriesAir Flow MonitorThe air-ﬂ ow monitor provides a simple alternative to indicate positive or negative air ﬂwww.orionfans.comSpeciﬁ cationsContact Type: Reed/magnet contactNC (Normally Closed): Contact open with air ﬂ owNO (Normally Open): Contact closed with air ﬂ owSwitching Threshold of Air Flow Speed: >8.2 ft/s (2.5 m/s)Hysteresis: 3.3 ft/s (1m/s) - ﬁ xedContact Resistance Incl. Wire: 370m (1214”)Service Life: >100,000 cyclesMaximum Switching Capacity: 10W (resistive load)Maximum Switching Voltage: NC - AC/DC 240VNO - DC 60VMaximum Switching Current: NC - DC 500mANO - DC 170mA perpendicular to air ﬂ owOperating Temperature: -20 to 50°C (-4 to 122°F)Storage Temperature: -20 to 80°C (-4 to 176°F)Housing: Plastic, UL 94HB, blackDimensions: 34 x 17.5 x 7.5mm (1.3 x 0.7 x 0.3”)Protection Type: NEMA 1 (IP 20)Agency Approvals: CERoHS CompliantDimensions: mm (inch)Wiring Example+−80 x 80(3.15 x 3.15)92 x 92 / 120 x 120(3.62 x 3.62 / 4.72 x 4.72)7.5 (0.3)17.5(0.7)34 (1.3)e.g signaldeviceAFM-KITKit includes air-ﬂ ow switch (AFM-01NC), clip, three plastic guards (80, 92 and 120mm), LED and holder, buzzer, switch and wall-mount power supply. Delivered with a complete 10-foot wire assembly. ow of fans or blowers. When properly installed and connected in series with an optical (i.e. LED) or audible signaling device, a bi-directional switch will activate an electrical contact if the air ﬂ ow of the fan falls below 8.2 ft/s, turning the signaling device on or off. The AFM monitor can also be attached to an existing plastic grill or guard.protective plastic grill Mounting Position: Air-ﬂow monitoring openingAir-ﬂ ow monitor integrated in a protective plastic grillConnection: 2 x single strand AWG26, length 500mm (20”), tip of stranded wire stripped/tinned 5mm (0/20”)NC version (black wires), NO version (blue wires) Mounting: Attachment clamp and/or clip, or integrated in
https://www.ebmpapst.com/content/dam/ebm-papst/media/catalogs/products/Catalog_Axialfans_2007_EN.pdf | others | version 07Axial fansThe engineer’s choice2Axial fansebm-papst's axial fans prove their reputation as space-saving wonders by moving air for hot or coldair exchange in a wide variety of devices and systems. Their outstanding features are their smallinstallation depth, low noise level and exceptional efficiency, and are particularly well suited for airflow through heat exchangers.Furthermore, in the EC version, they become intelligent "energy-saving wonders" for an extremelywide range of applications, primarily in ventilation, air-conditioning and refrigeration technology andthe automotive industry.One principle, countless optionsThe axial fan, the function of which is similar toa propeller, moves the air axially, parallel to therevolving motor shaft. The ebm-papst externalrotor motor is integrated directly into the axialimpeller, forming a compact axial fan unit. Theyare usually installed with wall rings in short orlong nozzles.The extensive ebm-papst product range offersthe right solution for each requirement and isclassified for a wide variety of applications:– S series with sickle-shaped blades for highair flow at medium pressure– K series with especially low noise level –ideally suited for refrigeration plantapplications– A series for high-pressure applicationsis a registered trademark of ebm-papst Mulfingen GmbH & Co. KGDesign according to requirementsEnergy efficiency, controllability and low-noiseperformance – and all this together withexternal rotor motors in AC and EC technology:ebm-papst axial fans are optimally matched tocustomer requirements.The EC technology (12 VDC to 110 VDC or line-voltage-powered 100 VAC to 480 VAC) withintegrated or external electronics enables precision open and closed-loop control withvery high efficiency. The following standardfeatures are available:tach output, error message, linear or PWMinput, temperature or flow rate-dependentcontrol systems or bus-connectable interface.3Table of contentGeneral information4– Company profile: ebm-papst– Our key to success– How to use this catalogue– How to find your ebm-papst product– How to order your ebm-papst productAC axial fans, AC diagonal fans13AC axial fans, S series23AC axial fans, K series131AC axial fans, A series157Square shaded-pole motors (Q-motor)301Energy-saving motors (ESM)315EC axial fans, EC diagonal fans179EC axial fans, S series185EC-SYSTEMS329– Options– Switch power supplies– External commutation electronics for rail technology– Temperature sensor / control module– Pressure control / selection module for 3 speeds– Interface converter / RS485 repeater– RS485 terminal box / hand-held control terminal– Speed setting– LISA control software / fan control software– HMS controllerAccessories361– Guard grilles, streamers– Wall rings– Connection leads– Accessories for Q-motors and ESM– Terminal boxes, capacitors– Speed setting– Motor protection switch– Star-delta switch / repair switchTechnology391– Technical parameters & scope– Impellers– Motors– Control technologyDistributors, agencies and subsidiaries430General informationAC axial fansAC axialS seriesAC axialK seriesAC axialA seriesEC axial fansEC axialS seriesQ-motorESMEC-SYSTEMSAccessoriesTechnologyContacts4Company profile: ebm-papstThe entire scope of ventilation and drive technology: this is the world of ebm-papst. More than 9,800 people – inGermany and throughout the world – develop, produce and sell our motors and fans. Our global presence and our unique range of products based on a quality standard that surpasses every other have made us what we are:world market leader in motors and fans. Expertly knowing what our customers need and incessantly striving to arrive at the perfect application solution for a wide variety of different industries is what determines our dailywork. Those who know us know the high standards we apply to our work and know our creed: to be as close to our customers as possible and to simply be the best in terms of innovation and reliability.Our headquarters in Mulfingen5General informationAC axial fansAC axialS seriesAC axialK seriesAC axialA seriesEC axial fansEC axialS seriesQ-motorESMEC-SYSTEMSAccessoriesTechnologyContactsLeft:Our location in St. GeorgenRight:Our location in LandshutOur history – Our driveRooted in ebm, PAPST and mvl, the three leading innovators in thedevelopment and production of motors and fans, ebm-papst hasestablished itself as the world market leader. Now as ever, our legendaryinventive spirit shines through in products that set standards in manysegments of industry worldwide. We are proud to say that despite difficultcompetition, our performance has always been exemplary and outstand-ing – in business, in our personal relationship with our customers, and ofcourse with respect to technology and engineering. For decades, we havecontributed to the world of air technology and drive engineering withsmall revolutions and large milestones.To maintain this advantage in skills and knowledge to get maximumquality and thus the highest degree of customer satisfaction, ouremployees around the world put their passion and dedication to workfor you.Passionately involved in R&DOur catalogues just list the results of our incessant efforts in R&D:products of highest quality and reliability. After all, it is our passion toconstantly try something new and improve what we have. In doing so,we take advantage of the latest development methods and state-of-the-art technology and invest quite heavily in R&D facilities. Best of all,though, we rely on excellently trained and skilled engineers andtechnicians to be at your service in R&D and Sales & Distribution.Producing and safeguarding high-quality products and servicesThis is our promise without any compromise. Whether produced in one ofour five factories in Germany or one of our eleven international productionsites, our products always have the same high level of quality. This qualitycontrol is something you can definitely rely on! And this across all levelsof production and throughout all processes: consulting customers, devel-opment, material selection through to picking certified, choice suppliersand on to the production of parts and final delivery. On top of this, ourproducts have to pass the most rigourous tests under all realistic operat-ing conditions: continuous stress test, salt spray test, vibration test, orprecision noise measuring, just to mention a few. And the product getsclearance for serial production only after all thedesired characteristics have been determined tobe just right.Environmental care is another priority with ebm-papst. This is why we have developedour product line in EC technology, which makesfor very low power consumption. Due to ourmanufacturing philosophy, there is absolutefocus on environmental care in production,recycling, waste and waste water disposal.Global DomesticIn order to be specialist for customised solutionsthroughout the world, you need strong partners.Global Domestic – i.e. being present all over theworld and being a national company in eachindividual country – is how we have establishedourselves in all important markets on this globewith our successful subsidiaries. And so you willalways find ebm-papst close to home, speakingyour language, and knowing the demands ofyour markets. Besides, our worldwide produc-tion alliance serves as a basis for competitivepricing. Our global services and logistic outlets,i.e. IT networking, safeguard short reactiontimes and just-in-time delivery.All our efforts are documented in a comprehen-sive quality management system, both for prod-ucts and services. Being certified as complyingwith the tough requirements of the internationalstandards DIN EN ISO 9001, ISO/TS 16949-2and of standard DIN EN ISO 14001 is just oneseal of approval we have received for ourunceasing efforts to provide only the bestquality products and services.6Our key to successOur innovations and technologies keep on turning into new industrial standards. This competitive capability can only be maintained by seeing ventilation as a whole: the interrelationship between, and thus the system of, motorengineering, aerodynamics, and electronics. These are our three core competencies, imminently connected andlinked in each of our products. And so we handle air intelligently and quietly and continue to set new standards indrive technology. Our system solutions form the main part of our product range by now. And they will be our mainkey to success.Motor engineering, aerodynamics, electronicsOur drive is well known and famous with specialists: our external-rotormotor, which has made us world market leader – quietly, yet powerfully.Being versatile as to integration, it is ideally suited to the most diverseapplications. Based on this principle, we here at ebm-papst have devel-oped the widest range of fans and motor types in the world. And for hot or aggressive blower mediums, the internal-rotor motor is the perfectcomplement.Still, in drive engineering, certain applications simply require the internal-rotor motor principle, and they are then realised with our motors specifi-cally developed for such cases. Take, for instance, the steering supportmotor in the automotive field developed as innovation in active steering.Be it axial or centrifugal fans, centrifugal blowers, compact fans ortangential blowers: we always design fan blades, impeller blades andducted housings with the specific application in mind. We strive tominimise noise and to optimise efficiency. This is the challenge that we have taken up and which we meet – working away powerfully and quietly.Finally, intelligence will become the decisivefactor on all markets in future. After all, only inconnection with electronics can drive and airflow – as a system solution – have an optimaleffect in a product or application. Interfaces areavoided, and thus potential faults and failures.Setting new standards with EC technologyWherever intelligent air handling is required,where energy consumption needs to be reducedand performance has to be maximised, thereour EC motors are your reliable answer. They donot waste financial or natural resources.Instead, they boost high efficiency, continuouscontrollability via analogue or digital inputs,long and maintenance-free service life, androbustness.ProductionWinding machine7General informationAC axial fansAC axialS seriesAC axialK seriesAC axialA seriesEC axial fansEC axialS seriesQ-motorESMEC-SYSTEMSAccessoriesTechnologyContactsWithout any problems, the ebm-papst EC technology allows you to realisenetworked, bus-linked appliances, to integrate simple or complex controlsat low cost and to also realise time and again new, customised andcomplete solutions. Here, ebm-papst excels as competent developmentpartner, with our experience of more than 25 years and our excellentknow-how in R & D and production also being well documented in a fewhundred national and international patents. And there is also our ability to listen intently, to pay good attention to our customers and theirdemands – in order to come up with new and pioneering ideas, such as:– EC fan units for clean room technology.As the electronics are integrated and the unitis wired up completely and ready to plug in,there is no need for our customers to wastetime and money on laborious wiring work.– Sensitive EC sensor fans for the automotiveindustry providing optimal selection of theair-conditioning unit in the car and, combinedwith booster blowers, individual air-condition-ing of each and every passenger seat.– EC gas blowers with commutation andcontrol electronics including a processor.They are developed in such a way as to make the blower premix the required amountof air with the gas. Aerodynamics with theseblowers are adjusted in such a way as tomake these blowers ideal for use in verylimited space at high back pressure.Left: Endurance test roomCentre: ShakerRight: Measurement stationTop: Betz manometerLeft: Precision noise measurement lab856AC centrifugal fansbackward curved, 3-D, Ø 400– Material: Impeller: Sheet aluminium, joined by tabsRotor: Coated in black– Number of blades: 6– Direction of rotation: Clockwise, seen on rotor– Type of protection: IP 54 (acc. to EN 60529)– Insulation class: "F"– Mounting position: Any– Condensate discharges: None– Mode of operation: Continuous operation (S1)– Bearings: Maintenance-free ball bearingsNominal dataTypeMotorR4E 400M4E 094-FAR4E 400M4E 094-HAsubject to alterations100020003000400005001000[CFM]150020002500[Pa]1002003004005006000,51,01,52,0[in H2O]2,5[m3/h]60 Hz50 Hz21A12BCurvesVACHzrpmWAµF/VDB°Cp. 596 f.A2a)1~ 2305013553751.758.0 /400-40 to +601~ 2306014805402.408.0 /400-40 to +501~ 2305013704802.4010.0 /450-40 to +801~ 2306014607003.1510.0 /450-40 to +55AA2a)BCurveNominal voltageFrequencySpeed/rpm (1)CapacitorPerm. amb. temp.Electr. connection(1) Nominal data in operating point with maximum loadMax. power input (1)Max. current draw (1)1350138013701390n[rpm]P1[W]I[A]3703314694301.751.582.372.17ABAB1221LpA[dB(A)]64656668R4E 400M4E 094-FAFA2a)1~ 2305013553751.758.0 /400-40 to +601~ 2306014805402.408.0 /400-40 to +50A13503701.75A1641AHow to use this catalogueThe ebm-papst catalogue combines a technical and a product-specific section.Technical section: General information on how to select and find ebm-papst products for your specific application is found in the chapters "Selection" (p. 10) and "Technical parameters" (p. 392).In case you require technical background information on ebm-papst product groups, simply turn to the chapters "Impellers" (p. 396), "Motors" (p.410) and "Control technology" (p. 414).Product-specific section: The product-specific section is organised according to product diameters,lines, materials and/or design principles.HeadlineThe headline indicates which technology (AC or EC), which design (centrifugal, axial, etc.), and which line (e.g. S-Range) the product belongsto. Impeller diameter or other features are also indicated.Part designation / TypeThis key designates and identifies all ebm-papst products and serves as part number:1) TypeA - axial fanS - axial fan with guard grilleW - axial fan with wall ringV - axial combinationR - centrifugal fan, single inletG - centrifugal blower, single inlet (with scroll housing)B - centrifugal fan, dual inletD - centrifugal blower, dual inlet (with scroll housing)K - centrifugal combinationM - motorP - pumps2) Number of poles (AC) / number of cores (EC)2-, 4-, 6-, 8- and 12-pole (Z = 12) / 1- and 3-core3) Motor typeD - 3-phase motorE - single-phase motor with operating capacitorG - EC motorS - shaded-pole motorQ - square shaded-pole motors4) Impeller diameter in mm5) Key for mechanical design6) Key for electrical design7) Key for mechanical variantsR 2 E 190 -AO 26 -051 2 3 45 67What a product page is made up of (reduced scale - 50%)9General informationAC axial fansAC axialS seriesAC axialK seriesAC axialA seriesEC axial fansEC axialS seriesQ-motorESMEC-SYSTEMSAccessoriesTechnologyContactsMounting dimensions57– Motor protection: Design with thermal overload protector– Cable exit: Diagonal– Protection class: I (acc. to EN 61800-5-1)– Product conforming to standard: CECentrifugal fanR4E 400-AR05 -06R4E 400-AP17 -06Dimensionsbcdeg141.0 172.0 128.050.090.0164.0 193.0 148.070.0 113.0kg7.18.8Inlet nozzle(long)54476-2-401354476-2-40132bg5ed 1±c 1±Ø124Ø268Ø404257Ø370Ø669050220,3115±M645˚100-0,4Ø600Mass of centrifugal fanCapacitorp. 560 f.Guard grillep. 553Inlet nozzlep. 550Electr. connectionsp. 596 f.2855Ø 100Ø 115Ø 7General informationAC centrifugal,backwardAC centrifugal,forwardEC centrifugal,backwardEC centrifugal, back-ward for clean roomsEC centrifugal,forwardEC-SYSTEMSAccessoriesTechnologyContactsR4E 400-AR05 -06141.0 172.0 128.050.090.07.154476-2-4013Brass lead tipsDepth of screwmax. 12 mmProduct descriptionDepending on the product, information is provided here on the following:material, number of blades, direction of air flow, direction of rotation,system of protection, insulation class, mounting position, condensatedischarge holes, mode of operation, design, bearing, technical equipment,EMC, leakage current, motor protection, electrical connection, cable exit,protection class, capacitor, product conforming to standards, approvalsand options.Nominal dataAC products (up to motor size 074) and EC products (DC-fed):Free-blowing or at minimal backpressureAC products (from motor size 094) and EC products (AC-fed):In operating point at maximum loadGraphic rendition of productsAll drawings represent the design principle and are not to scale.Dimensions are either given in the product drawing or, with varyingdimensions, in the table of dimensions given above the drawing.Indication of relevant accessories and additional informationThe pages indicated at the bottom refer to the accessories, e.g. inletnozzles, guard grilles, wall rings, etc. for this particular product,as well as additional information (e. g. the connection diagram).Curves and operating pointsThe diagram gives air performance curves pertaining to the product.Refer to the operating point table to the right for information on speed,power consumption, current draw, sound level or sound pressure leveland overall efficiency of the impeller.10How to select your ebm-papst productSolutions for ventilation offered by ebm-papstIn the field of ventilation, ebm-papst offers the perfect solution for a vast number of applications. Depending on motor,impeller and control technology, there is almost no limit to the number of possible combinations, thus making sure you canfind the best solution for your application.Criteria for selectionWhen selecting a fan for a specific application, these parameters play animportant role:– Air flow with given back pressure– Voltage supply, divided into DC and AC voltage (1~, 3~)– Noise generation– Efficiency– Available mounting spaceSelecting a fanThe following diagram shows the range of characteristic curves for themost important fan designs and serves as a helpful tool in preselecting a design on the basis of air flow and back pressure.Characteristic curves of the various designsaxial fanscentrifugal fans, backward curvedcentrifugal blowers, single inletcentrifugal blowers, dual inletdiagonal fans[m³/h][Pa]1000200500200050001000020000500002004006008001000120011General informationAC axial fansAC axialS seriesAC axialK seriesAC axialA seriesEC axial fansEC axialS seriesQ-motorESMEC-SYSTEMSAccessoriesTechnologyContactsHow to order your ebm-papst productHave you found the suitable ebm-papst product and would like to order it now?In this case, simply contact your nearest ebm-papst sales office by E-mail, fax or phone.Don't know exactly which ebm-papst product you need to order?In this case, simply contact your nearest ebm-papst sales office by E-mail, fax or phone. Our specialists in ventilation and drive technologyare always there to help you find the best solution for your specificapplication.Using the questions provided in the checklist here as a guideline, you canmake sure your ebm-papst contact has all the necessary information tohandle your enquiry as efficiently and quickly as possible.How your ebm-papst product is deliveredIn our order confirmation, you will find information on when, how andwhere to the delivery will be made.We deliver:– Ex works (excluding packaging)– Via freight carrier (we also use postal services for shipments up to 30 kg)All the other details such as packaging, freight, insurance and customsduty will be settled with your ebm-papst contact prior to the time weissue our order confirmation.Is there anything else you need to know about your ebm-papst product?In this case, simply contact your nearest ebm-papst sales office by E-mail, fax or phone. We have the answer to your problem and are always glad to be able to be of assistance.Using the questions provided in the checklist here as a guideline, you canmake sure your ebm-papst contact has all the necessary information tohandle your enquiry as efficiently and quickly as possible.Checklist– Part designation / type– Quantity needed– Field of application– Ambient conditions (humidity, temperature, climate)– Impeller diameter– Air flow– Back pressure– Voltage supplyFor your nearest sales office, please turn to page 430.1213General informationAC axial fansAC axialS seriesAC axialK seriesAC axialA seriesEC axial fansEC axialS seriesQ-motorESMEC-SYSTEMSAccessoriesTechnologyContactsAC axial fans, AC diagonal fansAC diagonal fansØ 20820AC axial fansØ 130 - Ø 2501414AC axial fansØ 130– Material:Wall ring: Die-cast aluminium,coated in blackBlades:Sheet steel, coated in blackRotor:Open, coated in black– Number of blades: 7– Direction of air flow: "V", exhaust overstruts– Direction of rotation: Counter-clockwise,seen on rotor– Type of protection: IP 20– Insulation class: "B"– Mounting position: AnyNominal dataTypeMotorVACHzm3/hrpmWAµF/VDBdB(A)Pa°CkgW2S130-AA25 -01M2S 052-CAp. 416 f.B)1~ 11550325280041——4980-25 to +601~ 11560380325038——53120-25 to +801~ 23050325280045——4980-25 to +501~ 23060380325039——53120-25 to +70AW2S130-AA03 -01M2S 052-CAB)1.11.1ACurveNominal voltageFrequencyAir flowSpeed/rpmPower inputCurrent drawCapacitorSound pressure levelMax. operative rangePerm. amb. temp.MassElectr. connectionsubject to alterations100200300050100150[CFM]200[Pa]40801201600,20,40,6[in H2O][m3/h]60 Hz50 HzACurvesGuard grillep. 368150±0.555±0.3Ø172±0.565Ø4,35/Ø4,45-0.05Ø162+0.1-0.3Electr. connectionsp. 416 f."V" U– Condensate discharges: None– Mode of operation:Continuous operation (S1)– Bearings: Maintenance-free ball bearings– Motor protection: TOP wired internally– Electrical connection:Cable length 330 mm, beginning at wall ring– Protection class: I– Product conforming to standards: EN 60335-1, CE– Approvals: VDE, UL, CSA, CCC, GOSTBrass lead tips15AC axial fansØ 130– Material:Wall ring: Die-cast aluminium,coated in blackBlades:Sheet steel, coated in blackRotor:Open, coated in black– Number of blades: 5– Direction of air flow: "A", intake overstruts– Direction of rotation: Counter-clockwise,seen on rotor– Type of protection: IP 20– Insulation class: "B"– Mounting position: AnyNominal dataTypeMotorVACHzm3/hrpmWAµF/VDBdB(A)Pa°CkgW2S130-BM15-01M2S 052-CAp. 416 f.B)1~ 11550380270047——60—-25 to +501~ 11560425305046——62—-25 to +701~ 23050380270047——60—-25 to +501~ 23060425305046——62—-25 to +70BW2S130-BM03-01M2S 052-CAB)1.11.1BCurveNominal voltageFrequencyAir flowSpeed/rpmPower inputCurrent drawCapacitorSound pressure levelMax. operative rangePerm. amb. temp.MassElectr. connectionsubject to alterations100200300400050100150[CFM]200250[Pa]204060801001200,10,20,30,4[in H2O][m3/h]60 Hz50 HzBCurvesGuard grillep. 368 f.Electr. connectionsp. 416 f.66150±0.555±0.2162+0.15 -0.30172±0.5Ø4,45-0.05/Ø4,20+0.05General informationAC axial fansAC axialS seriesAC axialK seriesAC axialA seriesEC axial fansEC axialS seriesQ-motorESMEC-SYSTEMSAccessoriesTechnologyContactsÍ "A"– Condensate discharges: None– Mode of operation:Continuous operation (S1)– Bearings: Maintenance-free ball bearings– Motor protection: TOP wired internally– Electrical connection:Cable length 330 mm, beginning at wall ring– Protection class: I– Product conforming to standards: EN 60335-1, CE– Approvals: VDE, UL, CSA, CCC, GOSTBrass lead tips16AC axial fansØ 142– Material:Wall ring: Die-cast aluminium,coated in blackBlades:Sheet steel, coated in blackRotor:Open, coated in black– Number of blades: 7– Direction of air flow: "V", exhaust overstruts– Direction of rotation: Counter-clockwise,seen on rotor– Type of protection: IP 22– Insulation class: "B"– Mounting position: AnyNominal dataTypeMotorVACHzm3/hrpmWAµF/VDBdB(A)Pa°CkgW2E 142-BB05 -01M2E 052-BA1~ 11550330280025——52—-25 to +551~ 11560390330024——57—-25 to +701~ 23050330280025——52—-25 to +551~ 23060390330024——57—-25 to +70AW2E 142-BB01 -01M2E 052-BA0.90.9ACurveNominal voltageFrequencyAir flowSpeed/rpmPower inputCurrent drawCapacitorSound pressure levelMax. operative rangePerm. amb. temp.Masssubject to alterations100200300400050100200[CFM]150[Pa]40801201602000,20,40,6[in H2O][m3/h]60 Hz50 HzACurvesGuard grillep. 368 f.Connection leadp. 37411938+0,5Ø152,5162±0,2150+0,5172+0,5Ø4,2±0,18±0,1"V" UBlade terminal 2.8 x 0.5 mm– Condensate discharges: None– Mode of operation:Continuous operation (S1)– Bearings: Maintenance-free ball bearings– Motor protection: TOP wired internally– Electrical connection: Blade terminal 2.8 x 0.5 mm (operating capacitor connected)– Protection class: I– Product conforming to standards: EN 60335-1, CE– Approvals: VDE, UL, CSA, CCC, GOST17AC axial fansØ 143– Material:Wall ring: Die-cast aluminium,coated in blackBlades:Sheet steel, coated in blackRotor:Open, coated in black– Number of blades: 5– Direction of air flow: "V", exhaust overstruts– Direction of rotation: Counter-clockwise,seen on rotor– Type of protection: IP 20– Insulation class: "B"– Mounting position: AnyNominal dataTypeMotorVACHzm3/hrpmWAµF/VDBdB(A)Pa°CkgW2E143 -AA15 -01M2E 052-BF1~ 11550375280024——55—-25 to +701~ 11560440330026——60—-25 to +701~ 23050375280024——55—-25 to +701~ 23060440330026——60—-25 to +70BW2E143 -AA09 -01M2E 052-BF1.01.0BCurveNominal voltageFrequencyAir flowSpeed/rpmPower inputCurrent drawCapacitorSound pressure levelMax. operative rangePerm. amb. temp.Masssubject to alterations100200300400050100150[CFM]200250[Pa]40801201602000,20,40,6[in H2O][m3/h]60 Hz50 HzBCurvesGuard grillep. 368 f.Connection leadp. 374171,5±0,416296±186±1165±0,48,851±0,3Ø4,6 / 4,75-0,476±125±17,2+0,1 -0,37,2+0,1 -0,3General informationAC axial fansAC axialS seriesAC axialK seriesAC axialA seriesEC axial fansEC axialS seriesQ-motorESMEC-SYSTEMSAccessoriesTechnologyContactsÍ "V"Blade terminal 2.8 x 0.5 mm– Condensate discharges: None– Mode of operation:Continuous operation (S1)– Bearings: Maintenance-free ball bearings– Motor protection: TOP wired internally– Electrical connection: Blade terminal 2.8 x 0.5 mm (operating capacitorconnected)– Protection class: I– Product conforming to standards: EN 60335-1, CE– Approvals: VDE, UL, CSA, CCC, GOST18AC axial fansØ 143– Material:Wall ring: Die-cast aluminium,coated in blackBlades:Sheet steel, coated in blackRotor:Open, coated in black– Number of blades: 5– Direction of air flow: "V", exhaust overstruts– Direction of rotation: Counter-clockwise,seen on rotor– Type of protection: IP 20– Insulation class: "B"– Mounting position: AnyNominal dataTypeMotorVACHzm3/hrpmWAµF/VDBdB(A)Pa°CkgW2E 143-AB15 -01M2E 052-BF1~ 11550420280026——54—-25 to +601~ 11560500330029——58—-25 to +751~ 23050420280026——54—-25 to +601~ 23060500330029——58—-25 to +75AW2E 143-AB09 -01M2E 052-BF1.01.0ACurveNominal voltageFrequencyAir flowSpeed/rpmPower inputCurrent drawCapacitorSound pressure levelMax. operative rangePerm. amb. temp.Masssubject to alterations100200300400050100150[CFM]200250[Pa]40801201602000,20,40,6[in H2O][m3/h]60 Hz50 HzACurvesGuard grillep. 368 f.Connection leadp. 374171,5±0,416296±186±1165±0,48,851±0,3Ø4,6 / 4,75-0,476±125±17,2+0,1 -0,37,2+0,1 -0,3Í "V"Blade terminal 2.8 x 0.5 mm– Condensate discharges: None– Mode of operation:Continuous operation (S1)– Bearings: Maintenance-free ball bearings– Motor protection: TOP wired internally– Electrical connection: Blade terminal 2.8 x 0.5 mm (operating capacitorconnected)– Protection class: I– Product conforming to standards: EN 60335-1, CE– Approvals: VDE, UL, CSA, CCC, GOST19AC axial fansØ 200– Material:Wall ring: Die-cast aluminiumBlades:Sheet steel, coated in blackRotor:Coated in black– Number of blades: 7– Direction of air flow: "V", exhaust overstruts– Direction of rotation: Counter-clockwise,seen on rotor– Type of protection: IP 44– Insulation class: "B"– Mounting position: Any– Condensate discharges: NoneNominal dataTypeMotorVACHzm3/hrpmWAµF/VDBdB(A)Pa°CkgW2E 200-HK86 -01M2E 068-BF1~ 115509252550640.585.0 /22059100-25 to +601~ 1156010302800800.705.0 /22061120-25 to +651~ 230509252550640.291.5 /40059100-25 to +601~ 2306010302800800.351.5 /40061120-25 to +65BW2E 200-HK38 -01M2E 068-BF2.02.0B1~ 230504501370300.21—4050-25 to +701~ 230605251590260.18—4450-25 to +80W4S200-HK04 -01M4S 068-BF2.0CCurveNominal voltageFrequencyAir flowSpeed/rpmPower inputCurrent drawCapacitorSound pressure levelMax. operative rangePerm. amb. temp.Masssubject to alterations2004006008000100300400[CFM]200500[Pa]204060801001201401600,20,40,6[in H2O][m3/h]60 Hz50 HzBCCurvesGuard grillep. 369PEN L(1)ca. 2260240Ø4,5 +0,22251272,6480±0,3240260225Ø4,5+0,2124PE NL2,6780±0,3General informationAC axial fansAC axialS seriesAC axialK seriesAC axialA seriesEC axial fansEC axialS seriesQ-motorESMEC-SYSTEMSAccessoriesTechnologyContactsW2E200-HK(1) Protruding capacitorW4S200-HK"V" U"V" U– Mode of operation:Continuous operation (S1)– Bearings: Maintenance-free ball bearings– Motor protection: TOP wired internally– Electrical connection: Terminal strips(operating capacitor connected)– Protection class: I– Product conforming to standards: EN 60335-1, CE– Approvals: VDE, UL, CSA, CCC; also GOSTBCapacitorp. 382 f.20AC diagonal fansØ 208– Material:Wall ring: Die-cast aluminiumBlades:Plastic PARotor:Coated in black– Number of blades: 5– Direction of air flow: "V", exhaust overstruts– Direction of rotation: Counter-clockwise,seen on rotor– Type of protection: IP 44– Insulation class: "F"– Mounting position: Any– Condensate discharges: NoneNominal dataTypeMotorVACHzm3/hrpmWAµF/VDBdB(A)Pa°CkgW2D208-BA02 -01M2D068-CF3~ 400 Y508202740600.15—67135-25 to +703~ 400 Y609203090800.15—70165-25 to +701~ 115508152750670.706.0 /22068135-25 to +721~ 115609253100870.786.0 /22070165-25 to +72AW2E 208-BA86 -01M2E 068-CF2.82.8B1~ 230508152750670.331.5 /45068135-25 to +721~ 230609253100870.391.5 /45070165-25 to +72W2E 208-BA20 -01M2E 068-CF2.8BCurveNominal voltageFrequencyAir flowSpeed/rpmPower inputCurrent drawCapacitorSound pressure levelMax. operative rangePerm. amb. temp.Masssubject to alterations2004006008000100300400[CFM]200[Pa]204060801001201401600,20,40,6[in H2O][m3/h]60 Hz50 Hz500BA1234Curves3090299029602990n[rpm]P1[W]LpA[dB(A)]8093969270696970AAAA12433100299029603020n[rpm]P1[W]LpA[dB(A)]871001029770706970BBBB1243Capacitorp. 382 f.Guard grillep. 367Ø4,5Ø4,510±0,310±0,3"V" USection C-C– Mode of operation:Continuous operation (S1)– Bearings: Maintenance-free ball bearings– Motor protection:Without TOP,TOP wired internally– Electrical connection: Terminal strips(operating capacitor connected)– Protection class: I– Product conforming to standards:EN 60335-1,also CE– Approvals: VDE, CCC, GOSTBBA21AC axial fansØ 250– Material:Wall ring: Die-cast aluminiumBlades:Sheet steel, coated in blackRotor:Coated in black– Number of blades: 7– Direction of air flow: "V", exhaust overstruts– Direction of rotation: Counter-clockwise,seen on rotor– Type of protection: IP 44– Insulation class: "F"– Mounting position: Any– Condensate discharges: NoneNominal dataTypeMotorVACHzm3/hrpmWAµF/VDBdB(A)Pa°CkgW2E 250-HL06 -01M2E 068-CF1~ 23050186525501270.564.0 /40069100-25 to +601~ 23060197027001800.794.0 /40070100-25 to +45C2.0CurveNominal voltageFrequencyAir flowSpeed/rpmPower inputCurrent drawCapacitorSound pressure levelMax. operative rangePerm. amb. temp.Masssubject to alterations400800120016000200400800[CFM]600[Pa]204060801001201400,10,20,5[in H2O][m3/h]60 Hz50 Hz0,30,4CCurvesCapacitorp. 382 f.Guard grillep. 369PEN L320295Ø5,4 +0,22801272,6480±0,3General informationAC axial fansAC axialS seriesAC axialK seriesAC axialA seriesEC axial fansEC axialS seriesQ-motorESMEC-SYSTEMSAccessoriesTechnologyContacts"V" U– Mode of operation:Continuous operation (S1)– Bearings: Maintenance-free ball bearings– Motor protection: TOP wired internally– Electrical connection: Terminal strips(operating capacitor connected)– Protection class: I– Product conforming to standards: EN 60335-1, CE– Approvals: VDE, UL, CSA, CCC, GOST2223General informationAC axial fansAC axialS seriesAC axialK seriesAC axialA seriesEC axial fansEC axialS seriesQ-motorESMEC-SYSTEMSAccessoriesTechnologyContactsAC axial fans S seriesAC axial fans, S seriesØ 500 - Ø 91074AC axial fans, S seriesØ 200 - Ø 4502424AC axial fansS series, Ø 200– Material: Guard grille: Steel, phosphated and coated in black plasticWall ring: Sheet steel, pre-galvanised and coated in black plasticBlades: Sheet steel, coated in blackRotor: Coated in black– Number of blades: 9– Direction of rotation: Counter-clockwise, seen on rotor– Type of protection: IP 44– Insulation class: "B"– Mounting position: Shaft horizontal or rotor on bottom; rotor on top on request– Condensate discharges: Rotor-side– Mode of operation: Continuous operation (S1)– Bearings: Maintenance-free ball bearingsNominal dataTypeMotor*2D 200 (1)M2D068-BF*2E 200M2E 068-BF*4D 200 (1)M4D068-BFsubject to alterations2004006008000100300400[CFM]200500[Pa]2040
https://wilcoxon.com/wp-content/uploads/2018/11/A-full-spectrum-of-custom-cables_2018.pdf | cable | A full spectrum of custom cablesCable assemblies for every applicationWilcoxon Sensing Technologies builds cables to our exacting standards for a variety of applications:Considerations for cable selectionCable designDescriptionTypical applicationsShielded, twisted pairShielded, twisted pair wire.Permanent sensor installations most often use 2-wire shielded cable because it minimizes electrical noise, including RFI, ESD and EMI and is compatible with standard 2-wire sensors.Multi-conductor shieldedShielded, twisted wire for use with 3, 4 or 5 conductors.Multi-conductor shielded cable is used with 3, 4 or 5 conductor sensors because it minimizes electrical noise.CoaxialCarries power and signal on an inner conductor. The shield acts as the signal common.Coaxial cable is used with BNC connectors and charge output accelerometers. Low-noise mineral insulation cable minimizes triboelectric effects.ShieldingDescriptionTypical applicationsFoilShielding made of aluminized mylar with a drain wire for electrical connection.The foil blocks high levels of RF signal, which are often found in wind turbine nacelles or high-speed turbines.Braided or spiralShielding is provided by a braid made from many strands of small gauge wire and wrapped around the conductor(s) of a cable.Braided shielding is considered more effective at minimizing power line frequencies found around electric motors. Tightly wound braided shield also protects against RF interference.>> Industrial process>> Predictive maintenance>> Condition monitoring>> Military specifications>> Hazardous areas>> Test & measurement>> Transportation>> Underwater>> Paper machines>> Machine tools>> High temperature/radiation resistant>> Maritimeinfo@wilcoxon.com wilcoxon.com buy.wilcoxon.com2Selecting the right cable assembly for a sensor is highly dependent on factors in the environment in which the sensor will operate. It’s important to consider the application and the environment to ensure data reliability.An applications support specialist can help you determine the cable, protection level and connector fittings that meet your needs. Custom cable orders are usually built in less than a week, and many standard cables ship the next day. All cable assemblies are built with care and precision to ensure the quality you’ve come to expect from Wilcoxon.MaxFlex® cablesCable protectionDescriptionTypical applicationsSpiral armored jacketSpiral wrap, interleaved band of metal surrounding a cable.The spiral armored jacket protects the cable from heavy objects such as those found in a hot roll steel mill, and provides chemical resistance due to the cable’s complete isolation from the atmosphere.Stainless steel overbraidBraided electrical shield of stainless steel wrapped along the outside of a cable.A stainless steel overbraid protects the cable from sharp objects and can act as an additional signal shield. For underwater applications, the braid protects the outer insulation from foreign objects and does not trap water.Environmental resistanceDescriptionTypical applicationsTeflon®Best temperature resistance, excellent chemical resistance.The cable jacket of choice for most applications. Teflon can withstand temperatures up to 260°C, making it ideal for high temperature environments. Teflon is resistant to most chemicals and physically strong, providing long cable life.EnviropreneBetter chemical resistance in non-abrasive environments.A low-cost alternative to Teflon. Enviroprene is useful for most environments and protects against common exposures, such as UV rays found in outdoor cable tray installations.PVCGood chemical resistance.PVC is a low-cost solution for dry air installations, but does not provide the same range of chemical resistances as Teflon.Tefzel®Better chemical resistance, rated for use in areas where radiation is present.Radiation resistance makes Tefzel appropriate for use in nuclear environments.PolyurethaneLow-cost, waterproof material with good abrasion resistance.Polyurethane is often used in underwater applications because it can be bonded to metals, creating a watertight seal to the sensor.info@wilcoxon.com wilcoxon.com buy.wilcoxon.comMaxFlex cables for data collectors are designed for high performance in the harsh environments of route-based data collection. With reinforced cable joints at the sensor connector end – the most common point of failure for similar cables due to severe handling – MaxFlex cables are reliable, durable, and resistant to wear and tear. They are also compatible with data collectors made by SKF, Emerson (CSI), Rockwell (Entek/IRD), and GE (Commtest).>> Extended life >> Reinforced for strength and maximum flexibility >> Pull tested to over 100 pounds >> Excellent EMI / RFI shieldingWhy MaxFlex is the best3Durable connectors – built to lastDescriptionTypical applicationsMIL-styleRugged, simple and cost-effective connectors available in a variety of pin configurations.MIL-style is the most common connector used with industrial sensors. They are rugged and offer a wide variety of boots and sealing methods for use in different environments, including splashproof options.Multi-conductorLEMO, Bendix, Turck, M12 and other multi-conductor connections.Multi-conductor connectors are used on data collectors, multi-axis sensors, dual output sensors and triaxial units. M12 connectors are commonly used in process applications.Coaxial2-pin connectors for use with coaxial cables.BNC and 10-32 Microdot connectors reduce the collection time associated with portable data collection.Connector typesWith a wide variety of pin configurations, options for electrical isolation between shield and transducer housing, data collector-compatible connectors and connectors for permanent sensor installations, Wilcoxon has what you need. We offer connector options for a broad range of sensor types, designed to perform under the conditions of any industrial environment.For harsh environmentsWilcoxon’s model 6Q (2-pin MIL-C-5015 connector) boot used with a Teflon® coated cable, such as model J9T2A, has set the standard for ruggedized, submersible connector-cable assemblies. Rated IP68 and tested up to 650 psi, 6Q connectors are usable in temperatures up to 200°C and underwater submersible to a depth of 230 feet. The design of the 6Q allows it to be used both in settings where the cable shield must be connected to the sensor body, and in industrial applications where the shield must be isolated from the sensor (made possible by removing the grounding spring). The pairing of the 6QN neoprene boot and J9T2 Tefzel® cable is an ideal configuration for nuclear environments.For process applications, Wilcoxon offers the new 6H, 6HI and 6HD2 connectors, designed for use with HART-compatible PCH420V sensors. The 6HD2 boot is suitable for Class I, Division 2 hazardous areas.info@wilcoxon.com wilcoxon.com buy.wilcoxon.com4Wilcoxon connector tool kitsWilcoxon provides High Temperature Crimp (HTC) and High Temperature Solder (HTS) tool kits for field assembly of 6Q series connectors. The HTC kit is used to make a crimp connection to a socket, while the HTS kit is for applications where the socket will be soldered to the wire. Each kit comes with all the necessary tools to prepare connectors and cables in the field, including high temperature epoxy to backfill the connector, creating a sealed, potted backshell.Epoxy nozzle, 10 eachCrimp frame tool and crimp positioner tool (HTC kit only)Wire stripperScissorsPlastic socket insertion toolMetal socket insertion toolExacto knife, 15 bladesCrimp toolEpoxy plunger, 4:1Epoxy applicator gunHigh temperature epoxy, 3 eachHow to orderRabcxxd––––aConnector that will mate to sensorbCable termination connectorcCompatible cable typexxCable length (ft or m), including connectors (standard lengths: 10, 16, 32, 64 ft)dOptional: armor (A), stainless steel braid (S), safety connectors (SC)abcxxR signifies cable assembly in Wilcoxon’s part numbering system. See the following pages for cable and connector specifications and tech tips.info@wilcoxon.com wilcoxon.com buy.wilcoxon.com5info@wilcoxon.com wilcoxon.com buy.wilcoxon.com6Connector modelDescriptionCompatible cablesMax tempIP ratingCoaxial1Microdot 10-32, straight plugJ1, J3, J4, J93200°C501AMicrodot 10-32, right angleJ1, J3200°C502BNC, plug, maleJ1, J3, J4, J5A, J6, J9T, J9T2, J9T2A, J9T3A, J9T4, J10, J44, J51165°C502FBNC, femaleJ6, J9, J51, J61, J81, J93165°C502TBNC, twin axialJ9165°C50MIL-C-5015 style6Amphenol, 2-socket, metallicJ3, J4, J5A, J6, J9, J9T, J9T2, J9T2A, J10, J51, J61, J81, J93125°C506D22 pin, suitable for use in Class I Div 2 (Zone 2) areasJ9T2A, J9F125°C676Q / 6QI*2 socket, high temperatureJ5A, J9T, J9T2A, J10, J51, J61, J91200°C686QA / 6QAI*2 socket, high temperatureJ9F200°C676QN / 6QNI*2 socket, radiation resistant, Neoprene boot/Tefzel insertJ9T2105°C686GQ / 6GQI*3 socket, high temperature Viton B® bootJ9T3, J9T3A200°C686GD23 pin, suitable for use in Class I Div 2 (Zone 2) areasJ9T3A125°C676GSL / 6GSLI*3 socket, high temperature Viton B® bootJ9T3, J9T3A125°C676H / 6HI*2 socket, potted backshell, HART-compatibleJ9T2, J9T2A125°C676HD22 socket, HART-compatible, suitable for use in Class I Div 2 areasJ9T2A125°C676SL / 6SLI*2 socket, Viton B® bootJ5A, J9, J9T, J9T2, J9T2A, J9T2AS, J9T3, J9T3A, J9T4, J10, J51, J61125°C676W2 socket, isolated shield, molded connectorJ5A, J9T2A, J10125°C676WR2 socket, right angle, molded connectorJ9T2A, J10125°C6719SL / 19SLI*6 socketJ9T4, J9T4A125°C66M12 styleM12P4 pinJ84, J88, J1085°C67M12S5 socketJ1085°C67455 pinJ9585°C679WBendix, 4 socket, threaded, waterproofJ9T2S, J9T4, J9T4A125°C5020LEMO, 7 pinJ9T, J9T2A, J10, J61125°C50* I indicates electrical isolation between shield and transducer housing.Connector specificationsinfo@wilcoxon.com wilcoxon.com buy.wilcoxon.com7Cable specificationsCableDescriptionMax tempDiameterpF/ft°C°Fin.cmCoaxialJ1Low noise, orange PVC jacket80°176°0.0880.22430J3Low noise, high temp, red Teflon jacket260°500°0.0850.21630J5ARG58, black PVC jacket105°221°0.1900.48330J9TRG59, black Teflon jacket150°302°0.1900.48320J93RG316/U, high temp, clear Teflon jacket200°392°0.0980.24929Shielded, twisted pairJ88Black polyurethane jacket80°176°0.1750.44560J88CBlack polyurethane jacket, coiled with 6” straight ends80°176°0.1750.44560J9Gray PVC jacket80°176°0.2310.58732J9ABrown PVC jacket105°221°0.1900.48328J9T2White Tefzel jacket, radiation resistant150°302°0.1900.48327J9T2AYellow Teflon jacket200°392°0.1900.48327J9T2ASYellow Teflon jacket with stainless steel braid200°392°0.2100.53327J9T2BBlue Teflon jacket200°392°0.2100.53327J9T2SWhite Tefzel jacket with stainless steel braid150°302°0.2100.53327J96White Teflon jacket150°302°0.1450.36835J10Gray Enviroprene jacket125°257°0.1900.48330J9FFoil shield with drain wire, red Teflon jacket200°392°0.1250.31851Multi-conductor shieldedJ9T33 conductor, white Tefzel jacket150°302°0.1900.48327J9T3A3 conductor, yellow Teflon jacket200°392°0.1900.48327J844 conductor, Kevlar reinforced, polyurethane jacket80°176°0.2100.53344J84C4 conductor, coiled, Kevlar reinforced, polyurethane jacket80°176°0.2100.53344J9T44 conductor, red Teflon jacket200°392°0.1900.48330J9T4A4 conductor, yellow Teflon jacket200°392°0.1900.48327J955 conductor, black polyurethane jacket90°194°0.2400.610228Many of our cable assemblies and bulk cables are available online. Visit buy.wilcoxon.com.For application support or to place an order, contact us via email at info@wilcoxon.com, by phone at +1 (301) 330-8811, or visit our RFQ page to request a quote.An Amphenol CompanyTech tipsProtection against solidsProtection against liquidNo protectionVertically dripping waterAngled dripping waterSprayed waterSplashed waterWater jetsPressure jetsImmersion to 1 meterIndefinite immersionNo protectionObjects >50 mmObjects >12.5 mmObjects >2.5 mmObjects >1.0 mmDust-protectedDust-tight0123456780123456Splashproof connectors used with sensors are categorized by Ingress Protection or IP rating. IP ratings are industry standards that indicate how connectors withstand invasion in harsh environments. In order to understand the level of sealing provided by a sensor connector, use the chart below.IP ratingsCable lengthAn accelerometer cable can be run 100 feet without losing signal content. The exact length before signal degradation begins can be determined using cable capacitance (30 pico-Farads per foot is common) and available voltage swing (typically at least 5 V peak-to-peak). Using these values, the maximum length is a function of supply current and the highest frequency of interest. The chart below helps determine maximum cable lengths.Maximum frequency of interestMaximum cable length vs Frequency and supply current1 10 100 kHz6 600 6,000 kCPM10,000 ft3048 m1,000 ft304.8 m100 ft30.5 m10 ft3 mCable lengthl=10 mAl=8 mAl=6 mAl=4 mAl=2 mANote: Graph values assume cable capacities of 30 pF/ft and an available swing of 5 V p-p. The current available is represented by l.Wilcoxon Sensing Technologies@WilcoxonSensinginfo@wilcoxon.comwilcoxon.combuy.wilcoxon.com+1 (301) 330-8811
https://html5.dcatalog.com/?docid=8e9daddd-82b0-4ed4-a656-a8aa011ea6d3#page=148 | cable | Electronics Powered by Prysmian North America History Store Locator Catalogs Single Page Double Page Shopping Cart Crop Share Thumbnails Download PDF Wish list Note Print Toggle Audio Submit Form My Bookmark Magnifier View Documents Where to Go Guide Report Parts Issue Rotate User Guide My Catalog Full screen Exit full screen MY CATALOG Share Download Print × Electronics Search Advanced Search Find Any of these words All of these words Exact phrase match Sort By Closest Match Page number Hide thumbnail By Item Number By Keyword History Catalogs TOC Catalogs TOC Page Range - ADD PAGES PUBLISH SAVE AS PDF HISTORY Document History Title Name Pages Delete Url Empty CLEAR ALL PAGES Notes Add Place note on desired page. Download Notes × DISCLAIMER DECLINE PROCEED × × Share Crop From Email CC Me Recipient Email Subject Message Send Cancel OK A Archive A H X Contents A Advertisers ; See All Search Text Block Page #page_num #doc_title Hi $receivername¦$receiveremail, $sendername¦$senderemail wrote these comments for you: $message $sendername¦$senderemail would like for you to view the following digital edition. Please click on the page below to be directed to the digital edition: $thumbnail$pagenum $link$pagenum No Search Results Found × Page Number Hidden Clicker Hidden Clicker Hidden Clicker × Item Identifier Item Description Item is awesome. Add to Cart Add to Wishlist Find in Store × Share × My Bookmarks Enter a description for this bookmark Bookmark Color : Bookmark Text Color : Manage Bookmarks Save bookmark × Share Your Email Recipient's email Recipient's Name Subject Message Send Email × Form submission confirmation: Your form submission was a success. You will be contacted by Washington Gas with follow-up information regarding your request. Close × Download PDF Download all as PDF Download Range From: To: Enter page range separated by commas (e.g. 1, 3, 5-12) Download × Print Select Print Layout Format Single (1 per page) Facing (2 per page) For best results when printing in "Single" mode, set your printer layout orientation to "Portrait". For best results when printing in "Facing" mode, set your printer layout orientation to "Landscape". Enter Page Range From: To: Enter page range separated by commas (e.g. 1, 3, 5-12) Include Intro Print × Email Form Recipient Email: Subject Message Send × Signature Pad Save Clear × Help This digital edition is powered by DCatalog, Inc. software. For more information, please visit www.dcatalog.com This process might take longer please wait 0% 0% progress Message Abort
https://www.alphawire.com/disteAPI/SpecPDF/DownloadProductSpecPdf?productPartNumber=9448 | cable | %PDF-1.4%����1 0 obj<</CreationDate(D:20240802185713+00'00')/Creator(PDFsharp 1.50.5147 \(www.pdfsharp.com\))/Producer(PDFsharp 1.50.5147 \(www.pdfsharp.com\))>>endobj2 0 obj<</Type/Catalog/Pages 3 0 R>>endobj3 0 obj<</Type/Pages/Count 3/Kids[22 0 R 30 0 R 46 0 R]>>endobj4 0 obj<</Type/ExtGState/ca 1>>endobj5 0 obj<</Type/ExtGState/CA 1>>endobj6 0 obj<</Type/XObject/Subtype/Image/Length 1997/Filter/FlateDecode/Width 166/Height 45/BitsPerComponent 8/ColorSpace[/Indexed/DeviceRGB 127 7 0 R]/Interpolate true>>streamx�͙{W�H�}10�(�`(**V�(�O���u��W�B5UK˺�Wߙ�H���lW�?Ln2�/w�+�J¦�e{u2�¦]_��Qz�'�(,ˢ�˞��w��Io�>��a�,¦�H�6ɂ��\��F>0����D�#R3B�p�/[n�k�i���`OW�$Asv���f����3�۲C^�/.�fۍM��N���xa�6�5����n鉙z^VZ�A~0SMJO������&N)���/����l>�n4���N�D���%���FSJWZ�����K����li�oƦ��=*�{D9�1Eoz�^7����g��F�M�L�؏1&J����E�;BW���.��g��וo滾��ؓ��.���)�N����/������1�3��am�G�3ѱ�SZ�L��v��HJf�R'ϒ¡N9K6�_y�r�_��Cl#d���↎�ͧl[ݒet����J��&^���3��4����E�������A��¦ʀ����5}�%2�����6M\&�4>�3���z���pY�S�9w�D�����CS~W��'�Mm^�7<�Xm�J0D�T��}��2�#w���1�mk�-�Z)�-�8���&��i�Ӈw}e�&�'�Su��s�d&TV�Ⲳ�6�7��8��u8��땜��ܢ�?�,֯!�����Ζ���~�&*�I�R���.�ga͖�x����XB�q�cG���E�)��/uS���0����(�8h*�.�L��脙�z�N�Ζ�R�@�^��j�_����%�ǡL��X���9)�ϗ�M'����w��▇��p�)��wm��g�5G�gl$/6\���1�������Q��r�������F�G��p��C�'R9����2��9W!!T�� ر���+�%��Ed2)e�Z�̈́� W!��¦��mZ븞LaDR�LӴ,��=�@���`��)�_� $8^�S��B�='W����D�N��~#I$I��G�1����6�>I�!z�v�P�딟�q�,?B��V�z�!8b˟���BYz�����r1�>��J��c_T���Ԛw@Hf��&j�T��^��.r17��{�jo�<���-;*9ȯK�_*�r/D+.RGw��k�<���z�ؕ�L+5�ɕ��[?�TZo�Y�A�Ru^�1۲�%���F�5�Ƚ԰ڱY(3T��n�����7����>C�^È�G�e���蔤]Q��$�󎇸MA�*]�J�9�ą��;���F��M>Z��{��Ҫv���(�bF��C0]��a_��ْ>���N���JY^$w����.TT�A�w�����R#%��{�k��Nj,�SjRj�D�c3�"����A��ϒ�(_���$geD�Q�ZƳ9dr����cՖ0RZ>���VJ1E��c�7��ܦU�:�¦ہ�Yɨ�a�J�\;�[9��V!%߾���<�9���*Ef��ߝK&��ƩoK��}E���p�Hh]q`u�;!�����PA�(i����=���&Y����ޢ��l(r~P�D5Ɲy�;������n*���8��j�q�R���on߻�U;P���պaS��0I�c#��ʠ��~��tK�_��d�����f�e�ed�N�)�����$�����A���̜�dk��w�b[��r���H��)ij�G?�������Ζ�KF�0Ų��D:>����u?�^��b���6�=�Z>D��/.�endstreamendobj7 0 obj<</Length 384>>stream�������j������؈���������z(�ֽ����u!��]���,���r��S����x&�}.���q�����X������5����ƣ�����b�p��������:C�����g��������#���Ý���������ͭ������<���������������E��G����Ѵ�Ժ�������{�u ����������� �w#����t�����������Ӹ�������������������������{+�˫�����W��o��p��7������q�ӹ���������endstreamendobj8 0 obj<</Type/Font/Subtype/Type0/Encoding/Identity-H/ToUnicode 9 0 R/BaseFont/OHUNQA+Segoe#20UI/DescendantFonts[10 0 R]>>endobj9 0 obj<</Filter/FlateDecode/Length 676>>streamx�]�ۊ"A��y����쮣�<�{`�}�.���mZ�·���,��T�'eͷ�ݾk�f�c���n�m��v�Nټ珶���4��o����Ϧ���vϗ}w������?����<���{~��<�݇y��=���}�'_rw7�i�y����;^��s��n��1b�0����gc9��JN�&���)��#?�VUU9ZU�.��,w��)I���_DH�,�͑�UbsR�[$epb�R������qۚ�1�&Q̈���T�<)c?�.L8��(�Cl���o�IW̄�B"e��WT� �p��BEʸ��&e��X�.�8�z#��B�-)=zs�I葯�LB�¦5W&t��%R��)#4�\�0��zGJ���'!t�G��-4�y�B���¦���\˙���(�M�>)C��5)C���0�g��Gʄ¦!�2!�oh�W�t�3���З���8KJ��t���)g�7�-�q��"�^�r��R+"��.��0�/�mf&�\q�B쒔����������C��W��Ж=ؑ�c��]W��]�2�~y����������I��k�$��j��n0sH顋�z������mK�܁Т+��e��{a��v��TW1�N�S�ݑ2"v���Ky'�=�ތ�a3�"�>�a¦����Whz�.��_{3FM����Uendstreamendobj10 0 obj<</Type/Font/Subtype/CIDFontType2/CIDSystemInfo<</Ordering(Identity)/Registry(Adobe)/Supplement 0>>/FontDescriptor 11 0 R/BaseFont/OHUNQA+Segoe#20UI/W[3[273]5[392]8[818]10[229]11[301]12[301]14[684]15[216]16[399]17[216]18[389]19[539]20[539]21[539]22[539]23[539]24[539]25[539]26[539]27[539]28[539]29[216]35[955]36[645]37[573]38[619]39[701]40[505]41[488]42[686]43[709]44[266]45[356]47[470]48[897]49[748]50[753]51[560]53[598]54[531]55[523]56[687]57[621]58[934]59[589]60[552]68[508]69[587]70[461]71[588]72[522]73[312]74[588]75[565]76[242]77[242]78[497]79[242]80[861]81[565]82[585]83[587]84[588]85[347]86[424]87[338]88[565]89[479]90[722]91[458]92[483]93[452]131[376]140[890]180[376]181[376]469[808]]>>endobj11 0 obj<</Type/FontDescriptor/Ascent 1079/CapHeight 700/Descent 251/Flags 32/FontBBox[-573 -411 1999 1298]/ItalicAngle 0/StemV 0/XHeight 500/FontName/OHUNQA+Segoe#20UI/FontFile2 12 0 R>>endobj12 0 obj<</Length1 65992/Filter/FlateDecode/Length 23956>>streamx��y¦TU�7\�n���^�/�Nb@l @B�1A��������� *( "���0�� ����㠌2�OuT`�a���[��n��������¦����=��s�Tթ�S�6� "�I*�FM��K�!j���L�����߿����7N�9f�����:�{È����%�v�vcQ���h=�ø�l��Sf7�j���DW�9�Q#�/�PA��\ϿyČI9���D����I�o������q}�3���"}5ež?Y5ѣ�E��f�跲=����ʡ�W�����]��d��{bOѯ�R�z�L��\�nn��qڠY����[m¦����H������"����占�ʏ����ôĦl���Q:���?���Z:"��{w�����GB��QWCK�1�s�7�7�rM��h`�}o���{7K� ������m�GSh4f�Et�ƣm?�3�^�uk�y���ȯR���F���y�F�J�o�1���iݮ¦� J�VF�E��'h���9ƙ���9��v���Z��h���x��9!Q2G��\?-zWt�~L���O;��ֲi"��>J���e��F��翟�~����翟�?��G�����V��fFm���i��u���g�����U�1�c������zY}I_�x���,}ݐ�A�W�߯o�޽��٭�k�KE�N��Xޡ}����mZ�*i٢y�f�7mR¦YQaA�q~��ܜ�̌��Ԁ��MI�$�]N��k�"��Ȋdu��1>�ݭ.�)�^�F<N�/�P ���,-�ma�������U�l�p�ڈj�d@D-�}]����{D�b�-�3bt��Ꚃ"ߟs��k�L$�[MAAnD)��޸��}FGG¦U�/ȵjzG���aW�����������.kk/F$���d�}�<�ݺG(my>�P:7;��h���!�CI�F%��uD�FDz�¦��ا.���=]w���,�W��KQ�D���:�f[��[Q�ܨ YA��I�I�t1i��TYP<=:nSș����#�{�P(���N�;����$�"<+�Z%����-Ⰸ���GD�����/�壑u!���#��D�h����cE��VA�ԍ����/^����b\s�:¦ug��W?z�u�&���;�,,؟���C�d4K��H���Gָ _.^�0Yr��7� �/�Q���Y��,���ؤ6�-��wD0r�
https://catalog.belden.com/techdata/EN/83265_techdata.pdf | cable | Product: 83265 Mil-Spec Coax, 50 Ohm, RG-178, 30 AWG Str SCCS, 95% SC Braid, FEPJkt, Commercial Non-QPLProduct DescriptionMil-Spec Coax, 50 Ohm, RG-178, 30 AWG (7x38) Silvered Copper Covered Steel Conductor, PTFE Insulation, 95% Silvered Copper Braid Shield, FEP Jacket,Commercial, non-QPLTechnical SpecificationsProduct OverviewSuitable Applications:Aerospace wireless communicationConstruction DetailsRG Type:178ConductorSizeStrandingNom. DiameterMaterial30 AWG7x380.012 inSCCS - Silvered Copper Covered SteelInsulationMaterialNom. Insulation Diameter Color CodePTFE - Polytetrafluoroethylene0.033 in (0.84 mm)WhiteOuter ShieldLayerOuter Shield TypeMaterialCoverage1BraidSilvered Copper (SC)95%Outer JacketMaterialNom. DiameterFEP - Fluorinated Ethylene Propylene0.071 in (1.8 mm)Overall Cable Diameter (Nominal): 0.071 in (1.8 mm)Electrical CharacteristicsVSWRFrequencyMax. VSWR50 MHz - 1000 MHz per M17/93-RG178AttenuationFrequency Nom. Attenuation1 MHz2.6 dB/100ft10 MHz5.6 dB/100ft50 MHz10.5 dB/100ft100 MHz14.0 dB/100ft200 MHz19.0 dB/100ft400 MHz28.0 dB/100ft700 MHz37.0 dB/100ft900 MHz42.5 dB/100ft1000 MHz46.0 dB/100ftPower RatingFrequency Max. Power Rating50 MHz380 W100 MHz253 W200 MHz170 W400 MHz113 W700 MHz81 W900 MHz70 W1,000 MHz66 WElectricalsNom. Conductor DCRNom. Outer Shield DCRNom. Capacitance Cond-to-ShieldNom. Characteristic ImpedanceNom. Velocity of Prop.232 Ohm/1000ft (761 Ohm/km)14.6 Ohm/1000ft (47.9 Ohm/km) 29 pF/ft (95 pF/m)50 Ohm70%VoltageUL Voltage RatingVoltage Rating30 V (UL AWM 1637)750 V (Mil-Spec)Mechanical CharacteristicsTemperatureUL TemperatureOperating90°C (UL AWM 1637)-70°C to +200°CBend RadiusInstallation Min.1 in (25 mm)Max. Pull Tension:12 lbs (5.4 kg)Bulk Cable Weight:5 lbs/1000ftStandards and ComplianceEnvironmental Suitability:Indoor/Outdoor, Indoor, Outdoor, Aerial - When supported by messenger wireSustainability:CA Prop 65AWM Compliance:AWM 1637Military Compliance:Commercial, non-QPL product (M17/93-RG178)European Directive Compliance:EU CE Mark, EU Directive 2015/863/EU (RoHS 2 amendment), REACH, EU Directive 2011/65/EU (RoHS 2), EU Directive 2012/19/EU (WEEE)APAC Compliance:China RoHS II (GB/T 26572-2011)HistoryUpdate and Revision:Revision Number: 0.503 Revision Date: 04-29-2024Part NumbersVariantsItem #ColorPutup TypeLengthUPCFootnote83265 009100WhiteReel100 ft612825203698E83265 009500WhiteReel500 ft612825203711E83265 0091000WhiteReel1,000 ft612825203704E© 2024 Belden, IncAll Rights Reserved.Although Belden makes every reasonable effort to ensure their accuracy at the time of this publication, information and specifications described here in are subject to error or omission and to change withoutnotice, and the listing of such information and specifications does not ensure product availability.Belden provides the information and specifications herein on an "ASIS" basis, with no representations or warranties, whether express, statutory or implied. In no event will Belden be liable for any damages(including consequential, indirect, incidental, special, punitive, or exemplary damages) whatsoever, even if Belden has been advised of the possibility of such damages, whether in an action under contract,negligence or any other theory, arising out of or in connection with the use, or inability to use, the information or specifications described herein.All sales of Belden products are subject to Belden's standard terms and conditions of sale.Belden believes this product to be in compliance with all applicable environmental programs as listed in the data sheet. The information provided is correct to the best of Belden's knowledge, information and beliefat the date of its publication. This information is designed only as a general guide for the safe handling, storage, and any other operation of the product itself or the one that it becomes a part of. The ProductDisclosure is not to be considered a warranty or quality specification. Regulatory information is for guidance purposes only. Product users are responsible for determining the applicability of legislation andregulations based on their individual usage of the product.
https://www.alphawire.com/products/cable/alpha-essentials/coaxial-cable/9213/ | cable | Coaxial Cable ¦ Alpha Essentials ¦ 9213 ¦ Alpha Wire English English Spanish 简体中文 Region Africa & Middle East APAC Europe North America South America Dashboard Join Welcome User LOGOUT LOGIN 0 Unsupported Browser It looks like you’re using a web browser that we don’t support. To get the best experience, please use one of these supported browsers. ✓ Chrome ✓ Firefox ✓ Edge ✓ Opera ✓ Safari Products Cable Wire Accessories Custom Markets Aerospace and Defense Automated Systems Consumer Electronics Energy Industrial Packaging Medical Devices Pulp and Paper Robotics Semiconductor Resources Knowledge Center Regulation and Compliance Terms and Conditions Tools RoHS Certification Search Help Partners Find a Distributor Alpha Wire > Products > Cable > Alpha Essentials > Coaxial Cable > 9213 > Coaxial Cable 9213 Products > Cable > Alpha Essentials > Coaxial Cable > 9213 > Cable Alpha Essentials Alpha Wire Industrial Series Cable EcoGen®️ Pro-Tekt™: The European Cable System Xtra-Guard® Performance Cable Coaxial Cable 9213 This picture is representative only and may not match the specific configuration of the product listed on this page. Please refer to the product specifications for more information on this part number and its exact configuration. Download RoHS Certificate Coaxial Cable 9213 Part Number: 9213 Download RoHS Certificate Share Alpha Wire's Coaxial Cable 9213 twitter linkedin email facebook copy url send as sms Alpha Wire offers 50-, 75-, 93-, and 100-ohm coaxial, twinaxial, and triaxial cables in a wide range of insulation and jacket materials and rated for UL, CSA and military specifications. We now also provide non-magnetic coaxial cable options 9849 and 9851 , which provide better signal transmission with minimal distortion while handling higher frequencies. Looking for a space-saving option? We also offer Micro Coaxial cable, ideal for customers looking for uninterrupted signal transmission in compact spaces. Request Samples View Pricing Add to Cart Find a Stocking Distributor Construction Applicable specifications Environmental Other Properties View Pricing View Pricing Find a Stocking Distributor Construction Diameter ("in") 1) Component 1 1 x 1 COAX a) Conductor 13 (7/.0296) AWG BC 0.089 b) Insulation 0.098" Wall, Nom. Polyethylene (PE) 0.285 (1) Color(s) Cond Color Cond Color Cond Color 1 NATURAL 2) Shield BC BRAID Shield, 96% Coverage (min.) 3) Jacket 0.045" Wall, Nom., Type IIA PVC 0.405+/- 0.010 a) Color(s) BLACK b) Print ALPHA WIRE-* P/N 9213 RG 213/U TYPE ROHS * = Factory Code Applicable Specifications 1) Military MIL-C-17D/74A RG-213/U Type 80°C / 3700 V RMS Environmental 1) EU Directive 2011/65/EU(RoHS2) All materials used in manufacturing this part are in compliance with European Directive 2011/65/EU regarding the restriction of use of certain hazardous substances in electrical and electronic equipment. Refer to the RoHS Certificate of Compliance for more detail. 2) REACH Regulation (EC 1907/2006) This product does not contain Substances of Very High Concern (SVHC) listed on the European Union's REACH candidate list in excess of 0.1% mass of the item. For up-to-date information, please see Alpha's REACH SVHC Declaration . 3) California Proposition 65 Outer surface materials used in manufacturing this part meet the requirements of California Proposition 65. Properties Physical & Mechanical Properties 1) Temperature Range -15 to 80°C 2) Bend Radius 10X Cable Diameter 3) Pull Tension 64 lbs. max. Electrical Properties Engineering purposes only 1) Voltage Rating 3700 V RMS 2) Characteristic Impedance 50 Ω +/- 2 3) Ground Capacitance 30.8 pf/ft @1 kHz, Nominal 4) Velocity of Propagation 66 % 5) Conductor DCR 1.7 Ω/1000ft @20°C, Nominal 6) OA Shield DCR 1.2 Ω/1000ft @20°C, Nominal 7) Voltage Withstanding 10 kV, min. 8) Corona Extinction 5 kV, min. 9) Attenuation (max. dB/100ft.) 2.3 @ 100 MHz 4.8 @ 400 MHz 9 @ 1 GHz Other Packaging Flange x Traverse x Barrel (inches) a) 1000 FT 20 x 11 x 8 Continuous Length b) 500 FT 16 x 11 x 8 Continuous Length c) 100 FT 12 x 10 x 5 Continuous Length Spool dimensions may vary slightly. Prompt Text I Agree OK Cart Added ( ) ' ' to your cart Get a Sample Request a free product sample Get Sample Quick Links RoHS Search Competitor Cross REACH Find a Distributor Resources Request a Sample Heat Shrink Size Guide Regulation and Compliance Speak to Sales Product Changes About Alpha Wire About Alpha Wire About Eco Gen News and Events Career Opportunities Help ISO Certifications Follow Us Facebook LinkedIn 1-800-52-ALPHA Terms and Conditions Privacy Policy Customer Support Sitemap Copyright © 2024 Alpha Wire, All Rights Reserved. Cookie Settings
https://www.alphawire.com/disteAPI/SpecPDF/DownloadProductSpecPdf?productPartNumber=9442 | cable | %PDF-1.4%����1 0 obj<</CreationDate(D:20240802185719+00'00')/Creator(PDFsharp 1.50.5147 \(www.pdfsharp.com\))/Producer(PDFsharp 1.50.5147 \(www.pdfsharp.com\))>>endobj2 0 obj<</Type/Catalog/Pages 3 0 R>>endobj3 0 obj<</Type/Pages/Count 3/Kids[22 0 R 30 0 R 46 0 R]>>endobj4 0 obj<</Type/ExtGState/ca 1>>endobj5 0 obj<</Type/ExtGState/CA 1>>endobj6 0 obj<</Type/XObject/Subtype/Image/Length 1997/Filter/FlateDecode/Width 166/Height 45/BitsPerComponent 8/ColorSpace[/Indexed/DeviceRGB 127 7 0 R]/Interpolate true>>streamx�͙{W�H�}10�(�`(**V�(�O���u��W�B5UK˺�Wߙ�H���lW�?Ln2�/w�+�J¦�e{u2�¦]_��Qz�'�(,ˢ�˞��w��Io�>��a�,¦�H�6ɂ��\��F>0����D�#R3B�p�/[n�k�i���`OW�$Asv���f����3�۲C^�/.�fۍM��N���xa�6�5����n鉙z^VZ�A~0SMJO������&N)���/����l>�n4���N�D���%���FSJWZ�����K����li�oƦ��=*�{D9�1Eoz�^7����g��F�M�L�؏1&J����E�;BW���.��g��וo滾��ؓ��.���)�N����/������1�3��am�G�3ѱ�SZ�L��v��HJf�R'ϒ¡N9K6�_y�r�_��Cl#d���↎�ͧl[ݒet����J��&^���3��4����E�������A��¦ʀ����5}�%2�����6M\&�4>�3���z���pY�S�9w�D�����CS~W��'�Mm^�7<�Xm�J0D�T��}��2�#w���1�mk�-�Z)�-�8���&��i�Ӈw}e�&�'�Su��s�d&TV�Ⲳ�6�7��8��u8��땜��ܢ�?�,֯!�����Ζ���~�&*�I�R���.�ga͖�x����XB�q�cG���E�)��/uS���0����(�8h*�.�L��脙�z�N�Ζ�R�@�^��j�_����%�ǡL��X���9)�ϗ�M'����w��▇��p�)��wm��g�5G�gl$/6\���1�������Q��r�������F�G��p��C�'R9����2��9W!!T�� ر���+�%��Ed2)e�Z�̈́� W!��¦��mZ븞LaDR�LӴ,��=�@���`��)�_� $8^�S��B�='W����D�N��~#I$I��G�1����6�>I�!z�v�P�딟�q�,?B��V�z�!8b˟���BYz�����r1�>��J��c_T���Ԛw@Hf��&j�T��^��.r17��{�jo�<���-;*9ȯK�_*�r/D+.RGw��k�<���z�ؕ�L+5�ɕ��[?�TZo�Y�A�Ru^�1۲�%���F�5�Ƚ԰ڱY(3T��n�����7����>C�^È�G�e���蔤]Q��$�󎇸MA�*]�J�9�ą��;���F��M>Z��{��Ҫv���(�bF��C0]��a_��ْ>���N���JY^$w����.TT�A�w�����R#%��{�k��Nj,�SjRj�D�c3�"����A��ϒ�(_���$geD�Q�ZƳ9dr����cՖ0RZ>���VJ1E��c�7��ܦU�:�¦ہ�Yɨ�a�J�\;�[9��V!%߾���<�9���*Ef��ߝK&��ƩoK��}E���p�Hh]q`u�;!�����PA�(i����=���&Y����ޢ��l(r~P�D5Ɲy�;������n*���8��j�q�R���on߻�U;P���պaS��0I�c#��ʠ��~��tK�_��d�����f�e�ed�N�)�����$�����A���̜�dk��w�b[��r���H��)ij�G?�������Ζ�KF�0Ų��D:>����u?�^��b���6�=�Z>D��/.�endstreamendobj7 0 obj<</Length 384>>stream�������j������؈���������z(�ֽ����u!��]���,���r��S����x&�}.���q�����X������5����ƣ�����b�p��������:C�����g��������#���Ý���������ͭ������<���������������E��G����Ѵ�Ժ�������{�u ����������� �w#����t�����������Ӹ�������������������������{+�˫�����W��o��p��7������q�ӹ���������endstreamendobj8 0 obj<</Type/Font/Subtype/Type0/Encoding/Identity-H/ToUnicode 9 0 R/BaseFont/QTYLAU+Segoe#20UI/DescendantFonts[10 0 R]>>endobj9 0 obj<</Filter/FlateDecode/Length 682>>streamx�]�M��@��H���=�H�$d®ġ*�`ɰB*!��įǕz��bl�~��̛�vם�f�c���nN����9�y��nV[Ӟ�wyb/�~6��{���լVf�s��v�˺��������ù�0_~7��������K��"2m>�Y��o�K6s�yٵ�����e��<{�z��X��Q����[8���}�٪�*G���z����!-�~�QR:K�9R�6� eb��6�!�_��Rƥ�֤�Il�bF�����Ik���`�w�:����Ml芙���H�����d@-�=E�P�2n�V�2�J,g���z#�mDӆ�^zs�����L��¦5W:��%R��RF��s`�Z�-)�Zl<�� >/FontDescriptor 11 0 R/BaseFont/QTYLAU+Segoe#20UI/W[3[273]5[392]8[818]10[229]11[301]12[301]14[684]15[216]16[399]17[216]18[389]19[539]20[539]21[539]22[539]23[539]24[539]25[539]26[539]27[539]28[539]29[216]35[955]36[645]37[573]38[619]39[701]40[505]41[488]42[686]43[709]44[266]45[356]46[580]47[470]48[897]49[748]50[753]51[560]53[598]54[531]55[523]56[687]57[621]58[934]59[589]60[552]68[508]69[587]70[461]71[588]72[522]73[312]74[588]75[565]76[242]77[242]78[497]79[242]80[861]81[565]82[585]83[587]84[588]85[347]86[424]87[338]88[565]89[479]90[722]91[458]92[483]93[452]131[376]140[890]180[376]181[376]469[808]]>>endobj11 0 obj<</Type/FontDescriptor/Ascent 1079/CapHeight 700/Descent 251/Flags 32/FontBBox[-573 -411 1999 1298]/ItalicAngle 0/StemV 0/XHeight 500/FontName/QTYLAU+Segoe#20UI/FontFile2 12 0 R>>endobj12 0 obj<</Length1 66216/Filter/FlateDecode/Length 24091>>streamx��y¦TE�7¦�n�&�d_�Ā�@� �f������,�("���("2 6� " �8(*���Q�qT`�a���{��n��������¦����[�nU���9u�6� "�N*�GM��C�!jV���L��>=޿�}���M�1��W]D��O��ձ׎�/�����x��XT��6ZGtE���a����e�q�p��G�����*��/�z�#�Oʍ�%:��C�&_;����z,�3��L"}eǿ�?Y5�ñEg�́f��w�=���������㔢��]����{rO���2�:�Dw�\�fn��qڠY����m¦=�&�n$]��g���?Q�@���̌�ʏ������Ğ�<���t��O>ş5tH��9����?����4�.�?�?D]-,�g>o�o�r:M�[i`�}o���{7H¦?����Ѓ�m�OSh4�J¦�b:@�Ѷ?�G��Z�5���<�EP)��p�����G�h%�3w��`��4�f)�C?�R���� �9\O����t�v�yT;Hc�I��v�b����¦"12G��P?5vGl�~D���W;���rh"��>B���e����翟�~����翟�?��G���؂���fF:m���e��u���g������c¦F�R?D�c���e5��g�H�!�H�r�談���l�������}i��ݺF�Tv����ڷ+o[֦u�Җ-��/ivq�&%�4��������HO������r:]SA�Ev4�{M��ќ�uQoq�b(�xb@i��y�ŁPYim�UTG)�_4��f+E:�F�p�&�j���B<< /�3���oq���W������_�g���k�J���-��;"4:�B}a�U�'JU5;c�w@%u(��wuM� ~Y[{�I"���k0́b��7�{�(�o%��Q��f': ��8���Q��QiT�iQ�1S>{~����A���{����;��GC�C��ke(�I���ry�V��{q�kݨ YA[��x�]L�*��Boώ[r��}A�nO�����u(��p'�̝��}K�o��Ҭ�5���=�&����ݡ���-^��O#����ţG���#�`+�%=������*�bq��_,�Pϱ�Ÿ�u�.��B?�~��k�XMD]q�su�YX�//���)h�r� /C����܎��Ov�:;��N�^��)vI�S���¦u�f���X����Л�Q8�w�ٗש6������U+�f������Q�)*2��`K�IW�:�fByB=��ڕL��F�=?mh�/yyV�@��)¦]�4�R��ⵔWh��[Me{M=&�0߼�5!X���e!�34�����f�6/�zg�Ӻl�0en�g�5�-֞�k�\�o���]R;��\B�V��A56�:�٫���ä�}?��x�s��o�YWI��C(����?�&�+�ʺ�4��¦ٻ��>��N�}���?�Ϊ�¦#V���[ٟ(���bq��[#�+����u{�O�kP�6E(���n��k�!���r%_������Mq��y�E�n�w5Y!�G�$��:A�v*V����(B�h֝H���:�Uw�������G�z�qE�J���Up�6��D.A�xE��ۊ��e�Nq�VW$�jq;ZD��u噡�R����@��v��Wa-a���~"«h(�@�b?��hm�M�l�AM������iM�W}u^TԶ@�z"m�>�TrPn���F���4*=�(=��`�Ve��@Ia�p����ʎ����S��k������*�Cq$ݧ5�J��74]�\��8T���l#J�֭߰D��D�e�e�*��x��.UŎ=Jʢ �*,�����oq��n��K�v.��~� ���"�B�QC%�8�����8��~�?���`�g���tA���aQL�(×2�~�U�n����%F*�%&��M���13Q����sd�N<�N&�A��K�A��t�wIᡝa���Q�\>'OK��~��ܿ_��T����e�_�C��y��t��\C��D�T͙ꈸ��ph{k}��:(Uhz7��{4h�3�\�H���e�^3¦X8����l����1<�taya+E[nNX`� X �+A.�)0o��M͓��DzFU����Q�i�t1�ەH ���3v�Ge̪���b�`�A����܃L��8MtZs�-��tq�i[*N)۔�!?�W������p#$�(�-��*��?V�ĩ��ܤ�QQE��'��ѫ)��tc�zS���o���\V�Ҳkז�ݺevkٲ{��-���ءXPm!u.'�2M�{h���RZJr�����E}���}տ�w���}��ַ����Y$���"n_�*�D�ZU���5�%��>�kH����FqQ�&Jy�`�ve!�
https://prysmian-group.dcatalog.com/v/Electronics/#page=162 | cable | Electronics Powered by Prysmian North America History Store Locator Catalogs Single Page Double Page Shopping Cart Crop Share Thumbnails Download PDF Wish list Note Print Toggle Audio Submit Form My Bookmark Magnifier View Documents Where to Go Guide Report Parts Issue Rotate User Guide My Catalog Full screen Exit full screen MY CATALOG Share Download Print × Electronics Search Advanced Search Find Any of these words All of these words Exact phrase match Sort By Closest Match Page number Hide thumbnail By Item Number By Keyword History Catalogs TOC Catalogs TOC Page Range - ADD PAGES PUBLISH SAVE AS PDF HISTORY Document History Title Name Pages Delete Url Empty CLEAR ALL PAGES Notes Add Place note on desired page. Download Notes × DISCLAIMER DECLINE PROCEED × × Share Crop From Email CC Me Recipient Email Subject Message Send Cancel OK A Archive A H X Contents A Advertisers ; See All Search Text Block Page #page_num #doc_title Hi $receivername¦$receiveremail, $sendername¦$senderemail wrote these comments for you: $message $sendername¦$senderemail would like for you to view the following digital edition. Please click on the page below to be directed to the digital edition: $thumbnail$pagenum $link$pagenum No Search Results Found × Page Number Hidden Clicker Hidden Clicker Hidden Clicker × Item Identifier Item Description Item is awesome. Add to Cart Add to Wishlist Find in Store × Share × My Bookmarks Enter a description for this bookmark Bookmark Color : Bookmark Text Color : Manage Bookmarks Save bookmark × Share Your Email Recipient's email Recipient's Name Subject Message Send Email × Form submission confirmation: Your form submission was a success. You will be contacted by Washington Gas with follow-up information regarding your request. Close × Download PDF Download all as PDF Download Range From: To: Enter page range separated by commas (e.g. 1, 3, 5-12) Download × Print Select Print Layout Format Single (1 per page) Facing (2 per page) For best results when printing in "Single" mode, set your printer layout orientation to "Portrait". For best results when printing in "Facing" mode, set your printer layout orientation to "Landscape". Enter Page Range From: To: Enter page range separated by commas (e.g. 1, 3, 5-12) Include Intro Print × Email Form Recipient Email: Subject Message Send × Signature Pad Save Clear × Help This digital edition is powered by DCatalog, Inc. software. For more information, please visit www.dcatalog.com This process might take longer please wait 0% 0% progress Message Abort
https://catalog.belden.com/techdata/EN/83284_techdata.pdf | cable | Product: 83284 Mil-Spec Coax, 50 Ohm, RG-316, 26 AWG Str SCCS, 95% SC Braid, FEPJkt, Commercial Non-QPLProduct DescriptionMil-Spec Coax, 50 Ohm, RG-316, 26 AWG (7x34) Silvered Copper Covered Steel Conductor, PTFE Insulation, 95% Silvered Copper Braid Shield, FEP Jacket,Commercial, non-QPLTechnical SpecificationsProduct OverviewSuitable Applications:Aerospace wireless communicationConstruction DetailsRG Type:316ConductorSizeStrandingNom. DiameterMaterial26 AWG7x340.020 inSCCS - Silvered Copper Covered SteelInsulationMaterialNom. Insulation Diameter Color CodePTFE - Polytetrafluoroethylene0.060 in (1.5 mm)WhiteOuter ShieldLayerOuter Shield TypeMaterialCoverage1BraidSilvered Copper (SC)95%Outer JacketMaterialNom. DiameterFEP - Fluorinated Ethylene Propylene0.098 in (2.5 mm)Overall Cable Diameter (Nominal): 0.098 in (2.5 mm)Electrical CharacteristicsVSWRFrequencyMax. VSWR1 MHz - 3000 MHzper M17/113-RG316AttenuationFrequency Nom. Attenuation1 MHz1.2 dB/100ft10 MHz2.7 dB/100ft50 MHz5.6 dB/100ft100 MHz8.3 dB/100ft200 MHz12.0 dB/100ft400 MHz17.5 dB/100ft700 MHz23.7 dB/100ft900 MHz27.3 dB/100ft1000 MHz29.0 dB/100ft1500 MHz36.5 dB/100ft2000 MHz42.5 dB/100ft2400 MHz47.2 dB/100ft3000 MHz53.6 dB/100ftElectricalsNom. Conductor DCRNom. Outer Shield DCRNom. Capacitance Cond-to-ShieldNom. Characteristic ImpedanceNom. Velocity of Prop.82.5 Ohm/1000ft (271 Ohm/km)8.5 Ohm/1000ft (28 Ohm/km)29 pF/ft (95 pF/m)50 Ohm70%VoltageVoltage Rating900 V (Mil-Spec)Mechanical CharacteristicsTemperatureOperating-70°C to +200°CBend RadiusInstallation Min.1 in (25 mm)Max. Pull Tension:21 lbs (9.5 kg)Bulk Cable Weight:10 lbs/1000ftStandards and ComplianceEnvironmental Suitability:Indoor/Outdoor, Indoor, Outdoor, Sunlight Resistance, Aerial - When supported by messenger wireSustainability:CA Prop 65Military Compliance:Commercial, non-QPL product (M17/113-RG316)European Directive Compliance:EU CE Mark, EU Directive 2015/863/EU (RoHS 2 amendment), REACH, EU Directive 2011/65/EU (RoHS 2), EU Directive 2012/19/EU (WEEE)APAC Compliance:China RoHS II (GB/T 26572-2011)HistoryUpdate and Revision:Revision Number: 0.510 Revision Date: 04-29-2024Part NumbersVariantsItem #ColorPutup TypeLengthUPCFootnote83284 009100WhiteReel100 ft612825203797E83284 009500WhiteReel500 ft612825206118E83284 0091000WhiteReel1,000 ft612825203803E© 2024 Belden, IncAll Rights Reserved.Although Belden makes every reasonable effort to ensure their accuracy at the time of this publication, information and specifications described here in are subject to error or omission and to change withoutnotice, and the listing of such information and specifications does not ensure product availability.Belden provides the information and specifications herein on an "ASIS" basis, with no representations or warranties, whether express, statutory or implied. In no event will Belden be liable for any damages(including consequential, indirect, incidental, special, punitive, or exemplary damages) whatsoever, even if Belden has been advised of the possibility of such damages, whether in an action under contract,negligence or any other theory, arising out of or in connection with the use, or inability to use, the information or specifications described herein.All sales of Belden products are subject to Belden's standard terms and conditions of sale.Belden believes this product to be in compliance with all applicable environmental programs as listed in the data sheet. The information provided is correct to the best of Belden's knowledge, information and beliefat the date of its publication. This information is designed only as a general guide for the safe handling, storage, and any other operation of the product itself or the one that it becomes a part of. The ProductDisclosure is not to be considered a warranty or quality specification. Regulatory information is for guidance purposes only. Product users are responsible for determining the applicability of legislation andregulations based on their individual usage of the product.
https://catalog.belden.com/techdata/EN/8219_techdata.pdf | cable | Product: 8219 50 Ohm Wireless Transmission Coax, RG-58, 20 AWG Str TC, 95% TC Braid,PVC Jkt, CMProduct Description50 Ohm Wireless Transmission Coax, RG-58, 20 AWG (19x32) Tinned Copper Conductor , PE Insulation, 95% Tinned Copper Braid Shield, PVC Jacket, CMTechnical SpecificationsProduct OverviewSuitable Applications:Point-to-point and point-to-multipoint wireless antenna communication; Wireless microphones, Two-Way Radios, Amateur (Ham) Radio, Low Power FM, GPS, RFID (RadioFrequency Identification)Construction DetailsRG Type:58ConductorSizeStrandingNom. DiameterMaterial20 AWG19x320.037 inTC - Tinned CopperInsulationMaterialNom. Insulation Diameter Color CodePE - Polyethylene (Foam)0.116 in (2.95 mm)WhiteOuter ShieldOuter Shield TypeMaterialCoverageBraidTinned Copper (TC) 95%Outer JacketMaterialNom. DiameterPVC - Polyvinyl Chloride 0.193 in (4.90 mm)Overall Cable Diameter(Nominal):0.193 in (4.90 mm)Electrical CharacteristicsAttenuationFrequency Nom. Attenuation1 MHz0.4 dB/100ft10 MHz1.3 dB/100ft50 MHz3.1 dB/100ft100 MHz4.5 dB/100ft200 MHz6.6 dB/100ft400 MHz10.0 dB/100ft700 MHz14.2 dB/100ft900 MHz16.6 dB/100ft1000 MHz18.1 dB/100ftElectricalsNom. Conductor DCRNom. Outer Shield DCRNom. Capacitance Cond-to-ShieldNom. Characteristic ImpedanceNom. Velocity of Prop.8.8 Ohm/1000ft4.1 Ohm/1000ft (13 Ohm/km)26.0 pF/ft (85.3 pF/m)54 Ohm76%VoltageUL Voltage Rating300 V (CM), 30 V (UL AWM 1354)Mechanical CharacteristicsTemperatureUL TemperatureOperating80°C-40°C to +80°CBend RadiusInstallation Min.1.9 in (48 mm)Max. Pull Tension:50 lbs (23 kg)Bulk Cable Weight:26 lbs/1000ftStandards and ComplianceEnvironmental Suitability:Outdoor - Aerial, Indoor, Outdoor, UV Resistance, Aerial - When supported by messenger wireSustainability:CA Prop 65Flammability / Reaction to Fire:UL1685 UL Loading, UN ECE R118.02NEC / UL Compliance:CMAWM Compliance:AWM 1354CEC / C(UL) Compliance:CMEuropean DirectiveCompliance:EU CE Mark, EU Directive 2015/863/EU (RoHS 2 amendment), REACH, EU Directive 2011/65/EU (RoHS 2), EU Directive 2012/19/EU (WEEE)APAC Compliance:China RoHS II (GB/T 26572-2011)Other Standard Compliance(s):P-MSHA-SC-182/5HistoryUpdate and Revision:Revision Number: 0.531 Revision Date: 04-13-2023Part NumbersVariantsItem #ColorPutup TypeLengthUPCFootnote8219 010500BlackReel500 ft612825196341C8219 010U500BlackUnReel500 ft6128253576058219 0101000BlackReel1,000 ft612825196372C8219 010U1000BlackUnReel1,000 ft6128251963588219 009U500WhiteUnReel500 ft6128251963658219 0091000WhiteReel1,000 ft612825196327C© 2024 Belden, IncAll Rights Reserved.Although Belden makes every reasonable effort to ensure their accuracy at the time of this publication, information and specifications described here in are subject to error or omission and to change withoutnotice, and the listing of such information and specifications does not ensure product availability.Belden provides the information and specifications herein on an "ASIS" basis, with no representations or warranties, whether express, statutory or implied. In no event will Belden be liable for any damages(including consequential, indirect, incidental, special, punitive, or exemplary damages) whatsoever, even if Belden has been advised of the possibility of such damages, whether in an action under contract,negligence or any other theory, arising out of or in connection with the use, or inability to use, the information or specifications described herein.All sales of Belden products are subject to Belden's standard terms and conditions of sale.Belden believes this product to be in compliance with all applicable environmental programs as listed in the data sheet. The information provided is correct to the best of Belden's knowledge, information and beliefat the date of its publication. This information is designed only as a general guide for the safe handling, storage, and any other operation of the product itself or the one that it becomes a part of. The ProductDisclosure is not to be considered a warranty or quality specification. Regulatory information is for guidance purposes only. Product users are responsible for determining the applicability of legislation andregulations based on their individual usage of the product.
https://catalog.belden.com/techdata/EN/3092A_techdata.pdf | cable | Product: 3092A ControlBus™, Coax RG-6, #18 Sol BCCS, FPE Ins, QUAD AL Shld, PVC Jkt,CMRProduct DescriptionCoax RG-6 18 AWG (Solid) Bare Copper Covered Steel, Foam PE Insulation, Overall Duobond® II+Aluminum Braid(60%)+Duofoil®+Aluminum Braid(40%)Shield, PVC Outer Jacket, CMRTechnical SpecificationsProduct OverviewSuitable Applications:Harsh environment, factory automation, ControlNet™, Modbus II, Industrial Coax, Belden ControlNet cables provide maximum signal integrity and run length exceeding thehigh-speed, time-critical requirements necessary for ControlNet factory floor applicationsConstruction DetailsRG Type:6ConductorSizeStrandingNom. DiameterMaterial18 AWGSolid0.040 inBCCS - Bare Copper Covered SteelInsulationMaterialNom. Insulation Diameter Color CodePE - Polyethylene (Foam)0.180 in (4.57 mm)WhiteOuter ShieldLayerOuter Shield TypeMaterialMaterial Trade NameCoverage1TapeTri-Laminate (Alum+Poly+Alum) Duobond® II100%2BraidAluminum60%3TapeTri-Laminate (Alum+Poly+Alum) Duofoil®100%4BraidAluminum40%Outer JacketMaterialNom. DiameterPVC - Polyvinyl Chloride 0.303 in (7.70 mm)Overall Cable Diameter(Nominal):0.303 in (7.70 mm)Electrical CharacteristicsReturn Loss (RL)Frequency Min. Structural Return Loss5 - 50 MHz23 dBAttenuationFrequency Nom. Attenuation1 MHz0.35 dB/100ft2 MHz0.38 dB/100ft5 MHz0.45 dB/100ft10 MHz0.59 dB/100ft20 MHz0.86 dB/100ft50 MHz1.37 dB/100ft100 MHz1.97 dB/100ft200 MHz2.82 dB/100ft300 MHz3.48 dB/100ft400 MHz4.04 dB/100ftElectricalsNom. Conductor DCRNom. Outer Shield DCRNom. Capacitance Cond-to-ShieldNom. Characteristic ImpedanceNom. Velocity of Prop.28 Ohm/1000ft2.6 Ohm/1000ft (8.5 Ohm/km)16.2 pF/ft (53.1 pF/m)75 Ohm83%VoltageUL Voltage Rating300 V (CMR, CMG)Mechanical CharacteristicsTemperatureUL TemperatureOperating75°C-30°C to +75°CBend RadiusInstallation Min.3 in (76 mm)Max. Pull Tension:162 lbs (73.5 kg)Bulk Cable Weight:33 lbs/1000ftStandards and ComplianceEnvironmental Suitability:Indoor/Outdoor, Indoor, Outdoor, Sunlight Resistance, Aerial - When supported by messenger wireSustainability:CA Prop 65Flammability / Reaction toFire:UL1666 Vertical ShaftCPR Compliance:CPR Euroclass: EcaNEC / UL Compliance:CMR, CL2R, CMGCEC / C(UL) Compliance:CMGEuropean DirectiveCompliance:EU CE Mark, EU Directive 2015/863/EU (RoHS 2 amendment), REACH, EU Directive 2011/65/EU (RoHS 2), EU Directive 2012/19/EU (WEEE)UK Regulation Compliance: UKCA MarkAPAC Compliance:China RoHS II (GB/T 26572-2011)Plenum Number:3093AHistoryUpdate and Revision:Revision Number: 0.599 Revision Date: 04-29-2024Part NumbersVariantsItem #ColorPutup TypeLengthUPCFootnote3092A 010500BlackReel500 ft6128251413723092A 0101000BlackReel1,000 ft612825141334C3092A 0102000BlackReel2,000 ft612825141358C3092A 0105000BlackReel5,000 ft6128251413893092A 01010000BlackReel10,000 ft 6128251413413092A X7E500Blue X7EReel500 ft6128251413033092A X7E1000Blue X7EReel1,000 ft612825141280C3092A X7E5000Blue X7EReel5,000 ft612825141310© 2024 Belden, IncAll Rights Reserved.Although Belden makes every reasonable effort to ensure their accuracy at the time of this publication, information and specifications described here in are subject to error or omission and to change withoutnotice, and the listing of such information and specifications does not ensure product availability.Belden provides the information and specifications herein on an "ASIS" basis, with no representations or warranties, whether express, statutory or implied. In no event will Belden be liable for any damages(including consequential, indirect, incidental, special, punitive, or exemplary damages) whatsoever, even if Belden has been advised of the possibility of such damages, whether in an action under contract,negligence or any other theory, arising out of or in connection with the use, or inability to use, the information or specifications described herein.All sales of Belden products are subject to Belden's standard terms and conditions of sale.Belden believes this product to be in compliance with all applicable environmental programs as listed in the data sheet. The information provided is correct to the best of Belden's knowledge, information and beliefat the date of its publication. This information is designed only as a general guide for the safe handling, storage, and any other operation of the product itself or the one that it becomes a part of. The ProductDisclosure is not to be considered a warranty or quality specification. Regulatory information is for guidance purposes only. Product users are responsible for determining the applicability of legislation andregulations based on their individual usage of the product.
https://html5.dcatalog.com/?docid=8e9daddd-82b0-4ed4-a656-a8aa011ea6d3#page=148 | cable | Electronics Powered by Prysmian North America History Store Locator Catalogs Single Page Double Page Shopping Cart Crop Share Thumbnails Download PDF Wish list Note Print Toggle Audio Submit Form My Bookmark Magnifier View Documents Where to Go Guide Report Parts Issue Rotate User Guide My Catalog Full screen Exit full screen MY CATALOG Share Download Print × Electronics Search Advanced Search Find Any of these words All of these words Exact phrase match Sort By Closest Match Page number Hide thumbnail By Item Number By Keyword History Catalogs TOC Catalogs TOC Page Range - ADD PAGES PUBLISH SAVE AS PDF HISTORY Document History Title Name Pages Delete Url Empty CLEAR ALL PAGES Notes Add Place note on desired page. Download Notes × DISCLAIMER DECLINE PROCEED × × Share Crop From Email CC Me Recipient Email Subject Message Send Cancel OK A Archive A H X Contents A Advertisers ; See All Search Text Block Page #page_num #doc_title Hi $receivername¦$receiveremail, $sendername¦$senderemail wrote these comments for you: $message $sendername¦$senderemail would like for you to view the following digital edition. Please click on the page below to be directed to the digital edition: $thumbnail$pagenum $link$pagenum No Search Results Found × Page Number Hidden Clicker Hidden Clicker Hidden Clicker × Item Identifier Item Description Item is awesome. Add to Cart Add to Wishlist Find in Store × Share × My Bookmarks Enter a description for this bookmark Bookmark Color : Bookmark Text Color : Manage Bookmarks Save bookmark × Share Your Email Recipient's email Recipient's Name Subject Message Send Email × Form submission confirmation: Your form submission was a success. You will be contacted by Washington Gas with follow-up information regarding your request. Close × Download PDF Download all as PDF Download Range From: To: Enter page range separated by commas (e.g. 1, 3, 5-12) Download × Print Select Print Layout Format Single (1 per page) Facing (2 per page) For best results when printing in "Single" mode, set your printer layout orientation to "Portrait". For best results when printing in "Facing" mode, set your printer layout orientation to "Landscape". Enter Page Range From: To: Enter page range separated by commas (e.g. 1, 3, 5-12) Include Intro Print × Email Form Recipient Email: Subject Message Send × Signature Pad Save Clear × Help This digital edition is powered by DCatalog, Inc. software. For more information, please visit www.dcatalog.com This process might take longer please wait 0% 0% progress Message Abort
https://timesmicrowave.com/wp-content/uploads/2022/06/lmr-600-uf-datasheet.pdf | cable | (800) TMS-COAX • www.timesmicrowave.com72TIMES MICROWAVE SYSTEMSLMR®-600-UF UltraFlex Communications CoaxLMR-600-UF Environmental Specifications Performance Property 0F oC Installation Temperature Range -40/+185 -40/+85 Storage Temperature Range -94/+185 -70/+85 Operating Temperature Range -40/+185 -40/+85Electrical Specifications Performance Property Units US (metric) Velocity of Propagation % 87 Dielectric Constant NA 1.32 Time Delay nS/ft (nS/m) 1.17 (3.83) Impedance ohms 50 Capacitance pF/ft (pF/m) 23.4 (76.6) Inductance uH/ft (uH/m) 0.058 (0.19) Shielding Effectiveness dB >90 DC Resistance Inner Conductor ohms/1000ft (/km) 0.43 (1.42) Outer Conductor ohms/1000ft (/km) 1.2 (3.9) Voltage Withstand Volts DC 4000 Jacket Spark Volts RMS 8000 Peak Power kW 40 Part Description Stock Part Number Application Jacket Color Code LMR-600-UF Indoor/Outdoor TPE Black 54044Ideal for… • Jumper Assemblies in Wireless Communications Systems • Short Antenna Feeder runs • Any application that requires periodic/repeated flexingConstruction Specifications Description Material In. (mm) Inner Conductor Stranded BC 0.176 (4.47) Dielectric Foam Polyethylene 0.455 (11.56) Outer Conductor Aluminum Tape 0.461 (11.71) Overall Braid Tinned Copper 0.490 (12.45) Jacket Black Thermoplastic Elastomer 0.590 (14.99)Mechanical Specifications Performance Property Units US (metric) Bend Radius: installation in. (mm) 1.5 (38.1) Bend Radius: repeated in. (mm) 6.0 (152.4) Bending Moment ft-lb (N-m) 1.75 (2.37) Weight lb/ft (kg/m) 0.165 (0.25) Tensile Strength lb (kg) 350 (158.9) Flat Plate Crush lb/in. (kg/mm) 40 (0.71)(800) TMS-COAX • www.timesmicrowave.com73TIMES MICROWAVE SYSTEMSLMR-600-UFAttenuation vs. Frequency (typical)Attenuation(db per 100 feet)10.01.00.110 100 1,000 10,000 Calculate Attenuation = (0.090660) • FMHz + (0.000312) • FMHz (interactive calculator available at http://www.timesmicrowave.com/cable_calculators)Attenuation: VSWR=1.0; Ambient = +25°C (77°F) Power: VSWR=1.0; Ambient = +40°C; Inner Conductor = 100°C (212°F); Sea Level; dry air; atmospheric pressure; no solar loadingFrequency (MHz) Frequency (MHz) 30 50 150 220 450 900 1500 1800 2000 2500 5800 Attenuation dB/100 ft 0.5 0.7 1.2 1.4 2.1 3.0 4.0 4.4 4.7 5.3 8.7 Attenuation dB/100 m 1.7 2.2 3.8 4.6 6.8 9.8 13.1 14.5 15.3 17.4 28.6 Avg. Power kW 4.59 3.53 2.00 1.64 1.12 0.77 0.58 0.52 0.49 0.43 0.26(800) TMS-COAX • www.timesmicrowave.com74TIMES MICROWAVE SYSTEMSLMR®-600-UF UltraFlex Communications CoaxLMR-600-UFTC-600-716-FC3190-3751TC-600-NF-BH3190-589TC-600-UMC3190-213TC-600-NMH-X3190-2628TC-600-BM-RA3190-2734TC-600-NFC-BH3190-466 Connectors Inner Outer Finish* Part Stock VSWR** Coupling Contact Contact Body Length Width Weight Interface Description Number Code Freq. (GHz) Nut Attach Attach /Pin in (mm) in (mm) lb (g) 1. 7-16 DIN Female Straight Jack TC-600-716-FC 3190-375 <1.25:1 (2.5) NA Solder Clamp S/S 1.1 (28) 1.00 (25.4) 0.249 (112.9) 2. 7-16 DIN Male Straight Plug TC-600-716-MC 3190-502 <1.25:1 (2.5) Hex Solder Clamp S/S 2.0 (51) 1.30 (33.0) 0.347 (157.4) 3. 7-16 DIN Male Right Angle TC-600-716M-RA 3190-395 <1.35:1 (2.5) Hex Solder Crimp S/S 1.4 (36) 1.40 (35.6) 0.354 (160.8) 4. N Male Straight Plug TC-600-NMC 3190-357* <1.25:1 (2.5) Hex Solder Clamp S/G 2.1 (53) 0.92 (23.4) 0.208 (93.4) 5. N Male Right Angle TC-600-NMC-RA 3190-233 <1.35:1 (2.5) Hex Solder Clamp S/G 2.1 (53) 0.92 (23.4) 0.280 (117.9) 6. N Male Right Angle TC-600-NMH-RA-D 3190-2427 <1.35:1 (6) Hex Solder Crimp A/G 1.8 (46.5) 1.62 (41.2) 0.185 (84.3) 7. N Male Straight Plug TC-600-NMH-75/50 3190-1610 <1.35:1 (6) Hex Solder Crimp N/G 2.1 (52.8) 0.91 (23.1) 0.130 (59.0) 8. TNC Straight Plug TC-600-TM-RP 3190-1064 <<1.35:1 (6) Knurl Solder Crimp N/G 1.6 (40.2) 0.68 (17.0) 0.090 (40.8) 9. TNC Straight Plug TC-600-TM-X 3190-2530 <1.25:1 (6) Hex/Knurl Solder Crimp A/G 2.3 (57.6) 0.75 (19.0) 0.100 (45.6) 10. BNC Male Right Angle TC-600-BM-RA 3190-2734 <1.30:1 (4) Knurl Solder Crimp A/G 1.8 (45.5) 1.54 (39.0) 0.164 (74.3) 11. N Female Bulkhead Jack TC-600-NF-BH 3190-589* <1.25:1 (2.5) NA Solder Crimp S/G 2.4 (61) 0.88 (22.4) 0.195 (88.5) 12. N Female Bulkhead Jack TC-600-NFC-BH 3190-466 <1.25:1 (2.5) NA Solder Clamp S/G 2.2 (56) 0.94 (23.9) 0.214 (97.1) 13. UHF Male Straight Plug TC-600-UMC 3190-213 <1.25:1 (2.5) Knurl Solder Clamp S/G 1.7 (43) 0.88 (22.4) 0.198 (89.8) 14. N Male Straight Plug TC-600-NMH-X 3190-2628 <1.25:1 (8) Hex/Knurl Solder Crimp A/G 2.1 (53) 0.92 (23.4) 0.166 (75.3) 15. BNC Male Right Angle TC-600-BM-RA 3190-2734 <1.30:1 (4) Knurl Solder Crimp A/G 1.8 (45.5) 1.54 (39.0) 0.164 (74.3) * Finish metals: N=Nickel, S=Silver, G=Gold, SS=Stainless Steel, A=Alballoy **VSWR spec based on 3 foot cable with a connector pair TC-600-TM-X3190-2530TC-600-BM-RA3190-2734TC-600-TM-RP3190-1064TC-600-NMH-75/503190-1610TC-600-NMC-RA3190--233TC-600-716M-RA3190-395TC-600-716-MC3190-502TC-600-NMH-RA-D3190-242723813141512119107654TC-600-NMC3190-357(800) TMS-COAX • www.timesmicrowave.com75TIMES MICROWAVE SYSTEMSLMR-600-UFSC-600TStandard Entry PanelsAccessories Part Stock Type Number Code Description Ground Kit GK-S600TT GK-S600TT Standard Grounding Kit (each) Hoisting Grip HG-600T HG-600T Split/Laced Type (each) Cold Shrink CS-A600T CS-A600T Cable to Antenna Junction (each) Cold Shrink CS-60120T CS-60120T LMR-600 to -1200 Junction (each) Cold Shrink CS-60170T CS-60170T LMR-600 to -1700 Junction (each) Standard Entry Port Cushion SC-600T-3 SC-600T-3 Three Cables (each) Standard Entry Panels Full Range of Port Styles/Combinations Available Hanger Blocks CB-600T CB-600T Dual Cable Support Block (kit of 10) Hanger Block Supporting Hardware Complete Range of Supporting Hardware & Adapters Available GK-S600TTCS-A600T, CS-60120T, CS-60170THanger Block Supporting HardwareCB-600THG-600TInstall Tools Part Stock Type Number Code Description Crimp Tool CT-U 3192-181 Crimp Handle (Dies Required) Crimp Dies Y1720 3190-203 .610" Hex Dies Crimp Tool CT-600 3192-170 Crimp tool for LMR-600 connectors Cutting Tool CCT-02 3192-165 Cable end flush cut tool Replacement Blade RB-01 3190-1609 Replacement blade for cutting toolCCT-023192-165CT-U3192-181CT-6003192-600Y17203190-203
https://catalog.belden.com/techdata/EN/1505A_techdata.pdf | cable | Product: 1505A 75 Ohm SDI Coax, RG-59, 20 AWG Solid BC, Foil + 95% TC Braid, PVC Jkt,CMRProduct Description75 Ohm SDI Coax, RG-59, 20 AWG Solid Bare Copper Conductor, PE Insulation, Foil + 95% Tinned Copper Braid Shield, PVC Jacket, CMRTechnical SpecificationsProduct OverviewSuitable Applications:Digital Video, 6 Gb/s UHDTV, HD-SDI 1080pConstruction DetailsRG Type:59ConductorSizeStrandingNom. DiameterMaterial20 AWGSolid0.032 inBC - Bare CopperInsulationMaterialNom. Insulation Diameter Color CodePE - Polyethylene (Foam)0.145 in (3.68 mm)WhiteOuter ShieldLayerOuter Shield TypeMaterialMaterial Trade NameCoverage1TapeTri-Laminate (Alum+Poly+Alum) Duofoil®100%2BraidTinned Copper (TC)95%Outer JacketMaterialNom. DiameterPVC - Polyvinyl Chloride 0.233 in (5.92 mm)Overall Cable Diameter (Nominal): 0.233 in (5.92 mm)Electrical CharacteristicsReturn Loss (RL)FrequencyMin. Return Loss5 - 1600 MHz23 dB1600 - 4500 MHz21 dB4500 - 6000 MHz15 dBAttenuationFrequency Nom. Attenuation1 MHz0.3 dB/100ft3.58 MHz0.6 dB/100ft5 MHz0.63 dB/100ft6 MHz0.69 dB/100ft7 MHz0.74 dB/100ft10 MHz0.9 dB/100ft12 MHz0.91 dB/100ft25 MHz1.3 dB/100ft67.5 MHz2.05 dB/100ft71.5 MHz2.1 dB/100ft88.5 MHz2.2 dB/100ft100 MHz2.3 dB/100ft135 MHz2.7 dB/100ft143 MHz2.8 dB/100ft180 MHz3.1 dB/100ft270 MHz3.8 dB/100ft360 MHz4.4 dB/100ft540 MHz5.5 dB/100ft720 MHz6.4 dB/100ft750 MHz6.5 dB/100ft1000 MHz7.6 dB/100ft1500 MHz9.3 dB/100ft2000 MHz10.9 dB/100ft2250 MHz11.6 dB/100ft3000 MHz13.4 dB/100ft4500 MHz17.5 dB/100ft6000 MHz21.1 dB/100ftElectricalsNom. Conductor DCRNom. Outer Shield DCRNom. Capacitance Cond-to-ShieldNom. Characteristic ImpedanceNom. Velocity of Prop.10 Ohm/1000ft3.8 Ohm/1000ft (12 Ohm/km)16.3 pF/ft (53.5 pF/m)75 Ohm82%VoltageUL Voltage Rating300 V (CMR, CMG)Mechanical CharacteristicsTemperatureUL TemperatureOperating60°C-30°C to +75°CBend RadiusInstallation Min.2.3 in (58 mm)Max. Pull Tension:52 lbs (24 kg)Bulk Cable Weight:31 lbs/1000ftStandards and ComplianceEnvironmental Suitability:Indoor, Indoor, Aerial - Black only, When supported by messenger wireSustainability:CA Prop 65Flammability / Reaction to Fire:UL1666 Vertical ShaftCPR Compliance:CPR Euroclass: Eca; CPR UKCA Class: EcaNEC / UL Compliance:CMRCEC / C(UL) Compliance:CMGEuropean Directive Compliance:EU CE Mark, EU Directive 2015/863/EU (RoHS 2 amendment), REACH, EU Directive 2011/65/EU (RoHS 2), EU Directive 2012/19/EU (WEEE)UK Regulation Compliance:UKCA MarkAPAC Compliance:China RoHS II (GB/T 26572-2011)Plenum Number:1506AProduct NotesNotes:Also available in multi-coax bundled versions. See 7794A through 7798A. Print legend includes sequential footage marks.HistoryUpdate and Revision:Revision Number: 0.530 Revision Date: 04-04-2023Part NumbersVariantsItem #ColorPutup TypeLengthUPC/EANFootnote1505A.00100BlackReel100 m87196051974741505A.00152BlackReel152 m87196050011151505A.00305BlackReel305 m87196050011391505A 010500BlackReel500 ft612825358732C1505A 0101000BlackReel1,000 ft612825358282C1505A 010N1000BlackReel w/Small Barrel1,000 ft1505A.001525BlackReel1,525 m87196050011221505A 0105000BlackReel5,000 ft612825356301C N1505A 01010000BlackReel10,000 ft 6128254404751505A.05152BlueReel152 m87196050012451505A.05305BlueReel305 m87196050012691505A.051525BlueReel1,525 m87196050012521505A 006500Blue, LightReel500 ft612825356271C1505A 0061000Blue, LightReel1,000 ft612825358305C1505A 006N1000Blue, LightReel w/Small Barrel1,000 ft1505A 0065000Blue, LightReel5,000 ft612825356356C N1505A 00610000Blue, LightReel10,000 ft 6128254358221505A 0011000BrownReel1,000 ft612825358381C1505A 001N1000BrownReel w/Small Barrel1,000 ft1505A 0015000BrownReel5,000 ft612825358350C N1505A 0081000GrayReel1,000 ft612825356332C1505A 008N1000GrayReel w/Small Barrel1,000 ft1505A 0085000GrayReel5,000 ft612825356325C N1505A 00810000GrayReel10,000 ft 6128254358461505A.08305Gray, SlateReel305 m87196050013201505A.081525Gray, SlateReel1,525 m87196050013131505A.06305GreenReel305 m87196050012831505A.061525GreenReel1,525 m87196050012761505A N3U1000Green, MilReel1,000 ft612825358374C1505A N3UN1000Green, MilReel w/Small Barrel1,000 ft1505A N3U5000Green, MilReel5,000 ft612825356516C N1505A N3U10000Green, MilReel10,000 ft 6128254358601505A.03305OrangeReel305 m87196050012141505A 0031000OrangeReel1,000 ft612825356394C1505A 003N1000OrangeReel w/Small Barrel1,000 ft1505A.031525OrangeReel1,525 m87196050012071505A 0025000OrangeReel5,000 ft612825358329C N1505A 0035000OrangeReel5,000 ft612825356387C N1505A 00310000OrangeReel10,000 ft 6128254358081505A.02152RedReel152 m87196050011771505A.02305RedReel305 m87196050011911505A 002500RedReel500 ft612825358336C1505A 0021000RedReel1,000 ft612825358343C1505A 002N1000RedReel w/Small Barrel1,000 ft1505A.021525RedReel1,525 m87196050011841505A 00210000RedReel10,000 ft 6128254357921505A.01152VioletReel152 m87196050011461505A.01305VioletReel305 m87196050011601505A 0071000VioletReel1,000 ft612825356400C1505A 007N1000VioletReel w/Small Barrel1,000 ft1505A.011525VioletReel1,525 m87196050011531505A 0075000VioletReel5,000 ft612825356349C N1505A 00710000VioletReel10,000 ft 6128254358391505A.07305WhiteReel305 m87196050013061505A 0091000WhiteReel1,000 ft612825358299C1505A 009N1000WhiteReel w/Small Barrel1,000 ft1505A.071525WhiteReel1,525 m87196050012901505A 0095000WhiteReel5,000 ft612825356318C N1505A 00910000WhiteReel10,000 ft 6128254358531505A.04305YellowReel305 m87196050012381505A 0041000YellowReel1,000 ft612825358312C1505A 004N1000YellowReel w/Small Barrel1,000 ft1505A.041525YellowReel1,525 m87196050012211505A 0045000YellowReel5,000 ft612825356370C N1505A 00410000YellowReel10,000 ft 612825435815© 2024 Belden, IncAll Rights Reserved.Although Belden makes every reasonable effort to ensure their accuracy at the time of this publication, information and specifications described here in are subject to error or omission and to change withoutnotice, and the listing of such information and specifications does not ensure product availability.Belden provides the information and specifications herein on an "ASIS" basis, with no representations or warranties, whether express, statutory or implied. In no event will Belden be liable for any damages(including consequential, indirect, incidental, special, punitive, or exemplary damages) whatsoever, even if Belden has been advised of the possibility of such damages, whether in an action under contract,negligence or any other theory, arising out of or in connection with the use, or inability to use, the information or specifications described herein.All sales of Belden products are subject to Belden's standard terms and conditions of sale.Belden believes this product to be in compliance with all applicable environmental programs as listed in the data sheet. The information provided is correct to the best of Belden's knowledge, information and beliefat the date of its publication. This information is designed only as a general guide for the safe handling, storage, and any other operation of the product itself or the one that it becomes a part of. The ProductDisclosure is not to be considered a warranty or quality specification. Regulatory information is for guidance purposes only. Product users are responsible for determining the applicability of legislation andregulations based on their individual usage of the product.
https://catalog.belden.com/techdata/EN/9259_techdata.pdf | cable | Product: 9259 75 Ohm Analog Video Coax, RG-59, 22 AWG Str BC, 95% BC Braid, PVCJkt, CMProduct Description75 Ohm Analog Video Coax, RG-59, 22 AWG (7x30) Bare Copper Conductor , PE Insulation, 95% Bare Copper Braid Shield, PVC Jacket, CMTechnical SpecificationsProduct OverviewSuitable Applications:Standard analog videoConstruction DetailsRG Type:59ConductorSizeStrandingNom. DiameterMaterial22 AWG7x300.029 inBC - Bare CopperInsulationMaterialNom. Insulation Diameter Color CodePE - Polyethylene (Foam)0.146 in (3.71 mm)WhiteOuter ShieldOuter Shield TypeMaterialCoverageBraidBare Copper (BC)95%Outer JacketMaterialNom. DiameterPVC - Polyvinyl Chloride 0.240 in (6.10 mm)Overall Cable Diameter (Nominal): 0.240 in (6.10 mm)Electrical CharacteristicsAttenuationFrequency Nom. Attenuation1 MHz0.3 dB/100ft5 MHz0.65 dB/100ft10 MHz0.9 dB/100ft50 MHz2.1 dB/100ft100 MHz3 dB/100ft200 MHz4.5 dB/100ft400 MHz6.6 dB/100ft700 MHz8.9 dB/100ft900 MHz10.1 dB/100ft1000 MHz10.9 dB/100ftElectricalsNom. Conductor DCRNom. Outer Shield DCRNom. Capacitance Cond-to-ShieldNom. Characteristic ImpedanceNom. Velocity of Prop.15 Ohm/1000ft2.6 Ohm/1000ft (8.5 Ohm/km)17.3 pF/ft (56.8 pF/m)75 Ohm78%VoltageUL Voltage Rating300 V (CM), 30 V (UL AWM 1354)Mechanical CharacteristicsTemperatureOperating-40°C to +80°CBend RadiusInstallation Min.2.4 in (61 mm)Max. Pull Tension:65 lbs (29 kg)Bulk Cable Weight:33 lbs/1000ftStandards and ComplianceEnvironmental Suitability:Indoor (Not Riser or Plenum), Indoor, Aerial - Black only, When supported by messenger wireSustainability:CA Prop 65Flammability / Reaction to Fire:UL1685 UL LoadingCPR Compliance:CPR Euroclass: Eca; CPR UKCA Class: EcaNEC / UL Compliance:CMAWM Compliance:AWM 1354CEC / C(UL) Compliance:CMEuropean Directive Compliance:EU CE Mark, EU Directive 2015/863/EU (RoHS 2 amendment), REACH, EU Directive 2011/65/EU (RoHS 2), EU Directive 2012/19/EU (WEEE)UK Regulation Compliance:UKCA MarkAPAC Compliance:China RoHS II (GB/T 26572-2011)Plenum Number:89259HistoryUpdate and Revision:Revision Number: 0.490 Revision Date: 04-29-2024Part NumbersVariantsItem #ColorPutup TypeLengthUPCFootnote9259 010100BlackReel100 ft6128253588939259 010500BlackReel500 ft612825354987C9259 010U500BlackUnReel500 ft6128253578419259 0101000BlackReel1,000 ft612825352969C9259 010U1000BlackUnReel1,000 ft6128253587709259 0101200BlackReel1,200 ft6128253529219259 0101500BlackReel1,500 ft6128253587879259 0105000BlackReel5,000 ft612825358909C© 2024 Belden, IncAll Rights Reserved.Although Belden makes every reasonable effort to ensure their accuracy at the time of this publication, information and specifications described here in are subject to error or omission and to change withoutnotice, and the listing of such information and specifications does not ensure product availability.Belden provides the information and specifications herein on an "ASIS" basis, with no representations or warranties, whether express, statutory or implied. In no event will Belden be liable for any damages(including consequential, indirect, incidental, special, punitive, or exemplary damages) whatsoever, even if Belden has been advised of the possibility of such damages, whether in an action under contract,negligence or any other theory, arising out of or in connection with the use, or inability to use, the information or specifications described herein.All sales of Belden products are subject to Belden's standard terms and conditions of sale.Belden believes this product to be in compliance with all applicable environmental programs as listed in the data sheet. The information provided is correct to the best of Belden's knowledge, information and beliefat the date of its publication. This information is designed only as a general guide for the safe handling, storage, and any other operation of the product itself or the one that it becomes a part of. The ProductDisclosure is not to be considered a warranty or quality specification. Regulatory information is for guidance purposes only. Product users are responsible for determining the applicability of legislation andregulations based on their individual usage of the product.