https://www.alphawire.com/disteAPI/SpecPDF/DownloadProductSpecPdf?productPartNumber=9442 | cable | %PDF-1.4%����1 0 obj<</CreationDate(D:20240802185609+00'00')/Creator(PDFsharp 1.50.5147 \(www.pdfsharp.com\))/Producer(PDFsharp 1.50.5147 \(www.pdfsharp.com\))>>endobj2 0 obj<</Type/Catalog/Pages 3 0 R>>endobj3 0 obj<</Type/Pages/Count 3/Kids[22 0 R 30 0 R 46 0 R]>>endobj4 0 obj<</Type/ExtGState/ca 1>>endobj5 0 obj<</Type/ExtGState/CA 1>>endobj6 0 obj<</Type/XObject/Subtype/Image/Length 1997/Filter/FlateDecode/Width 166/Height 45/BitsPerComponent 8/ColorSpace[/Indexed/DeviceRGB 127 7 0 R]/Interpolate true>>streamx�͙{W�H�}10�(�`(**V�(�O���u��W�B5UK˺�Wߙ�H���lW�?Ln2�/w�+�J¦�e{u2�¦]_��Qz�'�(,ˢ�˞��w��Io�>��a�,¦�H�6ɂ��\��F>0����D�#R3B�p�/[n�k�i���`OW�$Asv���f����3�۲C^�/.�fۍM��N���xa�6�5����n鉙z^VZ�A~0SMJO������&N)���/����l>�n4���N�D���%���FSJWZ�����K����li�oƦ��=*�{D9�1Eoz�^7����g��F�M�L�؏1&J����E�;BW���.��g��וo滾��ؓ��.���)�N����/������1�3��am�G�3ѱ�SZ�L��v��HJf�R'ϒ¡N9K6�_y�r�_��Cl#d���↎�ͧl[ݒet����J��&^���3��4����E�������A��¦ʀ����5}�%2�����6M\&�4>�3���z���pY�S�9w�D�����CS~W��'�Mm^�7<�Xm�J0D�T��}��2�#w���1�mk�-�Z)�-�8���&��i�Ӈw}e�&�'�Su��s�d&TV�Ⲳ�6�7��8��u8��땜��ܢ�?�,֯!�����Ζ���~�&*�I�R���.�ga͖�x����XB�q�cG���E�)��/uS���0����(�8h*�.�L��脙�z�N�Ζ�R�@�^��j�_����%�ǡL��X���9)�ϗ�M'����w��▇��p�)��wm��g�5G�gl$/6\���1�������Q��r�������F�G��p��C�'R9����2��9W!!T�� ر���+�%��Ed2)e�Z�̈́� W!��¦��mZ븞LaDR�LӴ,��=�@���`��)�_� $8^�S��B�='W����D�N��~#I$I��G�1����6�>I�!z�v�P�딟�q�,?B��V�z�!8b˟���BYz�����r1�>��J��c_T���Ԛw@Hf��&j�T��^��.r17��{�jo�<���-;*9ȯK�_*�r/D+.RGw��k�<���z�ؕ�L+5�ɕ��[?�TZo�Y�A�Ru^�1۲�%���F�5�Ƚ԰ڱY(3T��n�����7����>C�^È�G�e���蔤]Q��$�󎇸MA�*]�J�9�ą��;���F��M>Z��{��Ҫv���(�bF��C0]��a_��ْ>���N���JY^$w����.TT�A�w�����R#%��{�k��Nj,�SjRj�D�c3�"����A��ϒ�(_���$geD�Q�ZƳ9dr����cՖ0RZ>���VJ1E��c�7��ܦU�:�¦ہ�Yɨ�a�J�\;�[9��V!%߾���<�9���*Ef��ߝK&��ƩoK��}E���p�Hh]q`u�;!�����PA�(i����=���&Y����ޢ��l(r~P�D5Ɲy�;������n*���8��j�q�R���on߻�U;P���պaS��0I�c#��ʠ��~��tK�_��d�����f�e�ed�N�)�����$�����A���̜�dk��w�b[��r���H��)ij�G?�������Ζ�KF�0Ų��D:>����u?�^��b���6�=�Z>D��/.�endstreamendobj7 0 obj<</Length 384>>stream�������j������؈���������z(�ֽ����u!��]���,���r��S����x&�}.���q�����X������5����ƣ�����b�p��������:C�����g��������#���Ý���������ͭ������<���������������E��G����Ѵ�Ժ�������{�u ����������� �w#����t�����������Ӹ�������������������������{+�˫�����W��o��p��7������q�ӹ���������endstreamendobj8 0 obj<</Type/Font/Subtype/Type0/Encoding/Identity-H/ToUnicode 9 0 R/BaseFont/WCZKJE+Segoe#20UI/DescendantFonts[10 0 R]>>endobj9 0 obj<</Filter/FlateDecode/Length 682>>streamx�]�M��@��H���=�H�$d®ġ*�`ɰB*!��įǕz��bl�~��̛�vם�f�c���nN����9�y��nV[Ӟ�wyb/�~6��{���լVf�s��v�˺��������ù�0_~7��������K��"2m>�Y��o�K6s�yٵ�����e��<{�z��X��Q����[8���}�٪�*G���z����!-�~�QR:K�9R�6� eb��6�!�_��Rƥ�֤�Il�bF�����Ik���`�w�:����Ml芙���H�����d@-�=E�P�2n�V�2�J,g���z#�mDӆ�^zs�����L��¦5W:��%R��RF��s`�Z�-)�Zl<�� >/FontDescriptor 11 0 R/BaseFont/WCZKJE+Segoe#20UI/W[3[273]5[392]8[818]10[229]11[301]12[301]14[684]15[216]16[399]17[216]18[389]19[539]20[539]21[539]22[539]23[539]24[539]25[539]26[539]27[539]28[539]29[216]35[955]36[645]37[573]38[619]39[701]40[505]41[488]42[686]43[709]44[266]45[356]46[580]47[470]48[897]49[748]50[753]51[560]53[598]54[531]55[523]56[687]57[621]58[934]59[589]60[552]68[508]69[587]70[461]71[588]72[522]73[312]74[588]75[565]76[242]77[242]78[497]79[242]80[861]81[565]82[585]83[587]84[588]85[347]86[424]87[338]88[565]89[479]90[722]91[458]92[483]93[452]131[376]140[890]180[376]181[376]469[808]]>>endobj11 0 obj<</Type/FontDescriptor/Ascent 1079/CapHeight 700/Descent 251/Flags 32/FontBBox[-573 -411 1999 1298]/ItalicAngle 0/StemV 0/XHeight 500/FontName/WCZKJE+Segoe#20UI/FontFile2 12 0 R>>endobj12 0 obj<</Length1 66216/Filter/FlateDecode/Length 24091>>streamx��y¦TE�7¦�n�&�d_�Ā�@� �f������,�("���("2 6� " �8(*���Q�qT`�a���{��n��������¦����[�nU���9u�6� "�N*�GM��C�!jV���L��>=޿�}���M�1��W]D��O��ձ׎�/�����x��XT��6ZGtE���a����e�q�p��G�����*��/�z�#�Oʍ�%:��C�&_;����z,�3��L"}eǿ�?Y5�ñEg�́f��w�=���������㔢��]����{rO���2�:�Dw�\�fn��qڠY����m¦=�&�n$]��g���?Q�@���̌�ʏ������Ğ�<���t��O>ş5tH��9����?����4�.�?�?D]-,�g>o�o�r:M�[i`�}o���{7H¦?����Ѓ�m�OSh4�J¦�b:@�Ѷ?�G��Z�5���<�EP)��p�����G�h%�3w��`��4�f)�C?�R���� �9\O����t�v�yT;Hc�I��v�b����¦"12G��P?5vGl�~D���W;���rh"��>B���e����翟�~����翟�?��G���؂���fF:m���e��u���g������c¦F�R?D�c���e5��g�H�!�H�r�談���l�������}i��ݺF�Tv����ڷ+o[֦u�Җ-��/ivq�&%�4��������HO������r:]SA�Ev4�{M��ќ�uQoq�b(�xb@i��y�ŁPYim�UTG)�_4��f+E:�F�p�&�j���B<< /�3���oq���W������_�g���k�J���-��;"4:�B}a�U�'JU5;c�w@%u(��wuM� ~Y[{�I"���k0́b��7�{�(�o%��Q��f': ��8���Q��QiT�iQ�1S>{~����A���{����;��GC�C��ke(�I���ry�V��{q�kݨ YA[��x�]L�*��Boώ[r��}A�nO�����u(��p'�̝��}K�o��Ҭ�5���=�&����ݡ���-^��O#����ţG���#�`+�%=������*�bq��_,�Pϱ�Ÿ�u�.��B?�~��k�XMD]q�su�YX�//���)h�r� /C����܎��Ov�:;��N�^��)vI�S���¦u�f���X����Л�Q8�w�ٗש6������U+�f������Q�)*2��`K�IW�:�fByB=��ڕL��F�=?mh�/yyV�@��)¦]�4�R��ⵔWh��[Me{M=&�0߼�5!X���e!�34�����f�6/�zg�Ӻl�0en�g�5�-֞�k�\�o���]R;��\B�V��A56�:�٫���ä�}?��x�s��o�YWI��C(����?�&�+�ʺ�4��¦ٻ��>��N�}���?�Ϊ�¦#V���[ٟ(���bq��[#�+����u{�O�kP�6E(���n��k�!���r%_������Mq��y�E�n�w5Y!�G�$��:A�v*V����(B�h֝H���:�Uw�������G�z�qE�J���Up�6��D.A�xE��ۊ��e�Nq�VW$�jq;ZD��u噡�R����@��v��Wa-a���~"«h(�@�b?��hm�M�l�AM������iM�W}u^TԶ@�z"m�>�TrPn���F���4*=�(=��`�Ve��@Ia�p����ʎ����S��k������*�Cq$ݧ5�J��74]�\��8T���l#J�֭߰D��D�e�e�*��x��.UŎ=Jʢ �*,�����oq��n��K�v.��~� ���"�B�QC%�8�����8��~�?���`�g���tA���aQL�(×2�~�U�n����%F*�%&��M���13Q����sd�N<�N&�A��K�A��t�wIᡝa���Q�\>'OK��~��ܿ_��T����e�_�C��y��t��\C��D�T͙ꈸ��ph{k}��:(Uhz7��{4h�3�\�H���e�^3¦X8����l����1<�taya+E[nNX`� X �+A.�)0o��M͓��DzFU����Q�i�t1�ەH ���3v�Ge̪���b�`�A����܃L��8MtZs�-��tq�i[*N)۔�!?�W������p#$�(�-��*��?V�ĩ��ܤ�QQE��'��ѫ)��tc�zS���o���\V�Ҳkז�ݺevkٲ{��-���ءXPm!u.'�2M�{h���RZJr�����E}���}տ�w���}��ַ����Y$���"n_�*�D�ZU���5�%��>�kH����FqQ�&Jy�`�ve!�_��]g>3y�o�t�r��n�`~d-D3�����F]�C�6��?��(���?"R��wQ*5���8h�p:��Àe����e�[aۗ�:�+��e�;���\}m�v3nۤR{/�u�K��}e]z2Wo R?U�P�HAA�"7j�7Z)�F��F׆��n=U_U��q*�.�"�*Nc��kl�EۖJqQ��(�m��t�SՌ��J�JU՚]Zס�Ы./�if�ʉ]�^6��k�h��z���0p\$O+�6�k(�e�i���e#��r�:�S[��K�.�3�cƌügB�a��hr�k�ܴ�TgQ��E¦��3'W�r�G���n�����`ZZpUmZ�����S���9U��t�u�-7I�0棤�L�t�_@mV�j*�mZ�X������B���E�^��3T��>vM:8c���f\UjN�v�i~�ЂE{��?����Ϭ!eb��n��ܤ���ȹ[8��Xu�!s��_\�9��L��!m����Tʠ�H�*��Fğj�,���9WպD ��3Pe+B�����)���r��m��e-�(�v������;w��>¦��+�̋đ~wΘ��:=`��������<��M�({��i�]�/����K1UG��/��ʲx^�l7n����{�6�2�!��X�7�4,�gq�\��m"5*:�ZZ��`�ͯ���ၳkJw?�(��Zy���F�������*v��xk�N[�����s�c�����ͫ�Ӎ�3/o��M�M��R��EA7-*,l��B�o��67?��/L���E�*iQ�ٳ=���w^�����[��MV��wF����^�S��=��1aӴ�+~��!7ά[5�WڨC����&����yl��%��E*���X�<.z��C~���ϋ�Lm�H��_¦�3�[�N�7}P�����U߹u�K�²���d�ϑC�F¦N'��õ���_����\f{��(��v� V*̮�Mᰱ�_��]3~�9��ե��*6��y��n���#��W/ǀ4$vD��bjO���Hi�E�n��zFЉ?���e�-�P�^ֹs٪�Ν��4n�pm㜔KWզ8��4B����p$� ��ī+Gv����M׍�8��f����e��p���U�м����֭��4)�\զ��.Ebi�ͣ���>1�;G��0�΁��h�]=���o���q����7����n��U��^�-��kI��W�i[�a��;vF�i�3��o^��z���Dg5�w��n��'Y޲���/�b�RE�E�h߱�+�_¦�iG<<��6���U�*{�������ik����_��&\ߵ��~a�����wol���U�칮�֍���U���}�]#�K���g��W4�ŴI��e�ȸS$Ӡ�Ն��^�Ms�O7���bZs��+͑A�M\l=���B���6V;��G"p맷%�B�c=���jC�鹈��T����/G����">����G���#^��u�PвQ�B��Uֿ��k��V��k}�O-A`ӿ6�Q��HIQ�B%���%����N�Z��m���Y�[6�}q�g��� �T�UF���鳤1ښ��,�n�`�x�0&X��=ڳ����g�s,���G*l�>ð��N���vm���ϋ~����7�5�9�tڄ��u���{�,q������zs��]�-���޿������n�eb��W7}.�};�_U������D�j֙��ͅճ��g�(1Q¦nN0�?n���{z�]?��g�~W$� �i���i��U�.�GxRR}��U5�¯����_���/�!�J�RS\nM�x���x#���^#��)�ʲZx=�C���Q�TW��i��NBG�T�3e�o襁2�ڰap�TZ�n���/�_����Z��X��KݷϿ_��}����j�(KS�4-6���P����W�ly�3�Gs�¦"�7�yާ�*�ֹ���lw�{��'>����׈ו"v�`�Ƴl�sf��j�A9�j)(��j����L���/,��F�r<�:�����V�F:7�gߖ!2x'd�39̸��᪜9�Ɯ�>���>�:�;O*�E�0����U;���*�5�1�lvr�:22��b5 ��0�w��v�e��e[̓Nm^�����-�\���q��ۛh���<�+f�3ު_Uzɭ&����P�m�~��z�E}U��^��J���t�����(gd�)i�j�4�Ǔ�LYV���ӊU�tѓ�g���k�ٺe������M1g�eI��]�ʤ�0�}�Ql�K���X֦��䱯�?�Kţ���;W��!~�#�?�i�X,"�Fl��3���1�y��W�E��WЃ�&�bg�E.�NV�ũ�L5�6;eg�[c��)�X��F��$%%�bR]L����5G������s��Q�ńifj��bR!V�b]�¦o^m>�ΟE��X�C_U���nޠ+?�-E��Re�vP�I���1�{_ne��]AE��@��$J1� ���?��E�wf����#oKD/1@l�k"4�y�<�]���%��?3"��0�NCwBDP�UCu�@�Bop2�1AV��Ը��-4n���mC��+H/m`�¼��+���\c��͆���/7(��O��߭�(��e~����赊.D�g��21z���;��Q���,N��sA���T���4���m笟�/z�EONI�;�ׇ�s��X����;hI*,�}�S¦���=V P����ݠv��m����/��7s�U6��bv~Zɟ�*��V�*���Q(�l/l��Sp�q��<"]�;�/t����M��OBw¦3�)��[g)X�����:a� �!^BN�~�T���m)�B�iv�������$Q&��G���ءmؠ�f+�o�?�,-I��I�����T_e�H]�t�3���>�����2���BzX�=~�-�ϸ$��v7��s4Kؚ���I�ɶ�6�Ҷv�,�J]W��A��N��,(�ѮHƭ��4�$�]�29SdJN�ę/���\���+��AU;Gir�"��k��mG9�)�1��p#-%�0=�9���l�`��a�m@Kð2IX�%"���AB���.)�����!�(3&�&U�N33�ͬ�L͹�c���g�s���G}q�#.�q�֫ը�8��ξ�bjG���5�FOER�y�d�����Bxx� �s�¦9���cȠ�5�[u߹v" ̏@�Y�grp#��ѝ���m���9�e���U˝��Z��憼@�o1C&�z�M�ez�O��Aù�/ʟZ�h�ڴpi��V_��#�r+W��X{���F��_͍PA���:���g�IZ�2He��P22r¦��������*J�-��9�9�d� �[?۾�b�o���T�M4כK�w>7�i~�d���C�js���¦���1w�?���Vd�¦�Ύ��f�����4Ҭ�!��j^ZV���JP��<��e�3a.f�y}���b(`�eJ��t�`j-egj��^���J)*�La��&��pm2����\��[!L�X�e���?�D� ��*mT��P��6_q����em���W���W�o�Ȟi��Y�KK�+�O6�����sA͌�a�ch¦9�O$�_���R�*=rE��6�%,q�����9̑�(���yZ���:=�a���s�58Zp�ukcYm봼��E̵"ft3�hvZ�h�u͹�9�5��b����.W{ᴬ�\�l����n2.��l�A�������װ�����T��T��M �j��-���d���U��n�%M��U5����<���f�J��ỏxTI����P*���<��).��:�v�٣0{f�2G� S������������xG$�G�2��<���\^�t9s<�y͑�Q��t唩+�mD�.�B�FZ+�AyЩx4��a�W��sm:6x¦���0Y���9���9��c��f�Ş[�����8�~�u��6p��ޭ����b��n�ң~��S�����b�zfW����+�L�����T�¦�+x8�H�0p1@k�Z-��_����v�����yusx$��3���PTU���i^Ҍ#�w1���,_�B�r��Y��T*�ny_�!V&��"������X�qk_��\����=in͙#V bou_�ޝzj7r�K���Et��f��bj���"n��[\b�"�BP�\�J�e낚����<Τ^���8.+�C¦�Kyhǌq�q)��n���<~ ��2w��]o6.�گ��?���wV���o��ɲ]��i��%t_Z������4��,�ۗ�P�Β'������Y������<)�kEE�t��7X;�=�3��+v�1T"v���μ���i�f�������h���z����h�wjZ�(a�h��/���Gh��{�+�Z����mkU���U�V���L��-)b�WLq�[�g�iL_@��B���^b�R�Ӓ�I)7KH���p%��/;�J�%9�8��k2w5�Gue�=��L�(�㒱7q���ut���㒙f���$�����:h��5w���O�S�ןDI�L-�-Z��쬔��jU���r�t�iӭ�����^�u��\)���K]����&[Űl��IaɔfPO�M�3$݆�A�x�ĭ!��^�T>$�o>$�Y��t�Y���j4R���1����J���~��Q;�ϥ��K�Ӳ)���H���L�5C�==+k=~i�"C���W��>���ϗLYQ�¦�¦��Ӹ��/k�o9�b�'}9�^�٠�:���#eg�&lֆ�3a��[. �!(,.�R����<:#��V�Ӯ��D�({���Q�[���)����ؚ�k��K�B���μcy�����]�iǎ��+�ǰom��k���o�"×��֗��s孨u�5j�W��m���*y%�[$���J���y���K_`���ȅ��'%¦Ί!m$¦PR�a�Z��3���O�mS\d��ںuڌ#����Mx��}t�}[�/׏�׽n~��3_S��w��C�mz�ehj�`$� �D��Q�˗�S<���GfBW�*�21����,"��E�Q0�I�\�i��I:7ԋ��A�!!��p��j݊��Ȗ�ے�XRm��M]���/Q����&���{�sj饢���EY�U�=���Z�"�����t��b�Th%O�c�����Q ��Fw��-�=ik��%Rsg3��L`6�=�ɫÙ����v&1Y�B���Vb�"�T-�Y���������w߮�<��Y��ɻmڲ_�}m�6�[�ۃ�6��ŭ�[T�A�Aʡ��s�h�s-<��8�ڜ��ҠÙ�Lh��6D�����&�O��4��َ,��!�riiy9�&�aV$;��l����ۈ�C��P�HN�����i1�f��3�f4m¬p�շТ��Z���N߁� N��6M��i��U#EV�?D��W��>��N�ʡkm�s�:rn?�N����]Q��*�\�j��!/y�T��b�\L�k���Jlm¦����LYfFi���-+k��c�C�gN�2�م�b22��'����d���U��'N<��ӻ���\����KN/Q�,Y���A��Y��!�l*�W#~�&T_*�z��ex�O��d&���Ǚ$Ł���.N)��Y��Fi�VԦ�����s���.��E0qr�f�]M�7q�7�����~Vti�3��d����ݳ���:��k���e1���d�/o�������ԯŭ�-�ȏyc4��3���]�������:q���D�K�������[�¦��/��'RO�he�b�/�ׯ�W�W�i��n:�a�ɺ�W��H�\�iކ���.�b�i3��!S9ig���.�Ljaq�����GpC=���t�sm�_�e��<��~7L���k�KA���¦40RLƨ�)՗���xՑ�V}��{n)��RR~Ka?����E�.����a>��WV6oѥK�u�֩e�Ν[6� Q�яC�S.Q5O�u�n�f��B��$��%�'#�nC�)�Vt+coH=��#v���s������i,����еbR;�}uū���u5KՅ���Z9NǊZ�Ou8�a�]��o@�¦�O����9¦fJ�r�9�?.⟉����*5��U���f�o�~~I��u��\e��QF�"�¦��R�_kh��[��.����%�����(7#�ϰI�h��?�so^���)O�����!]���}b�͏��<��}h����u�v5��6��1[^΢�¦����^,c>�.�>�E���_m�(�w@�8q�Ws�W��r��>57�$*��6��k�¦�֠�A�>;��)�]z"����>���S��[Ie��E�fk���>�Y�^�Ϛ}�W���,1_�g�9[w�>�p�;�n�}�<�����e����~Z�o��S���b�¦n��_�<��/B+_�{�C˷�¦�x�[e�����n���DmW���������r���u��Z���b�����y~��%�6���ˀ�&��5����,�:aՒ�7&�&hZ����`!�n�Ph��G�"R8�C�<����PƱ�PfJ�p����l0N�����1u#��[��
https://catalog.belden.com/techdata/EN/8262_techdata.pdf | cable | Product: 8262 Mil-Spec Coax, 50 Ohm, RG-58, 20 AWG Str TC, 95% TC Braid, PVC Jkt,Commercial Non-QPLProduct DescriptionMil-Spec Coax, 50 Ohm, RG-58, 20 AWG (19x33) Tinned Copper Conductor, PE Insulation, 95% Tinned Copper Braid Shield, PVC Jacket(Non-Contaminating), Commercial, non-QPLTechnical SpecificationsProduct OverviewSuitable Applications:Point-to-point and point-to-multipoint wireless antenna communication; Wireless microphones, Two-Way Radios, Amateur (Ham) Radio, Low Power FM, GPS, RFID (RadioFrequency Identification)Construction DetailsRG Type:58ConductorSizeStrandingNom. DiameterMaterial20 AWG19x330.035 inTC - Tinned CopperInsulationMaterialNom. Insulation Diameter Color CodePE - Polyethylene0.115 in (2.92 mm)WhiteOuter ShieldOuter Shield TypeMaterialCoverageBraidTinned Copper (TC) 95%Outer JacketMaterialNom. DiameterPVC - Polyvinyl Chloride (Non-Contaminating)0.195 in (4.95 mm)Overall Cable Diameter(Nominal):0.195 in (4.95 mm)Electrical CharacteristicsAttenuationFrequency Nom. Attenuation1 MHz0.4 dB/100ft10 MHz1.4 dB/100ft50 MHz3.3 dB/100ft100 MHz4.9 dB/100ft200 MHz7.3 dB/100ft400 MHz11.5 dB/100ft700 MHz17.0 dB/100ft900 MHz20.0 dB/100ft1000 MHz21.5 dB/100ftPower RatingFrequency Max. Power Rating50 MHz300 W100 MHz200 W400 MHz90 W1,000 MHz55 WElectricalsNom. Conductor DCRNom. Outer Shield DCRNom. Capacitance Cond-to-ShieldNom. Characteristic ImpedanceNom. Velocity of Prop.10.8 Ohm/1000ft4.1 Ohm/1000ft (13 Ohm/km)30.8 pF/ft (101 pF/m)50 Ohm66%VoltageVoltage Rating1400 V (Mil-Spec)Mechanical CharacteristicsTemperatureOperating-40°C to +85°CBend RadiusInstallation Min.2 in (51 mm)Max. Pull Tension:42 lbs (19 kg)Bulk Cable Weight:24 lbs/1000ftStandards and ComplianceEnvironmental Suitability:Outdoor - Aerial, Indoor, Aerial - Black only, When supported by messenger wireSustainability:CA Prop 65CPR Compliance:CPR Euroclass: EcaMilitary Compliance:Commercial, non-QPL product (M17/155-00001)European DirectiveCompliance:EU CE Mark, EU Directive 2015/863/EU (RoHS 2 amendment), REACH, EU Directive 2011/65/EU (RoHS 2), EU Directive 2012/19/EU (WEEE)UK Regulation Compliance:UKCA MarkAPAC Compliance:China RoHS II (GB/T 26572-2011)HistoryUpdate and Revision:Revision Number: 0.528 Revision Date: 04-29-2024Part NumbersVariantsItem #ColorPutup TypeLengthUPCFootnote8262 010500BlackReel500 ft612825197423C8262 010U500BlackUnReel500 ft6128253581148262 0101000BlackReel1,000 ft612825197454C8262 010U1000BlackUnReel1,000 ft612825197430© 2024 Belden, IncAll Rights Reserved.Although Belden makes every reasonable effort to ensure their accuracy at the time of this publication, information and specifications described here in are subject to error or omission and to change withoutnotice, and the listing of such information and specifications does not ensure product availability.Belden provides the information and specifications herein on an "ASIS" basis, with no representations or warranties, whether express, statutory or implied. In no event will Belden be liable for any damages(including consequential, indirect, incidental, special, punitive, or exemplary damages) whatsoever, even if Belden has been advised of the possibility of such damages, whether in an action under contract,negligence or any other theory, arising out of or in connection with the use, or inability to use, the information or specifications described herein.All sales of Belden products are subject to Belden's standard terms and conditions of sale.Belden believes this product to be in compliance with all applicable environmental programs as listed in the data sheet. The information provided is correct to the best of Belden's knowledge, information and beliefat the date of its publication. This information is designed only as a general guide for the safe handling, storage, and any other operation of the product itself or the one that it becomes a part of. The ProductDisclosure is not to be considered a warranty or quality specification. Regulatory information is for guidance purposes only. Product users are responsible for determining the applicability of legislation andregulations based on their individual usage of the product.
https://catalog.belden.com/techdata/EN/8262_techdata.pdf | cable | Product: 8262 Mil-Spec Coax, 50 Ohm, RG-58, 20 AWG Str TC, 95% TC Braid, PVC Jkt,Commercial Non-QPLProduct DescriptionMil-Spec Coax, 50 Ohm, RG-58, 20 AWG (19x33) Tinned Copper Conductor, PE Insulation, 95% Tinned Copper Braid Shield, PVC Jacket(Non-Contaminating), Commercial, non-QPLTechnical SpecificationsProduct OverviewSuitable Applications:Point-to-point and point-to-multipoint wireless antenna communication; Wireless microphones, Two-Way Radios, Amateur (Ham) Radio, Low Power FM, GPS, RFID (RadioFrequency Identification)Construction DetailsRG Type:58ConductorSizeStrandingNom. DiameterMaterial20 AWG19x330.035 inTC - Tinned CopperInsulationMaterialNom. Insulation Diameter Color CodePE - Polyethylene0.115 in (2.92 mm)WhiteOuter ShieldOuter Shield TypeMaterialCoverageBraidTinned Copper (TC) 95%Outer JacketMaterialNom. DiameterPVC - Polyvinyl Chloride (Non-Contaminating)0.195 in (4.95 mm)Overall Cable Diameter(Nominal):0.195 in (4.95 mm)Electrical CharacteristicsAttenuationFrequency Nom. Attenuation1 MHz0.4 dB/100ft10 MHz1.4 dB/100ft50 MHz3.3 dB/100ft100 MHz4.9 dB/100ft200 MHz7.3 dB/100ft400 MHz11.5 dB/100ft700 MHz17.0 dB/100ft900 MHz20.0 dB/100ft1000 MHz21.5 dB/100ftPower RatingFrequency Max. Power Rating50 MHz300 W100 MHz200 W400 MHz90 W1,000 MHz55 WElectricalsNom. Conductor DCRNom. Outer Shield DCRNom. Capacitance Cond-to-ShieldNom. Characteristic ImpedanceNom. Velocity of Prop.10.8 Ohm/1000ft4.1 Ohm/1000ft (13 Ohm/km)30.8 pF/ft (101 pF/m)50 Ohm66%VoltageVoltage Rating1400 V (Mil-Spec)Mechanical CharacteristicsTemperatureOperating-40°C to +85°CBend RadiusInstallation Min.2 in (51 mm)Max. Pull Tension:42 lbs (19 kg)Bulk Cable Weight:24 lbs/1000ftStandards and ComplianceEnvironmental Suitability:Outdoor - Aerial, Indoor, Aerial - Black only, When supported by messenger wireSustainability:CA Prop 65CPR Compliance:CPR Euroclass: EcaMilitary Compliance:Commercial, non-QPL product (M17/155-00001)European DirectiveCompliance:EU CE Mark, EU Directive 2015/863/EU (RoHS 2 amendment), REACH, EU Directive 2011/65/EU (RoHS 2), EU Directive 2012/19/EU (WEEE)UK Regulation Compliance:UKCA MarkAPAC Compliance:China RoHS II (GB/T 26572-2011)HistoryUpdate and Revision:Revision Number: 0.528 Revision Date: 04-29-2024Part NumbersVariantsItem #ColorPutup TypeLengthUPCFootnote8262 010500BlackReel500 ft612825197423C8262 010U500BlackUnReel500 ft6128253581148262 0101000BlackReel1,000 ft612825197454C8262 010U1000BlackUnReel1,000 ft612825197430© 2024 Belden, IncAll Rights Reserved.Although Belden makes every reasonable effort to ensure their accuracy at the time of this publication, information and specifications described here in are subject to error or omission and to change withoutnotice, and the listing of such information and specifications does not ensure product availability.Belden provides the information and specifications herein on an "ASIS" basis, with no representations or warranties, whether express, statutory or implied. In no event will Belden be liable for any damages(including consequential, indirect, incidental, special, punitive, or exemplary damages) whatsoever, even if Belden has been advised of the possibility of such damages, whether in an action under contract,negligence or any other theory, arising out of or in connection with the use, or inability to use, the information or specifications described herein.All sales of Belden products are subject to Belden's standard terms and conditions of sale.Belden believes this product to be in compliance with all applicable environmental programs as listed in the data sheet. The information provided is correct to the best of Belden's knowledge, information and beliefat the date of its publication. This information is designed only as a general guide for the safe handling, storage, and any other operation of the product itself or the one that it becomes a part of. The ProductDisclosure is not to be considered a warranty or quality specification. Regulatory information is for guidance purposes only. Product users are responsible for determining the applicability of legislation andregulations based on their individual usage of the product.
https://catalog.belden.com/techdata/EN/7806A_techdata.pdf | cable | Product: 7806A 50 Ohm Wireless Transmission Coax, RF 195, RG58, 19 AWG Solid BC, Foil+ 90% TC Braid, PE JktProduct Description50 Ohm Wireless Transmission Coax, RF 195, RG58, 19 AWG Solid Bare Copper Conductor, PE Insulation, Duofoil® + 90% Tinned Copper Braid Shield, PEJacketTechnical SpecificationsProduct OverviewSuitable Applications:Point-to-point and point-to-multipoint wireless antenna communication; Wireless microphones, Two-Way Radios, Amateur (Ham) Radio, Low Power FM, GPS, RFID (RadioFrequency Identification)Construction DetailsRG Type:58ConductorSizeStrandingNom. DiameterMaterial19 AWGSolid0.037 inBC - Bare CopperInsulationMaterialNom. Insulation Diameter Color CodePE - Polyethylene (Foam)0.110 in (2.79 mm)WhiteOuter ShieldLayerOuter Shield TypeMaterialMaterial Trade NameCoverage1TapeTri-Laminate (Alum+Poly+Alum) Duofoil®100%2BraidTinned Copper (TC)90%Outer JacketMaterialNom. DiameterPE - Polyethylene0.195 in (4.95 mm)Overall Cable Diameter(Nominal):0.195 in (4.95 mm)Electrical CharacteristicsVSWRFrequencyMax. VSWR5 - 6000 MHz1.25:1AttenuationFrequency Nom. Attenuation5 MHz0.75 dB/100ft10 MHz1 dB/100ft30 MHz1.8 dB/100ft50 MHz2.5 dB/100ft150 MHz4 dB/100ft220 MHz4.9 dB/100ft450 MHz7.1 dB/100ft900 MHz10.3 dB/100ft1500 MHz13.7 dB/100ft1800 MHz15.2 dB/100ft2000 MHz16.1 dB/100ft2500 MHz18.3 dB/100ft3000 MHz20.5 dB/100ft4500 MHz26.5 dB/100ft5800 MHz31.2 dB/100ft6000 MHz32 dB/100ftPower RatingFrequency Max. Power Rating30 MHz890 W50 MHz694 W150 MHz403 W220 MHz336 W450 MHz231 W900 MHz162 W1,500 MHz124 W2,000 MHz107 W2,500 MHz95 W3,500 MHz80 W4,500 MHz70 W6,000 MHz61 WElectricalsNom. Conductor DCRNom. Outer Shield DCRNom. Capacitance Cond-to-ShieldNom. Characteristic ImpedanceNom. Velocity of Prop.7.6 Ohm/1000ft4.2 Ohm/1000ft (14 Ohm/km)24.3 pF/ft (79.7 pF/m)50 Ohm77%VoltageVoltage Rating300 VMechanical CharacteristicsTemperatureOperating-40°C to +80°CBend RadiusInstallation Min.0.5 in (13 mm)Max. Pull Tension:40 lbs (18 kg)Bulk Cable Weight:23 lbs/1000ftStandards and ComplianceEnvironmental Suitability:Indoor/Outdoor, Indoor, Aerial - Black only, When supported by messenger wireSustainability:CA Prop 65European DirectiveCompliance:EU CE Mark, EU Directive 2015/863/EU (RoHS 2 amendment), REACH, EU Directive 2011/65/EU (RoHS 2), EU Directive 2012/19/EU (WEEE)APAC Compliance:China RoHS II (GB/T 26572-2011)HistoryUpdate and Revision:Revision Number: 0.511 Revision Date: 04-29-2024Part NumbersVariantsItem #ColorPutup TypeLengthUPCFootnote7806A 010500BlackReel500 ft612825189602C7806A 0101000 BlackReel1,000 ft612825189596C© 2024 Belden, IncAll Rights Reserved.Although Belden makes every reasonable effort to ensure their accuracy at the time of this publication, information and specifications described here in are subject to error or omission and to change withoutnotice, and the listing of such information and specifications does not ensure product availability.Belden provides the information and specifications herein on an "ASIS" basis, with no representations or warranties, whether express, statutory or implied. In no event will Belden be liable for any damages(including consequential, indirect, incidental, special, punitive, or exemplary damages) whatsoever, even if Belden has been advised of the possibility of such damages, whether in an action under contract,negligence or any other theory, arising out of or in connection with the use, or inability to use, the information or specifications described herein.All sales of Belden products are subject to Belden's standard terms and conditions of sale.Belden believes this product to be in compliance with all applicable environmental programs as listed in the data sheet. The information provided is correct to the best of Belden's knowledge, information and beliefat the date of its publication. This information is designed only as a general guide for the safe handling, storage, and any other operation of the product itself or the one that it becomes a part of. The ProductDisclosure is not to be considered a warranty or quality specification. Regulatory information is for guidance purposes only. Product users are responsible for determining the applicability of legislation andregulations based on their individual usage of the product.
https://timesmicrowave.com/wp-content/uploads/2022/03/lmr-400-uf-coax-cables-datasheet.pdf | cable | LMR®-400-UFFLEXIBLE LOW LOSS CABLE ASSEMBLIESTimes LMR cable assemblies are highperformance broadband, flexible, low-loss RFcoaxial cables that can be used virtuallyanywhere, either indoors or outdoors. As acompletely Times manufactured solution,performance and reliability are assured.• Antenna feeder runs• Inter/intra cabinet jumpers• Internal component equipment wiring• GPS system wiringKEY APPLICATIONSFEATURES• Excellent RF Shielding, better than 90 dB• UV and weather resistant• Flexible and easy to use Impedance Maximum Frequency Capacitance Velocity of Propagation Delay Shielding Voltage WithstandJacket SparkElectrical Properties Diameter Weight Minimum Bend Radius Operating Temperature Tensile Strength Bending Moment Flat Plate CrushStorage Temp Mechanical PropertiesdB/ft0.050.080.13dB/m(0.16)(0.26)(0.43)Attenuation900 MHz2.5 GHz5.8 GHzUnits in (mm) 0.405 (10.287) lb/ft (kg/m ) 0.088 (0.131) in(mm) 1.00 (25.4) °F (°C) -40° to 185°(-40 to 85) lb (kg) 160 (72.6) ft lb (N-m) 0.375 (0.51) lb/in (kg/mm) 20 (0.36) °F (°C) -94 to 185 (-70 to 85) Units Ω 50 +/- 2 GHz 6.0 pF/ft (pF/m) 23.9 (78.4 ) 80%ns/ft (ns/m) 1.20 (3.94) >90dB minimum Volts DC 2500 Volts RMS 8000 12345Inner Conductor Stranded BC Dielectric Foam PEOuter Conductor Aluminum Tape Overall Braid Tinned CopperJacket TPR12345WORLD HEADQUARTERS358 Hall Avenue, Wallingford, CT 06492 1-800-867-2629 LMR®-400-UFFLEXIBLE LOW LOSS CABLE ASSEMBLIESAssembled and tested LMR assemblies provide assured performanceGlobal manufacturing capability:US, Mexico, India & ChinaHeritage—in the air and on the ground, thousands of assemblies built over decadesOrdering Guide LUF400- NMNM-3.0 F Interface NM N Male TM TNC Male BM BNC Male Units of Measure F Feet M Meters Length
https://timesmicrowave.com/wp-content/uploads/2022/06/lmr-240-datasheet.pdf | cable | (800) TMS-COAX • www.timesmicrowave.com18TIMES MICROWAVE SYSTEMSLMR®-240 Flexible Low Loss Communications CoaxIdeal for… • Jumper Assemblies in Wireless Communications Systems • Short Antenna Feeder runs (e.g. WLL, GPS, LMR, Mobile Antennas) • Any application (e.g. WLL, GPS, LMR, WLAN, WISP, WiMax, SCADA, Mobile Antennas) requiring an easily routed, low loss RF cableLMR-240 Environmental Specifications Performance Property 0F oC Installation Temperature Range -40/+185 -40/+85 Storage Temperature Range -94/+185 -70/+85 Operating Temperature Range -40/+185 -40/+85Mechanical Specifications Performance Property Units US (metric) Bend Radius: installation in. (mm) 0.75 (19.1) Bend Radius: repeated in. (mm) 2.5 (63.5) Bending Moment ft-lb (N-m) 0.25 (0.34) Weight lb/ft (kg/m) 0.034 (0.05) Tensile Strength lb (kg) 80 (36.3) Flat Plate Crush lb/in. (kg/mm) 20 (0.36)Construction Specifications Description Material In. (mm) Inner Conductor Solid BC 0.056 (1.42) Dielectric Foam PE 0.150 (3.81) Outer Conductor Aluminum Tape 0.155 (3.94) Overall Braid Tinned Copper 0.178 (4.52) Jacket (see table) 0.240 (6.10)Electrical Specifications Performance Property Units US (metric) Velocity of Propagation % 83 Dielectric Constant NA 1.42 Time Delay nS/ft (nS/m) 1.21 (3.97) Impedance ohms 50 Capacitance pF/ft (pF/m) 24.2 (79.4) Inductance uH/ft (uH/m) 0.060 (0.20) Shielding Effectiveness dB >90 DC Resistance Inner Conductor ohms/1000ft (/km) 3.2 (10.5) Outer Conductor ohms/1000ft (/km) 3.89 (12.8) Voltage Withstand Volts DC 1500 Jacket Spark Volts RMS 5000 Peak Power kW 5.6 Part Description Stock Part Number Application Jacket Color Code LMR-240 Outdoor PE Black 54021 LMR-240-DB Outdoor/Watertight PE Black 54090 LMR-240-FR Indoor/Outdoor Riser CMR FRPE Black 54029 LMR-240-FR-PVC Indoor/Outdoor Riser CMR FRPVC Black 54214 LMR-240-PVC General Purpose PVC Black 54140 LMR-240-PVC-W General Purpose PVC White 54202 LMR-240-MA Indoor & Mobile Antenna PVC Black 54046(800) TMS-COAX • www.timesmicrowave.com19TIMES MICROWAVE SYSTEMSLMR-240Attenuation(db per 100 feet)100.010.01.0Frequency (MHz)10 100 1,000 10,000 Calculate Attenuation = (0.242080) • FMHz + (0.000330) • FMHz (interactive calculator available at http://www.timesmicrowave.com/cable_calculators)Attenuation: VSWR=1.0 ; Ambient = +25°C (77°F) Power: VSWR=1.0; Ambient = +40°C; Inner Conductor = 100°C (212°F); Sea Level; dry air; atmospheric pressure; no solar loadingAttenuation vs. Frequency (typical) Frequency (MHz) 30 50 150 220 450 900 1500 1800 2000 2500 5800 8000Attenuation dB/100 ft 1.3 1.7 3.0 3.7 5.3 7.6 9.9 10.9 11.5 12.9 20.4 24.3 Attenuation dB/100 m 4.4 5.7 9.9 12.0 17.3 24.8 32.4 35.6 37.7 42.4 66.8 79.7 Avg. Power kW 1.49 1.15 0.66 0.54 0.38 0.26 0.20 0.18 0.17 0.15 0.10 0.08(800) TMS-COAX • www.timesmicrowave.com20TIMES MICROWAVE SYSTEMSLMR®-240 Flexible Low Loss Communications CoaxLMR-240TC-240-NMH-X3190-28875TC-240-NMC3190-2446TC-240-NF-BH-X3190-28888EZ-240-1023M3190-62837TC-240-NF-PM-X3190-28899TC-240-BMC3190-242EZ-240-BM-X / TC-240-BM-X3190-6120 - 3190-289012-13TC-240-BM-RA-D3190-28691411EZ-240-BM-RA-X3190-286815EZ-240-TM-X3190-272516TC-240-TM-X3190-279717EZ-240-TM-RP-X3190-28921819TC-240-TM-RA-D3190-2798EZ-240-QM-X3190-289422EZ-240-QM-RA-X3190-289523EZ-240-SM-X3190-289724TC-240-SM-SS-X3190-289825TC-240-SM-RA-SS-X3190-290026EZ-240-SM-RA-X3190-289927TC-240-SM-RP3190-32628TC-240-SF-SS-BH-X3190-289629TC-240-MUHF3190-44530TC-240-716M3190-298231TC-240-716M-RA-D3190-298332TC-240-FM-X3190-28911EZ-240-NMH-X3190-28932TC-240-NMH-RA-D3190-2426EZ-240-NF-X 3190-2795EZ-240-TF-RP-X 3190-6167EZ-240-TF-X3190-620443EZ-240-NMH-RA-X3190-6143 Connectors Inner Outer Finish* Part Stock VSWR ** Coupling Contact Contact Body Length Width Weight Interface Description Number Code Freq. (GHz) Nut Attach Attach /Pin in (mm) in (mm) lb (g) 1. F Male Straight Plug TC-240-FM-X 3190-2891 <1.25:1 (2.5) Knurl Solder Crimp N/G 1.1 (28) 0.45 (11.4) 0.014 (6.4) 2. N Male Straight Plug EZ-240-NMH-X 3190-2893 <1.25:1 (2.5) Hex/Knurl Spring Finger Crimp A/G 1.5 (38.1) 0.78 (19.8) 0.086 (39.0) 3. N Male Right Angle EZ-240-NMH-RA-X 3190-6143 <1.35:1 (6) Hex Spring Finger Crimp A/G 1 (25.1) 1.04 (26.4) 0.115 (52.0) 102021(800) TMS-COAX • www.timesmicrowave.com21TIMES MICROWAVE SYSTEMS Part Stock Type Number Code Description Ground Kit GK-S240TT GK-S240TT Standard Ground Kit (each) Weatherproof Kit WSB-240 3109-400 Weatherproof/Strain relief kit for LMR-240 Hardware AccessoriesInstall ToolsGK-S240TTLMR-240 Part Stock Type Number Code Description Crimp Tool CT-240/200/195/100 3190-667 Crimp tool for LMR-100, 195, 200 and 240 connectors Strip Tool CST-240A 3192-152 Prep tool for LMR-240 connectors Deburr Tool DBT-U 3192-001 Removes center conductor rough edges Cutting Tool CCT-02 3192-165 Cable end flush cut tool Replacement Blade RB-02 3192-166 Replacement blade for cutting tool Replacement Blade Kit RB-CST 3192-086 Replacement blade kit for all CST strip tools CCT-023192-165CT-240/200/195/1003190-667DBT-U3192-001WSB-2403109-400RB-CST3192-086CST-240A3192-152 Connectors Inner Outer Finish* Part Stock VSWR ** Coupling Contact Contact Body Length Width Weight Interface Description Number Code Freq. (GHz) Nut Attach Attach /Pin in (mm) in (mm) lb (g) 4. N Male Right Angle TC-240-NMH-RA-D 3190-2426 <1.35:1 (6) Hex/Knurl Solder Crimp A/G 1.2 (32.4) 1.22 (31.0) 0.091 (41.7) 5. N Male Straight Plug TC-240-NMH-X 3190-2887# <1.25:1 (2.5) Hex/Knurl Solder Crimp N/S 1.5 (38) 0.75 (19.1) 0.086 (39.0) 6. N Male Straight Plug TC-240-NMC 3190-244 <1.25:1 (2.5) Knurl Solder Clamp S/G 1.5 (38) 0.75 (19.1) 0.082 (37.2) 7. 1.0/2.3 DIN Straight Plug EZ-240-1023M 3190-6283 <1.35:1 (2.5) knurl Spring Finger Crimp N/G 1.1 (228.5) 0.33 (8.5) 0.014 (6.63) 8. N Female Bulkhead Jack TC-240-NF-BH-X 3190-2888 <1.25:1 (2.5) NA Solder Crimp A/G 1.7 (44) 0.88 (22.2) 0.115 (52.2) 9. N Female Panel Mount TC-240-NF-PM-X 3190-2889# <1.25:1 (6) NA Solder Crimp A/G 1.7 (44) 0.88 (22.2) 0.115 (52.2) 10. N Female Straight Jack EZ-240-NF-X 3190-2795 <1.25:1 (6) NA Spring Finger Crimp A/G 1.4 (35.4) 0.62 (15.8) 0.040 (18.0) 11. BNC Male Straight Plug TC-240-BMC 3190-242 <1.25:1 (2.5) Knurl Solder Clamp S/G 1.7 (43) 0.56 (14.2) 0.040 (18.1) 12. BNC Male Straight Plug EZ-240-BM-X 3190-6120 <1.25:1 2.5 Knurl Spring Finger Crimp A/G 1.3 (34) 0.58 (14.7) 0.043 (19.5) 13. BNC Male Straight Plug TC-240-BM-X 3190-2890 <1.25:1 (2.5) Knurl Solder Crimp A/G 1.3 (34) 0.58 (14.7) 0.043 (19.5) 14. BNC Male Right Angle TC-240-BM-RA-D 3190-2869 <1.25:1 (2) Knurl Solder Crimp A/G 1.0 (25.1) 0.57 (14.5) 0.115 (52.0) 15. BNC Male Right Angle EZ-240-BM-RA-X 3190-2868 <1.30:1 (4) KNURL Spring Finger Crimp A/G 1.3 (33.6) 1.19 (30.1) 0.091 (41.7) 16. TNC Male Straight Plug EZ-240-TM-X 3190-2725 <1.25:1 (2.5) Knurl Spring Finger Crimp N/G 1.4 (34.3) 0.59 (15.0) 0.043 (19.5) 17. TNC Male Straight Plug TC-240-TM-X 3190-2797 <1.25:1 (2.5) Knurl Solder Crimp N/G 1.7 (43) 0.59 (15.0) 0.043 (19.5) 18. TNC Male Reverse Polarity EZ-240-TM-RP-X 3190-2892 <1.25:1 (6) Knurl Spring Finger Crimp A/G 1.4 (36) 0.59 (15.0) 0.043 (19.5) 19. TNC Male Right Angle TC-240-TM-RA-D 3190-2798 <1.25:1 (6) Hex Solder Crimp A/G 1.0 (25.1) 0.62 (15.7) 0.115 (52.0) 20. TNC Female Straight Jack EZ-240-TF-X 3190-6204 <1.25:1 (6) NA Spring Finger Crimp A/G 1.1 (27.2) 0.87 (22.0) 0.033 (15.0) 21. TNC Female Reverse Polarity EZ-240-TF-RP-X 3190-6167 <1.35:1 (6) NA Spring Finger Crimp A/G 1.1 (27.2) 0.87 (22.0) 0.033 (15.0) 22. QMA Male Straight Plug EZ-240-QM-X 3190-2894 <1.25: (6) Knurl Spring Finger Crimp N/G 1.2 (30.0) 0.41 (10.5) 0.014 (6.35) 23. QMA Male Right Angle EZ-240-QM-RA-X 3190-2895 <1.25: (<6) Knurl Spring Finger Crimp N/G 0.8 (20.3) 0.65 (16.5) 0.019 (8.62) 24. SMA Male Straight Plug EZ-240-SM-X 3190-2897 <1:25: (6) Hex Spring Finger Crimp N/G 1.0 (25.4) 0.32 (8.1) 0.016 (7.26) 25. SMA Male Straight Plug TC-240-SM-SS-X 3190-2898# <1.25:1 (10) Hex Solder Crimp SS/G 1.0 (25) 0.32 (8.1) 0.016 (7.3) 26. SMA Male Right Angle TC-240-SM-RA-SS-X 3190-2900# <1.35:1 (6) Hex Solder Crimp SS/G 0.8 (20) 0.65 (16.5) 0.019 (8.6) 27. SMA Male Right Angle EZ-240-SM-RA-X 3190-2899 <1.25:1 (6) Hex Spring Finger Crimp A/G 0.9 (22.8) 0.31 (7.9) 0.019 (8.6) 28. SMA Male Reverse Polarity TC-240-SM-RP 3190-326 <1.25:1 (2.5) Hex Solder Crimp SS/G 1.0 (25) 0.32 (8.1) 0.016 (7.3) 29. SMA Female Bulkhead Jack TC-240-SF-SS-BH-X 3190-2896# <1.25:1 (2.5) NA Solder Crimp SS/G 1.1 (29) 0.31 (7.9) 0.019 (8.6) 30. Mini-UHF Straight Plug TC-240-MUHF 3190-445 <1.25:1 (2.5) Knurl Solder Crimp N/G 1.1 (28) 0.45 (11.4) 0.014 (6.4) 31. 7/16 Din Male Straight Plug TC-240-716M 3190-2982 <1.35:1 (3) Hex Spring Finger Crimp A/S 2.0 (50.5) 1.26 (32.0) 0.186 (84.4) 32. 7/16 Din Male Right Angle TC-240-716M-RA-D 3190-2983 <1.35:1 (3) Hex Solder Crimp A/S 1.4 (34.3) 1.60 (40.6) 0.239 (108.5) *Finish metals: N=Nickel, S=Silver, G=Gold, SS=Stainless Steel, A=Alballoy **VSWR spec based on 3 foot cable with a connector pair #Available in bulk pack
https://catalog.belden.com/techdata/EN/8259_techdata.pdf | cable | Product: 8259 50 Ohm Wireless Transmission Coax, RG-58, 20 AWG Str TC, 95% TC Braid,PVC JktProduct Description50 Ohm Wireless Transmission Coax, RG-58, 20 AWG (19x33) Tinned Copper Conductor , PE Insulation, 95% Tinned Copper Braid Shield, PVC JacketTechnical SpecificationsProduct OverviewSuitable Applications:Point-to-point and point-to-multipoint wireless antenna communication; Wireless microphones, Two-Way Radios, Amateur (Ham) Radio, Low Power FM, GPS, RFID (RadioFrequency Identification)Construction DetailsRG Type:58ConductorSizeStrandingNom. DiameterMaterial20 AWG19x330.035 inTC - Tinned CopperInsulationMaterialNom. Insulation Diameter Color CodePE - Polyethylene0.117 in (2.97 mm)WhiteOuter ShieldOuter Shield TypeMaterialCoverageBraidTinned Copper (TC) 95%Outer JacketMaterialNom. DiameterPVC - Polyvinyl Chloride 0.193 in (4.90 mm)Overall Cable Diameter(Nominal):0.193 in (4.90 mm)Electrical CharacteristicsAttenuationFrequency Nom. Attenuation1 MHz0.4 dB/100ft10 MHz1.5 dB/100ft50 MHz3.7 dB/100ft100 MHz5.4 dB/100ft200 MHz8.1 dB/100ft400 MHz12.4 dB/100ft700 MHz17.7 dB/100ft900 MHz21.1 dB/100ft1000 MHz22.8 dB/100ftElectricalsNom. Conductor DCRNom. Outer Shield DCRNom. Capacitance Cond-to-ShieldNom. Characteristic ImpedanceNom. Velocity of Prop.9.7 Ohm/1000ft (32 Ohm/km)3.8 Ohm/1000ft (12 Ohm/km)30.8 pF/ft (101 pF/m)50 Ohm66%VoltageVoltage Rating1900 VMechanical CharacteristicsTemperatureOperating-30°C to +75°CBend RadiusInstallation Min.1.9 in (48 mm)Max. Pull Tension:42 lbs (19 kg)Bulk Cable Weight:25 lbs/1000ftStandards and ComplianceEnvironmental Suitability:Indoor (Not Riser or Plenum), Indoor, Aerial - Black only, When supported by messenger wireSustainability:CA Prop 65CPR Compliance:CPR Euroclass: Eca; CPR UKCA Class: EcaEuropean DirectiveCompliance:EU CE Mark, EU Directive 2015/863/EU (RoHS 2 amendment), REACH, EU Directive 2011/65/EU (RoHS 2), EU Directive 2012/19/EU (WEEE)UK Regulation Compliance:UKCA MarkAPAC Compliance:China RoHS II (GB/T 26572-2011)HistoryUpdate and Revision:Revision Number: 0.530 Revision Date: 04-29-2024Part NumbersVariantsItem #ColorPutup TypeLengthUPCFootnote8259 010100BlackReel100 ft6128251973798259 010500BlackReel500 ft612825197393C8259 010U500BlackUnReel500 ft6128253576368259 0101000BlackReel1,000 ft612825197386C8259 010U1000BlackUnReel1,000 ft6128251973558259 0105000BlackReel5,000 ft612825197348C© 2024 Belden, IncAll Rights Reserved.Although Belden makes every reasonable effort to ensure their accuracy at the time of this publication, information and specifications described here in are subject to error or omission and to change withoutnotice, and the listing of such information and specifications does not ensure product availability.Belden provides the information and specifications herein on an "ASIS" basis, with no representations or warranties, whether express, statutory or implied. In no event will Belden be liable for any damages(including consequential, indirect, incidental, special, punitive, or exemplary damages) whatsoever, even if Belden has been advised of the possibility of such damages, whether in an action under contract,negligence or any other theory, arising out of or in connection with the use, or inability to use, the information or specifications described herein.All sales of Belden products are subject to Belden's standard terms and conditions of sale.Belden believes this product to be in compliance with all applicable environmental programs as listed in the data sheet. The information provided is correct to the best of Belden's knowledge, information and beliefat the date of its publication. This information is designed only as a general guide for the safe handling, storage, and any other operation of the product itself or the one that it becomes a part of. The ProductDisclosure is not to be considered a warranty or quality specification. Regulatory information is for guidance purposes only. Product users are responsible for determining the applicability of legislation andregulations based on their individual usage of the product.
https://timesmicrowave.com/wp-content/uploads/2022/06/lmr-200-datasheet.pdf | cable | (800) TMS-COAX • www.timesmicrowave.com14TIMES MICROWAVE SYSTEMSLMR®-200 Flexible Low Loss Communications CoaxIdeal for… • Jumper Assemblies in Wireless Communications Systems • Short Antenna Feeder runs • Any application (e.g. WLL, GPS, LMR, WLAN, WISP, WiMax, SCADA, Mobile Antennas) requiring an easily routed, low loss RF cableLMR 600LMR-200 Part Description Stock Part Number Application Jacket Color CodeLMR-200 Outdoor PE Black 54022LMR-200-DB Outdoor/Watertight PE Black 54089LMR-200-FR Indoor/Outdoor Riser CMR FRPE Black 54028LMR-200-FR-PVC Indoor/OutdoorRiser CMR FRPVC Black 54125 LMR-200-PVC General Purpose PVC Black 54216LMR-200-PVC-W General Purpose PVC White 54201LMR-200-MA Mobile Antennas PVC Black 54045Electrical Specifications Performance Property Units US (metric) Velocity of Propagation % 83 Dielectric Constant NA 1.45 Time Delay nS/ft (nS/m) 1.22 (4.02) Impedance ohms 50 Capacitance pF/ft (pF/m) 24.5 (80.3) Inductance uH/ft (uH/m) 0.061 (0.20) Shielding Effectiveness dB >90 DC Resistance Inner Conductor ohms/1000ft (/km) 5.36 (17.6) Outer Conductor ohms/1000ft (/km) 4.9 (16.1) Voltage Withstand Volts DC 1000 Jacket Spark Volts RMS 3000 Peak Power kW 2.5 Construction Specifications Description Material In. (mm) Inner Conductor Solid BC 0.044 (1.12) Dielectric Foam PE 0.116 (2.95) Outer Conductor Aluminum Tape 0.121 (3.07) Overall Braid Tinned Copper 0.144 (3.66) Jacket (see table) 0.195 (4.95)Mechanical Specifications Performance Property Units US (metric) Bend Radius: installation in. (mm) 0.5 (12.7) Bend Radius: repeated in. (mm) 2 (50.8) Bending Moment ft-lb (N-m) 0.2 (0.27) Weight lb/ft (kg/m) 0.022 (0.03) Tensile Strength lb (kg) 40 (48) Flat Plate Crush lb/in. (kg/mm) 15 (0.27) Environmental Specifications Performance Property 0F oC Installation Temperature Range -40/+185 -40/+85 Storage Temperature Range -94/+185 -70/+85 Operating Temperature Range -40/+185 -40/+85(800) TMS-COAX • www.timesmicrowave.com15TIMES MICROWAVE SYSTEMSLMR 600LMR-200Attenuation vs. Frequency (typical)Attenuation(db per 100 feet)100.010.01.0Frequency (MHz)10 100 1,000 10,000 Frequency (MHz) 30 50 150 220 450 900 1500 1800 2000 2500 5800 8000 Attenuation dB/100 ft 1.8 2.3 4.0 4.8 7.0 9.9 12.9 14.2 15.0 16.9 26.4 31.3 Attenuation dB/100 m 5.8 7.5 13.1 15.9 22.8 32.6 42.4 46.6 49.3 55.4 86.5 102.8 Avg. Power kW 1.02 0.79 0.45 0.37 0.26 0.18 0.14 0.13 0.12 0.11 0.07 0.06 Calculate Attenuation = (0.320900) • FMHz + (0.000330) • FMHz (interactive calculator available at http://www.timesmicrowave.com/cable_calculators)Attenuation: VSWR=1.0; Ambient = +25°C (77°F) Power: VSWR=1.0; Ambient = +40°C; Inner Conductor = 100°C (212°F); Sea Level; dry air; atmospheric pressure; no solar loading(800) TMS-COAX • www.timesmicrowave.com16TIMES MICROWAVE SYSTEMSLMR®-200 Flexible Low Loss Communications CoaxLMR-200TC-200-BM-X3190-28831TC-200-MUHF3190-4442EZ-200-NMH-X3190-28863TC-200-NMH-X3190-28824TC-200-NM-RP3190-9595TC-200-SM-RP3190-327TC-200-SM-SS-X3190-2881EZ-200-TM-X3190-2885768TC-200-TMC3190-240EZ-200-TM-RP3190-792TC-200-TF-X3190-2884EZ-200-TF-RP3190-7939101112EZ-200-SF-SS-X3190-6007EZ-200-SM-RA-SS-X3190-6006EZ-200-TM-RA-X3190-6008TC-200-FMEF-X3190-6249TC-200-FMEM-X3190-62501516171413 Connectors Inner Outer Finish* Part Stock VSWR** Coupling Contact Contact Body Length Width Weight Interface Description Number Code Freq. (GHz) Nut Attach Attach /Pin in (mm) in (mm) lb (g) 1. BNC Male Straight Plug TC-200-BM-X 3190-2883 <1.25:1 (2.5) Knurl Solder Crimp S/G 1.7 (43.2) 0.56 (14.2) 0.045 (20.4) 2. Mini-UHF Straight Plug TC-200-MUHF 3190-444 <1.25:1 (2.5) Knurl Solder Crimp NG 1.1 (27.9) 0.45 (11.4) 0.015 (6.8) 3. N Male Straight Plug EZ-200-NMH-X 3190-2886 <1.25:1 (8) Hex/Knurl Spring Finger Crimp A/G 1.5 (38.1) 0.75 (19.1) 0.073 (33.1) 4. N Male Straight Plug TC-200-NMH-X 3190-2882 <1.25:1 (6) Hex Solder Crimp A/G 1.5 (38.1) 0.89 (22.6) 0.086 (39.0) 5. N Male Reverse Polarity TC-200-NM-RP 3190-959 <1.25:1 (2.5) Knurl Solder Crimp N/G 1.5 (38.1) 0.75 (19.1) 0.073 (33.1) 6. SMA Male Straight Plug TC-200-SM-SS-X 3190-2881 <1.25:1 (2.5) Hex Solder Crimp SS/G 1.0 (38.1) 0.75 (19.1) 0.073 (33.1) 7. SMA Male Reverse Polarity TC-200-SM-RP 3190-327 <1.25:1 (2.5) Hex Solder Crimp SS/G 1.0 (25.4) 0.32 (8.1) 0.015 (6.8) 8. TNC Male Straight Plug EZ-200-TM-X 3190-2885 <1.25:1 (2.5) Knurl Spring Finger Crimp S/G 1.4 (35.6) 0.59 (15.0) 0.045 (20.4) 9. TNC Male Straight Plug TC-200-TMC 3190-240 <1.25:1 (2.5) Knurl Solder Clamp S/G 1.7 (43.2) 0.59 (15.0) 0.045 (20.4) 10. TNC Male Reverse Polarity EZ-200-TM-RP 3190-792 <1.25:1 (2.5) Knurl Spring Finger Crimp A/G 1.4 (35.6) 0.32 (8.1) 0.045 (20.4) 11. TNC Female Straight Jack TC-200-TF-X 3190-2884 <1.25:1 (2.5) NA Solder Crimp N/G 1.3 (33.0) 0.57 (14.5) 0.033 (15.0) 12. TNC Female Reverse Polarity EZ-200-TF-RP 3190-793 <1.25:1 (2.5) NA Spring Finger Crimp A/G 1.3 (33.0) 0.57 (14.5) 0.033 (15.0) 13. SMA Female Straight Jack EZ-200-SF-SS-X 3190-6007 <1.25:1 (6) NA Spring Finger Crimp A/G 0.9 (23.2) 0.40 (10.0) 0.019 (8.6) 14. SMA Male Right Angle EZ-200-SM-RA-SS-X 3190-6006 <1.30:1 (6) Hex Spring Finger Crimp A/G 1.0 (24.7) 0.70 (17.7) 0.019 (8.6) 15. TNC Male Right Angle EZ-200-TM-RA-X 3190-6008 <1.25:1 (6) Hex Spring Finger Crimp A/G 1.1 (27.5) 1.10 (28.8) 0.091 (41.7) 16. FME Female Straight Jack TC-200-FMEF-X 3190-6249 <1.25:1 (2) Hex Solder Crimp A/G 1.2 (29.3) 0.36 (9.2) 0.240 (6.1) 17. FME Male Straight Plug TC-200-FMEM-X 3190-6250 <1.25:1 (2) NA Solder Crimp A/G 1.1063 (28.1) 0.4252 (10.8) 0.4213 (10.7) * Finish metals: N=Nickel, S=Silver, G=Gold, SS=Stainless Steel, A=Alballoy **VSWR spec based on 3 foot cable with a connector pair* Finish* Finish metals: N=Nickel, S=Silver, G=Gold, SS=Stainless Steel, A=Alballoy **VSWR spec based on 3 foot cable with a connector pair* Finish(800) TMS-COAX • www.timesmicrowave.com17TIMES MICROWAVE SYSTEMSLMR 600LMR-200 Part Stock Type Number Code Description Ground Kit GK-S200TT GK-S200TT Standard Ground Kit (each)Hardw are AccessoriesGK-S200TTCT-240/200/195/1003190-667DBT-U3192-001CST-195/2003192-102RB-CST3192-086CCT-023192-165Install Tools Part Stock Type Number Code Description Crimp Tool CT-240/200/195/100 3190-667 Crimp tool for LMR-100, 195, 200 and 240 connectors Cutting Tool CCT-02 3192-165 Cable end flush cut tool Deburr Tool DBT-U 3192-001 Removes center conductor rough edges Replacement Blade RB-02 3192-166 Replacement blade for cutting tool Strip Tool CST-195/200 3192-102 Combination prep tool for LMR-195 and LMR-200 Replacement Blade RB-CST 3192-086 Replacement blade kit for all CST strip tools
https://timesmicrowave.com/wp-content/uploads/2022/03/lmr-900-coax-cables-datasheet.pdf | cable | (800) TMS-COAX • www.timesmicrowave.com36TIMES MICROWAVE SYSTEMSIdeal for… • Medium Antenna Feeder runs (no jumpers required) • Jumper Assemblies for 1-5/8” & 2-1/4” Feeders • Any application (e.g. WLL, GPS, LMR, WLAN, WISP, WiMax, SCADA, Mobile Antennas) requiring an easily routed, low loss RF cableElectrical Specifications Performance Property Units US (metric) Velocity of Propagation % 87 Dielectric Constant NA 1.32 Time Delay nS/ft (nS/m) 1.17 (3.83) Impedance ohms 50 Capacitance pF/ft (pF/m) 23.4 (76.6) Inductance uH/ft (uH/m) 0.058 (0.19) Shielding Effectiveness dB >90 DC Resistance Inner Conductor ohms/1000ft (/km) 0.54 (1.77) Outer Conductor ohms/1000ft (/km) 0.55 (1.8) Voltage Withstand Volts DC 5000 Jacket Spark Volts RMS 8000 Peak Power kW 62 LMR®-900 Flexible Low Loss Communications CoaxLMR-900Construction Specifications Description Material In. (mm) Inner Conductor BC Tube (.222" ID) 0.262 (6.65) Dielectric Foam PE 0.680 (17.27) Outer Conductor Aluminum Tape 0.686 (17.42) Overall Braid Tinned Copper 0.732 (18.59) Jacket (see table) 0.870 (22.10) Environmental Specifications Performance Property 0F oC Installation Temperature Range -40/+185 -40/+85 Storage Temperature Range -94/+185 -70/+85 Operating Temperature Range -40/+185 -40/+85Mechanical Specifications Performance Property Units US (metric) Bend Radius: installation in. (mm) 3.00 (76.2) Bend Radius: repeated in. (mm) 9.0 (228.6) Bending Moment ft-lb (N-m) 9.0 (12.20) Weight lb/ft (kg/m) 0.266 (0.40) Tensile Strength lb (kg) 750 (340.5) Flat Plate Crush lb/in. (kg/mm) 100 (1.79) Part Description Stock Part Number Application Jacket Color Code LMR-900-DB Outdoor/Watertight PE Black 54094 LMR-900-FR Indoor/Outdoor Riser CMR FRPE Black 54033 PVC: Poly Vinyl Chloride (800) TMS-COAX • www.timesmicrowave.com37TIMES MICROWAVE SYSTEMSLMR-900Attenuation vs. Frequency (typical)Attenuation(db per 100 feet)10.01.00.110 100 1,000 10,000 Calculate Attenuation = (0.051770) • FMHz + (0.000160) • FMHz (interactive calculator available at http://www.timesmicrowave.com/cable_calculators)Attenuation: VSWR=1.0 ; Ambient = +25°C (77°F) Power: VSWR=1.0; Ambient = +40°C; Inner Conductor = 100°C (212°F); Sea Level; dry air; atmospheric pressure; no solar loadingFrequency (MHz) Frequency (MHz) 30 50 150 220 450 900 1500 1800 2000 2500 5800 Attenuation dB/100 ft 0.3 0.4 0.7 0.8 1.2 1.7 2.2 2.5 2.6 3.0 4.9 Attenuation dB/100 m 0.9 1.2 2.2 2.6 3.8 5.6 7.4 8.2 8.6 9.8 16.0 Avg. Power kW 8.89 6.85 3.89 3.19 2.19 1.51 1.14 1.03 0.97 0.86 0.52(800) TMS-COAX • www.timesmicrowave.com38TIMES MICROWAVE SYSTEMSLMR®-900 Flexible Low Loss Communications CoaxInstall ToolsLMR-900EZ-900-NMC-23190-1262EZ-900-NFC-23190-1263EZ-900-716MC-23190-1641EZ-900-716FC-23190-1550EZ-900-78EIA-23190-1282WR-9003190-509ST-900C3190-1310GST-900A3190-435CCT-023192-165 Part Stock Type Number Code Description Strip Tool ST-900C 3190-1310 For LMR 900 Clamp Style Connectors Midspan Strip Tool GST-900A 3190-435 For Ground Strap Attachment Wrenches WR-900 3190-509 1-1/4" Box Wrench (2 required) Cutting Tool CCT-02 3192-165 Cable end flush cut tool Replacement Blade RB-02 3192-166 Replacement blade for cutting toolEZ-900-78EIA-RA3190-1450 Connectors Inner Outer Finish* Part Stock VSWR ** Coupling Contact Contact Body Length Width Weight Interface Description Number Code Freq. (GHz) Nut Attach Attach /Pin in (mm) in (mm) lb (g) 1. 7-16 DIN Female Straight Jack EZ-900-716FC-2 3190-1550 <1.25:1 (2.5) NA Press Fit Clamp S/S 2.0 (51) 1.38 (35.1) 0.379 (171.9) 2. 7-16 DIN Male Straight Plug EZ-900-716MC-2 3190-1641 <1.25:1 (2.5) Hex Press Fit Clamp S/S 2.0 (51) 1.44 (36.6) 0.485 (220.0) 3. 7-16 DIN Male Right Angle EZ-900-716-MC-RA 3190-614 <1.35:1 (2.5) Hex Press Fit Clamp S/S 2.7 (69) 2.15 (55.0) 1.150 (521.6) 4. 7/8 EIA Male Straight Plug EZ-900-78EIA-2 3190-1282 <1.25:1 (2.5) NA Press Fit Clamp S/S 3.0 (76) 2.24 (56.9) 1.013 (459.5) 5. 7/8 EIA Male Right Angle EZ-900-78EIA-RA 3190-1450 <1.25:1 (1) Flange Press Fit Clamp S/S 2.95 (75.0) 2.60 (66.0) 1.50 (680.4) 6. N Female Straight Jack EZ-900-NFC-2 3190-1263 <1.25:1 (6) NA Press Fit Clamp S/S 2.0 (51) 1.38 (35.1) 0.443 (200.9) 7. N Male Straight Plug EZ-900-NMC-2 3190-1262 <1.25:1 (6) Hex/Knurl Press Fit Clamp S/S 2.0 (51) 1.38 (35.1) 0.463 (210.0) * Finish metals: N=Nickel, S=Silver, G=Gold, SS=Stainless Steel, A=Alballoy **VSWR spec based on 3 foot cable with a connector pairEZ-900-716-MC-RA3190-6141756432(800) TMS-COAX • www.timesmicrowave.com39TIMES MICROWAVE SYSTEMSLMR-900Accessories Part Stock Type Number Code Description Ground Kit GK-S900TT GK-S900TT Standard Grounding Kit (each) Hoisting Grip HG-900T HG-900T Split/Laced Type (each) Cold Shrink CS-A900T CS-A900T Cable to Antenna Junction (each) Cold Shrink CS-90120T CS-90120T LMR-900 to -1200 Junction (each) Cold Shrink CS-90170T CS-90170T LMR-900 to -1700 Junction (each) Stand. Entry Port Cushion SC-900T-3 SC-900T-3 Three Cables (each) Standard Entry Panels Full Range of Port Styles/Combinations Available Hanger Blocks CB-900T CB-900T Dual Cable Support Block (kit of 10) Hanger Block Supporting Hardware Complete Range of Supporting Hardware & Adapters Available Snap-in Hangers SH-U900T SH-U900T Snap-in Hanger (Kit of 10)HG-900TCS-A900T, CS-90120T, CS-90170TSC-900TStandard Entry PanelsCB-900TGK-S900TTSH-U900THanger Block Hardware
https://timesmicrowave.com/wp-content/uploads/2022/03/lmr-100a-coax-cables-datasheet.pdf | cable | (800) TMS-COAX • www.timesmicrowave.com10TIMES MICROWAVE SYSTEMSLMR® 100A Flexible Low Loss Communications CoaxLMR-100AIdeal for… • Drop-in Replacement for RG-316/RG-174 (uses standard connectors) • Jumper Assemblies in Wireless Communications Systems • Short Antenna Feeder runs • Any application (e.g. WLL, GPS, LMR, WLAN, WISP, WiMax, SCADA, Mobile Antennas) requiring an easily routed, low loss RF cable Part Description Stock Part Number Application Jacket Color CodeLMR-100A-FR Indoor/Outdoor-FR FRPE Black 54037LMR-100A-PVC Indoor/Outdoor PVC Black 54119LMR-100A-PVC-W Indoor/Outdoor PVC White 54200LMR-100A-UF Indoor TPE Black 54274LMR-100-PUR Indoor PUR Black 54363PVC = Poly Vinyl ChlorideConstruction Specifications Description Material In. (mm) Inner Conductor Solid BCCS 0.018 (0.46) Dielectric Solid PE 0.060 (1.52) Outer Conductor Aluminum Tape 0.065 (1.65) Overall Braid Tinned Copper 0.083 (2.11) Jacket See Table 0.110 (2.79)Attenuation vs. Frequency (typical)Attenuation(db per 100 feet)10010 1 10 100 1,000 10,000Frequency (MHz) Calculate Attenuation = (0.709140) • FMHz + (0.001740) • FMHz (interactive calculator available at http://www.timesmicrowave/telecom)Attenuation: VSWR=1.0 ; Ambient = +25°C (77°F) Power: VSWR=1.0; Ambient = +40°C; Inner Conductor = 100°C (212°F);Sea Level; dry air; atmospheric pressure; no solar loading Frequency (MHz) 30 50 150 220 450 900 1500 1800 2000 2500 5800 80000 Attenuation dB/100 ft 3.9 5.1 8.9 10.9 15.8 22.8 30.1 33.2 35.2 39.8 64.1 77.3 Attenuation dB/100 m 12.9 16.7 29.4 35.8 51.9 74.9 98.7 109.0 115.5 130.6 210.3 253.8 Avg. Power kW 0.230 0.180 0.100 0.083 0.057 0.039 0.029 0.027 0.025 0.022 0.013 0.01(800) TMS-COAX • www.timesmicrowave.com11TIMES MICROWAVE SYSTEMSLMR-100AElectrical Specifications Performance Property Units US (metric) Velocity of Propagation % 66 Dielectric Constant NA 2.30 Time Delay nS/ft (nS/m) 1.54 (5.05) Impedance ohms 50 Capacitance pF/ft (pF/m) 30.8 (101.1) Inductance uH/ft (uH/m) 0.077 (0.25) Shielding Effectiveness dB >90 DC Resistance Inner Conductor ohms/1000ft (/km) 81.0 (266) Outer Conductor ohms/1000ft (/km) 9.5 (31.2) Voltage Withstand Volts DC 500 Jacket Spark Volts RMS 2000 Peak Power kW 0.6 Environmental Specifications Performance Property 0F oC Installation Temperature Range -40/+185 -40/+85 Storage Temperature Range -94/+185 -70/+85 Operating Temperature Range -40/+185 -40/+85 Connectors Inner Outer Finish* Part Stock VSWR ** Coupling Contact Contact Body Length Width Weight Interface Description Number Code Freq. (GHz) Nut Attach Attach /Pin in (mm) in (mm) lb (g) 1. SMA Male Straight Plug TC-100-SM 3190-1551 <1.25:1 (3) Hex Solder Crimp SS/G 1.0 (25.4) 0.32 (8.1) 0.015 (6.8) 2. TNC Male Straight Plug TC-100-TM 3190-1552 <1.25:1 (3) Knurl Solder Crimp S/G 1.4 (35.6) 0.59 (15.0) 0.045 (20.4) 3. N Female Straight Jack TC-100-NF 3190-3030 <1.25:1 (3) N/A Solder Crimp A/G 1.3 (32.4) 0.62 (15.8) 0.055 (25.0) 4. N Male Straight Plug TC-100-NM 3190-3029 <1.25:1 (3) Hex Solder Crimp A/G 1.1 (28.2) 0.9 (22.6) 0.066 (30.0) * Finish metals: N=Nickel, S=Silver, G=Gold, SS=Stainless Steel, A=Alballoy **VSWR spec based on 3 foot cable with a connector pairMechanical Specifications Performance Property Units US (metric) Bend Radius: installation in. (mm) 0.25 (6.4) Bend Radius: repeated in. (mm) 1 (25.4) Bending Moment ft-lb (N-m) 0.1 (0.014) Weight lb/ft (kg/m) 0.0092 (.014) Tensile Strength lb (kg) 15 (6.8) Flat Plate Crush lb/in. (kg/mm) 10 (0.18)CCT-023192-165 Install Tools Type Part Number Stock Code Description Crimp Tool CT-240/200/195/100 3190-667 Crimp tool for LMR-100, 195, 200 and 240 connectors Cutting Tool CCT-02 3192-165 Cable end flush cut tool Replacement Blade RB-02 3192-166 Replacement blade for cutting toolTC-100-SM3190-1551TC-100-TM3190-1552TC-100-NF3190-3030TC-100-NM3190-30291234CT-240/200/195/100 - 3190-667
https://www.cicoil.com/flat-cable/data-video-cables/flexible-coaxial-cables?task=callelement&format=raw&item_id=847&element=c024c413-b5f8-4699-9dbb-f8880ce97040&method=download | cable | %PDF-1.4%����252 0 obj< >endobj xref252 1490000000016 00000 n0000003951 00000 n0000004124 00000 n0000005662 00000 n0000005802 00000 n0000006102 00000 n0000006428 00000 n0000006616 00000 n0000007056 00000 n0000007484 00000 n0000007935 00000 n0000008545 00000 n0000008950 00000 n0000008999 00000 n0000009247 00000 n0000009466 00000 n0000009734 00000 n0000009953 00000 n0000010223 00000 n0000010518 00000 n0000010792 00000 n0000011101 00000 n0000018878 00000 n0000019299 00000 n0000027625 00000 n0000034534 00000 n0000042621 00000 n0000051391 00000 n0000058809 00000 n0000064837 00000 n0000071458 00000 n0000071515 00000 n0000071629 00000 n0000071664 00000 n0000071742 00000 n0000093190 00000 n0000093522 00000 n0000093588 00000 n0000093704 00000 n0000093816 00000 n0000093931 00000 n0000094044 00000 n0000094114 00000 n0000094198 00000 n0000096574 00000 n0000096821 00000 n0000096991 00000 n0000097018 00000 n0000097317 00000 n0000098572 00000 n0000098866 00000 n0000100059 00000 n0000100337 00000 n0000100931 00000 n0000101210 00000 n0000101521 00000 n0000101605 00000 n0000105971 00000 n0000106421 00000 n0000106924 00000 n0000109558 00000 n0000109943 00000 n0000110365 00000 n0000114222 00000 n0000114634 00000 n0000115142 00000 n0000115235 00000 n0000120589 00000 n0000121109 00000 n0000121732 00000 n0000124334 00000 n0000124675 00000 n0000125064 00000 n0000128061 00000 n0000128458 00000 n0000128923 00000 n0000130035 00000 n0000130303 00000 n0000166968 00000 n0000167007 00000 n0000172253 00000 n0000172292 00000 n0000208006 00000 n0000208045 00000 n0000244189 00000 n0000244228 00000 n0000282128 00000 n0000282167 00000 n0000320504 00000 n0000320543 00000 n0000359306 00000 n0000359345 00000 n0000397685 00000 n0000397724 00000 n0000402100 00000 n0000402139 00000 n0000402243 00000 n0000402340 00000 n0000402489 00000 n0000402567 00000 n0000402692 00000 n0000402961 00000 n0000403307 00000 n0000403683 00000 n0000404109 00000 n0000404144 00000 n0000404222 00000 n0000410555 00000 n0000410885 00000 n0000410951 00000 n0000411067 00000 n0000437059 00000 n0000437098 00000 n0000437176 00000 n0000437301 00000 n0000437568 00000 n0000444752 00000 n0000455513 00000 n0000459015 00000 n0000459042 00000 n0000459342 00000 n0000459482 00000 n0000459566 00000 n0000460086 00000 n0000460596 00000 n0000460892 00000 n0000461076 00000 n0000461160 00000 n0000461547 00000 n0000461933 00000 n0000462325 00000 n0000462716 00000 n0000466292 00000 n0000469868 00000 n0000477147 00000 n0000644881 00000 n0000646206 00000 n0000648751 00000 n0000705023 00000 n0000707552 00000 n0000710081 00000 n0000732481 00000 n0000903073 00000 n0000905413 00000 n0000907753 00000 n0000908941 00000 n0000909378 00000 n0000003771 00000 n0000003276 00000 ntrailer< <7631CB4EF3E2428E93F02CB2D6A0F8C7>]/Prev 916765/XRefStm 3771>>startxref0%%EOF 400 0 obj< >streamh�l��Kq�?o3�c6�[�K�-$$H2`A���+m�P$��Ef�ѡ؃�%�����^/�(�t0��e���6�K4Q=���{x�h@�)�o�oّ,��?o���-8JFf��gK?}:&��5�����I{v)��ZS�&&Wn=>��y���=��o�2v�"��vt֣�Uk�H�~���PU��u���SN����\D�K[��=^����7&�1d���¦ �%ӳ40%w�6�P��(��k7Q·2��WT��5���x��{?PX���� YT��<Wt�&�L���5[LrNޖ�����Гg���:͋���M�f�����c�_m�œ����ۦy}���Đ��3����߲p��E=IG��q�Q��_��~�����OM�b�endstreamendobj399 0 obj< >/Filter/FlateDecode/Index[9 243]/Length 31/Size 252/Type/XRef/W[1 1 1]>>streamh�bbbd`b``Ń3���� ;7endstreamendobj253 0 obj< >/Metadata 7 0 R/PageLabels 4 0 R/Pages 6 0 R/StructTreeRoot 9 0 R/Type/Catalog/ViewerPreferences< >>>endobj254 0 obj< /LastModified /NumberofPages 1/OriginalDocumentID /PageUIDList< >/PageWidthList< >>>>>/Resources< >/ExtGState< >/Font< >/ProcSet[/PDF/Text/ImageC/ImageI]/Properties< >/Shading< >/XObject< >>>/Rotate 0/StructParents 0/TrimBox[0.0 0.0 612.0 792.0]/Type/Page>>endobj255 0 obj< >endobj256 0 obj< >endobj257 0 obj< >endobj258 0 obj< >endobj259 0 obj< >endobj260 0 obj< >endobj261 0 obj< >endobj262 0 obj< >endobj263 0 obj< >endobj264 0 obj[/Indexed/DeviceCMYK 1 282 0 R]endobj265 0 obj< >endobj266 0 obj< >endobj267 0 obj< >endobj268 0 obj< >endobj269 0 obj< >endobj270 0 obj< >endobj271 0 obj< >endobj272 0 obj< >endobj273 0 obj< >streamH��Wێ�}������pY,^�tlG��� � 0�k)�*�m�������&g�n%,us���U���2�G{����������ɫ��g�X�W�jo����������?���'��wo_~��/�¦��:��F�E��$�CL΄��wڇ�[�1�#v0�r����O���>��_����oa�=6h �b����]�@r��p�f�����蔽�&j�Q}:�x�;��KYsʋ���p�sߢa�O?E�\ �]\��&u�!�r�zd��8c��4EE��Al>��a�oN�U�v�X�o:o~vr5�bH9�C��Ĳ����@6hv���8�������L���]¦H1+�&��o�#!��y�y�d��u����ǧ޽z���Qg�yB�B+����i%d���P ��H;�r\�I�=cԔ¼��>Y����b=vj�32����>�1�`���3f:��gq��E����6<��@ W�>� �EvοGM�㻑o���Z�9o=̄3�f���:q\��2��2���$0�`z_�q\:48?c���?�9�/�X�<�+h��/�=#ß�t<�/�xZ:�¦?c��N{�_�q�t]lB.���N�1�xd�s���������i�B����Ռl������8��O�����e¦<�����z��y���`��5�^<��I�9�o����=�ӳ$cÀ0TSL����揯_�R�?�횤� 8����n^����T�����������є�)¦��O1?��g�29L'�Q�1������i��?�(�~ws{���I��E+����Ӱ'&X���X/����[,��prk�>�N�`���V¦yZ�iZ������6:P{d#�����KV��%V�=���b6�7㥽��<�i^Z�ޭ��!�غ�{�`4�P�x�Y+����;�۱����0�`�x�zZ�^I�H�z�0N�U"��Th��9�m���:��(B� m�BA@t���MaȮ�%������0¦J��#N�ٟ�8���i��Y4�q5�1�̏=�w��a�_Ȕlי�"S藫L���2�e��U�d�U�h��ч�k��W�Z�e��*S��)P�����T\d�dsC�<��Ţ�Z�Ӳ��Jb�{�>�8�d�%w4p�!�/X���j�r:Z��%D&^°\��:���W��L^C��H��_B.¦����PҞ���r�"�jYDW!V��8�AWv�s�d�r,1��x�����B����\�Y��0fd����%�2Wvz\�t0��#��&&�9�إ�AG�{��2n67y�K@���4��M5�g�-U�u̘He������\f�5�miܻ���S�Ѷ�ޛ���bBλ���Wv��v8N��U˘���ĵ�Pp�Kt1�S��N��e˖��6�W���C��2l�^�U.�p�@j՟C�ɝ��)��u�4���ҋl��햝#��y��M����u׮�Y�`eJ\g��g�$Mߵf�]��4�>�Mɹ~�vR�Y��U$�n�"��F�����A���li/��){@��C�W��"�ډr稴JSw��w�[`¦��MsJ�D�����PW"�m�ƻ}:�`�>W��gǄ��38��+I��C���t�+V����]�3U)�+Ǜ*m3�W�[��+�V�=�K~�-.��J�w:��j�M����]ݬ�J��+Ҿ����R8��TQ5w��Ȧ��kG髢�e�Q��ع��YT�٠���nY[¦�ng���3��mf;�O2����؉I���3CH�`�h�sĈ�1u���`��������.j`��F�j�����0�cW3�"?��J��!A���7`"�j�5g0^��N;�҆��q��iҾL�Z��8WiЮ䳌s�l,��S�ڧ����ZN�̘X���u�յ���1T��Yn,]��8��!JU���2��So7X��X� V��������ڬ�h��e��Z�h��n�U���ii������:tQ�1�ܠ�*�]$]:�4[�ﰳ����]E��M���y6��Ζ�wʢ�1��i)��(X0���s��}f߫�����`¦5�-Ҿ�0�j��lO��`j������a�u�\�vI`�n�'*AæҞ�Y��*�f o��¦�a\�Uھym��f{ێ�m���5`B�bݖQ���%^�l�7��*l����(ԍ�eGÕ�h���Z¦7�zZ�U�;�f��Z��ˎ��*��ƀ�U��a�jR���Q��PMz��q=�[���¦����=2J�l�)��s��B�f;��!�-v���\ɡKff�J3��q��Z��ؙ}+�l�)F��T�[¦c4�ˌ�q\Z�֗Cޠ.�ӗC�bL,�M�Լ$��7͛�@�n�:�Ij݊��~߅��\��f�ƅ�4]#�{1Įt�=���)�}��þ����h�i`�C5���q8Ni�q蹕.�a��Ӵ�0��Ψ1D!W�}Ơ�En�Da9t;��Omu;�/�e���nCὟB/�I�w}+�e��<�$7��YLU�?���b� {�l�? ���;vH��*�s�I�4.�d���/�7��#�5i9�㌝�c�ɢQ��o0~n�N�7j��ѸC¦}����,0Q�[ri�t�y�f�uѦc�+y��v��6�g�zI�l�5C���x��s�S٠���SzK�̩(:�z�̩(#�s�<hr.��5�"}A�*��Pm8�D�!B�56h��<�5*¦@����9$!G�*hRM�xԵ������A�D�)��t,�&UQo� PN��;$����A����`B��!Ф&�3��wl\9�AUā$x٩U��c�F���7wl�y�o/@���(�����,@�Ь�.Zt$���zmP$�,@Q����m=�x���w��I��y��<"��6��}5���F7�,��2@����Ǐۯ��@H>��Eh�e�U);��2�Ѝs<�j�du��n5�I�Wt��ir>�D�o��(��t��$�漓$`�����ٺ�:젠���$'�� �����}�$E�vf�Ii�1ɉ�$�q��$����J�D"�z+q+�S���pْ,K\��%�(�t^%l[�C�n��3d��������,g����%YtI�FA����+�^}��Ϣo�n�$[�ܫ��$�XfjƐTV-'�Ҷ�A���Ī.a�r�؍Z��x��C.q�s�Pᴒ�ra�Y���,�vNSCqjɴ��,��x��^N������r/�,���XP�TTTV4{嗰ay�}��r-Z%�;��T]�xk��$��q�hM�,ig��d�E�HZ�[Q�k��;�����_Rk�[fYj���tIĨ�KL7¦H�6,�8�N�4r¦��$m!x����o�R�k��$�x�륟1��,Iu����,�s��~&F⁄8�O)92�4��LC$%���2$5z[w��<��s��2'��b$!�Oo�4�,s�6d��2'�^�F�1d�2���zb\l'f�R�¦$��,VhE��>���*-Z?�b(�(�wJ�wI�XmP��-OoH��[��(!�VQ�F:�D Ag�~��$-�j��KhZk�$9o2oH���I��;�Ɋ!v���yI��m{�'�>���H&ڃx�o&�`}��y�������:�.E�PH9��R����0`z�Q�¦0u����2iau�^4c�OV����.��Z�_�ӎ0�9�T�y��%�iGH��zr��,����\.�:˾0�eN;��ܫܲ��,��x��k[�d;1{���F�\��ֶ@�4�@;��ܿ������(I��������IJ�F-n.�y-O$�f�E풐�NL�*$�T��d�zSI+�݋�w�2�"ջ!I�t�H��&�hys���Y�F����Ԫ� i�9��%B������-���X��>�6���-����Al^%H"����*n%������,����&ICQ��2S��ˤ����&I�&aX���b���s�.1����# �iGH�NN���{��e��-��v�e_�2��W����]_u��d�ƳL9���SqѴ0P>{Ç,�w*�@���S�.2�l��??~�~�n��&D��֮���%��N�������a��(�H��=�J2M7]�2�fOU�6vA�fo� !��CBow�?@0M����u*i�ruC�(*Lf��j�:˒�z�.i��� ���x�����1I�9��_�o"I�x&^�$5g����h\X�kj��J8�X���W�(I�� )M�����ye��⩄��Ԥ�d�d���� �~�w��k������FU������&¦e�lԶ���8G6!�ȣ�r���z�a��,sd�U���Y�� qI�H�Th��@RGA��q��I(r�Խ�Լ��BRk��%�O���Ek��8�R¦4�$���R�2��:���K�J�*qd�l����I�2Ϣn�-AZ�HJ�G B!0zo¦�Qt���X1�aC��ϸx��`2�W��w\w��q�G�ޭ_q)�[������j�x��a�a�1q=�=�q�5��&v��펢y��3M��#(�v?���Z�@�Ma�>UX@��3���Ϗ�_��� Y+��q�!.�B�/��dmg�c��Q'��!2\�ѡ���9��+CR���ͅ�Ɣ�{;��G1�����",ʃ�7��X7?�ir�ӟ� m�O~H����N��6Bg ��rPe�ޡ/�>:��a�}#v)���s�e���ū#���ʚ���8��P�����9���u��ק����k�~؟;�4+:�E{�>?��Pu1_����lo������fɜ�e�&���H���g�i��_e__9��0���<�ny���P����xD�p�p�0`��1�Q���f�ﰂ��;0X��!�ug�w����8<��7ܿ���M�>]�k0D��yG�=�'��`����[�]��GS>x�]��oz�S��%������a���OGVm�B^���q�Ҏ�qL,�??~���^��7�U�\ʙ!�b�n�?¦Z�]���G�^�k�f.¦4a�ڿ#��ڒډ3�=گf���k���[J��~��.����������=��o������ն��D���M�4ם�E���-v�� U�Tj�׶@b��}N�̊]YƢ�xzw5�}���n����������ѣ�G��լ�T�����т��}�;��K�u��p�����dl�K����7APJ*�K�($�P�Q,�x߃tјPh�J29'(飉�'8�t�C�L��w\�C�4s,���#���w>�o&ɟ�¦J��k�T���v0TN�J���N�¦s6�&�5"�$���=��Ej���y�e릃����6��6�:A@CLmR�Ǜ�@���7�O��؏�O�ş�KHƤ��T�6[�>�C�Z��t�~�.��nJ�o��Js/�-�`���9кŨ�ӑ�f���n�ϙ�`V��֖耀-n�f�@XHG�+�2D0�]9�V�%U0�����؈)f��"��Iu��x$q$O"v�;!�Q�~ݱ�V�6������ٔ�ڊ��5"I9j��٣T��ܪ���M�6�bGK�9����E��LZK�$i���O�:��9��F'��p�yEkB�� S�͟a[C[I���K�f�~H��/��~;��FB�-�A�Q�����x'�'Ǎ�T����7(E�dI��$ES?�!���*uH����͒��6�ͱ�E&��O��h���}r��h8���V���.�=�؈9N����
https://catalog.belden.com/techdata/EN/1855A_techdata.pdf | cable | Product: 1855A 75 Ohm SDI Coax, Mini RG-59, 23 AWG Solid BC, Foil + 95% TC Braid, PVCJkt, CMRProduct Description75 Ohm SDI Coax, Mini RG-59, 23 AWG Solid Bare Copper Conductor, PE Insulation, Foil + 95% Tinned Copper Braid Shield, PVC Jacket, CMRTechnical SpecificationsProduct OverviewSuitable Applications:Digital Video, 6 Gb/s UHDTV, HD-SDI 1080pConstruction DetailsRG Type:Mini 59ConductorSizeStrandingNom. DiameterMaterial23 AWGSolid0.023 inBC - Bare CopperInsulationMaterialNom. Insulation Diameter Color CodePE - Polyethylene (Foam)0.102 in (2.59 mm)WhiteOuter ShieldLayerOuter Shield TypeMaterialMaterial Trade NameCoverage1TapeTri-Laminate (Alum+Poly+Alum) Duofoil®100%2BraidTinned Copper (TC)95%Outer JacketMaterialNom. DiameterPVC - Polyvinyl Chloride 0.159 in (4.04 mm)Overall Cable Diameter (Nominal): 0.159 in (4.04 mm)Electrical CharacteristicsReturn Loss (RL)FrequencyMin. Return Loss5 - 1600 MHz23 dB1600 - 4500 MHz21 dB4500 - 6000 MHz15 dBAttenuationFrequency Nom. Attenuation1 MHz0.39 dB/100ft3.58 MHz0.78 dB/100ft5 MHz0.92 dB/100ft6 MHz1.00 dB/100ft7 MHz1.08 dB/100ft10 MHz1.2 dB/100ft12 MHz1.3 dB/100ft25 MHz1.8 dB/100ft67.5 MHz2.83 dB/100ft71.5 MHz2.93 dB/100ft88.5 MHz3.22 dB/100ft100 MHz3.39 dB/100ft135 MHz3.84 dB/100ft143 MHz4.00 dB/100ft180 MHz4.41 dB/100ft270 MHz5.44 dB/100ft360 MHz6.34 dB/100ft540 MHz7.85 dB/100ft720 MHz9.15 dB/100ft750 MHz9.31 dB/100ft1000 MHz10.89 dB/100ft1500 MHz13.38 dB/100ft2000 MHz15.64 dB/100ft2250 MHz16.68 dB/100ft3000 MHz19.65 dB/100ft4500 MHz24.35 dB/100ft6000 MHz28.97 dB/100ftElectricalsNom. Conductor DCRNom. Outer Shield DCRNom. Capacitance Cond-to-ShieldNom. Characteristic ImpedanceNom. Velocity of Prop.20.1 Ohm/1000ft3.7 Ohm/1000ft (12 Ohm/km)16.3 pF/ft (53.5 pF/m)75 Ohm82%VoltageUL Voltage Rating300 V (CMR, CMG)Mechanical CharacteristicsTemperatureUL TemperatureOperating75°C-30°C to +75°CBend RadiusInstallation Min.1.6 in (41 mm)Max. Pull Tension:33 lbs (15 kg)Bulk Cable Weight:17 lbs/1000ftStandards and ComplianceEnvironmental Suitability:Indoor/Outdoor, Indoor, UV Resistance, Aerial - Black only, When supported by messenger wireSustainability:CA Prop 65Flammability / Reaction to Fire:UL1666 Vertical ShaftCPR Compliance:CPR Euroclass: Eca; CPR UKCA Class: EcaNEC / UL Compliance:CMRCEC / C(UL) Compliance:CMGEuropean Directive Compliance:EU CE Mark, EU Directive 2015/863/EU (RoHS 2 amendment), REACH, EU Directive 2011/65/EU (RoHS 2), EU Directive 2012/19/EU (WEEE)UK Regulation Compliance:UKCA MarkAPAC Compliance:China RoHS II (GB/T 26572-2011)Plenum Number:1855PHistoryUpdate and Revision:Revision Number: 0.471 Revision Date: 04-24-2023Part NumbersVariantsItem #ColorPutup TypeLengthUPCFootnote1855A 010500BlackReel500 ft6128253569501855A 0101000BlackReel1,000 ft612825358503C1855A 010N1000BlackReel w/Small Barrel1,000 ft1855A 010Z1000BlackReelTuff Box1,000 ft6128254349931855A 0105000BlackReel5,000 ft6128254361261855A 0061000Blue, Light Reel1,000 ft612825358459C1855A 006N1000Blue, Light Reel w/Small Barrel1,000 ft1855A 006Z1000Blue, Light ReelTuff Box1,000 ft6128254349551855A 0065000Blue, Light Reel5,000 ft6128254360721855A 0011000BrownReel1,000 ft612825356851C1855A 001N1000BrownReel w/Small Barrel1,000 ft1855A 0015000BrownReel5,000 ft6128254360271855A 0081000GrayReel1,000 ft612825358510C1855A 008N1000GrayReel w/Small Barrel1,000 ft1855A 0085000GrayReel5,000 ft6128254360961855A N3U1000Green, MilReel1,000 ft612825358480C1855A N3UN1000Green, MilReel w/Small Barrel1,000 ft1855A N3UZ1000Green, MilReelTuff Box1,000 ft6128254350061855A N3U5000Green, MilReel5,000 ft6128254361331855A 0031000OrangeReel1,000 ft612825356844C1855A 003N1000OrangeReel w/Small Barrel1,000 ft1855A 003Z1000OrangeReelTuff Box1,000 ft6128254349311855A 0035000OrangeReel5,000 ft6128254360411855A 0021000RedReel1,000 ft612825358473C1855A 002N1000RedReel w/Small Barrel1,000 ft1855A 002Z1000RedReelTuff Box1,000 ft6128254349171855A 0025000RedReel5,000 ft6128254360341855A 0071000VioletReel1,000 ft612825356837C1855A 007N1000VioletReel w/Small Barrel1,000 ft1855A 007Z1000VioletReelTuff Box1,000 ft6128254349621855A 0075000VioletReel5,000 ft6128254360891855A 0091000WhiteReel1,000 ft612825358497C1855A 009N1000WhiteReel w/Small Barrel1,000 ft1855A 009Z1000WhiteReelTuff Box1,000 ft6128254349861855A 0095000WhiteReel5,000 ft6128254361021855A 0041000YellowReel1,000 ft612825358466C1855A 004N1000YellowReel w/Small Barrel1,000 ft1855A 004Z1000YellowReelTuff Box1,000 ft6128254349481855A 0045000YellowReel5,000 ft612825436065© 2024 Belden, IncAll Rights Reserved.Although Belden makes every reasonable effort to ensure their accuracy at the time of this publication, information and specifications described here in are subject to error or omission and to change withoutnotice, and the listing of such information and specifications does not ensure product availability.Belden provides the information and specifications herein on an "ASIS" basis, with no representations or warranties, whether express, statutory or implied. In no event will Belden be liable for any damages(including consequential, indirect, incidental, special, punitive, or exemplary damages) whatsoever, even if Belden has been advised of the possibility of such damages, whether in an action under contract,negligence or any other theory, arising out of or in connection with the use, or inability to use, the information or specifications described herein.All sales of Belden products are subject to Belden's standard terms and conditions of sale.Belden believes this product to be in compliance with all applicable environmental programs as listed in the data sheet. The information provided is correct to the best of Belden's knowledge, information and beliefat the date of its publication. This information is designed only as a general guide for the safe handling, storage, and any other operation of the product itself or the one that it becomes a part of. The ProductDisclosure is not to be considered a warranty or quality specification. Regulatory information is for guidance purposes only. Product users are responsible for determining the applicability of legislation andregulations based on their individual usage of the product.
https://timesmicrowave.com/wp-content/uploads/2022/06/lmr-400-datasheet.pdf | cable | (800) TMS-COAX • www.timesmicrowave.com24TIMES MICROWAVE SYSTEMSLMR®-400 Flexible Low Loss Communications CoaxIdeal for… • Drop-in replacement for RG-8/9913 Air-Dielectric type Cable • Jumper Assemblies in Wireless Communications Systems • Short Antenna Feeder runs • Any application (e.g. WLL, GPS, LMR, WLAN, WISP, WiMax, SCADA, Mobile Antennas) requiring an easily routed, low loss RF cable • NEW! Times Protect® LP-18-400 protector-seriesElectrical Specifications Performance Property Units US (metric) Velocity of Propagation % 84 Dielectric Constant NA 1.38 Time Delay nS/ft (nS/m) 1.20 (3.92) Impedance ohms 50 Capacitance pF/ft (pF/m) 23.9 (78.4) Inductance uH/ft (uH/m) 0.060 (0.20) Shielding Effectiveness dB >90 DC Resistance Inner Conductor ohms/1000ft (/km) 1.39 (4.6) Outer Conductor ohms/1000ft (/km) 1.65 (5.4) Voltage Withstand Volts DC 2500 Jacket Spark Volts RMS 8000 Peak Power kW 16 LMR-400Mechanical Specifications Performance Property Units US (metric) Bend Radius: installation in. (mm) 1.00 (25.4) Bend Radius: repeated in. (mm) 4.0 (101.6) Bending Moment ft-lb (N-m) 0.5 (0.68) Weight lb/ft (kg/m) 0.068 (0.10) Tensile Strength lb (kg) 160 (72.6) Flat Plate Crush lb/in. (kg/mm) 40 (0.71) Environmental Specifications Performance Property 0F oC Installation Temperature Range -40/+185 -40/+85 Storage Temperature Range -94/+185 -70/+85 Operating Temperature Range -40/+185 -40/+85Construction Specifications Description Material In. (mm) Inner Conductor Solid BCCAI 0.108 (2.74) Dielectric Foam PE 0.285 (7.24) Outer Conductor Aluminum Tape 0.291 (7.39) Overall Braid Tinned Copper 0.320 (8.13) Jacket (see table) 0.405 (10.29) Part Description Stock Part Number Application Jacket Color Code LMR-400 Outdoor PE Black 54001 LMR-400-DB Outdoor/Watertight PE Black 54091 LMR-400-FR Indoor/Outdoor Riser CMR FRPE Black 54030 LMR-400-FR-PVC Indoor/Outdoor Riser CMR FRPVC Black 54073 LMR-400-PVC General Purpose PVC Black 54218 LMR-400-PVC-W General Purpose PVC White 54204(800) TMS-COAX • www.timesmicrowave.com25TIMES MICROWAVE SYSTEMSAttenuation vs. Frequency (typical)Attenuation(db per 100 feet)10.01.00.110 100 1,000 10,000LMR-400 Calculate Attenuation = (0.122290) • FMHz + (0.000260) • FMHz (interactive calculator available at http://www.timesmicrowave.com/cable_calculators)Attenuation: VSWR=1.0 ; Ambient = +25°C (77°F) Power: VSWR=1.0; Ambient = +40°C; Inner Conductor = 100°C (212°F); Sea Level; dry air; atmospheric pressure; no solar loadingFrequency (MHz) Frequency (MHz) 30 50 150 220 450 900 1500 1800 2000 2500 5800 8000 Attenuation dB/100 ft 0.7 0.9 1.5 1.9 2.7 3.9 5.1 5.7 6.0 6.8 10.8 13.0Attenuation dB/100 m 2.2 2.9 5.0 6.1 8.9 12.8 16.8 18.6 19.6 22.2 35.5 42.7Avg. Power kW 3.33 2.57 1.47 1.20 0.83 0.58 0.44 0.40 0.37 0.33 0.21 0.17(800) TMS-COAX • www.timesmicrowave.com26TIMES MICROWAVE SYSTEMSLMR-400 Connectors Inner Outer Finish* Part Stock VSWR ** Coupling Contact Contact Body Length Width Weight Interface Description Number Code Freq. (GHz) Nut Attach Attach /Pin in (mm) in (mm) lb (g) 1. 4.1-9.5 mini Straight Jack EZ-400-4195F-X 3190-2968 <1.25:1 (6) Hex Spring Finger Crimp A/G 1.8 (45.0) 0.55 (14.0) 0.074 (33.6) DIN Female 2. 4.1-9.5 mini Straight Plug EZ-400-4195M-X 3190-2969 <1.25:1 (6) Hex Spring Finger Crimp A/G 1.5 (38.1) 0.89 (22.6) 0.103 (46.8) DIN Female 3. 716 DIN Female Straight Jack TC-400-716-FC 3190-376 <1.25:1 (2.5) N/A Solder Clamp S/S 1.6 (41) 1.13 (28.7) 0.281 (127.5) 4. 7-16 DIN Right Angle TC-400-716M-RA-D 3190-2598 <1.35:1 (6) Hex Solder Crimp A/S 1.7 (43..20 1.98 (50.3) 0.374 (169.5) 5. 7-16 DIN Male Straight Plug EZ-400-716M-X 3190-2524 <1.25:1 (6) Hex Spring Finger Crimp A/G 1.6 (39.5) 1.38 (35) 0.277 (126.0) 6. 7-16 DIN Male Straight Plug TC-400-716M-X 3190-2597 <1.25:1 (6) Hex Solder Crimp A/S 1.6 (39.5) 1.42 (36.0) 0.320 (145.0) 7. 7-16 DIN Male Straight Plug TC-400-716-MC 3190-279 <1.25:1 (2.5) Hex Solder Clamp S/S 1.4 (36) 1.40 (35.6) 0.268 (121.6) 8. 7-16 DIN Male Right Angle TC-400-716MC-RA 3190-1671 <1.25:1 (<3) Hex Solder Clamp A/S 2.4 (61.5) 1.88 (47.8) 0.35 (159) 9. 7-16 DIN Male Right Angle EZ-400-716M-RA-X 3190-2545 <1.35:1 (6) Hex Spring Finger Crimp A/G 1.6 (41.7) 1.75 (44.3) 0.374 (0.17) 10. BNC Male Straight Plug TC-400-BM-X 3190-6232 <1.30:1 (4) Knurl Solder Crimp A/G 1.8 (46.8) 0.60 (14.5) 0.630 (28.6) 11. BNC Male Straight Plug EZ-400-BM-X 3190-2852 <1.35:1 (2) Knurl Spring Finger Crimp A/G 1.7 (42.7) 0.56 (14.2) 0.066 (29.9) 12. BNC Male Right Angle EZ-400-BM-RA-X 3190-2847 <1.35:1 (2) Knurl Spring Finger Crimp A/G 1.9 (48.0) 1.32 (33.5) 0.097 (44.0) 13. HN Male Straight Plug TC-400-HNM 3190-923 <1.25: (<1) Knurl Solder Clamp S/G 2.3 (59.2) 0.88 (22.4) 0.25 (113.4) 14. HN Male Right Angle TC-400-HNM-RA 3190-2541 <1.25:1 (2.5) Hex Solder Crimp A/G 1.6 (41.4) 1.56 (39.6) 0.198 (90.0) 15. UHF Male Straight Plug EZ-400-UM 3190-997 <1.25:1 (2.5) Knurl Spring Finger Crimp N/G 1.8 (48) 0.80 (20.3) 0.076 (34.4) 16. Mini-UHF Straight Plug TC-400-MUHF 3190-520 <1.25:1 (2.5) Knurl Solder Crimp N/G 1.1 (28) 0.50 (12.7) 0.020 (9.1) 17. N Female Straight Jack TC-400-NFC 3190-299 <1.25:1 (2.5) N/A Solder Clamp N/S 1.6 (41) 0.75 (19.1) 0.119 (54.0) 18. N Female Straight Jack EZ-400-NF-X 3190-2818 <1.25:1 (2.5) N/A Spring Finger Crimp N/G 1.8 (45) 0.66 (16.8) 0.105 (47.6) 19. N Female Straight Jack TC-400-NF-X 3190-2815 <1.25:1 (2.5) N/A Solder Crimp N/G 1.8 (45) 0.66 (16.8) 0.105 (47.6) 20. N Female Bulkhead Jack EZ-400-NF-BH 3190-518# <1.25:1 (2.5) N/A Spring Finger Crimp N/G 1.8 (46) 0.88 (22.4) 0.102 (46.3) 21. N Female Bulkhead Jack TC-400-NFC-BH (A) 3190-872 <1.25:1 (2.5) N/A Solder Clamp A/G 1.8 (46) 0.88 (22.4) 0.145 (65.8) 22. N Male Straight Plug SC-400-NM 3190-1454 <1.25:1 (2.5) Knurl Solder Crimp N/G 1.5 (38) 0.75 (19.1) 0.090 (40.8) 23. N Male Straight Plug TC-400-NMC 3190-6077 <1.25:1 (2.5) Knurl Solder Clamp N/G 1.5 (38) 0.70 (17.8) 0.121 (54.9) 24. N Male Straight Plug EZ-400-NMC-2-D 3190-2640 <1.25:1 (2.5) Hex/Knurl Spring Finger Clamp N/G 1.5 (38) 0.75 (19.1) 0.121 (54.9) 25. N Male Straight Plug EZ-400-NMH-X 3190-2590 <1.25:1 (10) Hex/Knurl Spring Finger Crimp A/G 1.5 (38) 0.89 (22.6) 0.103 (46.8) 26. N Male Straight Plug TC-400-NMH-X 3190-2626 <1.25:1 (10) Hex/Knurl Solder Crimp A/G 1.5 (38) 0.89 (22.6) 0.113 (51.3) 27. N Male Right Angle EZ-400-NMH-RA-X 3190-2638 <1.35:1 (6) Hex/Knurl Spring Finger Crimp A/G 1.87 (47) 1.42 (36.0) 0.177 (80.2) 28. N Male Right Angle TC-400-NMH-RA-SS 3190-1668 <1.25:1 (2.5) Hex Solder Crimp SS/G 1.5 (38.1) 0.89 (2.6) 0.130 (59.0) 29. N Male Right Angle TC-400-NMH-RA-D 3190-2293# <1.35:1 (6) Hex/Knurl Solder Crimp A/G 1.8 (46) 1.25 (31.8) 0.130 (59.0) 30. N Male Right Angle TC-400-NMC-RA (A) 3190-870 <1.35:1 (2.5) Hex Solder Clamp A/G 1.8 (46) 1.25 (31.8) 0.150 (68.0) 31. N Male Reverse Polarity TC-400-NM-RP 3190-960 <1.25:1 (2.5) Knurl Solder Crimp N/G 1.5 (38) 0.75 (19.1) 0.090 (40.8) 32. QN Male Straight Plug EZ-400-QNM-X 3190-2979 <1.25:1 (6) Hex Spring Finger Crimp A/G 1.5 (38) 0.89 (22.6) 0.103 (46.8) 33. QN Male Staright Plug TC-400-QNM-X 3190-6212 <1.25:1 (6) Hex Solder Crimp A/G 2.0 (50.2) 0.74 (18.9) 0.103 (46.8) 34. QN Male Right Angle EZ-400-QNM-RA-X 3190-2981 <1.25:1 (6) Hex Spring Finger Crimp A/G 1.9 (47.0) 1.42 (36.0) 0.177 (80.2) 35. QN Female Straight Jack EZ-400-QNF-X 3190-2980 <1.25:1 (6) N/A Spring Finger Crimp A/G 1.8 (45.0) 0.66 (16.8) 0.105 (47.6) 36. SMA Male Straight Plug TC-400-SM-X 3190-3046 <1.25:1 (8) Hex Solder Crimp N/G 1.2 (29) 0.50 (12.7) 0.032 (14.5) 37. SMA Female Straight Jack TC-400-SF-X 3190-6174 <1.35:1 (6) N/A Solder Crimp A/G 1.2 (29.7) 0.50 (12.7) 0.026 (12.0) 38. TNC Female Reverse Polarity TC-400-TF-RP 3190-1063 <1.25:1 (2.5) N/A Solder Crimp N/G 1.8 (46) 0.55 (14.0) 0.074 (33.6) 39. TNC Female Reverse Polarity EZ-400-TF-RP 3190-795 <1.25:1 (2.5) N/A Spring Finger Crimp A/G 1.8 (46) 0.55 (14.0) 0.074 (33.6) 40. TNC Female Straight Jack EZ-400-TF-X 3190-3049 <1.25:1 (6) N/A Spring Finger Crimp A/G 1.8 (45) 0.55 (14.0) 0.074 (33.6) 41. TNC Female Straight Jack TC-400-TF-X 3190-3051 <1.25:1 (6) N/A Solder Crimp A/G 1.8 (45.0) 0.55 (14.0) 0.074 (33.6) 42. TNC Male Straight Plug TC-400-TM-X 3190-2532 <1.25:1 (6) Hex/Knurl Solder Crimp A/G 1.9 (48) 0.67 (17.5) 0.075 (34.3) 43. TNC Male Straight Plug EZ-400-TM-X 3190-2533 <1.25:1 (6) Hex/Knurl Spring Finger Crimp A/G 1.9 (48) 0.67 (17.5) 0.075 (34.3) 44. TNC Male Reverse Polarity TC-400-TM-RP 3190-1062 <1.25:1 (2.5) Knurl Solder Crimp N/G 1.7 (43) 0.59 (15.0) 0.074 (33.6) 45. TNC Male Reverse Polarity EZ-400-TM-RP 3190-794 <1.25:1 (2.5) Knurl Spring Finger Crimp A/G 1.7 (43) 0.59 (15.0) 0.074 (33.6) 46. TNC Male Right Angle TC-400-TM-RA-D 3190-2671 <1.35:1 (6) Hex/Knurl Solder Crimp A/G 1.4 (35) 1.41 (35.8) 0.130 (59.0) 47. TNC Male Right Angle EZ-400-TM-RA-X 3190-2800 <1.24:1 (6) Hex Spring Finger Crimp A/G 2.0 (50.0) 0.62 (15.7) 0.130 (59.0) 48. TNC Male Right Angle RP TC-400-TM-RP-RA-D 3190-6147 <1.35:1 (6) Hex Solder Crimp A/G 1.4 (36.0) 1.20 (30.3) 0.130 (59.0) LMR®-400 Flexible Low Loss Communications * Finish metals: N=Nickel, S=Silver, G=Gold, SS=Stainless Steel, A=Alballoy **VSWR spec based on 3 foot cable with a connector *Available in bulk pack(800) TMS-COAX • www.timesmicrowave.com27TIMES MICROWAVE SYSTEMSLMR-400TC-400-NMC3190-6077EZ-400-NMH-X3190-2590TC-400-NMH-X3190-2626TC-400-NFC3190-299EZ-400-NF-BH3190-518TC-400-MUHF3190-520EZ-400-UM3190-997TC-400-716FC3190-376TC-400-HNM3190-923TC-400-NFC-BH (A)3190-872TC-400-716M-X3190-2597SC-400-NM3190-1454TC-400-716MC3190-279EZ-400-716M-X3190-2524TC-400-HNM-RA3190-2541EZ-400-716M-RA-X3190-2545EZ-400-NMH-RA-X3190-2638EZ-400-NMC-2-D3190-2640EZ-400-BM-X3190-2852EZ-400-BM-RA-X3190-2847TC-400-BM-X3190-6232TC-400-716MC-RA3190-1671TC-400-NF-X3190-28153914192427262523222162018171615131211875410EZ-400-NF-X3190-2818TC-400-716M-RA-D3190-25981-2EZ-400-4195F-X /3190-2968TC-400-4195M-X / 3190-2969(800) TMS-COAX • www.timesmicrowave.com28TIMES MICROWAVE SYSTEMSHG-400TGK-S400TTIPB-400-NM3109-417-1IPB-400-NF3109-417-2WSB-4003109-394 Part Stock Type Number Code Description Hoisting Grip HG-400T HG-400T Laced Type (each) Ground Kit GK-S400TT GK-S400TT Standard Ground Kit (each) Weather Proof Boots 3109-417-1 IPB-400 NM LMR-400 Male IP boot suitable for type N, TNC, BNC, 4310, 4195 Weather Proof Boots 3109-417-2 IPB-400 NM LMR-400 Female IP boots suitable for type N, TNC, BNC, 4310, 4195 Weather Seal Strain 3109-394 WSB-400 Weather seal strain relief boots (10 pk) for use with most popular Relief Boots LMR-400-X series connectors Hardware48TC-400-TM-RP-RA-D 3190-614746-47TC-400-TM-RA-D3190-2671 EZ-400-TM-RA-X 3190-2800TC-400-TM-RP / 3190-1062EZ-400-TM-RP / 3190-79444-45TC-400-TM-X / 3190-2532EZ-400-TM-X / 3190-2533EZ-400-TF / 3190-3049TC-400-TF-X / 3190-305142-4340-41TC-400-TF-RP / 3190-1063EZ-400-TF-RP / 3190-795TC-400-SM-X3190-30463736353438-39TC-400-SF-X3190-6174EZ-400-QNM-RA-X3190-2981EZ-400-QNF-X3190-298033TC-400-QNM-X3190-6212TC-400-NMH-RA-D3190-2293TC-400-NM-RP3190-96029323130EZ-400-QNM-X3190-2979TC-400-NMC-RA (A)3190-87028TC-400-NMH-RA-SS3190-1668LMR-400(800) TMS-COAX • www.timesmicrowave.com29TIMES MICROWAVE SYSTEMSCT-U3192-181CT-400/3003190-666CST-4003192-004CCT-023192-165RB-4563190-421RB-CST3192-086DBT-U3192-001ST-400C-23190-1972GST-4003190-2174TK-400EZ3190-1601 Part Stock Type Number Code Description Crimp Tool CT-U 3192-181 Crimp Handle Crimp Dies Y1719 3190-202 .429" Hex Dies Crimp Tool CT-400/300 3190-666 Crimp tool for LMR 400 connectors Crimp Rings CR-400 3190-830 Crimp rings for TC/EZ-400 connectors (package of 10) Strip Tool ST-400C-2 3190-1972 Prep tool for EZ-400-NMC-2 two piece clamp style connector Strip Tool CST-400 3192-004 Combination prep tool for LMR-400 crimp and clamp style connectors Mid-Span Strip Tool GST-400 3190-2174 For ground strap attachment Replacement Blades RB-456 3190-421 Replacement blades for Strip Tool Deburr Tool DBT-U 3192-001 Removes center conductor rough edges Cutting Tool CCT-02 3192-165 Cable end flush cut tool Replacement Blade RB-02 3192-166 Replacement blade for cutting tool Tool Kit TK-400EZ 3190-1601 Tool kit for LMR-400 Crimp Connectors (includes CCT-02, CST-400, CT-400/300, Tool Pouch) Replacement Blade Kit RB-CST 3192-086 Replacement blade kit for all CST strip toolsInstall Tools LMR-400
https://source.z2data.com/2023/9/4/2/45/59/497548/6177000/HUBERSUHNERG02232DDataSheet.pdf | cable | DescriptionG: RF cables with PE dielectricsRG174D/RD174 alternative, 50 Ohm, 6 GHz, 85°C, ø3.1 mm, PVCjacketTechnical DataConstructionMaterialDetailDiameterCentre conductorCopperStrand-070.49 mmDielectricPE (Polyethylene)1.5 mmOuter conductorCopperBraid, 96%2 mmOuter conductorCopperBraid, 93 %2.5 mmJacketPVC II (low migration)RAL 9005 - bk3.1 mm +/- 0.1Print: HUBER+SUHNER G 02232 D 50 Ohm (production order number)Electrical DataImpedance50 Ω +/- 2Operating Frequency6 GHzCapacitance101 pF/mVelocity of signal propagation66 %Signal delay5.03 ns/mScreening effectiveness≥ 78 dB (up to 1 GHz)Operating voltage≤ 1.5 kVrms (at sea level)Test voltage3 kVrms (50 Hz/1 min)Mechanical DataWeight2.1 kg/100 mMin. bending radiusstatic15 mm30 mmEnvironmental DataTemperature range-25 °C ... +85 °CInstallation temperature-20 °C... +60 °CHalogen freeNo2011/65/EU (RoHS - including2015/863 and 2017/2102)compliant1907/2006/EC (REACH)compliantAdditional InformationRemarks(For details refer to the HUBER+SUHNER RF CABLES GENERAL CATALOGUE or contact your nearest HUBER+SUHNER partner)Suitable ConnectorsCable groupU4 2 mm / 50 OhmData SheetFlexible RF cableG_02232_DItem: 22510112Page 1/2Document: DOC-0000401637 Y / PDO I / date of publication: 14.10.2020 17:52:39 / uncontrolled copyMatrixtypical Attenuation [ formula: (a*f^0.5 + b*f) ] and maximum Power CW [ formula: (p/f^0.5) ]Coefficients:a = 0.7616b = 0.1325fmax = 6P at 1GHz = 38FrequencyNom. attenuationNom. attenuationMax. CW power(GHz)(dB / m)(dB / ft)(W)sea level 25° Cambienttemperaturesea level 25° Cambienttemperaturesea level 40° Cambienttemperature0,30,460,139690,60,670,204490,90,840,257401,20,990,303351,51,130,345311,81,260,384282,11,380,421262,41,50,457252,71,610,490233,01,720,523223,31,820,555213,61,920,586203,92,020,616194,22,120,645194,52,210,674184,82,30,702175,12,40,730175,42,490,757165,72,570,784166,02,660,81116www.hubersuhner.comHUBER+SUHNER is certified according to ISO 9001, ISO 14001, AS/EN9100, ISO/TS 16949 and IRIS.Waiver: Fact and figures herein are for information only and do not represent any warranty of any kind.Data SheetFlexible RF cableG_02232_DItem: 22510112Page 2/2Document: DOC-0000401637 Y / PDO I / date of publication: 14.10.2020 17:52:39 / uncontrolled copy
https://catalog.belden.com/techdata/EN/8262_techdata.pdf | cable | Product: 8262 Mil-Spec Coax, 50 Ohm, RG-58, 20 AWG Str TC, 95% TC Braid, PVC Jkt,Commercial Non-QPLProduct DescriptionMil-Spec Coax, 50 Ohm, RG-58, 20 AWG (19x33) Tinned Copper Conductor, PE Insulation, 95% Tinned Copper Braid Shield, PVC Jacket(Non-Contaminating), Commercial, non-QPLTechnical SpecificationsProduct OverviewSuitable Applications:Point-to-point and point-to-multipoint wireless antenna communication; Wireless microphones, Two-Way Radios, Amateur (Ham) Radio, Low Power FM, GPS, RFID (RadioFrequency Identification)Construction DetailsRG Type:58ConductorSizeStrandingNom. DiameterMaterial20 AWG19x330.035 inTC - Tinned CopperInsulationMaterialNom. Insulation Diameter Color CodePE - Polyethylene0.115 in (2.92 mm)WhiteOuter ShieldOuter Shield TypeMaterialCoverageBraidTinned Copper (TC) 95%Outer JacketMaterialNom. DiameterPVC - Polyvinyl Chloride (Non-Contaminating)0.195 in (4.95 mm)Overall Cable Diameter(Nominal):0.195 in (4.95 mm)Electrical CharacteristicsAttenuationFrequency Nom. Attenuation1 MHz0.4 dB/100ft10 MHz1.4 dB/100ft50 MHz3.3 dB/100ft100 MHz4.9 dB/100ft200 MHz7.3 dB/100ft400 MHz11.5 dB/100ft700 MHz17.0 dB/100ft900 MHz20.0 dB/100ft1000 MHz21.5 dB/100ftPower RatingFrequency Max. Power Rating50 MHz300 W100 MHz200 W400 MHz90 W1,000 MHz55 WElectricalsNom. Conductor DCRNom. Outer Shield DCRNom. Capacitance Cond-to-ShieldNom. Characteristic ImpedanceNom. Velocity of Prop.10.8 Ohm/1000ft4.1 Ohm/1000ft (13 Ohm/km)30.8 pF/ft (101 pF/m)50 Ohm66%VoltageVoltage Rating1400 V (Mil-Spec)Mechanical CharacteristicsTemperatureOperating-40°C to +85°CBend RadiusInstallation Min.2 in (51 mm)Max. Pull Tension:42 lbs (19 kg)Bulk Cable Weight:24 lbs/1000ftStandards and ComplianceEnvironmental Suitability:Outdoor - Aerial, Indoor, Aerial - Black only, When supported by messenger wireSustainability:CA Prop 65CPR Compliance:CPR Euroclass: EcaMilitary Compliance:Commercial, non-QPL product (M17/155-00001)European DirectiveCompliance:EU CE Mark, EU Directive 2015/863/EU (RoHS 2 amendment), REACH, EU Directive 2011/65/EU (RoHS 2), EU Directive 2012/19/EU (WEEE)UK Regulation Compliance:UKCA MarkAPAC Compliance:China RoHS II (GB/T 26572-2011)HistoryUpdate and Revision:Revision Number: 0.528 Revision Date: 04-29-2024Part NumbersVariantsItem #ColorPutup TypeLengthUPCFootnote8262 010500BlackReel500 ft612825197423C8262 010U500BlackUnReel500 ft6128253581148262 0101000BlackReel1,000 ft612825197454C8262 010U1000BlackUnReel1,000 ft612825197430© 2024 Belden, IncAll Rights Reserved.Although Belden makes every reasonable effort to ensure their accuracy at the time of this publication, information and specifications described here in are subject to error or omission and to change withoutnotice, and the listing of such information and specifications does not ensure product availability.Belden provides the information and specifications herein on an "ASIS" basis, with no representations or warranties, whether express, statutory or implied. In no event will Belden be liable for any damages(including consequential, indirect, incidental, special, punitive, or exemplary damages) whatsoever, even if Belden has been advised of the possibility of such damages, whether in an action under contract,negligence or any other theory, arising out of or in connection with the use, or inability to use, the information or specifications described herein.All sales of Belden products are subject to Belden's standard terms and conditions of sale.Belden believes this product to be in compliance with all applicable environmental programs as listed in the data sheet. The information provided is correct to the best of Belden's knowledge, information and beliefat the date of its publication. This information is designed only as a general guide for the safe handling, storage, and any other operation of the product itself or the one that it becomes a part of. The ProductDisclosure is not to be considered a warranty or quality specification. Regulatory information is for guidance purposes only. Product users are responsible for determining the applicability of legislation andregulations based on their individual usage of the product.
https://timesmicrowave.com/wp-content/uploads/2022/06/lmr-240-datasheet.pdf | cable | (800) TMS-COAX • www.timesmicrowave.com18TIMES MICROWAVE SYSTEMSLMR®-240 Flexible Low Loss Communications CoaxIdeal for… • Jumper Assemblies in Wireless Communications Systems • Short Antenna Feeder runs (e.g. WLL, GPS, LMR, Mobile Antennas) • Any application (e.g. WLL, GPS, LMR, WLAN, WISP, WiMax, SCADA, Mobile Antennas) requiring an easily routed, low loss RF cableLMR-240 Environmental Specifications Performance Property 0F oC Installation Temperature Range -40/+185 -40/+85 Storage Temperature Range -94/+185 -70/+85 Operating Temperature Range -40/+185 -40/+85Mechanical Specifications Performance Property Units US (metric) Bend Radius: installation in. (mm) 0.75 (19.1) Bend Radius: repeated in. (mm) 2.5 (63.5) Bending Moment ft-lb (N-m) 0.25 (0.34) Weight lb/ft (kg/m) 0.034 (0.05) Tensile Strength lb (kg) 80 (36.3) Flat Plate Crush lb/in. (kg/mm) 20 (0.36)Construction Specifications Description Material In. (mm) Inner Conductor Solid BC 0.056 (1.42) Dielectric Foam PE 0.150 (3.81) Outer Conductor Aluminum Tape 0.155 (3.94) Overall Braid Tinned Copper 0.178 (4.52) Jacket (see table) 0.240 (6.10)Electrical Specifications Performance Property Units US (metric) Velocity of Propagation % 83 Dielectric Constant NA 1.42 Time Delay nS/ft (nS/m) 1.21 (3.97) Impedance ohms 50 Capacitance pF/ft (pF/m) 24.2 (79.4) Inductance uH/ft (uH/m) 0.060 (0.20) Shielding Effectiveness dB >90 DC Resistance Inner Conductor ohms/1000ft (/km) 3.2 (10.5) Outer Conductor ohms/1000ft (/km) 3.89 (12.8) Voltage Withstand Volts DC 1500 Jacket Spark Volts RMS 5000 Peak Power kW 5.6 Part Description Stock Part Number Application Jacket Color Code LMR-240 Outdoor PE Black 54021 LMR-240-DB Outdoor/Watertight PE Black 54090 LMR-240-FR Indoor/Outdoor Riser CMR FRPE Black 54029 LMR-240-FR-PVC Indoor/Outdoor Riser CMR FRPVC Black 54214 LMR-240-PVC General Purpose PVC Black 54140 LMR-240-PVC-W General Purpose PVC White 54202 LMR-240-MA Indoor & Mobile Antenna PVC Black 54046(800) TMS-COAX • www.timesmicrowave.com19TIMES MICROWAVE SYSTEMSLMR-240Attenuation(db per 100 feet)100.010.01.0Frequency (MHz)10 100 1,000 10,000 Calculate Attenuation = (0.242080) • FMHz + (0.000330) • FMHz (interactive calculator available at http://www.timesmicrowave.com/cable_calculators)Attenuation: VSWR=1.0 ; Ambient = +25°C (77°F) Power: VSWR=1.0; Ambient = +40°C; Inner Conductor = 100°C (212°F); Sea Level; dry air; atmospheric pressure; no solar loadingAttenuation vs. Frequency (typical) Frequency (MHz) 30 50 150 220 450 900 1500 1800 2000 2500 5800 8000Attenuation dB/100 ft 1.3 1.7 3.0 3.7 5.3 7.6 9.9 10.9 11.5 12.9 20.4 24.3 Attenuation dB/100 m 4.4 5.7 9.9 12.0 17.3 24.8 32.4 35.6 37.7 42.4 66.8 79.7 Avg. Power kW 1.49 1.15 0.66 0.54 0.38 0.26 0.20 0.18 0.17 0.15 0.10 0.08(800) TMS-COAX • www.timesmicrowave.com20TIMES MICROWAVE SYSTEMSLMR®-240 Flexible Low Loss Communications CoaxLMR-240TC-240-NMH-X3190-28875TC-240-NMC3190-2446TC-240-NF-BH-X3190-28888EZ-240-1023M3190-62837TC-240-NF-PM-X3190-28899TC-240-BMC3190-242EZ-240-BM-X / TC-240-BM-X3190-6120 - 3190-289012-13TC-240-BM-RA-D3190-28691411EZ-240-BM-RA-X3190-286815EZ-240-TM-X3190-272516TC-240-TM-X3190-279717EZ-240-TM-RP-X3190-28921819TC-240-TM-RA-D3190-2798EZ-240-QM-X3190-289422EZ-240-QM-RA-X3190-289523EZ-240-SM-X3190-289724TC-240-SM-SS-X3190-289825TC-240-SM-RA-SS-X3190-290026EZ-240-SM-RA-X3190-289927TC-240-SM-RP3190-32628TC-240-SF-SS-BH-X3190-289629TC-240-MUHF3190-44530TC-240-716M3190-298231TC-240-716M-RA-D3190-298332TC-240-FM-X3190-28911EZ-240-NMH-X3190-28932TC-240-NMH-RA-D3190-2426EZ-240-NF-X 3190-2795EZ-240-TF-RP-X 3190-6167EZ-240-TF-X3190-620443EZ-240-NMH-RA-X3190-6143 Connectors Inner Outer Finish* Part Stock VSWR ** Coupling Contact Contact Body Length Width Weight Interface Description Number Code Freq. (GHz) Nut Attach Attach /Pin in (mm) in (mm) lb (g) 1. F Male Straight Plug TC-240-FM-X 3190-2891 <1.25:1 (2.5) Knurl Solder Crimp N/G 1.1 (28) 0.45 (11.4) 0.014 (6.4) 2. N Male Straight Plug EZ-240-NMH-X 3190-2893 <1.25:1 (2.5) Hex/Knurl Spring Finger Crimp A/G 1.5 (38.1) 0.78 (19.8) 0.086 (39.0) 3. N Male Right Angle EZ-240-NMH-RA-X 3190-6143 <1.35:1 (6) Hex Spring Finger Crimp A/G 1 (25.1) 1.04 (26.4) 0.115 (52.0) 102021(800) TMS-COAX • www.timesmicrowave.com21TIMES MICROWAVE SYSTEMS Part Stock Type Number Code Description Ground Kit GK-S240TT GK-S240TT Standard Ground Kit (each) Weatherproof Kit WSB-240 3109-400 Weatherproof/Strain relief kit for LMR-240 Hardware AccessoriesInstall ToolsGK-S240TTLMR-240 Part Stock Type Number Code Description Crimp Tool CT-240/200/195/100 3190-667 Crimp tool for LMR-100, 195, 200 and 240 connectors Strip Tool CST-240A 3192-152 Prep tool for LMR-240 connectors Deburr Tool DBT-U 3192-001 Removes center conductor rough edges Cutting Tool CCT-02 3192-165 Cable end flush cut tool Replacement Blade RB-02 3192-166 Replacement blade for cutting tool Replacement Blade Kit RB-CST 3192-086 Replacement blade kit for all CST strip tools CCT-023192-165CT-240/200/195/1003190-667DBT-U3192-001WSB-2403109-400RB-CST3192-086CST-240A3192-152 Connectors Inner Outer Finish* Part Stock VSWR ** Coupling Contact Contact Body Length Width Weight Interface Description Number Code Freq. (GHz) Nut Attach Attach /Pin in (mm) in (mm) lb (g) 4. N Male Right Angle TC-240-NMH-RA-D 3190-2426 <1.35:1 (6) Hex/Knurl Solder Crimp A/G 1.2 (32.4) 1.22 (31.0) 0.091 (41.7) 5. N Male Straight Plug TC-240-NMH-X 3190-2887# <1.25:1 (2.5) Hex/Knurl Solder Crimp N/S 1.5 (38) 0.75 (19.1) 0.086 (39.0) 6. N Male Straight Plug TC-240-NMC 3190-244 <1.25:1 (2.5) Knurl Solder Clamp S/G 1.5 (38) 0.75 (19.1) 0.082 (37.2) 7. 1.0/2.3 DIN Straight Plug EZ-240-1023M 3190-6283 <1.35:1 (2.5) knurl Spring Finger Crimp N/G 1.1 (228.5) 0.33 (8.5) 0.014 (6.63) 8. N Female Bulkhead Jack TC-240-NF-BH-X 3190-2888 <1.25:1 (2.5) NA Solder Crimp A/G 1.7 (44) 0.88 (22.2) 0.115 (52.2) 9. N Female Panel Mount TC-240-NF-PM-X 3190-2889# <1.25:1 (6) NA Solder Crimp A/G 1.7 (44) 0.88 (22.2) 0.115 (52.2) 10. N Female Straight Jack EZ-240-NF-X 3190-2795 <1.25:1 (6) NA Spring Finger Crimp A/G 1.4 (35.4) 0.62 (15.8) 0.040 (18.0) 11. BNC Male Straight Plug TC-240-BMC 3190-242 <1.25:1 (2.5) Knurl Solder Clamp S/G 1.7 (43) 0.56 (14.2) 0.040 (18.1) 12. BNC Male Straight Plug EZ-240-BM-X 3190-6120 <1.25:1 2.5 Knurl Spring Finger Crimp A/G 1.3 (34) 0.58 (14.7) 0.043 (19.5) 13. BNC Male Straight Plug TC-240-BM-X 3190-2890 <1.25:1 (2.5) Knurl Solder Crimp A/G 1.3 (34) 0.58 (14.7) 0.043 (19.5) 14. BNC Male Right Angle TC-240-BM-RA-D 3190-2869 <1.25:1 (2) Knurl Solder Crimp A/G 1.0 (25.1) 0.57 (14.5) 0.115 (52.0) 15. BNC Male Right Angle EZ-240-BM-RA-X 3190-2868 <1.30:1 (4) KNURL Spring Finger Crimp A/G 1.3 (33.6) 1.19 (30.1) 0.091 (41.7) 16. TNC Male Straight Plug EZ-240-TM-X 3190-2725 <1.25:1 (2.5) Knurl Spring Finger Crimp N/G 1.4 (34.3) 0.59 (15.0) 0.043 (19.5) 17. TNC Male Straight Plug TC-240-TM-X 3190-2797 <1.25:1 (2.5) Knurl Solder Crimp N/G 1.7 (43) 0.59 (15.0) 0.043 (19.5) 18. TNC Male Reverse Polarity EZ-240-TM-RP-X 3190-2892 <1.25:1 (6) Knurl Spring Finger Crimp A/G 1.4 (36) 0.59 (15.0) 0.043 (19.5) 19. TNC Male Right Angle TC-240-TM-RA-D 3190-2798 <1.25:1 (6) Hex Solder Crimp A/G 1.0 (25.1) 0.62 (15.7) 0.115 (52.0) 20. TNC Female Straight Jack EZ-240-TF-X 3190-6204 <1.25:1 (6) NA Spring Finger Crimp A/G 1.1 (27.2) 0.87 (22.0) 0.033 (15.0) 21. TNC Female Reverse Polarity EZ-240-TF-RP-X 3190-6167 <1.35:1 (6) NA Spring Finger Crimp A/G 1.1 (27.2) 0.87 (22.0) 0.033 (15.0) 22. QMA Male Straight Plug EZ-240-QM-X 3190-2894 <1.25: (6) Knurl Spring Finger Crimp N/G 1.2 (30.0) 0.41 (10.5) 0.014 (6.35) 23. QMA Male Right Angle EZ-240-QM-RA-X 3190-2895 <1.25: (<6) Knurl Spring Finger Crimp N/G 0.8 (20.3) 0.65 (16.5) 0.019 (8.62) 24. SMA Male Straight Plug EZ-240-SM-X 3190-2897 <1:25: (6) Hex Spring Finger Crimp N/G 1.0 (25.4) 0.32 (8.1) 0.016 (7.26) 25. SMA Male Straight Plug TC-240-SM-SS-X 3190-2898# <1.25:1 (10) Hex Solder Crimp SS/G 1.0 (25) 0.32 (8.1) 0.016 (7.3) 26. SMA Male Right Angle TC-240-SM-RA-SS-X 3190-2900# <1.35:1 (6) Hex Solder Crimp SS/G 0.8 (20) 0.65 (16.5) 0.019 (8.6) 27. SMA Male Right Angle EZ-240-SM-RA-X 3190-2899 <1.25:1 (6) Hex Spring Finger Crimp A/G 0.9 (22.8) 0.31 (7.9) 0.019 (8.6) 28. SMA Male Reverse Polarity TC-240-SM-RP 3190-326 <1.25:1 (2.5) Hex Solder Crimp SS/G 1.0 (25) 0.32 (8.1) 0.016 (7.3) 29. SMA Female Bulkhead Jack TC-240-SF-SS-BH-X 3190-2896# <1.25:1 (2.5) NA Solder Crimp SS/G 1.1 (29) 0.31 (7.9) 0.019 (8.6) 30. Mini-UHF Straight Plug TC-240-MUHF 3190-445 <1.25:1 (2.5) Knurl Solder Crimp N/G 1.1 (28) 0.45 (11.4) 0.014 (6.4) 31. 7/16 Din Male Straight Plug TC-240-716M 3190-2982 <1.35:1 (3) Hex Spring Finger Crimp A/S 2.0 (50.5) 1.26 (32.0) 0.186 (84.4) 32. 7/16 Din Male Right Angle TC-240-716M-RA-D 3190-2983 <1.35:1 (3) Hex Solder Crimp A/S 1.4 (34.3) 1.60 (40.6) 0.239 (108.5) *Finish metals: N=Nickel, S=Silver, G=Gold, SS=Stainless Steel, A=Alballoy **VSWR spec based on 3 foot cable with a connector pair #Available in bulk pack
https://catalog.belden.com/techdata/EN/9239_techdata.pdf | cable | Product: 9239 Audio Coax, Low Noise, RG-174, 26 AWG Str BCCS, 90% TC Brd, PVC JktProduct DescriptionAudio Coax, Low Noise, RG-174, 26 AWG (7x34) Bare Copper Covered Steel Conductor, PE Insulation, PE Conductive Layer, 90% Tinned Copper BraidShield, PVC JacketTechnical SpecificationsProduct OverviewSuitable Applications:Low noise microphone, Analog audio, InstrumentationConstruction DetailsRG Type:174ConductorNo. of ElementsSizeStrandingNom. DiameterMaterial126 AWG7x340.006 inBCCS - Bare Copper Covered SteelInsulationMaterialNom. Insulation Diameter Color CodePE - Polyethylene0.044 in (1.1 mm)Clear, BlackPVC - Polyvinyl Chloride (Conductive)0.056 in (1.4 mm)Outer ShieldLayerOuter Shield TypeMaterialCoverage1BraidTinned Copper (TC) 90%Outer JacketMaterialNom. DiameterPVC - Polyvinyl Chloride 0.101 in (2.57 mm)Overall Cable Diameter (Nominal): 0.101 in (2.57 mm)Electrical CharacteristicsElectricalsNom. Conductor DCRNom. Outer Shield DCRNom. Capacitance Cond-to-ShieldNom. Velocity of Prop.89.6 Ohm/1000ft14 Ohm/1000ft (46 Ohm/km) 44 pF/ft (140 pF/m)57%VoltageVoltage Rating1100 VElectrical Characteristics Notes:NBS Low Noise Test (Modified), MIL-DTL-17J Paragraph 4.8.14, 8 mV Peak to Peak MaxMechanical CharacteristicsTemperatureOperating-40°C To +60°CBend RadiusStationary Min.Installation Min.1.01 in (25.7 mm)1.01 in (25.7 mm)Max. Pull Tension:43 lbs (20 kg)Bulk Cable Weight:7 lbs/1000ftStandards and ComplianceEnvironmental Suitability:Indoor (Not Riser or Plenum), IndoorFlammability / Reaction to Fire:IEC 60332-1-2CPR Compliance:CPR Euroclass: Eca; CPR UKCA Class: EcaEuropean Directive Compliance:EU CE Mark, EU Directive 2011/65/EU (RoHS 2), EU Directive 2012/19/EU (WEEE)UK Regulation Compliance:UKCA MarkAPAC Compliance:China RoHS II (GB/T 26572-2011)Product NotesNotes:Not recommended for RF use. Low noise audio applications.HistoryUpdate and Revision:Revision Number: 0.257 Revision Date: 04-04-2024Part NumbersVariantsItem #ColorPutup TypeLengthUPC9239 010100BlackReel100 ft6128253588249239 010500BlackReel500 ft6128253588559239 0101000 BlackReel1,000 ft612825357728© 2024 Belden, IncAll Rights Reserved.Although Belden makes every reasonable effort to ensure their accuracy at the time of this publication, information and specifications described here in are subject to error or omission and to change withoutnotice, and the listing of such information and specifications does not ensure product availability.Belden provides the information and specifications herein on an "ASIS" basis, with no representations or warranties, whether express, statutory or implied. In no event will Belden be liable for any damages(including consequential, indirect, incidental, special, punitive, or exemplary damages) whatsoever, even if Belden has been advised of the possibility of such damages, whether in an action under contract,negligence or any other theory, arising out of or in connection with the use, or inability to use, the information or specifications described herein.All sales of Belden products are subject to Belden's standard terms and conditions of sale.Belden believes this product to be in compliance with all applicable environmental programs as listed in the data sheet. The information provided is correct to the best of Belden's knowledge, information and beliefat the date of its publication. This information is designed only as a general guide for the safe handling, storage, and any other operation of the product itself or the one that it becomes a part of. The ProductDisclosure is not to be considered a warranty or quality specification. Regulatory information is for guidance purposes only. Product users are responsible for determining the applicability of legislation andregulations based on their individual usage of the product.
https://catalog.belden.com/techdata/EN/8216_techdata.pdf | cable | Product: 8216 50 Ohm Wireless Transmission Coax, RG-174, 26 AWG Str BCCS, 90% TCBraid, PVC JktProduct Description50 Ohm Wireless Transmission Coax, RG-174, 26 AWG (7x34) Bare Copper Covered Steel Conductor , PE Insulation, 90% Tinned Copper Braid Shield, PVCJacketTechnical SpecificationsProduct OverviewSuitable Applications:Point-to-point and point-to-multipoint wireless antenna communication; Wireless microphones, Two-Way Radios, Amateur (Ham) Radio, Low Power FM, GPS, RFID (RadioFrequency Identification)Construction DetailsRG Type:174ConductorSizeStrandingNom. DiameterMaterial26 AWG7x340.019 inBCCS - Bare Copper Covered SteelInsulationMaterialNom. Insulation Diameter Color CodePE - Polyethylene0.060 in (1.5 mm)WhiteOuter ShieldOuter Shield TypeMaterialCoverageBraidTinned Copper (TC) 90%Outer JacketMaterialNom. DiameterPVC - Polyvinyl Chloride 0.110 in (2.79 mm)Overall Cable Diameter(Nominal):0.110 in (2.79 mm)Electrical CharacteristicsAttenuationFrequency Nom. Attenuation1 MHz1.9 dB/100ft10 MHz3.3 dB/100ft50 MHz5.8 dB/100ft100 MHz8.4 dB/100ft200 MHz12.5 dB/100ft400 MHz19.0 dB/100ft700 MHz27.0 dB/100ft900 MHz31.0 dB/100ft1000 MHz34.0 dB/100ftPower RatingFrequency Max. Power Rating1 MHz976 W10 MHz354 W50 MHz197 W100 MHz161 W200 MHz136 W400 MHz120 W700 MHz112 W900 MHz109 W1,000 MHz108 WElectricalsNom. Conductor DCRNom. Outer Shield DCRNom. Capacitance Cond-to-ShieldNom. Characteristic ImpedanceNom. Velocity of Prop.97 Ohm/1000ft10.7 Ohm/1000ft (35.1 Ohm/km) 30.8 pF/ft (101 pF/m)50 Ohm66%VoltageUL Voltage RatingVoltage Rating30 V (UL AWM 1354)1100 VMechanical CharacteristicsTemperatureUL TemperatureOperating60°C (UL AWM 1354)-30°C to +75°CBend RadiusInstallation Min.1.1 in (28 mm)Max. Pull Tension:20 lbs (9.1 kg)Bulk Cable Weight:8 lbs/1000ftStandards and ComplianceEnvironmental Suitability:Outdoor - Aerial, Indoor, Aerial - Black only, When supported by messenger wireSustainability:CA Prop 65CPR Compliance:CPR Euroclass: Eca; CPR UKCA Class: EcaAWM Compliance:AWM 1354European DirectiveCompliance:EU CE Mark, EU Directive 2015/863/EU (RoHS 2 amendment), REACH, EU Directive 2011/65/EU (RoHS 2), EU Directive 2012/19/EU (WEEE)UK Regulation Compliance:UKCA MarkAPAC Compliance:China RoHS II (GB/T 26572-2011)HistoryUpdate and Revision:Revision Number: 0.537 Revision Date: 04-29-2024Part NumbersVariantsItem #ColorPutup TypeLengthUPCFootnote8216 010100BlackReel100 ft6128251962668216 010500BlackReel500 ft6128253554968216 0101000 BlackReel1,000 ft612825196273G N© 2024 Belden, IncAll Rights Reserved.Although Belden makes every reasonable effort to ensure their accuracy at the time of this publication, information and specifications described here in are subject to error or omission and to change withoutnotice, and the listing of such information and specifications does not ensure product availability.Belden provides the information and specifications herein on an "ASIS" basis, with no representations or warranties, whether express, statutory or implied. In no event will Belden be liable for any damages(including consequential, indirect, incidental, special, punitive, or exemplary damages) whatsoever, even if Belden has been advised of the possibility of such damages, whether in an action under contract,negligence or any other theory, arising out of or in connection with the use, or inability to use, the information or specifications described herein.All sales of Belden products are subject to Belden's standard terms and conditions of sale.Belden believes this product to be in compliance with all applicable environmental programs as listed in the data sheet. The information provided is correct to the best of Belden's knowledge, information and beliefat the date of its publication. This information is designed only as a general guide for the safe handling, storage, and any other operation of the product itself or the one that it becomes a part of. The ProductDisclosure is not to be considered a warranty or quality specification. Regulatory information is for guidance purposes only. Product users are responsible for determining the applicability of legislation andregulations based on their individual usage of the product.
https://catalog.belden.com/techdata/EN/9463_techdata.pdf | cable | Product: 9463 Blue Hose®, 1 Pr #20 Str TC, PE Ins Blu, Clr, Foil+TC Brd, PVC Jkt, CMProduct DescriptionBlue Hose® for Data Highway Plus, 1 Pair 20AWG (7x28) Tinned Copper, PE Insulation Blue & Clear, Overall Beldfoil®+Tinned Copper Braid(55%) Shield,Blue PVC Outer Jacket, CMTechnical SpecificationsProduct OverviewSuitable Applications:harsh environment, Allen Bradley Data Highway communication interface between PLC processors, I/O devices, operator interfaces, computers and other intelligent devices, PLCprocessor interlocking, peer-to-peer messaging, remote programming, troubleshooting, I/O updates, etc.Construction DetailsConductorElement No. of ElementsSizeStrandingMaterialPair(s)120 AWG7x28TC - Tinned CopperInsulationElementMaterialNom. ThicknessNom. Insulation DiameterColor CodeNotesPair(s)PE - Polyethylene0.019 in (0.48 mm) 0.0755 in (1.92 mm)Clear & BlueTwinax with rod fillersOuter ShieldShield TypeMaterialCoverageDrainwire TypeTapeBi-Laminate (Alum+Poly)100%20 AWG (7x28) TCBraidTinned Copper (TC)60%Outer JacketMaterialNom. ThicknessNom. DiameterPVC - Polyvinyl Chloride 0.037 in (0.94 mm) 0.238 in (6.05 mm)Table Notes:Jacket OD +/- 0.003Overall Cable Diameter(Nominal):0.238 in (6.05 mm)Electrical CharacteristicsElectricalsElementNom. ConductorDCRNom. CapacitanceCond-to-CondNom. CapacitanceCond-to-ShieldNom. Capacitance Cond-to-Other (Conds +Shield)Nom. CharacteristicImpedenceNom. Velocity ofProp.Pair(s)9.5 Ohm/1000ft19.7 pF/ft (64.6 pF/m)37 pF/ft36 pF/ft78 Ohm66%Nom. Outer Shield DCR:4.1 Ohm/1000ft (13 Ohm/km)High Frequency (Nominal/Typical)Element Frequency [MHz] Nom. Insertion Loss (Attenuation)Pair(s)10.6 dB/100ft102.1 dB/100ft505.0 dB/100ft1007.5 dB/100ft20011.0 dB/100ft40016.0 dB/100ftVoltageUL Voltage Rating300 V (CM, CL2), 300 V (UL AWM 2464)Mechanical CharacteristicsTemperatureUL TemperatureOperatingInstallationStorage80°C-40°C to +80°C-40°C To +80°C-40°C to +80°CBend RadiusStationary Min.Installation Min.2.4 in (61 mm)2.4 in (61 mm)Max. Pull Tension:48 lbs (22 kg)Bulk Cable Weight:36 lbs/1000ftStandards and ComplianceEnvironmental Suitability:Indoor, Outdoor, Sunlight ResistanceFlammability / Reaction toFire:UL 1685 UL Loading, IEC 60332-1-2CPR Compliance:CPR Euroclass: Eca; CPR UKCA Class: EcaNEC / UL Compliance:Article 725, Article 800, CM, CL2AWM Compliance:AWM 2464CEC / C(UL) Compliance:CMEuropean DirectiveCompliance:EU CE Mark, EU Directive 2015/863/EU (RoHS 2 amendment), EU Directive 2011/65/EU (RoHS 2), EU Directive 2012/19/EU (WEEE)UK RegulationCompliance:UKCA MarkOther StandardCompliance(s):P-7K-SC-182141-MSHA, Allen Bradley Part No. 1770-CDPlenum Number:89463HistoryUpdate and Revision:Revision Number: 0.613 Revision Date: 04-30-2024Part NumbersVariantsItem #ColorPutup TypeLengthUPC/EANFootnote9463.0030BlueReel30 m87196050205509463.00U152BlueUnReel152 m87196050205749463.01152BlueReel152 m87196050205989463.00305BlueReel305 m87196050205679463.00U305BlueUnReel305 m87196050205819463.001000BlueReel1,000 m87196050205369463.001829BlueReel1,829 m87196050205439463 J22100Blue, StrongReel100 ft6128252535499463 J22500Blue, StrongReel500 ft6128252535709463 J22U500Blue, StrongUnReel500 ft6128252535329463 J221000Blue, StrongReel1,000 ft612825253556C9463 J22U1000 Blue, StrongUnReel1,000 ft6128252535259463 J2212000Blue, StrongReel2,000 ft612825253563C Y9463 J226000Blue, StrongReel6,000 ft612825253587C Z9463.02305BrownReel305 m87196050206049463 0011000BrownReel1,000 ft6128252535949463 00112000BrownReel2,000 ft612825253617C Y9463.023050BrownReel3,050 m87196050206119463 0016000BrownReel6,000 ft612825253624C Z9463 00110000BrownReel10,000 ft 612825253600C Z9463 0031000OrangeReel1,000 ft612825253631C9463 00312000OrangeReel2,000 ft612825253655C Y9463 0036000OrangeReel6,000 ft612825253662C Z9463 00310000OrangeReel10,000 ft 612825253648C Z9463 0071000VioletReel1,000 ft612825253679C9463 0076000VioletReel6,000 ft612825253686C Z© 2024 Belden, IncAll Rights Reserved.Although Belden makes every reasonable effort to ensure their accuracy at the time of this publication, information and specifications described here in are subject to error or omission and to change withoutnotice, and the listing of such information and specifications does not ensure product availability.Belden provides the information and specifications herein on an "ASIS" basis, with no representations or warranties, whether express, statutory or implied. In no event will Belden be liable for any damages(including consequential, indirect, incidental, special, punitive, or exemplary damages) whatsoever, even if Belden has been advised of the possibility of such damages, whether in an action under contract,negligence or any other theory, arising out of or in connection with the use, or inability to use, the information or specifications described herein.All sales of Belden products are subject to Belden's standard terms and conditions of sale.Belden believes this product to be in compliance with all applicable environmental programs as listed in the data sheet. The information provided is correct to the best of Belden's knowledge, information and beliefat the date of its publication. This information is designed only as a general guide for the safe handling, storage, and any other operation of the product itself or the one that it becomes a part of. The ProductDisclosure is not to be considered a warranty or quality specification. Regulatory information is for guidance purposes only. Product users are responsible for determining the applicability of legislation andregulations based on their individual usage of the product.
https://catalog.belden.com/techdata/EN/1525A_techdata.pdf | cable | Product: 1525A Broadband Coax, Series 11, 14 AWG Solid BCCS, Foil + 60% AL Braid, PEJkt, WaterblockedProduct DescriptionBroadband Coax, Series 11, 14 AWG Solid Bare Copper Covered Steel Conductor, PE Insulation, Foil + 60% Aluminum Braid Shield, PE Jacket, WaterblockedTechnical SpecificationsProduct OverviewSuitable Applications:Broadband, Cable Television (CATV), RF drop cable, Over-The-Air (OTA) antennasConstruction DetailsSeries Type:11ConductorSizeStrandingNom. DiameterMaterial14 AWGSolid0.064 inBCCS - Bare Copper Covered SteelInsulationMaterialNom. Insulation Diameter Color CodePE - Polyethylene (Foam)0.280 in (7.11 mm)WhiteOuter ShieldLayerOuter Shield TypeMaterialMaterial Trade NameCoverage1TapeTri-Laminate (Alum+Poly+Alum) Duobond® II100%2BraidAluminum60%Waterblocking:GreaseOuter JacketMaterialNom. DiameterPE - Polyethylene0.393 in (9.98 mm)Overall Cable Diameter (Nominal): 0.393 in (9.98 mm)Electrical CharacteristicsReturn Loss (RL)FrequencyMin. Structural Return Loss5 - 1000 MHz20 dBAttenuationFrequency Max. Attenuation5 MHz0.38 dB/100ft55 MHz0.96 dB/100ft211 MHz1.90 dB/100ft250 MHz2.05 dB/100ft270 MHz2.13 dB/100ft300 MHz2.25 dB/100ft330 MHz2.35 dB/100ft350 MHz2.42 dB/100ft400 MHz2.47 dB/100ft450 MHz2.75 dB/100ft500 MHz2.90 dB/100ft550 MHz3.04 dB/100ft600 MHz3.18 dB/100ft750 MHz3.65 dB/100ft870 MHz3.84 dB/100ft1000 MHz4.35 dB/100ftElectricalsNom. Conductor DCRNom. Outer Shield DCRNom. Capacitance Cond-to-ShieldNom. Characteristic ImpedanceNom. Velocity of Prop.12 Ohm/1000ft4.1 Ohm/1000ft (13 Ohm/km)16.3 pF/ft (53.5 pF/m)75 Ohm83%VoltageVoltage Rating300 VMechanical CharacteristicsTemperatureOperating-55°C to +80°CBend RadiusInstallation Min.4.5 in (110 mm)Max. Pull Tension:199 lbs (90.3 kg)Bulk Cable Weight:44 lbs/1000ft (65 kg/km)Standards and ComplianceEnvironmental Suitability:Outdoor - Water Exposure, Outdoor, UV Resistance, Aerial - When supported by messenger wire, BurialSustainability:CA Prop 65European Directive Compliance:EU CE Mark, EU Directive 2015/863/EU (RoHS 2 amendment), REACH, EU Directive 2011/65/EU (RoHS 2), EU Directive 2012/19/EU (WEEE)APAC Compliance:China RoHS II (GB/T 26572-2011)Other Standard Compliance(s):ANSI/SCTE 74HistoryUpdate and Revision:Revision Number: 0.506 Revision Date: 04-29-2024Part NumbersVariantsItem #ColorPutup TypeLengthUPC1525A 0101000 BlackReel1,000 ft6128253164351525A 0031000 OrangeReel1,000 ft612825117162© 2024 Belden, IncAll Rights Reserved.Although Belden makes every reasonable effort to ensure their accuracy at the time of this publication, information and specifications described here in are subject to error or omission and to change withoutnotice, and the listing of such information and specifications does not ensure product availability.Belden provides the information and specifications herein on an "ASIS" basis, with no representations or warranties, whether express, statutory or implied. In no event will Belden be liable for any damages(including consequential, indirect, incidental, special, punitive, or exemplary damages) whatsoever, even if Belden has been advised of the possibility of such damages, whether in an action under contract,negligence or any other theory, arising out of or in connection with the use, or inability to use, the information or specifications described herein.All sales of Belden products are subject to Belden's standard terms and conditions of sale.Belden believes this product to be in compliance with all applicable environmental programs as listed in the data sheet. The information provided is correct to the best of Belden's knowledge, information and beliefat the date of its publication. This information is designed only as a general guide for the safe handling, storage, and any other operation of the product itself or the one that it becomes a part of. The ProductDisclosure is not to be considered a warranty or quality specification. Regulatory information is for guidance purposes only. Product users are responsible for determining the applicability of legislation andregulations based on their individual usage of the product.
https://html5.dcatalog.com/?docid=8e9daddd-82b0-4ed4-a656-a8aa011ea6d3#page=148 | cable | Electronics Powered by Prysmian North America History Store Locator Catalogs Single Page Double Page Shopping Cart Crop Share Thumbnails Download PDF Wish list Note Print Toggle Audio Submit Form My Bookmark Magnifier View Documents Where to Go Guide Report Parts Issue Rotate User Guide My Catalog Full screen Exit full screen MY CATALOG Share Download Print × Electronics Search Advanced Search Find Any of these words All of these words Exact phrase match Sort By Closest Match Page number Hide thumbnail By Item Number By Keyword History Catalogs TOC Catalogs TOC Page Range - ADD PAGES PUBLISH SAVE AS PDF HISTORY Document History Title Name Pages Delete Url Empty CLEAR ALL PAGES Notes Add Place note on desired page. Download Notes × DISCLAIMER DECLINE PROCEED × × Share Crop From Email CC Me Recipient Email Subject Message Send Cancel OK A Archive A H X Contents A Advertisers ; See All Search Text Block Page #page_num #doc_title Hi $receivername¦$receiveremail, $sendername¦$senderemail wrote these comments for you: $message $sendername¦$senderemail would like for you to view the following digital edition. Please click on the page below to be directed to the digital edition: $thumbnail$pagenum $link$pagenum No Search Results Found × Page Number Hidden Clicker Hidden Clicker Hidden Clicker × Item Identifier Item Description Item is awesome. Add to Cart Add to Wishlist Find in Store × Share × My Bookmarks Enter a description for this bookmark Bookmark Color : Bookmark Text Color : Manage Bookmarks Save bookmark × Share Your Email Recipient's email Recipient's Name Subject Message Send Email × Form submission confirmation: Your form submission was a success. You will be contacted by Washington Gas with follow-up information regarding your request. Close × Download PDF Download all as PDF Download Range From: To: Enter page range separated by commas (e.g. 1, 3, 5-12) Download × Print Select Print Layout Format Single (1 per page) Facing (2 per page) For best results when printing in "Single" mode, set your printer layout orientation to "Portrait". For best results when printing in "Facing" mode, set your printer layout orientation to "Landscape". Enter Page Range From: To: Enter page range separated by commas (e.g. 1, 3, 5-12) Include Intro Print × Email Form Recipient Email: Subject Message Send × Signature Pad Save Clear × Help This digital edition is powered by DCatalog, Inc. software. For more information, please visit www.dcatalog.com This process might take longer please wait 0% 0% progress Message Abort
https://multimedia.3m.com/mws/media/1426847O/isodamp-c-8000-mss51.pdf | others | Offering solutions for a wide range of applications such as...Computer & PeripheralServer/Data CenterSmartphone & TabletIoT DevicesISODAMP™ C-8000 SERIESMaterial Summary Sheet 51Aearo Technologies LLC • a 3M companyMATERIAL SUMMARY SHEET 51ISODAMP™ C-8000 SERIESISODAMP™ C-8000 SERIES • Highly damped thermoplastic molded products for noise, shock and vibration control• RoHS Compliant• Non-halogenated• Listed UL 94 V-0 flame rating• Available in durometers from 40 to 88 Type APROPERTYC-8012C-8002C-8070C-8130DescriptionTPE Solid ThermoplasticTPE Solid ThermoplasticTPE Solid ThermoplasticTPE Solid ThermoplasticHardness ASTM D2240 Type A Durometer 23C (73F) 15 sec impact40517088Compression Load Deflection kPa (psi) ASTM D575 at 0.51 cm/min (0.2 in/min) 10% kPa (psi) 324 (47) 455 (66) 951 (138) 3619 (525) 20% kPa (psi)627 (91)883 (128)1799 (261)6494 (942) 30% kPa (psi)958 (139)1358 (197)2799 (406)9087 (1318)Compression Set (%) ASTM D395 Method B 22 hr at 22C (72F)12151535 22 hr at 70C (158F)100999890Tensile Strength kPa (psi) ASTM D4123309 (480)5309 (770)10059 (1459)11279 (1636)Tear Strength kN/m (lbf/in) ASTM D62418 (100)25 (141)50 (285)72 (410)Temperature Range C Peak Damping Performance Temperature Range @ 10 Hz -26 to 22-6 to 374 to 425 to 27 @ 100 Hz-19 to 35-2 to 508 to 5310 to 34 @ 1000 Hz-13 to 554 to 7114 to 6816 to 41Flammability UL 94Listed V-0 @ 6 mm (0.24 in)Listed V-0 @ 3.4 mm (0.13 in)Listed V-0 @ 3.2 mm (0.125 in)Listed V-0 @ 3.5 mm (0.14 in)RoHS CompliantYesYesYesYesHalogen Free*YesYesYesYesThe above technical information and data should be considered representative or typical only and should not be used for specification purpose. **Halogen-free per IEC 61249-2-21. 3M, E-A-R, and ISODAMP are trademarks of 3M Company and its affiliatesprinted 5/17Aearo Technologies LLC • a 3M company7911 Zionsville Road, Indianapolis, IN 46268U.S. Toll Free: 877-327-4332 Web: www.earglobal.com solutions@earglobal.comTYPICAL PROPERTIESprinted 5/17Aearo Technologies LLC • a 3M company7911 Zionsville Road, Indianapolis, IN 46268U.S. Toll Free: 877-327-4332 Office: 651-575-0151 Web: www.earglobal.com solutions@earglobal.comMATERIAL SUMMARY SHEET 51ISODAMP™ C-8000 SERIESC-8012Shear Modulus (MPa)/(Loss Factor)Reduced Frequency (Hz)Frequency (Hz)C-8002Shear Modulus (MPa)/(Loss Factor)Reduced Frequency (Hz)Frequency (Hz)C-8070Shear Modulus (MPa)/(Loss Factor)Reduced Frequency (Hz)Frequency (Hz)C-8130Shear Modulus (MPa)/(Loss Factor)Reduced Frequency (Hz)Frequency (Hz)3M, E-A-R, and ISODAMP are trademarks of 3M Company and its affiliates0.11101001000100001.E-011.E+001.E+011.E+021.E+031.E+041.00E-051.00E-031.00E-011.00E+011.00E+031.00E+051.00E+071.00E+091.00E+11Frequency (Hz)Shear Modulus (MPa) / (Loss Factor)Reduced Frequency (Hz)Isodamp C-800280 70 60 50 40 30 20 10 0 -10°C(1.0)(0.1) May 13, 2013 - Orig 0.11101001000100001.E-011.E+001.E+011.E+021.E+031.E+041.00E-041.00E-021.00E+001.00E+021.00E+041.00E+061.00E+081.00E+101.00E+12Frequency (Hz)Shear Modulus (MPa) / (Loss Factor)Reduced Frequency (Hz)Isodamp C-8012 40 30 20 10 0 -10 -20 -30°C(1.0)(0.1)May 13, 2013 - Orig 1101001000100001.E+001.E+011.E+021.E+031.E+041.00E-061.00E-041.00E-021.00E+001.00E+021.00E+041.00E+061.00E+081.00E+10Frequency (Hz)Shear Modulus (MPa) / (Loss Factor)Reduced Frequency (Hz)Isodamp C-8130(1.0)(0.1) 80 70 60 50 40 30 20 10 0 -10°CMay 13, 2013 - Orig 1101001000100001.E+001.E+011.E+021.E+031.E+041.00E-051.00E-031.00E-011.00E+011.00E+031.00E+051.00E+071.00E+091.00E+11Frequency (Hz)Shear Modulus (MPa) / Loss Factor Reduced Frequency (Hz)Isodamp C-8070(1.0)(0.1)80 70 60 50 40 30 20 10 0 -10°C May 29, 2013 - Preliminary printed 5/17Aearo Technologies LLC • a 3M company7911 Zionsville Road, Indianapolis, IN 46268U.S. Toll Free: 877-327-4332 Web: www.earglobal.com solutions@earglobal.comTechnical Information: The technical information, recommendations and other statements contained in this document are based upon tests or experience that Aearo Technologies LLC believes are reliable, but the accuracy or completeness of such information is not guaranteed. Product Use: Many factors beyond Aearo’s control and uniquely within user’s knowledge and control can affect the use and performance of an Aearo Technologies LLC product in a particular application. Given the variety of factors that can affect the use and performance of an Aearo Technologies LLC product, user is solely responsible for evaluating the Aearo Technologies LLC product and determining whether it is fit for a particular purpose and suitable for user’s method of application. Warranty, Limited Remedy, and Disclaimer: Unless an additional warranty is specifically stated on the applicable Aearo Technologies LLC product packaging or product literature, Aearo Technologies LLC warrants that each Aearo Technologies LLC product meets the applicable Aearo Technologies LLC product specification at the time Aearo Technologies LLC ships the product. Aearo Technologies LLC MAKES NO OTHER WARRANTIES OR CONDITIONS, EXPRESS OR IMPLIED, INCLUDING, BUT NOT LIMITED TO, ANY IMPLIED WARRANTY OR CONDITION OF MERCHANTABILITY OR FITNESS FOR A PARTICULAR PURPOSE OR ANY IMPLIED WARRANTY OR CONDITION ARISING OUT OF A COURSE OF DEALING, CUSTOM OR USAGE OF TRADE. If the Aearo Technologies LLC product does not conform to this warranty, then the sole and exclusive remedy is, at Aearo Technologies LLC’s option, replacement of the Aearo Technologies LLC product or refund of the purchase price. Limitation of Liability: Except where prohibited by law, Aearo Technologies LLC will not be liable for any loss or damage arising from the Aearo Technologies LLC product, whether direct, indirect, special, incidental or consequential, regardless of the legal theory asserted, including warranty, contract, negligence or strict liability.3M, E-A-R, and ISODAMP are trademarks of 3M Company and its affiliates
https://multimedia.3m.com/mws/media/1255423O/e-a-r-isodamp-versadamp-material-summary-sheet.pdf | others | Offering solutions for a wide range of applications such as...Lab and office equipmentComputers and peripheralsIndustrial equipmentMOLDING MATERIALS – THERMOPLASTICSMaterial Summary Sheet 7Aearo Technologies LLC • a 3M companyMATERIAL SUMMARY SHEET 7Molding Materials – ThermoplasticsMolding Materials – Thermoplastics E-A-R’s proprietary, highly damped ISODAMP™ thermoplastic and VersaDamp™ thermoplastic molding materials are standard- and custom-molded to provide high performance shock, vibration and noise control. As highly damped elastomers, these materials platforms exhibit extremely low rebound characteristics, ensuring very low amplification at resonance and rapid settling to equilibrium after shock or vibration input.Standard and custom configurations include numerous styles of isolation grommets (with or without metal inserts), bushings, mounting pads and feet, self-locking fan mounts, snubbers, gaskets, bumpers and pads.PROPERTYC-1002C-1100C-8002C-8012C-8070C-8130DescriptionVinyl Solid ThermoplasticVinyl Solid ThermoplasticvTPE Solid ThermoplasticTPE SolidThermoplasticTPE Solid ThermoplasticTPE Solid ThermoplasticHardness ASTM D2240 Type A Durometer 23C (73F) 15 sec impact 54 71 51 40 70 88Flammability UL 94 1.5 mm (0.06 in thick) 3.2 mm (0.125 in) Listed V-0 Listed V-0 Listed V-0 @ 3.4 mm (0.13in) Listed V-0 @ 6 mm (0.24in) Meets V-0 @ 3.2 mm (0.125 in) Listed V-0 @ 3.5 mm (0.14 in)FMVSS-302Compression Load Deflection kPa (psi) ASTM D575 at 0.51 cm/min (0.2 in/min) 10% kPa (psi) 20% kPa (psi) 30% kPa (psi) 393 (57) 1145 (166) 2468 (358) 1172 (170) 3688 (535) 7756 (1125) 455 (66) 883 (128) 1358 (197) 324 (47) 627 (91) 958 (139) 951 (138) 1799 (261) 2799 (406) 2495 (362) 6494 (942) 9087 (1318)Compression Set (%) ASTM D395 Method B 22 hr at 22C (72F) 22 hr at 70C (158F) *50C(122F) 14 62 25 60 15 99 12 100 15 98 35 90Tensile Strength kPa (psi) ASTM D412 8963 (1300) 13789 (2000) 5309 (770) 3309 (480) 10059 (1459) 11279 (1636)Tear Strength kN/m (lbf/in) ASTM D624 40 (224) 65 (370) 25 (141) 18 (100) 50 (285) 72 (410)Temperature Range C (F) Peak Damping Performance Temperature Range ASTM D4065 Loss Factor above 0.3% strain in shear mode at 10 Hz -13C to 37C (9F to 99F) 3C to 56C (37F to 132F) -4C to 40C (-25F to 104F) -22C to 21C (-8F to 70F) 4C to 42C (42F to 86F) 6C to 30C (42F to 86F)The data listed in this data sheet are typical or average values based on tests conducted by independent laboratories or by the manufacturer.They are indicative only of the results obtained in such tests and should not be considered as guaranteed maximums or minimums.Materials must be tested under actual service to determine their suitability for a particular purpose.Warranty and Limited Remedy: Aearo Technologies LLC warrants that each Aearo Technologies LLC product meets the applicable Aearo Technologies LLC product specification at the time Aearo Technologies LLC ships the product. Aearo Technologies LLC MAKES NO OTHER EXPRESS OR IMPLIED WARRANTIES OR CONDITIONS, INCLUDING ANY IMPLIED WARRANTY OR CONDITION OF MERCHANTABILITY OR FITNESS FOR A PARTICULAR PURPOSE. If the Aearo Technologies LLC product does not conform to this warranty, the sole and exclusive remedy is, at Aearo Technologies LLC’s option, replacement of the Aearo Technologies LLC product or refund of the purchase price.Limitation of Liability: Except where prohibited by law, Aearo Technologies LLC will not be liable for any loss or damage arising from the Aearo Technologies LLC product, whether direct, indirect, special, incidental or consequential, regardless of the legal theory asserted.E-A-R, 3M ISOLOSS, ISODAMP and VersaDamp are trademarks of 3M Company and its affiliatesprinted 2/16Aearo Technologies LLC • a 3M company7911 Zionsville Road, Indianapolis, IN 46268U.S. Toll Free: 877-327-4332 Web: www.earglobal.com solutions@earglobal.comTYPICAL PROPERTIESMATERIAL SUMMARY SHEET 7Molding Materials – ThermoplasticsMolding Materials – Thermoplastics VersaDamp materials also feature adjustable damping and stiffness, enabling custom-tuning of dynamic response. This materials family also offers an extended service temperature range.• Excellent physical integrity• Soft and pliable, yet physically strong • Good flame resistance • Excellent wear resistance • Very high loss factor, for effective structureborne shock, vibration and noise control at the source• Tight tolerancesPROPERTYV-2325V-2590V-2599V-2775DescriptionTPR ThermoplasticTPRThermoplasticTPR ThermoplasticTPR ThermoplasticHardness ASTM D2240 Type A Durometer 23C (73F) 15 sec post impact 33 52 50 60Flammability UL 94 1.5 mm (0.06 in thick) 3.2 mm (0.125 in) Listed HB FMVSS-302Meets at 3.2 mm (0.125 in)Meets at 3.2 mm (0.125 in)Meets at 3.2 mm (0.125 in)Meets at 3.2 mm (0.125 in)Compression Load Deflection kPa (psi) ASTM D575 at 5.1 mm/min (0.2 in/min) 10% kPa (psi) 20% kPa (psi) 30% kPa (psi) 290 (42) 538 (78) 841 (122) 650 (90) 1041 (151) 1558 (226) 600 (87) 1055 (153) 1606 (233) 772 (112) 1296 (188) 1917 (278)Compression Set (%) ASTM D395 Method B 22 hr at 22C (72F) 22 hr at 70C (158F) 12 25 18 30 31 50 18 29Tensile Strength kPa (psi) ASTM D412 2358 (342) 3523 (511) 3613 (524) 4068 (590)Tear Strength kN/m (lbf/in) ASTM D624 15 (83) 25 (139) 23 (129) 26 (148)Temperature Range C (F) Peak Damping ASTM D4065 Loss Factor above 0.3%at IOH2 -52C to 11C (-62F to 12F) -44C to 21C (-47F to 70F) -49C to 23C (-56F to 73F) -44C to 7C (-47F to 45F)Maximum Continuous Service Temperature ASTM D2000100C (212F)100C (212F)100C (212F)100C (212F)The data listed in this data sheet are typical or average values based on tests conducted by independent laboratories or by the manufacturer. They are indicative only of the results obtained in such tests and should not be considered as guaranteed maximums or minimums.Materials must be tested under actual service to determine their suitability for a particular purpose.Warranty and Limited Remedy: Aearo Technologies LLC warrants that each Aearo Technologies LLC product meets the applicable Aearo Technologies LLC product specification at the time Aearo Technologies LLC ships the product. Aearo Technologies LLC MAKES NO OTHER EXPRESS OR IMPLIED WARRANTIES OR CONDITIONS, INCLUDING ANY IMPLIED WARRANTY OR CONDITION OF MERCHANTABILITY OR FITNESS FOR A PARTICULAR PURPOSE. If the Aearo Technologies LLC product does not conform to this warranty, the sole and exclusive remedy is, at Aearo Technologies LLC’s option, replacement of the Aearo Technologies LLC product or refund of the purchase price.Limitation of Liability: Except where prohibited by law, Aearo Technologies LLC will not be liable for any loss or damage arising from the Aearo Technologies LLC product, whether direct, indirect, special, incidental or consequential, regardless of the legal theory asserted.Typical Standard ConfigurationsRibbed GrommetsFan MountsRings & BushingsFeetE-A-R, 3M ISOLOSS, ISODAMP and VersaDamp are trademarks of 3M company and its affiliatesprinted 5/16TYPICAL PROPERTIESAearo Technologies LLC • a 3M company7911 Zionsville Road, Indianapolis, IN 46268U.S. Toll Free: 877-327-4332 Office: 651-575-0151 Web: www.earglobal.com solutions@earglobal.comE-A-R, 3M ISOLOSS, ISODAMP and VersaDamp are trademarks of 3M Company and its affiliatesprinted 2/16Aearo Technologies LLC • a 3M company7911 Zionsville Road, Indianapolis, IN 46268U.S. Toll Free: 877-327-4332 Web: www.earglobal.com solutions@earglobal.com
https://multimedia.3m.com/mws/media/1255423O/e-a-r-isodamp-versadamp-material-summary-sheet.pdf | others | Offering solutions for a wide range of applications such as...Lab and office equipmentComputers and peripheralsIndustrial equipmentMOLDING MATERIALS – THERMOPLASTICSMaterial Summary Sheet 7Aearo Technologies LLC • a 3M companyMATERIAL SUMMARY SHEET 7Molding Materials – ThermoplasticsMolding Materials – Thermoplastics E-A-R’s proprietary, highly damped ISODAMP™ thermoplastic and VersaDamp™ thermoplastic molding materials are standard- and custom-molded to provide high performance shock, vibration and noise control. As highly damped elastomers, these materials platforms exhibit extremely low rebound characteristics, ensuring very low amplification at resonance and rapid settling to equilibrium after shock or vibration input.Standard and custom configurations include numerous styles of isolation grommets (with or without metal inserts), bushings, mounting pads and feet, self-locking fan mounts, snubbers, gaskets, bumpers and pads.PROPERTYC-1002C-1100C-8002C-8012C-8070C-8130DescriptionVinyl Solid ThermoplasticVinyl Solid ThermoplasticvTPE Solid ThermoplasticTPE SolidThermoplasticTPE Solid ThermoplasticTPE Solid ThermoplasticHardness ASTM D2240 Type A Durometer 23C (73F) 15 sec impact 54 71 51 40 70 88Flammability UL 94 1.5 mm (0.06 in thick) 3.2 mm (0.125 in) Listed V-0 Listed V-0 Listed V-0 @ 3.4 mm (0.13in) Listed V-0 @ 6 mm (0.24in) Meets V-0 @ 3.2 mm (0.125 in) Listed V-0 @ 3.5 mm (0.14 in)FMVSS-302Compression Load Deflection kPa (psi) ASTM D575 at 0.51 cm/min (0.2 in/min) 10% kPa (psi) 20% kPa (psi) 30% kPa (psi) 393 (57) 1145 (166) 2468 (358) 1172 (170) 3688 (535) 7756 (1125) 455 (66) 883 (128) 1358 (197) 324 (47) 627 (91) 958 (139) 951 (138) 1799 (261) 2799 (406) 2495 (362) 6494 (942) 9087 (1318)Compression Set (%) ASTM D395 Method B 22 hr at 22C (72F) 22 hr at 70C (158F) *50C(122F) 14 62 25 60 15 99 12 100 15 98 35 90Tensile Strength kPa (psi) ASTM D412 8963 (1300) 13789 (2000) 5309 (770) 3309 (480) 10059 (1459) 11279 (1636)Tear Strength kN/m (lbf/in) ASTM D624 40 (224) 65 (370) 25 (141) 18 (100) 50 (285) 72 (410)Temperature Range C (F) Peak Damping Performance Temperature Range ASTM D4065 Loss Factor above 0.3% strain in shear mode at 10 Hz -13C to 37C (9F to 99F) 3C to 56C (37F to 132F) -4C to 40C (-25F to 104F) -22C to 21C (-8F to 70F) 4C to 42C (42F to 86F) 6C to 30C (42F to 86F)The data listed in this data sheet are typical or average values based on tests conducted by independent laboratories or by the manufacturer.They are indicative only of the results obtained in such tests and should not be considered as guaranteed maximums or minimums.Materials must be tested under actual service to determine their suitability for a particular purpose.Warranty and Limited Remedy: Aearo Technologies LLC warrants that each Aearo Technologies LLC product meets the applicable Aearo Technologies LLC product specification at the time Aearo Technologies LLC ships the product. Aearo Technologies LLC MAKES NO OTHER EXPRESS OR IMPLIED WARRANTIES OR CONDITIONS, INCLUDING ANY IMPLIED WARRANTY OR CONDITION OF MERCHANTABILITY OR FITNESS FOR A PARTICULAR PURPOSE. If the Aearo Technologies LLC product does not conform to this warranty, the sole and exclusive remedy is, at Aearo Technologies LLC’s option, replacement of the Aearo Technologies LLC product or refund of the purchase price.Limitation of Liability: Except where prohibited by law, Aearo Technologies LLC will not be liable for any loss or damage arising from the Aearo Technologies LLC product, whether direct, indirect, special, incidental or consequential, regardless of the legal theory asserted.E-A-R, 3M ISOLOSS, ISODAMP and VersaDamp are trademarks of 3M Company and its affiliatesprinted 2/16Aearo Technologies LLC • a 3M company7911 Zionsville Road, Indianapolis, IN 46268U.S. Toll Free: 877-327-4332 Web: www.earglobal.com solutions@earglobal.comTYPICAL PROPERTIESMATERIAL SUMMARY SHEET 7Molding Materials – ThermoplasticsMolding Materials – Thermoplastics VersaDamp materials also feature adjustable damping and stiffness, enabling custom-tuning of dynamic response. This materials family also offers an extended service temperature range.• Excellent physical integrity• Soft and pliable, yet physically strong • Good flame resistance • Excellent wear resistance • Very high loss factor, for effective structureborne shock, vibration and noise control at the source• Tight tolerancesPROPERTYV-2325V-2590V-2599V-2775DescriptionTPR ThermoplasticTPRThermoplasticTPR ThermoplasticTPR ThermoplasticHardness ASTM D2240 Type A Durometer 23C (73F) 15 sec post impact 33 52 50 60Flammability UL 94 1.5 mm (0.06 in thick) 3.2 mm (0.125 in) Listed HB FMVSS-302Meets at 3.2 mm (0.125 in)Meets at 3.2 mm (0.125 in)Meets at 3.2 mm (0.125 in)Meets at 3.2 mm (0.125 in)Compression Load Deflection kPa (psi) ASTM D575 at 5.1 mm/min (0.2 in/min) 10% kPa (psi) 20% kPa (psi) 30% kPa (psi) 290 (42) 538 (78) 841 (122) 650 (90) 1041 (151) 1558 (226) 600 (87) 1055 (153) 1606 (233) 772 (112) 1296 (188) 1917 (278)Compression Set (%) ASTM D395 Method B 22 hr at 22C (72F) 22 hr at 70C (158F) 12 25 18 30 31 50 18 29Tensile Strength kPa (psi) ASTM D412 2358 (342) 3523 (511) 3613 (524) 4068 (590)Tear Strength kN/m (lbf/in) ASTM D624 15 (83) 25 (139) 23 (129) 26 (148)Temperature Range C (F) Peak Damping ASTM D4065 Loss Factor above 0.3%at IOH2 -52C to 11C (-62F to 12F) -44C to 21C (-47F to 70F) -49C to 23C (-56F to 73F) -44C to 7C (-47F to 45F)Maximum Continuous Service Temperature ASTM D2000100C (212F)100C (212F)100C (212F)100C (212F)The data listed in this data sheet are typical or average values based on tests conducted by independent laboratories or by the manufacturer. They are indicative only of the results obtained in such tests and should not be considered as guaranteed maximums or minimums.Materials must be tested under actual service to determine their suitability for a particular purpose.Warranty and Limited Remedy: Aearo Technologies LLC warrants that each Aearo Technologies LLC product meets the applicable Aearo Technologies LLC product specification at the time Aearo Technologies LLC ships the product. Aearo Technologies LLC MAKES NO OTHER EXPRESS OR IMPLIED WARRANTIES OR CONDITIONS, INCLUDING ANY IMPLIED WARRANTY OR CONDITION OF MERCHANTABILITY OR FITNESS FOR A PARTICULAR PURPOSE. If the Aearo Technologies LLC product does not conform to this warranty, the sole and exclusive remedy is, at Aearo Technologies LLC’s option, replacement of the Aearo Technologies LLC product or refund of the purchase price.Limitation of Liability: Except where prohibited by law, Aearo Technologies LLC will not be liable for any loss or damage arising from the Aearo Technologies LLC product, whether direct, indirect, special, incidental or consequential, regardless of the legal theory asserted.Typical Standard ConfigurationsRibbed GrommetsFan MountsRings & BushingsFeetE-A-R, 3M ISOLOSS, ISODAMP and VersaDamp are trademarks of 3M company and its affiliatesprinted 5/16TYPICAL PROPERTIESAearo Technologies LLC • a 3M company7911 Zionsville Road, Indianapolis, IN 46268U.S. Toll Free: 877-327-4332 Office: 651-575-0151 Web: www.earglobal.com solutions@earglobal.comE-A-R, 3M ISOLOSS, ISODAMP and VersaDamp are trademarks of 3M Company and its affiliatesprinted 2/16Aearo Technologies LLC • a 3M company7911 Zionsville Road, Indianapolis, IN 46268U.S. Toll Free: 877-327-4332 Web: www.earglobal.com solutions@earglobal.com
https://ebmpapst.se/sv/dat/media_manager/news/145/news-files/Compactfans2011.pdf | others | Compact fans for AC and DCversion 2011The engineer’s choice2Trendsetter in fan technologyAmong the best.Trendsetting with innovative technologies. Listening to customers’ needs.Developing new ideas to meet requirements and realising them withpioneering spirit. This philosophy has made ebm-papst the technologicalleader in the world of fans.A brand which has very little real competition because every fan is aproduct of decades of application expertise gained from large-volumeproduction and because we are in a position to produce highly efficientquality products. Our intelligent solutions for electronics cooling ensurethat you are one step ahead of competitors thanks to innovative, reliabletop-quality technology which is cost-favourable and in line with marketrequirements. And if required, tailor-made right down to the last detail. Inother words, if you need fans which do not yet actually exist, contact us.Insist on ebm-papst.Uncompromising qualitymade by ebm-papst3Information– The company4– GreenTech: The Green Company6– Expertise and technology8– Tailor-made10– Types of fans12– Selecting the correct fan13– Fan installation14– Service life15– Definitions16DC axial fans– Axial fans17DC centrifugal fans– Centrifugal fans75– Tangential fans105DC fans - specials– Speed signal110– Alarm signal114– Vario-Pro®119– Speed setting120– Protected fans123ACmaxx / i-maxx– Axial fans125AC axial fans– Axial fans141AC centrifugal fans– Centrifugal fans163Accessories– Guard grilles174– Filter guard grilles180– Inlet nozzles182– Connection cables183– Accessories184ebm-papst representatives & subsidiaries186Table of contentsInformationDC axial fansDC fans - specialsACmaxx / i-maxxAC axial fansAccessoriesRepresentativesDC centrifugal fansAC centrifugal fans4Company profile: ebm-papstOur location in St. GeorgenThe entire scope of ventilation and drive technology: this is the world of ebm-papst. More than 10,000 people – inGermany and throughout the world – develop, produce and sell our motors and fans. Our global presence andour unique range of products based on a quality standard that surpasses every other have made us what we are:world market leader in motors and fans. Expertly knowing what our customers need and incessantly strivingto arrive at the perfect application solution for a wide variety of different industries is what determines our dailywork. Those who know us know the high standards we apply to our work and know our creed: to be as closeto our customers as possible and to simply be the best in terms of innovation and reliability.5Left:Our headquarters in MulfingenRight:Our location in LandshutOur history – Our driveRooted in ebm, PAPST and mvl, the three leading innovators in thedevelopment and production of motors and fans, ebm-papst hasestablished itself as the world market leader. Now as ever, our legendaryinventive spirit shines through in products that set standards in manysegments of industry worldwide. We are proud to say that despite difficultcompetition, our performance has always been exemplary and outstand-ing – in business, in our personal relationship with our customers, and ofcourse with respect to technology and engineering. For decades, we havecontributed to the world of air technology and drive engineering withsmall revolutions and large milestones.To maintain this advantage in skills and knowledge to get maximumquality and thus the highest degree of customer satisfaction, ouremployees around the world put their passion and dedication to workfor you.Passionately involved in R&DOur catalogues just list the results of our incessant efforts in R&D:products of highest quality and reliability. After all, it is our passion toconstantly try something new and improve what we have. In doing so,we take advantage of the latest development methods and state-of-the-art technology and invest quite heavily in R&D facilities. Best of all,though, we rely on excellently trained and skilled engineers andtechnicians to be at your service in R&D and Sales & Distribution.Producing and safeguarding high-quality products and servicesThis is our promise without any compromise. Whether produced in one ofour six factories in Germany or one of our eleven international productionsites, our products always have the same high level of quality. This qualitycontrol is something you can definitely rely on! And this across all levelsof production and throughout all processes: consulting customers, devel-opment, material selection through to picking certified, choice suppliersand on to the production of parts and final delivery. On top of this, ourproducts have to pass the most rigorous tests under all realistic operatingconditions: continuous stress test, salt spray test, vibration test, or preci-sion noise measuring, just to mention a few. And the product getsclearance for serial production only after all thedesired characteristics have been determined tobe just right.Environmental care is another priority withebm-papst. This is why we have developedour product line in EC technology, which makesfor very low power consumption. Due to ourmanufacturing philosophy, there is absolutefocus on environmental care in production,recycling, waste and wastewater disposal.Global DomesticIn order to be specialist for customised solutionsthroughout the world, you need strong partners.Global Domestic – i.e. being present all over theworld and being a national company in eachindividual country – is how we have establishedourselves in all important markets on this globewith our successful subsidiaries. And so you willalways find ebm-papst close to home, speakingyour language, and knowing the demands ofyour markets. Besides, our worldwide produc-tion alliance serves as a basis for competitivepricing. Our global services and logistic outlets,i.e. IT networking, safeguard short reactiontimes and just-in-time delivery.All our efforts are documented in a comprehen-sive quality management system, both for prod-ucts and services. Being certified as complyingwith the tough requirements of the internationalstandards DIN EN ISO 9001, ISO/TS 16949-2and of standard DIN EN ISO 14001 is just oneseal of approval we have received for ourunceasing efforts to provide only the bestquality products and services.InformationDC axial fansDC fans - specialsACmaxx / i-maxxAC axial fansAccessoriesRepresentativesDC centrifugal fansAC centrifugal fansSustainability is at the centre of ourthoughts and actions. Out of conviction!Eco-friendliness and sustainability have always been at the core of our thoughts and actions. For decades, we have workedaccording to the simple but strict creed of our co-founder Gerhard Sturm: “Each new product we develop has to be betterthan the last one in terms of economy and ecology.” GreenTech is the ultimate expression of our corporate philosophy.7GreenTech is acknowledged and certified.Every step in our chain of production meets the stringent standards ofenvironmental specialists and the public. The 2008 Environmental Prizeof Baden-Wuerttemberg, the Green Award 2009, the Energy EfficiencyAward 2009 of the dena – to give just a few examples – testify to this.The environmental advantage gained in the performance of the productsdeveloped from our GreenTech philosophy can also be measured in thefulfilment of the most stringent energy and environmental standards.In many instances, our products are already well below the thresholdsenergy legislation will impose a few years from now – several times over.Our customers profit from this every day.The heart of GreenTech is future-oriented EC technology from ebm-papst. The EC technology at the core of our most efficient motors andfans allows efficiency of up to 90%, saves energy at a very high level,significantly extends service life and makes our products maintenance-free. These values pay off not only for the environment, but every cent al-so pays off for the user! All ebm-papst products – even those for whichGreenTech EC technology does not (yet) make sense from an applicationviewpoint – feature the greatest possible connection of economy andecology.GreenTech is pro-active development.Even in the design phase, the materials and processes we use are optimi-sed for the greatest possible eco-friendliness, energy balance and –wherever possible – recyclability.We continually improve the materialand performance of our products, as well as the flow and noise charac-teristics.At the same time, we significantly reduce energy consumption.Close co-operation with universities and scientific institutes and the pro-fessorship we endow in the area of power engineering and regenerativeenergies allows us to profit from the latest research findings in thesefields – and at the same time ensure highly qualified young academics.GreenTech is eco-friendly production.GreenTech also stands for maximum energy efficiency in our productionprocesses. There, the intelligent use of industrial waste heat and ground-water cooling, photovoltaics and, of course, our own cooling and venti -lation technology are of the utmost importance. Our most modern plant,for instance, consumes 91% less energy than currently specified andrequired. In this way, our products contribute to protecting the environ-ment, from their origin to their recyclable packaging.InformationDC axial fansDC fans - specialsACmaxx / i-maxxAC axial fansAccessoriesRepresentativesDC centrifugal fansAC centrifugal fans8Expertise and technologyDrive expertiseFor the past 60 years, all conceivable types and applications of driveengineering have played an essential role at ebm-papst. A commitmentthat is the foundation for the development of optimum drive solutions –regardless of the type of fan and its usage. DC fans are generallyequipped with electronically commutated external rotor motors; inorder to save as much space as possible, commutation electronic com-ponents are integrated in the hub of the fan. Our AC fans are mostlydriven by shaded-pole or capacitor motors based on the external rotorprinciple. In the 3900 and 9900 range of particularly slim fans, internalrotor motors are used.Low-noise performanceOur aerodynamically optimised design and high mechanical precisionproduces outstanding noise properties in series production. So-called“soft” commutation electronics of the DC fans ensure an excellentnoise performance. By avoiding steep switching edges when the indi-vidual coils are switched, this reduces the structure-borne noise fromthe motor. Computer-aided measurements and series of analyses per-formed in a state-of-the-art sound measuring chamber are conductedon each fan model from the very beginning.Long service lifeThe bearing system plays a vital role both inthe long life time and quietness of devicefans. The SINTEC compact bearing providesmost of the device fans with a proven bearingsystem. Constant low noise during the entireoperating time and considerably lower shocksensitivity are the outstanding features of thisbearing technology. In addition, with regardto temperature endurance, Sintec compactbearings can be used without problems inmost applications. Despite the slightly highernoise and shock sensitivity of ball bearings,this bearing technology should be given pref-erence for fans exposed to extreme thermaland adverse application conditions (e.g.extreme environmental conditions, criticalinstallation position, etc.). The service life dataprovided in this catalogue is based on exten-sive service life tests and mathematically /scientifically proven service life calculations.Our product descriptions are continuouslyupdated with all relevant data obtained fromlong-term tests.9Streamline: AerodynamicsWith the aid of state-of-the-art computer programs, we are able tooptimise the fan impellers and the inner shape of the housing. Airoutput and available motor performance are exactly matched with thesize of fan. This guarantees the low noise that is typical for ebm-papst,even at high back pressure.Sturdy construction – in metal or plasticFans of all-metal construction: Sturdy and indestructible. The housingis made of an aluminium alloy whereas the metal surfaces that aresubject to corrosion are permanently protected by an impact- andabrasion-resistant electrophoretic baked enamel. This particular ver-sion is highly recyclable. Fans with fibreglass-reinforced plastic hous-ing and impeller: Excellent stability and low weight distinguishthis highly efficient fan concept. Combinations of metal housing andplastic impeller unite the advantages of both types of design.Product imagesThe dimensioned drawings and product photos that appear in the catalo-gue are for orientation purposes and may differ in some details from theactual product design.Product liabilityMotors and fans from ebm-papst are components intended for properinstallation. The customer bears responsibility for the overall end pro-duct.Safety is includedIt goes without saying that all ebm-papst fansconform to the approval requirements of theVDE (Association of German Electrical Engineers)and the standards and regulations of UL andCSA. All fans conform to the European StandardEN 60335 or EN 60950 plus those of the UL(Underwriters Laboratories) and CSA (CanadianStandards Association).With few exceptions, our DC fans are designedto meet the requirements of protection class 3/ protection class voltage. ACmaxx fans areprotection class 2 / AC fans are protectionclass 1. ebm-papst fans meet the highestrequirements of electrical safety. Depending onthe type, they are either impedance protectedor equipped with a temperature safety switch,electronic locked-rotor protection, alarm func-tion or have speed monitoring and speed con-trol.Quality in detailIt is the seemingly trivial that makes thedifference when a product is labelled ‘madeby ebm-papst’: consistent maintenance ofdevelopment and design engineering specifica-tions; target-oriented design; and assuredquality across the entire process chain are thereasons why running times of over 150,000hours are not unusual. The no-compromiseebm-papst quality assurance spans over allprocess levels – from the choice of materialsand the use of carefully selected, certified sup-pliers, from the production of parts up to finalassembly. The sum of all these apparentlyminor details results in fan products with supe-rior lifetimes and reliability.InformationDC axial fansDC fans - specialsACmaxx / i-maxxAC axial fansAccessoriesRepresentativesDC centrifugal fansAC centrifugal fans10Tailor-made to meet your special requirementsebm-papst has always developed customer-specific intelligent fans which meet the exactrequirements of the application. We providea wide range of standard fan types, in manysizes and designs; with intelligent motor featu-res, monitoring and control functions as wellas special designs for use under extreme con-ditions. They are all based on the standardtype fans which you will find in this catalogue.Special fan types for your application can beproduced in economical batch sizes. Ourexpert engineers will assist you in selectingthe right configuration.Innovation at its best:Vario-Pro® with “intelligence inside”. Its pro-grammed intelligence thanks to customer-spe-cifically configured software modules makesthe cooling of electronics even more economi-cal and flexible. For example, temperature-dependent speed profiles are possible with anumber of freely selectable interpolationpoints. External speed settings and a variety ofcombinable alarm and tachometer functionscan also be programmed. The digital motormanagement achieves high control accuracy.Practice-oriented: Fans – customised and intelligent11Higher protection class for every type of applicationebm-papst provides, on request, many fan series in versions whichconform to the requirements of Protection Class IP 54: Their stator andall electrical components are fully encapsulated. Stainless steel ballbearings can be used for operation in particularly aggressive mediaand use under extreme environmental conditions, thus providing addi-tional reliability.Virtually everything is possibleRegardless of your cooling and ventilation tasks, we develop the rightsolution and what is more, the most economical one. Based on the fanslisted in this catalogue, well over 4000 different versions are available.Temperature-controlled fansFans with temperature-controlled speed have particularly quiet coolingcharacteristics. Thanks to integrated IC technology, they adapt theirspeed to the current cooling requirements, which results in a drasticreduction of noise in most operating modes. A temperature sensor pro-vides the fan with thermal information: either externally via a singlelead or integrated into the hub of the fan.Speed setting via interfacesWith a wide range of DC fans with separate control input, ebm-papstprovides an alternative to the NTC-controlled types of fans. They areespecially suitable for systems and units which already have standardinterfaces for varying speed via internal switching and control circuits.The main applications are units which demand load-dependent individ-ual speed profiles or systems with stand-by minimum cooling require-ments and varied speed increase at varying power peaks.“Electronic tachometer”thanks to sensor signalDo you wish to be informed about the currentfan speed at all times? ebm-papst has fanswith an integrated “electronic tachometer”which registers the actual value of the fanspeed. Via an integrated sensor, the fan gen-erates speed-dependent signals which can bedirectly utilised. Depending on the number ofpoles of the motor, 2, 3 or 6 pulses per revo-lution are generated.Alarm signal for more safetyIf your application requires monitored fanoperation, in addition to speed monitoring,ebm-papst also provides a multitude ofvarying alarm signals. Depending on the typeof fan in question, the signal is either static,already evaluated or interface-compatible.The alarm signal output provides reliablelongterm monitoring and a status signal ifcritical operating conditions evolve.S-ForceThe new measure of things!When you need to provide extremely fast,powerful and efficient cooling for electroniccomponents of all kinds, the generation ofS-Force high-performance fans finishes first:in air performance, pressure build-up andtechnology. Extremely efficient drives andoptimised aerodynamics form the core tech-nology of the S-Force fans, which we offer inboth an axial and brand-new centrifugalmodel.InformationDC axial fansDC fans - specialsACmaxx / i-maxxAC axial fansAccessoriesRepresentativesDC centrifugal fansAC centrifugal fans12Types of fans and their functionAxial fans:High air flow with medium to relatively high pressure build-upThe air flow in axial fans, whose impeller is similar to that of a propeller, is conducted to a greatextent parallel to the axis of rotation, in other words in the axial direction. Axial fans with free airdelivery at zero static pressure have the lowest power input that rises with increasing backpressure. Axial fans for cooling of electronic equipment are mostly equipped with external hous-ing and an electric motor integrated into the fan hub. This compact design allows space-savingaccommodation of all devices; the flange is equipped with mounting holes.Diagonal fans:High flow rate at relatively high pressure build-upAt first glance diagonal fans only differ slightly from axial fans. Intake is axial, whereas exhaustis diagonal. Due to the conical shape of the wheel and housing, the air is pressurised more. Indirect comparison with axial fans of the same size and comparable performance, these fans aredistinguished by the lower operating noise at high pressures.Centrifugal fans:High pressure build-up at limited flow rateMany of the cooling problems that occur can be optimally solved by axial and/or diagonal fans.If, for example, the required cooling air has to be conducted at an angle of 90° or if even highpressure is necessary, centrifugal fans are more effective. For your application, ebm-papstoffers not only complete centrifugal fans but also motor/impeller combinations without externalhousing.Tangential fans:High flow rate at low pressureTangential fans are used above all-, for large-surface air flow in devices. The air flows throughthe roller-shaped impellers twice in the radial direction: in the intake area from the outside tothe inside and in the outflow area from the inside to the outside. Whirls form in the roller due tothe vanes which guarantee a steady flow of air through the impeller.• Read down from this point to obtain therequired value for the cooling air flow.The diagram is based onthe following formula:4. Optimum operating rangeThe required fan, however, must also be ableto deliver a suitable static pressure increaseΔpf, in order to force the cooling air throughthe device. A fan must therefore be selectedthat provides the required air flow performancewithin its optimum operating range (see alsothe air performance curves under technicaldata).5. Fan selectionIf the requirements of an application are ful-filled by more than one fan, the noise level,space requirements, economy and ambientconditions will assist in making the final choice.V· [m3/h] ≈ 3 · Pv [w]ΔT [K]13Selecting the correct fan1. Dissipated energyA large amount of the energy consumed by electrical and electronicdevices is converted into heat. In selecting the correct fan, therefore,it is important to determine the dissipated energy that must be remo-ved. The electrical power consumption of the unit to be cooled, oftenrepresents a suitable value for this purpose.2. Permissible temperature riseThe air flow which the selected fan is required to generate, is deter-mined by the dissipated energy and the permissible rise (ΔT) of thecooling air flow (from entry to exit of the device to be cooled). Themax. allowable ΔT depends greatly on the temperature sensitivity ofthe individual device components. ΔT = 5K means e.g. that the avera-ge air flow leaving the device to be cooled may only be 5°C warmerthan the ambient temperature (a large volume of air is required for thispurpose). A lower air flow rate is sufficient if a higher temperature dif-ference (e.g. ΔT = 20K), can be tolerated.3. Required cooling air flow• In the below diagram a horizontal line is drawn from the dissipatedenery to intersect with the selected ΔT line.5102030 40 50100200 300500Δ t 20 KΔ t 15 KΔ t 10 KΔ t 5 Km³/hAir Flow90 m³/hExample : P v = 300 WattΔ t = 10 KWaste Heat PvWatt102030501001502003005001000500001210201534m³/hCFM5253035Optimum OperatingRange0,020,040,060,080,100,12[in H2O]Pa0,40,81,21,62,0InformationDC axial fansDC fans - specialsACmaxx / i-maxxAC axial fansAccessoriesRepresentativesDC centrifugal fansAC centrifugal fans14Fan installationInformation on installationWhen a fan is operated for the first time in an application, the user mayhave noticed that the flow rate in the device was lower than expected.What is the reason for this?• The values stated in this catalogue were determined under optimum,constant and comparable measurement conditions.• Ideal mounting conditions under which free air intake and exhaustare present are seldom feasible in practice. Quite frequently the fansmust be mounted in close proximity to other components or cabinetpanels. As a consequence, the intake and exhaust currents may berestricted, causing the air flow to diminish and the noise level toincrease. Fans are particularly sensitive to obstructions which arepositioned directly in front of the output cross section as they oftencause an increase in tonal noise.Our advice: The distance between the fan and adjacent componentsshould be at least equal to the installation depth of the fan.Intake or exhaust side installationUnder ideal conditions, the operating point isrepresented as the intersection between thefan and loss curves, regardless of whether thefan is positioned at the air intake or exhaustside of the device. In addition to ensuring therequired flow rate, several additional aspectsmust be considered for determining an appro-priate fan concept.The intake air currents of a fan are mainlylaminar, comprising nearly the entire suctionarea. By contrast, the exhaust air of a fan isgenerally turbulent, while it flows on a pre-ferred direction, e.g. axial for an axial fan. Theturbulences of the exhaust intensify the heattransfer from components within the air cur-rents, so that mounting the fan at the airintake side of the device is recommended forcooling and heating. Mounting the fan at thedevice intake is also advantageous becausethe fan will not be subjected to the dissipatedheat of the device. Therefore, it operates atlow ambient temperatures and has a higherlife expectancy.BaffleMultidirectional intake,laminar currentsUnidirectional exhaust,turbulentAccident preventionThe turning rotor and the high speeds thatare sometimes involved mean that our fanproducts carry an inherent risk of injury.They may only be operated after correctinstallation and with suitable protectivefacilities (e.g. with a guard grille). Moreinformation can be found in the internet at:www.ebmpapst.com/safety15Service lifeService life L10 (40°C) and L10 (Tmax)The values given in the first two columns have been derived from intensive, in-house service lifeendurance tests, in which our products are operated in various positions at 40°C and 70°C untilthey fail. A fan is deemed to have failed when it deviates from its defined air flow and speedvalues, or when the operating noise becomes noticeable. Such tests can take several yearsbefore a representative number of failures have been registered, and even today, some fans arestill in the process of endurance testing, even though they began tests in the 1980s. These fansare proof of the legendary reliability of fans from the Black Forest.Test results are presented in a diagram and the service life of the product L10 at the temperatu-re tested is determined on the basis of the Weibull distribution.These tests have given us years of experience in the way various design parameters and tem-peratures can affect the service life of a product. Data for service life at various temperaturesfor new products can be stated with a very high degree of precision on the basis of tests, pro-duct specifications and of commonalities in the design of the product.New: Life expectancy L10Δ (40°C)The new third service life column states the expected service life L10Δ. This value is based onthe calculation methods conventionally applied in the compact fan market. Again here, the foun-dations for the service life values are our service life endurance tests at high ambient tempera-tures. The service life at temperatures below the test temperatures is calculated using fixed fac-tors. This method produces much higher service life values, especially at room temperature (seediagram on right).Summary:The life span calculations have been carried out to the best of our knowledge and are based onexperience gained by ebm-papst. The specified L10 (40°C), L10 (Tmax) and L10Δ (40°C) valuesall allow statements to be made about the theoretical calculated service life under certainassumptions. The values determined here are extrapolations from our own service life tests andfrom statistical variables. In the respective customer applications, different influences may occurwhich cannot be included in the calculations due to their complexity. The service life informationis explicitly not a guarantee of service life, but strictly a theoretical quality figure.SpecialsBel(A)/WattsRPM °CHoursHours P. 1105,02,52 700-20...+7067 500 / 35 000140 00015,34,23 300-20...+7065 000 / 32 500130 0002Sound power levelSintec sleeve bearingsBall bearingsPower inputNominal speedTemperature rangeService life L10 (40 °C)ebm-papst standardService life L10 (Tmax)ebm-papst standardLife expectancyL10Δ (40 °C) s. S. 15CurveFans in an endurance testcabinet at ebm-papst St.Georgen. 1500 fans areoperated in temperaturecabinets until they fail.Failure rate(t)Type oferrorPrematurefailureb < 10t1t2tb > 1b1WearfailureRandom failureService life tProbability of failure%(h)b > 1b110XX = failureXService life tL10XXOperating temperature (°C)Expected service life20304050607080++++ebm-papst standard1,5/10K2/10K1,65/10KL= 2/15K10Δ+Example of the service life figures on the page of thecatalogue.Bathtub curve and Weibull distribution.Example of the influence of factors from various manu-facturers on the expected service life.InformationDC axial fansDC fans - specialsACmaxx / i-maxxAC axial fansAccessoriesRepresentativesDC centrifugal fansAC centrifugal fansOur fans catalogue gives three different values for the service life ofeach product. The first column usually states the service life L10 at40°C. the second column usually states the service life L10 at Tmax.Exceptions are marked in the column headings. The third column statesthe new value , life expectancy L10Δ (40°C).Service life data from ebm-papst St. Georgen16DefinitionsNominal voltage (Volts)The voltage at which the nominal values (the ta-bular values listed in this catalogue) were deter-mined. The fan operation for DC fans is not lim-ited to the nominal voltage. Fan speed and fanperformance can vary according to the permis-sible voltage range that is specified on thenameplate of each fan.Frequency (Hz)ebm-papst AC fans are made for operating fre-quencies of 50 Hz or 60 Hz. Their technical dataalter accordingly.Air flow (m3/h)The air performance of the fan in free air opera-tion, i.e. the fan blows into the free space with-out static pressure build-up.Fan curvesThe fan curves are determined in accordancewith DIN 24 163 specifications on a dual-cham-ber test stand with intake-side measurement.This measurement technique closely approxi-mates the operating conditions experienced intypical applications for fans and yields realisticperformance curves. The curves apply to an airdensity of ρ = 1.2 kg/m3, corresponding to anair pressure of 1013 mbar at 20 °C. Variations inair density affect pressure generation but notthe flow rate. The pressure generated at otherair densities may be estimated with the formulaΔρ2 = Δρ1 (ρ2 / ρ1).The nominal speed values, air flow and powerinput listed in the table were measured in freeair operation with horizontal shaft at an ambienttemperature of 20 +5 °C, air densityρ = 1.2 kg/m3 after a warm-up period of 5 min.Optimum operating rangeDuring operation, fans are required to producean air flow with a simultaneous increase ofpressure. These operating conditions aredescribed in the section “Optimum OperatingRange”. The optimum operating range is there-fore always indicated in this catalogue in theshaded area. In this range the fans operate bestwith respect to efficiency and noise level. Withinthis optimum operating range the noise levelonly fluctuates insignificantly.Noise [dB(A), Bel(A)]1. Sound pressure level – dB(A)Noise ratings of the fan in free air operation, i.e.at maximum flow rate.2. Sound power level – Bel(A) / dB(A)Extent of the overall sound radiation of the fan.The sound power level is determined in theoptimum operating range.PAPST Sintec® sleeve bearingsA particularly efficient bearing system withexcellent qualities:– Very precise, large sintered bearings– Low running noise– High service life expectancy– Insensitive to shock and vibrationBall bearingsPrecision ball bearings for particularly highambient temperatures and high service lifeexpectancy.Power input (Watts)Input performance of the fan motor whenoperating at nominal voltage. Depending on theoperating condition in the application, the powerinput may be higher.Temperature range (°C)The permissible ambient temperature rangewithin which the fan can be expected to runcontinuously.Service life [h]Service life L10 at 40°C and TmaxStandard figures for service life at ebm-papst.These two temperatures are based on intensive,in-house endurance tests and on the experiencemore than 60 years developing fans.Life expectancy L10ΔΔ (40°C)Figures oriented towards the calculation metho-ds employed by other fan manufacturers. Databased on the internal expected service life at70°C, more optimistically extrapolated to 40°C.We expressly state that none of the informa-tion or data in this catalogue is to be con-strued as a guarantee or warranty of proper-ties.Unit conversionAir flowPressure1cfm = 1,7 m3/h1Pa = 1x10-5bar1l/s = 3,6 m3/h1 inch H2O = 249 Pa1l/min = 0,06 m3/h1 mm H2O = 9,81 Pa01210201534m³/h5253035Optimum OperatingRange0,020,040,060,080,100,12Fan CurvePaCFM[in H2O]0,40,81,21,62,0Subject to technical alterations. Our products are not designed for use in the aerospace indu-stry!German and international patents, registered designs and uti-lity models.ebm-papst is a registered trademark of ebm-papst MulfingenGmbH & Co.
https://www.mechatronics.com/pdf/IR-220.pdf | others | INLET RINGSTel: 425 -222-5900800-453-4569www.mechatronics.comE-mail: Sales@Mechatronics.com Fax: 425 -222-5155C o o l i n g S i m p l i f i e dIR-220 09.29.1530º45º45º4.63(117.5)0.03(0.8)60º 6-ø0.22(6-ø5.5)4-ø0.17(4-ø4.3)ø9.53±0.004(ø242±0.1)ø9.65±0.004(ø245±0.1)ø9.96±0.01(ø253±0.3)R0.77(R19.5)0.83±0.01(21±0.3)ø6.10±0.01(ø155±0.3)Fits Fan Size:UF220APAConstruction: galvanized steel
https://www.ebmpapst.com/content/dam/ebm-papst/loc/americas/accessories/Capacitors.pdf | others | CAPACITORS Part Number 2111-4-7320 99282-4-7320 99283-4-7320 2103-4-7320 68462-4-7320 99284-4-7320 2101-4-7320 99285-4-7320 99286-4-7320 99287-4-7320 Size (μF) 1 1.5 2 2.5 3 4 5 6 8 10 Temp. Range (0C) -25 to +85 -25 to +85 -25 to +85 -25 to +85 -25 to +85 -25 to +85 -25 to +85 -25 to +85 -25 to +85 -25 to +85 (For larger sizes consult factory) METAL CAPACITORS with ALUMINUM LID Size Part Number (μF) 2151-4-7320 1 2155-4-7320 1.5 2156-4-7320 2 2159-4-7320 2.5 2160-4-7320 3 2161-4-7320 4 2162-4-7320 5 2163-4-7320 6 2164-4-7320 7 2165-4-7320 8 2166-4-7320 10 2167-4-7320 12 90026-4-7320 14 2168-4-7320 16 2169-4-7320 20 2170-4-7320 25 Temp. Range (0C) -25 to +85-25 to +85-25 to +85-25 to +85-25 to +85-25 to +85-25 to +85-25 to +85-25 to +85-25 to +85-25 to +85-25 to +85-25 to +85-25 to +85-25 to +85-25 to +85I Housing Max. Dim in. (mm) Type a b d Plastic 1 1.9 0.5 (25) (49) (12) Aluminum 1 2 0.5 (25) (SO) (12) Plastic 1 1.9 0.5 (25) (49) (12) Plastic 1 1.9 0.5 (25) (48) (12) Plastic 1 1.9 0.5 (25) (48) (12) Plastic 1.2 1.9 0.5 (30) (48) (12) Plastic 1.2 2.3 0.5 (30) (58) (12) Aluminum 1.4 2.2 0.5 (35) (55) (12) Plastic 1.4 2.3 0.5 (35) (58) (12) Plastic 1.4 2.7 0.5 (35) (68) (12) Max. Dim in. (mm) a b C 1.2 3 3.3 (30)(77) (85) 1 3 3.3 (25)(77) (85) 1 3 3.3 (25)(77) (85) 1.2 3 3.3 (30)(77) (85) 1.2 3 3.3 (30)(77) (85) 1.2 4.2 4.4 (30)(107) (112) 1.2 4.24.4 (30)(107) (112) 1.2 4.24.4 (30)(107)(112) 1.4 4.2 4.4 (35)(107) (112) 1.4 4.2 4.4 (35)(107)(112) 1.4 44.2 (35)(102) (107) 1.4 44.2 (35)(102) (107) 1.6 44.2 (40)(102) (107) 1.6 44.2 (40)(102)(107) 1.6 4.85 (40)(122) (127) 1.8 4.8 5 (45) (122) (127) HOW 10 USE CAPACITORS FOR MULTI-SPEED BLOWERS It is possible to make any ebm blower with a PSC motor a multi­speed blower by adding a second or third capacitor on the load line (blue) at or near the value of the motor run capacitor. Actual capacitor value and RPM achieved are dependent on the nature of each application. b (46) 1,3 8(3 5") 9.3 235.';0 - Overpressure disconnecter: lhe protector responds to overload by the generated overpressure expanding the housing andsnapping off the internal lead at a predeter­mined breaking point- Installation: "c" is the overall dimension after operation of overpressure disoonnector whichhas to be taken into account when mountingthe partebmpapst Accessories - CapacitorsAccessories with UL and cUL Approvals Part Size Number (μF)450-21-00171 450-21-00181.5 450-21-00192 450-21-00202.5 450-21-00213 450-21-00224 450-21-00235 450-21-00246 450-21-00268 450-21-002710 450-21-002812 450-21-002916 450-21-003020 450-21-003125 Part Number for Boot * UL File# for capacitorsUL File# for Bootebmpapst Temp Range°C -40 to +85-40 to +85-40 to +85-40 to +85-40 to +85-40 to +85-40 to +85-40 to +85-40 to +85-40 to +85-40 to +85-40 to +85-40 to +85-40 to +85-40 to +85-40 to +85-40 to +85710-00-0042E229850 MH17276 ebm-papst Inc., 2024 © ebm-papst Inc. reserves the right to change any specifications or data without notice HB±0.030in±0.76mm±0.060 in±1.52 mm 0.750 in 19.05 mm0.810±0.060 in 20.6±1.52 mm0.500 in 12.7 mmMAX.LABEL ±0.060 in±1.52 mminmminmminmm2.0050.8 2.125 53.981.7544.5 1.875 47.633.875 98.433.125 79.382.0050.8DimensionsHBD710-00-0166Ainmminmm1.75 44.4DimensionsAB1.538.12.0050.81.538.1BD450-21-003330 450-21-003440 2.563.5 2.625 66.68710-00-01672.358.422.3 58.42inmminmmCDCD450-21-014814ebm-papst Inc. · 100 Hyde Rd. Farmington, CT · Phone: +1 (860) 674-1515· Fax: +1 (860) 674-8536 · sales@us.ebmpapst.com · www.ebmpapst.us
https://www.ebmpapst.com/content/dam/ebm-papst/loc/americas/accessories/Capacitors.pdf | others | CAPACITORS Part Number 2111-4-7320 99282-4-7320 99283-4-7320 2103-4-7320 68462-4-7320 99284-4-7320 2101-4-7320 99285-4-7320 99286-4-7320 99287-4-7320 Size (μF) 1 1.5 2 2.5 3 4 5 6 8 10 Temp. Range (0C) -25 to +85 -25 to +85 -25 to +85 -25 to +85 -25 to +85 -25 to +85 -25 to +85 -25 to +85 -25 to +85 -25 to +85 (For larger sizes consult factory) METAL CAPACITORS with ALUMINUM LID Size Part Number (μF) 2151-4-7320 1 2155-4-7320 1.5 2156-4-7320 2 2159-4-7320 2.5 2160-4-7320 3 2161-4-7320 4 2162-4-7320 5 2163-4-7320 6 2164-4-7320 7 2165-4-7320 8 2166-4-7320 10 2167-4-7320 12 90026-4-7320 14 2168-4-7320 16 2169-4-7320 20 2170-4-7320 25 Temp. Range (0C) -25 to +85-25 to +85-25 to +85-25 to +85-25 to +85-25 to +85-25 to +85-25 to +85-25 to +85-25 to +85-25 to +85-25 to +85-25 to +85-25 to +85-25 to +85-25 to +85I Housing Max. Dim in. (mm) Type a b d Plastic 1 1.9 0.5 (25) (49) (12) Aluminum 1 2 0.5 (25) (SO) (12) Plastic 1 1.9 0.5 (25) (49) (12) Plastic 1 1.9 0.5 (25) (48) (12) Plastic 1 1.9 0.5 (25) (48) (12) Plastic 1.2 1.9 0.5 (30) (48) (12) Plastic 1.2 2.3 0.5 (30) (58) (12) Aluminum 1.4 2.2 0.5 (35) (55) (12) Plastic 1.4 2.3 0.5 (35) (58) (12) Plastic 1.4 2.7 0.5 (35) (68) (12) Max. Dim in. (mm) a b C 1.2 3 3.3 (30)(77) (85) 1 3 3.3 (25)(77) (85) 1 3 3.3 (25)(77) (85) 1.2 3 3.3 (30)(77) (85) 1.2 3 3.3 (30)(77) (85) 1.2 4.2 4.4 (30)(107) (112) 1.2 4.24.4 (30)(107) (112) 1.2 4.24.4 (30)(107)(112) 1.4 4.2 4.4 (35)(107) (112) 1.4 4.2 4.4 (35)(107)(112) 1.4 44.2 (35)(102) (107) 1.4 44.2 (35)(102) (107) 1.6 44.2 (40)(102) (107) 1.6 44.2 (40)(102)(107) 1.6 4.85 (40)(122) (127) 1.8 4.8 5 (45) (122) (127) HOW 10 USE CAPACITORS FOR MULTI-SPEED BLOWERS It is possible to make any ebm blower with a PSC motor a multi­speed blower by adding a second or third capacitor on the load line (blue) at or near the value of the motor run capacitor. Actual capacitor value and RPM achieved are dependent on the nature of each application. b (46) 1,3 8(3 5") 9.3 235.';0 - Overpressure disconnecter: lhe protector responds to overload by the generated overpressure expanding the housing andsnapping off the internal lead at a predeter­mined breaking point- Installation: "c" is the overall dimension after operation of overpressure disoonnector whichhas to be taken into account when mountingthe partebmpapst Accessories - CapacitorsAccessories with UL and cUL Approvals Part Size Number (μF)450-21-00171 450-21-00181.5 450-21-00192 450-21-00202.5 450-21-00213 450-21-00224 450-21-00235 450-21-00246 450-21-00268 450-21-002710 450-21-002812 450-21-002916 450-21-003020 450-21-003125 Part Number for Boot * UL File# for capacitorsUL File# for Bootebmpapst Temp Range°C -40 to +85-40 to +85-40 to +85-40 to +85-40 to +85-40 to +85-40 to +85-40 to +85-40 to +85-40 to +85-40 to +85-40 to +85-40 to +85-40 to +85-40 to +85-40 to +85-40 to +85710-00-0042E229850 MH17276 ebm-papst Inc., 2024 © ebm-papst Inc. reserves the right to change any specifications or data without notice HB±0.030in±0.76mm±0.060 in±1.52 mm 0.750 in 19.05 mm0.810±0.060 in 20.6±1.52 mm0.500 in 12.7 mmMAX.LABEL ±0.060 in±1.52 mminmminmminmm2.0050.8 2.125 53.981.7544.5 1.875 47.633.875 98.433.125 79.382.0050.8DimensionsHBD710-00-0166Ainmminmm1.75 44.4DimensionsAB1.538.12.0050.81.538.1BD450-21-003330 450-21-003440 2.563.5 2.625 66.68710-00-01672.358.422.3 58.42inmminmmCDCD450-21-014814ebm-papst Inc. · 100 Hyde Rd. Farmington, CT · Phone: +1 (860) 674-1515· Fax: +1 (860) 674-8536 · sales@us.ebmpapst.com · www.ebmpapst.us
https://publish.sanyodenki.com/San_Ace_E/book/#target/page_no=603 | others | San Ace General Catalog JavaScript must be enabled.
https://www.ebmpapst.com/content/dam/ebm-papst/loc/americas/accessories/Capacitors.pdf | others | CAPACITORS Part Number 2111-4-7320 99282-4-7320 99283-4-7320 2103-4-7320 68462-4-7320 99284-4-7320 2101-4-7320 99285-4-7320 99286-4-7320 99287-4-7320 Size (μF) 1 1.5 2 2.5 3 4 5 6 8 10 Temp. Range (0C) -25 to +85 -25 to +85 -25 to +85 -25 to +85 -25 to +85 -25 to +85 -25 to +85 -25 to +85 -25 to +85 -25 to +85 (For larger sizes consult factory) METAL CAPACITORS with ALUMINUM LID Size Part Number (μF) 2151-4-7320 1 2155-4-7320 1.5 2156-4-7320 2 2159-4-7320 2.5 2160-4-7320 3 2161-4-7320 4 2162-4-7320 5 2163-4-7320 6 2164-4-7320 7 2165-4-7320 8 2166-4-7320 10 2167-4-7320 12 90026-4-7320 14 2168-4-7320 16 2169-4-7320 20 2170-4-7320 25 Temp. Range (0C) -25 to +85-25 to +85-25 to +85-25 to +85-25 to +85-25 to +85-25 to +85-25 to +85-25 to +85-25 to +85-25 to +85-25 to +85-25 to +85-25 to +85-25 to +85-25 to +85I Housing Max. Dim in. (mm) Type a b d Plastic 1 1.9 0.5 (25) (49) (12) Aluminum 1 2 0.5 (25) (SO) (12) Plastic 1 1.9 0.5 (25) (49) (12) Plastic 1 1.9 0.5 (25) (48) (12) Plastic 1 1.9 0.5 (25) (48) (12) Plastic 1.2 1.9 0.5 (30) (48) (12) Plastic 1.2 2.3 0.5 (30) (58) (12) Aluminum 1.4 2.2 0.5 (35) (55) (12) Plastic 1.4 2.3 0.5 (35) (58) (12) Plastic 1.4 2.7 0.5 (35) (68) (12) Max. Dim in. (mm) a b C 1.2 3 3.3 (30)(77) (85) 1 3 3.3 (25)(77) (85) 1 3 3.3 (25)(77) (85) 1.2 3 3.3 (30)(77) (85) 1.2 3 3.3 (30)(77) (85) 1.2 4.2 4.4 (30)(107) (112) 1.2 4.24.4 (30)(107) (112) 1.2 4.24.4 (30)(107)(112) 1.4 4.2 4.4 (35)(107) (112) 1.4 4.2 4.4 (35)(107)(112) 1.4 44.2 (35)(102) (107) 1.4 44.2 (35)(102) (107) 1.6 44.2 (40)(102) (107) 1.6 44.2 (40)(102)(107) 1.6 4.85 (40)(122) (127) 1.8 4.8 5 (45) (122) (127) HOW 10 USE CAPACITORS FOR MULTI-SPEED BLOWERS It is possible to make any ebm blower with a PSC motor a multi­speed blower by adding a second or third capacitor on the load line (blue) at or near the value of the motor run capacitor. Actual capacitor value and RPM achieved are dependent on the nature of each application. b (46) 1,3 8(3 5") 9.3 235.';0 - Overpressure disconnecter: lhe protector responds to overload by the generated overpressure expanding the housing andsnapping off the internal lead at a predeter­mined breaking point- Installation: "c" is the overall dimension after operation of overpressure disoonnector whichhas to be taken into account when mountingthe partebmpapst Accessories - CapacitorsAccessories with UL and cUL Approvals Part Size Number (μF)450-21-00171 450-21-00181.5 450-21-00192 450-21-00202.5 450-21-00213 450-21-00224 450-21-00235 450-21-00246 450-21-00268 450-21-002710 450-21-002812 450-21-002916 450-21-003020 450-21-003125 Part Number for Boot * UL File# for capacitorsUL File# for Bootebmpapst Temp Range°C -40 to +85-40 to +85-40 to +85-40 to +85-40 to +85-40 to +85-40 to +85-40 to +85-40 to +85-40 to +85-40 to +85-40 to +85-40 to +85-40 to +85-40 to +85-40 to +85-40 to +85710-00-0042E229850 MH17276 ebm-papst Inc., 2024 © ebm-papst Inc. reserves the right to change any specifications or data without notice HB±0.030in±0.76mm±0.060 in±1.52 mm 0.750 in 19.05 mm0.810±0.060 in 20.6±1.52 mm0.500 in 12.7 mmMAX.LABEL ±0.060 in±1.52 mminmminmminmm2.0050.8 2.125 53.981.7544.5 1.875 47.633.875 98.433.125 79.382.0050.8DimensionsHBD710-00-0166Ainmminmm1.75 44.4DimensionsAB1.538.12.0050.81.538.1BD450-21-003330 450-21-003440 2.563.5 2.625 66.68710-00-01672.358.422.3 58.42inmminmmCDCD450-21-014814ebm-papst Inc. · 100 Hyde Rd. Farmington, CT · Phone: +1 (860) 674-1515· Fax: +1 (860) 674-8536 · sales@us.ebmpapst.com · www.ebmpapst.us
https://orionfans.com/productFiles/datasheet/DR225A.pdf | others | ItemDescriptionNOTES:MaterialBlower)Contact: 214-340-0265(Tel) 214-340-5870(Fax)PlatingNaturalData and specifications are subject to change without prior notificationMetal Duct RingPart No. DR225AMetal duct ring (OAB225 Series Orion
https://www.ebmpapst.com/content/dam/ebm-papst/loc/americas/accessories/Capacitors.pdf | others | CAPACITORS Part Number 2111-4-7320 99282-4-7320 99283-4-7320 2103-4-7320 68462-4-7320 99284-4-7320 2101-4-7320 99285-4-7320 99286-4-7320 99287-4-7320 Size (μF) 1 1.5 2 2.5 3 4 5 6 8 10 Temp. Range (0C) -25 to +85 -25 to +85 -25 to +85 -25 to +85 -25 to +85 -25 to +85 -25 to +85 -25 to +85 -25 to +85 -25 to +85 (For larger sizes consult factory) METAL CAPACITORS with ALUMINUM LID Size Part Number (μF) 2151-4-7320 1 2155-4-7320 1.5 2156-4-7320 2 2159-4-7320 2.5 2160-4-7320 3 2161-4-7320 4 2162-4-7320 5 2163-4-7320 6 2164-4-7320 7 2165-4-7320 8 2166-4-7320 10 2167-4-7320 12 90026-4-7320 14 2168-4-7320 16 2169-4-7320 20 2170-4-7320 25 Temp. Range (0C) -25 to +85-25 to +85-25 to +85-25 to +85-25 to +85-25 to +85-25 to +85-25 to +85-25 to +85-25 to +85-25 to +85-25 to +85-25 to +85-25 to +85-25 to +85-25 to +85I Housing Max. Dim in. (mm) Type a b d Plastic 1 1.9 0.5 (25) (49) (12) Aluminum 1 2 0.5 (25) (SO) (12) Plastic 1 1.9 0.5 (25) (49) (12) Plastic 1 1.9 0.5 (25) (48) (12) Plastic 1 1.9 0.5 (25) (48) (12) Plastic 1.2 1.9 0.5 (30) (48) (12) Plastic 1.2 2.3 0.5 (30) (58) (12) Aluminum 1.4 2.2 0.5 (35) (55) (12) Plastic 1.4 2.3 0.5 (35) (58) (12) Plastic 1.4 2.7 0.5 (35) (68) (12) Max. Dim in. (mm) a b C 1.2 3 3.3 (30)(77) (85) 1 3 3.3 (25)(77) (85) 1 3 3.3 (25)(77) (85) 1.2 3 3.3 (30)(77) (85) 1.2 3 3.3 (30)(77) (85) 1.2 4.2 4.4 (30)(107) (112) 1.2 4.24.4 (30)(107) (112) 1.2 4.24.4 (30)(107)(112) 1.4 4.2 4.4 (35)(107) (112) 1.4 4.2 4.4 (35)(107)(112) 1.4 44.2 (35)(102) (107) 1.4 44.2 (35)(102) (107) 1.6 44.2 (40)(102) (107) 1.6 44.2 (40)(102)(107) 1.6 4.85 (40)(122) (127) 1.8 4.8 5 (45) (122) (127) HOW 10 USE CAPACITORS FOR MULTI-SPEED BLOWERS It is possible to make any ebm blower with a PSC motor a multi­speed blower by adding a second or third capacitor on the load line (blue) at or near the value of the motor run capacitor. Actual capacitor value and RPM achieved are dependent on the nature of each application. b (46) 1,3 8(3 5") 9.3 235.';0 - Overpressure disconnecter: lhe protector responds to overload by the generated overpressure expanding the housing andsnapping off the internal lead at a predeter­mined breaking point- Installation: "c" is the overall dimension after operation of overpressure disoonnector whichhas to be taken into account when mountingthe partebmpapst Accessories - CapacitorsAccessories with UL and cUL Approvals Part Size Number (μF)450-21-00171 450-21-00181.5 450-21-00192 450-21-00202.5 450-21-00213 450-21-00224 450-21-00235 450-21-00246 450-21-00268 450-21-002710 450-21-002812 450-21-002916 450-21-003020 450-21-003125 Part Number for Boot * UL File# for capacitorsUL File# for Bootebmpapst Temp Range°C -40 to +85-40 to +85-40 to +85-40 to +85-40 to +85-40 to +85-40 to +85-40 to +85-40 to +85-40 to +85-40 to +85-40 to +85-40 to +85-40 to +85-40 to +85-40 to +85-40 to +85710-00-0042E229850 MH17276 ebm-papst Inc., 2024 © ebm-papst Inc. reserves the right to change any specifications or data without notice HB±0.030in±0.76mm±0.060 in±1.52 mm 0.750 in 19.05 mm0.810±0.060 in 20.6±1.52 mm0.500 in 12.7 mmMAX.LABEL ±0.060 in±1.52 mminmminmminmm2.0050.8 2.125 53.981.7544.5 1.875 47.633.875 98.433.125 79.382.0050.8DimensionsHBD710-00-0166Ainmminmm1.75 44.4DimensionsAB1.538.12.0050.81.538.1BD450-21-003330 450-21-003440 2.563.5 2.625 66.68710-00-01672.358.422.3 58.42inmminmmCDCD450-21-014814ebm-papst Inc. · 100 Hyde Rd. Farmington, CT · Phone: +1 (860) 674-1515· Fax: +1 (860) 674-8536 · sales@us.ebmpapst.com · www.ebmpapst.us
https://www.ebmpapst.com/content/dam/ebm-papst/loc/americas/accessories/Capacitors.pdf | others | CAPACITORS Part Number 2111-4-7320 99282-4-7320 99283-4-7320 2103-4-7320 68462-4-7320 99284-4-7320 2101-4-7320 99285-4-7320 99286-4-7320 99287-4-7320 Size (μF) 1 1.5 2 2.5 3 4 5 6 8 10 Temp. Range (0C) -25 to +85 -25 to +85 -25 to +85 -25 to +85 -25 to +85 -25 to +85 -25 to +85 -25 to +85 -25 to +85 -25 to +85 (For larger sizes consult factory) METAL CAPACITORS with ALUMINUM LID Size Part Number (μF) 2151-4-7320 1 2155-4-7320 1.5 2156-4-7320 2 2159-4-7320 2.5 2160-4-7320 3 2161-4-7320 4 2162-4-7320 5 2163-4-7320 6 2164-4-7320 7 2165-4-7320 8 2166-4-7320 10 2167-4-7320 12 90026-4-7320 14 2168-4-7320 16 2169-4-7320 20 2170-4-7320 25 Temp. Range (0C) -25 to +85-25 to +85-25 to +85-25 to +85-25 to +85-25 to +85-25 to +85-25 to +85-25 to +85-25 to +85-25 to +85-25 to +85-25 to +85-25 to +85-25 to +85-25 to +85I Housing Max. Dim in. (mm) Type a b d Plastic 1 1.9 0.5 (25) (49) (12) Aluminum 1 2 0.5 (25) (SO) (12) Plastic 1 1.9 0.5 (25) (49) (12) Plastic 1 1.9 0.5 (25) (48) (12) Plastic 1 1.9 0.5 (25) (48) (12) Plastic 1.2 1.9 0.5 (30) (48) (12) Plastic 1.2 2.3 0.5 (30) (58) (12) Aluminum 1.4 2.2 0.5 (35) (55) (12) Plastic 1.4 2.3 0.5 (35) (58) (12) Plastic 1.4 2.7 0.5 (35) (68) (12) Max. Dim in. (mm) a b C 1.2 3 3.3 (30)(77) (85) 1 3 3.3 (25)(77) (85) 1 3 3.3 (25)(77) (85) 1.2 3 3.3 (30)(77) (85) 1.2 3 3.3 (30)(77) (85) 1.2 4.2 4.4 (30)(107) (112) 1.2 4.24.4 (30)(107) (112) 1.2 4.24.4 (30)(107)(112) 1.4 4.2 4.4 (35)(107) (112) 1.4 4.2 4.4 (35)(107)(112) 1.4 44.2 (35)(102) (107) 1.4 44.2 (35)(102) (107) 1.6 44.2 (40)(102) (107) 1.6 44.2 (40)(102)(107) 1.6 4.85 (40)(122) (127) 1.8 4.8 5 (45) (122) (127) HOW 10 USE CAPACITORS FOR MULTI-SPEED BLOWERS It is possible to make any ebm blower with a PSC motor a multi­speed blower by adding a second or third capacitor on the load line (blue) at or near the value of the motor run capacitor. Actual capacitor value and RPM achieved are dependent on the nature of each application. b (46) 1,3 8(3 5") 9.3 235.';0 - Overpressure disconnecter: lhe protector responds to overload by the generated overpressure expanding the housing andsnapping off the internal lead at a predeter­mined breaking point- Installation: "c" is the overall dimension after operation of overpressure disoonnector whichhas to be taken into account when mountingthe partebmpapst Accessories - CapacitorsAccessories with UL and cUL Approvals Part Size Number (μF)450-21-00171 450-21-00181.5 450-21-00192 450-21-00202.5 450-21-00213 450-21-00224 450-21-00235 450-21-00246 450-21-00268 450-21-002710 450-21-002812 450-21-002916 450-21-003020 450-21-003125 Part Number for Boot * UL File# for capacitorsUL File# for Bootebmpapst Temp Range°C -40 to +85-40 to +85-40 to +85-40 to +85-40 to +85-40 to +85-40 to +85-40 to +85-40 to +85-40 to +85-40 to +85-40 to +85-40 to +85-40 to +85-40 to +85-40 to +85-40 to +85710-00-0042E229850 MH17276 ebm-papst Inc., 2024 © ebm-papst Inc. reserves the right to change any specifications or data without notice HB±0.030in±0.76mm±0.060 in±1.52 mm 0.750 in 19.05 mm0.810±0.060 in 20.6±1.52 mm0.500 in 12.7 mmMAX.LABEL ±0.060 in±1.52 mminmminmminmm2.0050.8 2.125 53.981.7544.5 1.875 47.633.875 98.433.125 79.382.0050.8DimensionsHBD710-00-0166Ainmminmm1.75 44.4DimensionsAB1.538.12.0050.81.538.1BD450-21-003330 450-21-003440 2.563.5 2.625 66.68710-00-01672.358.422.3 58.42inmminmmCDCD450-21-014814ebm-papst Inc. · 100 Hyde Rd. Farmington, CT · Phone: +1 (860) 674-1515· Fax: +1 (860) 674-8536 · sales@us.ebmpapst.com · www.ebmpapst.us
https://publish.sanyodenki.com/San_Ace_E/book/#target/page_no=603 | others | San Ace General Catalog JavaScript must be enabled.
https://www.nidec-copal-electronics.com/e/catalog/micro-blower/tf029b-1001-d.pdf | others | Dedicated to the Micro Blower TF029 series.The drivers enable users to vary the speed of the motor by adjusting the control voltage of the external input. Contents of the kit are Driver board and Harness.Wire Harness: for Driver-Power connectionTF029B-1001-DDRIVERS■ STANDARD SPECIFICATIONSNo.ItemSpecification1ConfigurationDrivers(Dedicated to the Micro Blower TF029 series)2Rotational Speed36,000 r/min（reference value）at 2.0kPa, 100L/min3Power Consumption14.9W max.at 2.0kPa, 100L/min4Rated VoltageDC 24 V±10%5Max. Input Current2.0 A max.(DC)（Excluding inrush current）6Readiness time5sec max.From power on to motor start7Running Current0.62 A max.at 2.0kPa, 100L/min8Weight40 g max.9Operating Temperature -10～ 50 °C10Operating Humidity Range10～ 90 %RH（No condensation）11Storage Temperature-20～ 60 °C12Storage Humidity Range10～ 90 %RH（No condensation）13Resistance to Vibration To meet the Spec after the following testNon-operatingKind of VibrationSweepFrequency Range10 ～ 22Hzamplitude 1mm22 ～ 50Hz19.6m/s2 (2G)（acceleration）SweepTo-and-fro, approx. 5min.Test TimeX, Y, Z directions, 60min. each14Resistance to ShockTo meet the Spec after the following testNon-operatingAcceleration294m/s2(30G)Pulse Width6msShock WavenSemi-sinusoidal waveNumber of ShockX, Y, Z, directions, once per each direction● Unless otherwise specified, the environmental conditions are 23°C±5°C,normal humidity, and atmospheric pressure range 90 to 106kPa.■ INTERFACEPin No.SymbolWire ColorSignal1TH(+)GreenThermistor Output2TH(-)YellowThermistor Output3WOrangeMotor Coil4VRedMotor Coil5UBrownMotor CoilPin No.SymbolSignal1ErrorError Output2FGRotational Speed Signal Output (FG)3BRShort brake Input4CNTControl Voltage Input5VccPower Supply Voltage Input6GNDGND【CN1：Connector for Control】ManufacturerJ.S.T. Mfg. Co., Ltd.Part No.SM06B-PASS【CN4：Connector for Micro Blower】Manufacturer Phoenix contactPart No.1729157TF029B-1001-DMICRO BLOWER DRIVERSTF029B-1001-DMICRO BLOWER DRIVERS■ CN1(CONNECTOR FOR CONTROL) SPECIFICATIONSPin No. Input/output Signal nameSpecification1OutputErrorError OutputLow＝DetectionHigh＝UndetectedOpen Collector Output(Max. Voltage : 10V,Max. Current : 10mA)2OutputFGRotational Speed Signal Output(FG)Open Collector Output(Max. Voltage :10VMax Current : 10mA)FG signal 1 pulse = 10rev3−NCNot Connected4 InputCNTControl Voltage InputInput voltage range: -0.5 ～ 5.5VValid control voltage: 0.5 ～ 4.5VFor CNT signal vs motor speed, refer to below5−VINPower Supply6−GNDGNDCNT signal vs motor speedMicro-controller Micro-controller FGMicro-controllerTo avoid high in rush current and protect driver, follow below chart at power up and CNT signal input sequence① Keep power rise time(10→90%) is more than 400us.If high rate power is applied, in rush current will be so huge.② Wait more than 100ms after power exceeds 12V to apply CNT signal.■ POWER SUPPLY,CONTROLLER VOLTAGE INPUT timeVoltage0 Power supply 12V Control Voltage Power rise time (10->90%) >400usControl voltage input 100msor more after power supply is 12V24V 16151.64-Ø3.547.582.59055SM06B-PASS(JST)6.72.3 1729157Phoenix contactHeight ofpart mounting13.5mm Max.Height ofpart mounting3mm Max.■ OUTLINE DIMENSIONS Unless otherwise specified, tolerance : ± 0.5(Unit: mm)TF029B-1001-DMICRO BLOWER DRIVERSTF029B-1001-DMICRO BLOWER DRIVERS■ PROTECTIVE FUNCTIONS Normal operation : Green LED is ON. (Red is OFF.)Abnormal condition : Red LED is blinking. (Green is turned off.)Protective FunctionsDescriptionOver voltageIf over voltage detected at power line, Blower will be stopped.Recover: Check and correct supply voltage.Over currentWhen power line current exceeds 3A, fuse will be opened and cut off power.Recover: Contact with us.High temperatureWhen high Turbo Fan internal temperature, outputs error signal and turn it off.If error is detected, LED will blink at 1HzRecover: Wait until it's cooled down and try again. (If not solved, contact with us.)Over speedWhen motor speed exceeds limit, outputs error signal and turn it off.If error is detected, LED will blink at 1HzRecover: Reduce CNT signal voltage and try again.(If not solved, contact with us.)Over current atmotor coilWhen motor coil current exceeds limit, outputs error signal and turn it off.Recover: Check motor operation condition.Abnormal voltageof supplied powerWhen power supply voltage exceeds limit, outputs error signal and turn it off.If error is detected, LED will blink at 1HzRecover: Check power supply voltage and try againAbnormal operationWhen any failure is detected on driver, outputs error signal and turn it off.If error is detected, LED will blink at 4HzRecover: Check power supply voltage and try again.(If not solved, contact with us)TF029B-1001-DMICRO BLOWER DRIVERS■ MARKING【Chart 1】Date1234567891011121314151617181920Code123456789ABCDEFGHJKL【Chart 2】Month123456789101112Code123456789ONDDate2122232425262728293031CodeMNPQRTUVWXY
https://multimedia.3m.com/mws/media/1278448O/e-a-r-isodamp-c-6000-materials-product-bulletin.pdf | others | Product Bulletin 1849 ISODAMP™ C-6000 Series Materials The above technical information and data should be considered representative or typical only and should not be used for specification purposes. Technical Information: The technical information, recommendations and other statements contained in this document are based upon tests or experience that Aearo Technologies believes are reliable, but the accuracy or completeness of such information is not guaranteed. Product Use: Many factors beyond Aearo Technologies’s control and uniquely within user’s knowledge and control can affect the use and performance of a Aearo Technologies product in a particular application Given the variety of factors that can affect the use and performance of an Aearo Technologies product, user is solely responsible for evaluating the Aearo Technologies product and determining whether it is fit for a particular purpose and suitable for user’s method of application. Warranty, Limited Remedy and Disclaimer: Unless an additional warranty is specifically stated on the applicable Aearo Technologies product packaging or product literature, Aearo Technologies warrants that each Aearo Technologies product meets the applicable Aearo Technologies product specification at the time Aearo Technologies ships the product. Aearo Technologies MAKES NO OTHER WARRANTIES OR CONDITIONS, EXPRESS OR IMPLIED, INCLUDING, BUT NOT LIMITED TO, ANY IMPLIED WARRANTY OR CONDITION OF MERCHANTABILITY OR FITNESS FOR A PARTICULAR PURPOSE OR ANY IMPLIED WARRANTY OR CONDITION ARISING OUT OF A COURSE OF DEALING, CUSTOM OR USAGE OF TRADE. If the Aearo Technologies product does not conform to this warranty, then the sole and exclusive remedy is, at Aearo Technologies’s option, replacement of the Aearo Technologies product or refund of the purchase price. Limitation of Liability: Except where prohibited by law, Aearo Technologies will not be liable for any loss or damage arising from the Aearo Technologies product, whether direct, indirect, special, incidental or consequential, regardless of the legal theory asserted, including warranty, contract, negligence or strict liability.  ISODAMP C-6000 series is a highly damped thermoplastic vulcanizate, or TPV. It is available in 3 durometers in parts and assemblies  ISODAMP C-6000 Isolator parts and assemblies are used to enhance performance and protect electronic and mechanical devices from shock, vibration and noise.  ISODAMP C-6000 series parts are Halogen-free (per IEC 61249-2-21), complies with REACH substances of very high concern free (as of June 2015), meets JIG -101 and is RoHS 2 compliant Typical PropertiesC-6040C-6050C-6060Hardness, ASTM D2240(Type A, 15 sec, 1 kg, 23C (72F))405060Compression Force Deflection kPa (psi)ASTM D575 @ 0.51cm/min (0.2 in/min) 10% 20% 30%270 (39) 500 (73) 800 (120)410 (59)750 (110)1200 (170)580 (84)1100 (150)1600 (240)Compression Set ASTM D395, Method B 25% @ 22C (72F) 25% @ 70C (158F)20% 50%20%50%25%50%Abrasion H22 wheels, 1000 cycles, 1000 grams load weight ASTM D3390, weight loss per revolution (mg)0.6 mg0.3 mg0.5 mgTensile Strength kPa (psi) ASTM D412400550700Tear C kN/m (ppi) ASTM D62490110130Temperature Range C (F)Peak Damping PerformanceTemperature Range @ 10 Hz @ 100 Hz @ 1000 Hz-19ºC to 14ºC -15ºC to 26ºC -10ºC to 38ºC-17ºC to 24ºC-12ºC to 36ºC-8ºC to 46ºC-12ºC to 29ºC-8ºC to 38ºC-3ºC to 48ºCDynamic Properties via DMA , 20°C Tan δ @ 10 Hz Tan δ @ 100 Hz Tan δ @ 1000 Hz 0.3 0.5 0.80.30.50.80.40.60.8Flammability UL 94 6mm ThicknessMeets V-0Meets V-0Meets V-0RoHS Compliant YesYesYes ISODAMP™ C-6000 Series Molding Materials 7911 Zionsville Road, Indianapolis, IN 46268 Phone: 317-692-3000 Fax: 317-692-3111 Web: www.earglobal.com 3M , E-A-R and ISODAMP are trademarks of 3M Company and its affiliates ©2015 Aearo Technologies  Printed 7.15 Product Bulletin 1849
https://www.ebmpapst.pt/media/content/products/downloads_1/centrifugal_fans/Centrifugal_fans_DC.pdf | others | 221General informationAC centrifugal,backwardAC centrifugal,forwardEC centrifugal,backwardEC centrifugal, back-ward for clean roomsEC centrifugal,forwardEC-SYSTEMSAccessoriesTechnologyContactsEC centrifugal fans backward curvedEC centrifugal fans with aluminium impeller, line-fed Ø 310 - Ø 630316EC centrifugal fans with sheet steel impeller, line-fedØ 250 - Ø 280296EC centrifugal fans with plastic impeller, line-fedØ 133 - Ø 250262EC centrifugal fans with aluminium impeller, 24 / 48 VDCØ 310 - Ø 400246EC centrifugal fans with sheet steel impeller, 24 / 48 VDCØ 250 - Ø 280240EC centrifugal fans with plastic impeller, 24 / 48 VDCØ 120 - Ø 250222222EC centrifugal fansbackward curved, Ø 120– Material: Impeller: PA plastic 6.6, fibreglass-reinforcedRotor: Galvanised– Number of blades: 9– Direction of rotation: Clockwise, seen on rotor– Type of protection: IP 20– Insulation class: "B"– Mounting position: Any– Condensate discharges: None– Mode of operation: Continuous operation (S1)– Bearings: Maintenance-free ball bearingsNominal dataTypeMotorR1G 120M1G 045-BER1G 120M1G 045-BEsubject to alterations[CFM]0[Pa]0,510020030040040508012016020024010025751251,01,515267348AURUN1'2'3'4'CurvesVDCVDCm3/hrpmWAdB(A)°C2416-282504060261.2062-25 to +50A4836-572504060260.6062-25 to +50ACurveNominal voltageVoltage rangeAir flowSpeed/rpmPower inputCurrent drawSound pressure levelPerm. amb. temp.452045004540475040604000405042003270325032803400n[rpm]P1[W]LpA[dB(A)]tL[%]363636322626262314141413656461646261586156555356—274539—274539—274539AA1’2’A3’A4’A1A2A3A4A5A6A7A8p. 600G)G)Electr. connection223– Technical features:• Tach output• Control input 0-10 VDC / PWM• Reverse polarity and locked-rotor protection– Cable exit: Axial– Protection class: I– Product conforming to standard: EN 60950-1– Approvals:(48 VDC) CCCACentrifugal fanR1G 120-AD13 -02R1G 120-AD11 -02kg0.50.5Inlet nozzle(long)96120-2-401396120-2-4013300 ±206602640,5Ø 120Ø 98Ø 5945,3 ±0,554 ±147 ±0,154x90˚M4172Ø96Ø1461618-1Mass of centrifugal fanInlet nozzlep. 550Electr. connectionp. 600Brass lead tipsDepth of screwmax. 4 mmGeneral informationAC centrifugal,backwardAC centrifugal,forwardEC centrifugal,backwardEC centrifugal, back-ward for clean roomsEC centrifugal,forwardEC-SYSTEMSAccessoriesTechnologyContactsA9A10A11A12224EC centrifugal fansbackward curved, Ø 133– Material: Impeller: PA plastic 6.6, fibreglass-reinforcedRotor: Galvanised– Number of blades: 7– Direction of rotation: Clockwise, seen on rotor– Type of protection: IP 20– Insulation class: "B"– Mounting position: Any– Condensate discharges: None– Mode of operation: Continuous operation (S1)– Bearings: Maintenance-free ball bearingsNominal dataTypeMotorR1G 133M1G 055-BDR1G 133M1G 055-BDsubject to alterations100200300050100150[Pa]1002003004000,51,01,5[in H2O][m3/h]500200[CFM]URUN4'43'32'21'156781211109ACurvesVDCVDCm3/hrpmWAdB(A)°C2416-283603900281.3063-25 to +60A4836-573603900280.7063-25 to +60ACurveNominal voltageVoltage rangeAir flowSpeed/rpmPower inputCurrent drawSound pressure levelPerm. amb. temp.4450425042704380390037703770385035003380340034502970286028802930n[rpm]P1[W]LpA[dB(A)]tL[%]3944444128313129202323211315151474605961635856585955535555514951—455644—455644—455644—455644AA1’2’A3’A4’A1A2A3A4A5A6A7A8p. 600G)G)Electr. connection225– Technical features:• Tach output• Control input 0-10 VDC / PWM• Reverse polarity and locked-rotor protection– EMC: Interference emission acc. to EN 61000-6-3Interference immunity acc. to EN 61000-6-2– Cable exit: Variable– Protection class: I– Product conforming to standard: EN 60950-1– Approvals: UL, CSA,(48 VDC) with CCCACentrifugal fanR1G 133-AA17 -02R1G 133-AA65 -02kg0.70.7Inlet nozzle(long)09566-2-401309566-2-4013Ø133Ø92,8Ø72Ø129Ø 8781329M4±0,15Ø 584504160,6285+20655,3 ±0,6±191Mass of centrifugal fanInlet nozzlep. 550Electr. connectionp. 600Brass lead tipsDepth of screwmax. 6 mmGeneral informationAC centrifugal,backwardAC centrifugal,forwardEC centrifugal,backwardEC centrifugal, back-ward for clean roomsEC centrifugal,forwardEC-SYSTEMSAccessoriesTechnologyContactsA9A10A11A12226EC centrifugal fansbackward curved, Ø 175– Material: Impeller: PA plastic 6.6, fibreglass-reinforcedRotor: Galvanised– Number of blades: 7– Direction of rotation: Clockwise, seen on rotor– Type of protection: IP 22– Insulation class: "B"– Mounting position: Any– Condensate discharges: None– Mode of operation: Continuous operation (S1)– Bearings: Maintenance-free ball bearingsNominal dataTypeMotorR1G 175M1G 055-BDR1G 175M1G 055-BDsubject to alterations1002003004005006000100200300[CFM][Pa]1002003004000,51,01,5[in H2O][m3/h]URUN44'33'22'11'56789101112ACurvesVDCVDCm3/hrpmWAdB(A)°C2416-285653100341.6065-25 to +60A4836-575653100341.0065-25 to +60ACurveNominal voltageVoltage rangeAir flowSpeed/rpmPower inputCurrent drawSound pressure levelPerm. amb. temp.3390320031703300310029102880301025202430239024702050195019201990n[rpm]P1[W]LpA[dB(A)]tL[%]4651515134393937202223211213131267605866655856646054516056505653—495839—495839—515839—515840AA1’2’A3’A4’A1A2A3A4A5A6A7A8p. 600G)G)Electr. connection227– Technical features:• Tach output• Control input 0-10 VDC / PWM• Reverse polarity and locked-rotor protection– EMC: Interference emission acc. to EN 61000-6-3Interference immunity acc. to EN 61000-6-2– Cable exit: Variable– Protection class: I– Product conforming to standard: EN 60950-1– Approvals: UL, CSA,(48 VDC) with VDE, CCCACentrifugal fanR1G 175-AB63 -02R1G 175-AB41 -02kg0.70.7Inlet nozzle(long)09576-2-401309576-2-40136242±2045069±168555,3 ±1Ø72Ø131Ø175M429±0,155810Ø170Ø125,5142Mass of centrifugal fanInlet nozzlep. 550Electr. connectionp. 600Brass lead tipsDepth of screwmax. 6 mmGeneral informationAC centrifugal,backwardAC centrifugal,forwardEC centrifugal,backwardEC centrifugal, back-ward for clean roomsEC centrifugal,forwardEC-SYSTEMSAccessoriesTechnologyContacts228EC centrifugal fanbackward curved, Ø 175– Material: Impeller: PA plastic 6.6, fibreglass-reinforcedRotor: Coated in black, with cooling holes– Number of blades: 7– Direction of rotation: Clockwise, seen on rotor– Type of protection: IP 22– Insulation class: "B"– Mounting position: Any– Condensate discharges: Rotor-side– Mode of operation: Continuous operation (S1)– Bearings: Maintenance-free ball bearingsNominal dataTypeMotorR1G 175M1G 055-CFsubject to alterations1002003004005006000100200300[Pa]1002003004005006000,51,01,52,0[in H2O]2,5[m3/h]700[CFM]U52VUN44'33'22'11'5678ACurvesVDCVDCm3/hrpmWAdB(A)°C4836-526954000751.7572-25 to +40ACurveNominal voltageVoltage rangeAir flowSpeed/rpmPower inputCurrent drawSound pressure levelPerm. amb. temp.425041304050413040003920388039203290325031603250n[rpm]P1[W]LpA[dB(A)]tL[%]889396937580838042454746737167727269667167646266—395543—395543—395543AA1’2’A3’A4’A1A2A3A4A5A6A7A8p. 600G)Electr. connection229– Technical features:• Tach output• Control input 0-10 VDC / PWM• Reverse polarity and locked-rotor protection– EMC: Interference emission acc. to EN 61000-6-3Interference immunity acc. to EN 61000-6-2– Cable exit: Variable– Protection class: I– Product conforming to standard: EN 60950-1– Approvals: CCCCentrifugal fanR1G 175-AF29 -04kg1.0Inlet nozzle(long)09576-2-40136242±2045069±168567±1Ø72Ø131Ø175M429±0,155810Ø170Ø125,5142Mass of centrifugal fanInlet nozzlep. 550Electr. connectionp. 600Brass lead tipsDepth of screwmax. 6 mmGeneral informationAC centrifugal,backwardAC centrifugal,forwardEC centrifugal,backwardEC centrifugal, back-ward for clean roomsEC centrifugal,forwardEC-SYSTEMSAccessoriesTechnologyContacts230EC centrifugal fansbackward curved, Ø 190– Material: Impeller: PA plastic 6.6, fibreglass-reinforcedRotor: Coated in black– Number of blades: 7– Direction of rotation: Clockwise, seen on rotor– Type of protection:(24 VDC) IP 20,(48 VDC) IP 22– Insulation class: "B"– Mounting position: Any– Condensate discharges: None– Mode of operation: Continuous operation (S1)– Bearings: Maintenance-free ball bearingsAANominal dataTypeMotorR1G 190M1G 055-CFR1G 190M1G 055-CFsubject to alterations1002003004005006000100200[CFM][Pa]1002003004000,51,01,52,0[in H2O][m3/h]700500600300400URUN44'651231'2'3'78ACurvesVDCVDCm3/hrpmWAdB(A)°C2416-286202950512.3068-25 to +40A4836-576202950511.2068-25 to +40ACurveNominal voltageVoltage rangeAir flowSpeed/rpmPower inputCurrent drawSound pressure levelPerm. amb. temp.330032003160329029502870283029402390234023202390n[rpm]P1[W]LpA[dB(A)]tL[%]717577725154565128303128706663676863606362585458—455342—455342—455342AA1’2’A3’A4’A1A2A3A4A5A6A7A8p. 600G)G)Electr. connection231– Technical features:• Tach output• Control input 0-10 VDC / PWM• Reverse polarity and locked-rotor protection– EMC: Interference emission acc. to EN 61000-6-3Interference immunity acc. to EN 61000-6-2– Cable exit: Variable– Protection class: I– Product conforming to standard: EN 60950-1– Approvals: UL, CSA,(48 VDC) with CCCACentrifugal fanR1G 190-AB27 -02R1G 190-AB25 -02kg1.01.0Inlet nozzle(long)09576-2-401309576-2-4013min. 44,3max. 62,8min. Ø131max. Ø190Ø726768,5450856M429Ø58+20±0,6±1±0,1510Ø17014Ø125,52Mass of centrifugal fanInlet nozzlep. 550Electr. connectionp. 600Brass lead tipsDepth of screwmax. 6 mmGeneral informationAC centrifugal,backwardAC centrifugal,forwardEC centrifugal,backwardEC centrifugal, back-ward for clean roomsEC centrifugal,forwardEC-SYSTEMSAccessoriesTechnologyContactsA9A10A11A12232EC centrifugal fansbackward curved, Ø 190– Material: Impeller: PA plastic 6.6, fibreglass-reinforcedRotor: Coated in black– Number of blades: 7– Direction of rotation: Clockwise, seen on rotor– Type of protection: IP 42– Insulation class: "B"– Mounting position: Any– Condensate discharges: None– Mode of operation: Continuous operation (S1)– Bearings: Maintenance-free ball bearingsNominal dataTypeMotorR1G 190M1G 074-BFR1G 190M1G 074-BFsubject to alterations100200300400500010015025030050[Pa]1002003004005006007000,51,01,52,0[in H2O]2,5[m3/h][CFM]200URUN6512341'2'3'4'789101112ACurves (established at 24 VDC)VDCVDCm3/hrpmWAdB(A)°C2416-285603250803.7068-25 to +60A4836-575453200711.6568-25 to +60ACurveNominal voltageVoltage rangeAir flowSpeed/rpmPower inputCurrent drawSound pressure levelPerm. amb. temp.3580359036303770325032753300340027002710274027951910191019401985n[rpm]P1[W]LpA[dB(A)]tL[%]1061051039780807974474745421920191871666569686463666559586160514952—414533—424534—414433—394333AA1’2’A3’A4’A1A2A3A4A5A6A7A8p. 600G)G)Electr. connection233– Technical features:• Tach output• Control input 0-10 VDC / PWM• Reverse polarity and locked-rotor protection– EMC: Interference emission acc. to EN 61000-6-3Interference immunity acc. to EN 61000-6-2– Cable exit: Variable– Protection class: I– Product conforming to standard: EN 60950-1– Approvals: UL, CSA,(48 VDC) with CCCACentrifugal fanR1G 190-AC37 -52R1G 190-AC11 -52kg1.31.3Inlet nozzle(long)09576-2-401309576-2-401332,7min. Ø13185450+20max. 62,8min. 44,66Ø92±168,565±1M4max. Ø190±0,15Ø58Ø125,5Ø17010142Mass of centrifugal fanInlet nozzlep. 550Electr. connectionp. 600Brass lead tipsDepth of screwmax. 6 mmGeneral informationAC centrifugal,backwardAC centrifugal,forwardEC centrifugal,backwardEC centrifugal, back-ward for clean roomsEC centrifugal,forwardEC-SYSTEMSAccessoriesTechnologyContacts234EC centrifugal fansbackward curved, Ø 220– Material: Impeller: PA plastic 6.6, fibreglass-reinforcedRotor: Coated in black– Number of blades: 11– Direction of rotation: Clockwise, seen on rotor– Type of protection: IP 42– Insulation class: "B"– Mounting position: Any– Condensate discharges: None– Mode of operation: Continuous operation (S1)– Bearings: Maintenance-free ball bearingsNominal dataTypeMotorR1G 220M1G 074-BFR1G 220M1G 074-BFsubject to alterations20040060080010000200400[CFM][Pa]1002003004005006007008001,02,0[in H2O]3,0[m3/h]600URUN6512341'2'3'4'78ACurves (established at 24 VDC)VDCVDCm3/hrpmWAdB(A)°C2416-28105531501065.0076-25 to +60A4836-57101531001002.4073-25 to +60ACurveNominal voltageVoltage rangeAir flowSpeed/rpmPower inputCurrent drawSound pressure levelPerm. amb. temp.340032003050300031503010287028002470236023002250n[rpm]P1[W]LpA[dB(A)]tL[%]12813213513710611011211350545759786967717668656970635963—535546—535546—535546AA1’2’A3’A4’A1A2A3A4A5A6A7A8p. 600G)G)Electr. connection235– Technical features:• Tach output• Control input 0-10 VDC / PWM• Reverse polarity and locked-rotor protection– EMC: Interference emission acc. to EN 61000-6-3Interference immunity acc. to EN 61000-6-2– Cable exit: Variable– Protection class: I– Product conforming to standard: EN 60950-1– Approvals: UL, CSA,(48 VDC) with CCCACentrifugal fanR1G 220-AB35 -52R1G 220-AB73 -52kg1.41.4Inlet nozzle(long)09609-2-401309609-2-401332,7min. Ø160,785450+20max. 64min. 446Ø92±17165±1M4max. Ø220,9±0,15Ø58Ø155Ø25222212Mass of centrifugal fanInlet nozzlep. 550Electr. connectionp. 600Brass lead tipsDepth of screwmax. 6 mmGeneral informationAC centrifugal,backwardAC centrifugal,forwardEC centrifugal,backwardEC centrifugal, back-ward for clean roomsEC centrifugal,forwardEC-SYSTEMSAccessoriesTechnologyContacts236EC centrifugal fansbackward curved, Ø 225– Material: Impeller: PA plastic 6.6, fibreglass-reinforcedRotor: Coated in black– Number of blades: 7– Direction of rotation: Clockwise, seen on rotor– Type of protection: IP 42– Insulation class: "B"– Mounting position: Any– Condensate discharges: None– Mode of operation: Continuous operation (S1)– Bearings: Maintenance-free ball bearingsNominal dataTypeMotorR1G 225M1G 074-BFR1G 225M1G 074-BFsubject to alterations20040060080010000200400600[Pa]1002003004005006007001,02,0[in H2O][m3/h][CFM]URUN6512341'2'3'4'78ACurves (established at 48 VDC)VDCVDCm3/hrpmWAdB(A)°C2416-28112526001004.6067-25 to +60A4836-5711302700952.2067-25 to +60ACurveNominal voltageVoltage rangeAir flowSpeed/rpmPower inputCurrent drawSound pressure levelPerm. amb. temp.278026102570278027002450240026102230215021002230n[rpm]P1[W]LpA[dB(A)]tL[%]1121161171129593949159636458696462666763606463585658—485742—485742—485742AA1’2’A3’A4’A1A2A3A4A5A6A7A8p. 600G)G)Electr. connection237– Technical features:• Tach output• Control input 0-10 VDC / PWM• Reverse polarity and locked-rotor protection– EMC: Interference emission acc. to EN 61000-6-3Interference immunity acc. to EN 61000-6-2– Cable exit: Variable– Protection class: I– Product conforming to standard: EN 60950-1– Approvals: UL, CSA,(48 VDC) with CCCACentrifugal fanR1G 225-AF07 -52R1G 225-AF11 -52kg1.51.5Inlet nozzle(long)96358-2-401396358-2-401345085699±1max. Ø225,3min. Ø153max. 89,4min. 6265±1Ø92M432,7Ø58±0,15+20228Ø22325Ø146Mass of centrifugal fanInlet nozzlep. 550Electr. connectionp. 600Brass lead tipsDepth of screwmax. 6 mmGeneral informationAC centrifugal,backwardAC centrifugal,forwardEC centrifugal,backwardEC centrifugal, back-ward for clean roomsEC centrifugal,forwardEC-SYSTEMSAccessoriesTechnologyContacts238EC centrifugal fansbackward curved, Ø 250– Material: Impeller: PA plastic 6.6, fibreglass-reinforcedRotor: Coated in black– Number of blades: 11– Direction of rotation: Clockwise, seen on rotor– Type of protection: IP 42– Insulation class: "B"– Mounting position: Any– Condensate discharges: None– Mode of operation: Continuous operation (S1)– Bearings: Maintenance-free ball bearingsNominal dataTypeMotorR1G 250M1G 074-CFR1G 250M1G 074-CFsubject to alterations200400800100060012000200400[Pa]1002003004005006007001,02,0[in H2O][m3/h]600[CFM]URUN6512341'2'3'4'78ACurves (established at 48 VDC)VDCVDCm3/hrpmWAdB(A)°C2416-2811402540934.3073-25 to +60A4836-57120026001052.5572-25 to +60ACurveNominal voltageVoltage rangeAir flowSpeed/rpmPower inputCurrent drawSound pressure levelPerm. amb. temp.287026102530265026002440236024902190202020202070n[rpm]P1[W]LpA[dB(A)]tL[%]13413914013810511411611259677066756863667266626468625759—555848—555848—555848AA1’2’A3’A4’A1A2A3A4A5A6A7A8p. 600G)G)Electr. connection239– Technical features:• Tach output• Control input 0-10 VDC / PWM• Reverse polarity and locked-rotor protection– EMC: Interference emission acc. to EN 61000-6-3Interference immunity acc. to EN 61000-6-2– Cable exit: Variable– Protection class: I– Product conforming to standard: EN 60950-1– Approvals: UL, CSA,(48 VDC) with CCCACentrifugal fanR1G 250-AQ21 -52R1G 250-AQ37 -52kg2.02.0Inlet nozzle(long)96359-2-401396359-2-4013685450+20Ø92min. Ø172max. Ø250,275±189±1min. 44,5max. 74,3M43158±0,153128Ø255Ø164,52Mass of centrifugal fanInlet nozzlep. 550Electr. connectionp. 600Brass lead tipsDepth of screwmax. 6 mmGeneral informationAC centrifugal,backwardAC centrifugal,forwardEC centrifugal,backwardEC centrifugal, back-ward for clean roomsEC centrifugal,forwardEC-SYSTEMSAccessoriesTechnologyContactsA9A10A11A12240EC centrifugal fanbackward curved, Ø 250– Material: Impeller: Sheet steelRotor: Coated in black– Number of blades: 11– Direction of rotation: Clockwise, seen on rotor– Type of protection: IP 42– Insulation class: "B"– Mounting position: Any– Condensate discharges: None– Mode of operation: Continuous operation (S1)– Bearings: Maintenance-free ball bearingsNominal dataTypeMotorR3G 250M3G 084-CAsubject to alterations400120016008000400600800[CFM]2001000[Pa]1002003004005006007008000,51,01,52,0[in H2O]2,53,0[m3/h]URUN6512341'2'3'4'789101112ACurvesVDCVDCm3/hrpmWAdB(A)°C4836-57158026451352.8072-25 to +60ACurveNominal voltageVoltage rangeAir flowSpeed/rpmPower inputCurrent drawSound pressure levelPerm. amb. temp.305529902970298026452600258025901900187518701870835830830830n[rpm]P1[W]LpA[dB(A)]tL[%]20725627427013516618217756697372910111075706871726764666659565848444335—456055—456055—456055—456055AA1’2’A3’A4’A1A2A3A4A5A6A7A8p. 600G)Electr. connection241– Technical features:• Over-temperature protected motor• Control input 0-10 VDC / PWM• Reverse polarity and locked-rotor protection• Tach output– EMC: Interference emission acc. to EN 61000-6-3Interference immunity acc. to EN 61000-6-2– Cable exit: Variable– Protection class: I– Product conforming to standard: EN 60950-1– Approvals: UL, CSA, CCCCentrifugal fanR3G 250-AD62 -30kg3.0Inlet nozzle(long)96359-2-4013106,5max. 85,2min. 55,731Ø252Ø102Ø172Ø164,5±1,8Ø255288+208560034±0,15M5±177290Mass of centrifugal fanInlet nozzlep. 550Electr. connectionp. 600Core-end sleevesDepth of screw12-14 mmGeneral informationAC centrifugal,backwardAC centrifugal,forwardEC centrifugal,backwardEC centrifugal, back-ward for clean roomsEC centrifugal,forwardEC-SYSTEMSAccessoriesTechnologyContacts242EC centrifugal fansbackward curved, Ø 280– Material: Impeller: Sheet steelRotor: Coated in black– Number of blades: 11– Direction of rotation: Clockwise, seen on rotor– Type of protection: IP 42– Insulation class: "B"– Mounting position: Any– Condensate discharges: None– Mode of operation: Continuous operation (S1)– Bearings: Maintenance-free ball bearingsNominal dataTypeMotorR1G 280M1G 074-CFR1G 280M1G 074-CFsubject to alterations400120016008000200400600[CFM]800[Pa]1002003004005000,51,01,5[in H2O][m3/h]1000URUN6512341'2'3'4'78ACurvesVDCVDCm3/hrpmWAdB(A)°C2416-2817501710954.6071-25 to +60A4836-5717501710952.3071-25 to +60ACurveNominal voltageVoltage rangeAir flowSpeed/rpmPower inputCurrent drawSound pressure levelPerm. amb. temp.184016501670195017101550156018101470136013701530n[rpm]P1[W]LpA[dB(A)]tL[%]118127126114951001009160686756726462677163596467605559—555531—555531—555531AA1’2’A3’A4’A1A2A3A4A5A6A7A8p. 600G)G)Electr. connection243– Technical features:• Tach output• Control input 0-10 VDC / PWM• Reverse polarity and locked-rotor protection– EMC: Interference emission acc. to EN 61000-6-3Interference immunity acc. to EN 61000-6-2– Cable exit: Variable– Protection class: I– Product conforming to standard: EN 60950-1– Approvals: UL, CSA,(48 VDC) with CCCACentrifugal fanR1G 280-AE45 -52R1G 280-AE47 -52kg2.82.8Inlet nozzle(long)96360-2-401396360-2-4013685450+20Ø92min. Ø190,2max. Ø281,575±1125±1min. 79,7max. 112,5M43158±0,153531Ø280Ø182,52Mass of centrifugal fanInlet nozzlep. 550Electr. connectionp. 600Brass lead tipsDepth of screwmax. 6 mmGeneral informationAC centrifugal,backwardAC centrifugal,forwardEC centrifugal,backwardEC centrifugal, back-ward for clean roomsEC centrifugal,forwardEC-SYSTEMSAccessoriesTechnologyContactsA9A10A11A12244EC centrifugal fanbackward curved, Ø 280– Material: Impeller: Sheet steelRotor: Coated in black– Number of blades: 11– Direction of rotation: Clockwise, seen on rotor– Type of protection: IP 42– Insulation class: "B"– Mounting position: Any– Condensate discharges: None– Mode of operation: Continuous operation (S1)– Bearings: Maintenance-free ball bearingsNominal dataTypeMotorR3G 280M3G 084-CAsubject to alterations40080012001600200002006001000[CFM]4008001200[Pa]1002003004000,51,01,52,0[in H2O][m3/h]500URUN6512341'2'3'4'789101112ACurvesVDCVDCm3/hrpmWAdB(A)°C4836-57202019651232.6070-25 to +60ACurveNominal voltageVoltage rangeAir flowSpeed/rpmPower inputCurrent drawSound pressure levelPerm. amb. temp.226521852165223019651905188519401390136513601380800790785795n[rpm]P1[W]LpA[dB(A)]tL[%]187243258213123160171140466165531215151372686569706561666358535553484241—536050—536050—536050—536050AA1’2’A3’A4’A1A2A3A4A5A6A7A8p. 600G)Electr. connection245– Technical features:• Over-temperature protected motor• Control input 0-10 VDC / PWM• Reverse polarity and locked-rotor protection• Tach output– EMC: Interference emission acc. to EN 61000-6-3Interference immunity acc. to EN 61000-6-2– Cable exit: Variable– Protection class: I– Product conforming to standard: EN 60950-1– Approvals: UL, CSACentrifugal fanR3G 280-AC66 -30kg3.3Inlet nozzle(long)96360-2-4013max. 112,5min. 79,712135Ø281Ø102Ø191Ø182,5±1,8Ø28031±0,1534M5858+206002±17790Mass of centrifugal fanInlet nozzlep. 550Electr. connectionp. 600Core-end sleevesDepth of screw12-14 mmGeneral informationAC centrifugal,backwardAC centrifugal,forwardEC centrifugal,backwardEC centrifugal, back-ward for clean roomsEC centrifugal,forwardEC-SYSTEMSAccessoriesTechnologyContacts246EC centrifugal fansbackward curved, 3-D, Ø 310– Material: Impeller: Sheet aluminium, laser-weldedRotor: Coated in black– Number of blades: 6– Direction of rotation: Clockwise, seen on rotor– Type of protection: IP 42– Insulation class: "B"– Mounting position: Any– Condensate discharges: None– Mode of operation: Continuous operation (S1)– Bearings: Maintenance-free ball bearingsNominal dataTypeMotorR1G 310M1G 074-CFR1G 310M1G 074-CFsubject to alterations4008001200160020000400200[CFM]600800[Pa]1002003004005000,51,01,5[in H2O][m3/h]10001200URUN6512341'2'3'4'78ACurves (established with long inlet nozzle)VDCVDCm3/hrpmWAdB(A)°C2416-2819101600904.2064-25 to +45A4836-5719101600902.2064-25 to +45ACurveNominal voltageVoltage rangeAir flowSpeed/rpmPower inputCurrent drawSound pressure levelPerm. amb. temp.172015401490156016001430139014501150126012301270n[rpm]P1[W]LpA[dB(A)]tL[%]1131221241219096999669656765666059636458586160555458—626750—626750—626750AA1’2’A3’A4’A1A2A3A4A5A6A7A8p. 600G)G)Electr. connection247– Technical features:• Tach output• Control input 0-10 VDC / PWM• Reverse polarity and locked-rotor protection– EMC: Interference emission acc. to EN 61000-6-3Interference immunity acc. to EN 61000-6-2– Cable exit: Variable– Protection class: I– Product conforming to standard: EN 60950-1– Approvals: UL, CSA,(48 VDC) with CCCACentrifugal fanR1G 310-AD19 -52R1G 310-AD33 -52kg2.62.6Inlet nozzle(long)Inlet nozzle(short)31050-2-401331051-2-401331050-2-401331051-2-4013max. 110,5min. 69,5±1120±175max. Ø318,5min. Ø220Ø92M4±0,153158856006+204x90˚55,5Ø3004835Ø211Ø208,1182Mass of centrifugal fanGuard grillep. 553Inlet nozzlep. 550Electr. connectionp. 600Inlet nozzle (long)Brass lead tipsDepth of screwmax. 6 mmGeneral informationAC centrifugal,backwardAC centrifugal,forwardEC centrifugal,backwardEC centrifugal, back-ward for clean roomsEC centrifugal,forwardEC-SYSTEMSAccessoriesTechnologyContacts248EC centrifugal fanbackward curved, 3-D, Ø 310– Material: Impeller: Sheet aluminium, laser-weldedRotor: Coated in black– Number of blades: 6– Direction of rotation: Clockwise, seen on rotor– Type of protection: IP 42– Insulation class: "B"– Mounting position: Any– Condensate discharges: None– Mode of operation: Continuous operation (S1)– Bearings: Maintenance-free ball bearingsNominal dataTypeMotorR1G 310M1G 074-CFsubject to alterations4008001200160020000400800[CFM][Pa]1002003004005000,51,01,52,0[in H2O][m3/h]U52 VUN6512341'2'3'4'78A1200Curves (established with long inlet nozzle)VDCVDCm3/hrpmWAdB(A)°C4836-52210018001203.0067-25 to +40ACurveNominal voltageVoltage rangeAir flowSpeed/rpmPower inputCurrent drawSound pressure levelPerm. amb. temp.189517201610163518001610153015701570143013501400n[rpm]P1[W]LpA[dB(A)]tL[%]13014014714612011812212074808280676460656762586363585460—596748—596748—596748AA1’2’A3’A4’A1A2A3A4A5A6A7A8p. 600G)Electr. connection249– Technical features:• Tach output• Control input 0-10 VDC / PWM• Reverse polarity and locked-rotor protection– EMC: Interference emission acc. to EN 61000-6-3Interference immunity acc. to EN 61000-6-2– Cable exit: Variable– Protection class: I– Product conforming to standard: EN 60950-1– Approvals: UL, CSA, CCCCentrifugal fanR1G 310-AD17 -11kg2.6Inlet nozzle(long)Inlet nozzle(short)31050-2-401331051-2-4013±1120±175Ø92M4±0,153158857006+204x90˚Ø300Ø211255,54835Ø208,118max. 110,5min. 69,5max. Ø318,5min. Ø220Mass of centrifugal fanGuard grillep. 553Inlet nozzlep. 550Electr. connectionp. 600Inlet nozzle (long)Brass lead tipsDepth of screwmax. 6 mmGeneral informationAC centrifugal,backwardAC centrifugal,forwardEC centrifugal,backwardEC centrifugal, back-ward for clean roomsEC centrifugal,forwardEC-SYSTEMSAccessoriesTechnologyContactsA9A10A11A12250EC centrifugal fanbackward curved, 3-D, Ø 310– Material: Impeller: Sheet aluminium, laser-weldedRotor: Coated in black– Number of blades: 6– Direction of rotation: Clockwise, seen on rotor– Type of protection: IP 42– Insulation class: "B"– Mounting position: Any– Condensate discharges: None– Mode of operation: Continuous operation (S1)– Bearings: Maintenance-free ball bearingsNominal dataTypeMotorR3G 310M3G 084-FAsubject to alterations60012001800240004008001200[CFM][Pa]1002003004000,51,01,52,0[in H2O]2,53,0[m3/h]500600700800URUN6512341'2'3'4'789101112ACurves (established with long inlet nozzle)VDCVDCm3/hrpmWAdB(A)°C4836-57223020001904.0071-25 to +60ACurveNominal voltageVoltage rangeAir flowSpeed/rpmPower inputCurrent drawSound pressure levelPerm. amb. temp.239523452320233020702035201520251445143014201420930925920920n[rpm]P1[W]LpA[dB(A)]tL[%]271325362350178211234227667988852326292874717074716765706159576250484751—476054—476054—476054—476054AA1’2’A3’A4’A1A2A3A4A5A6A7A8p. 600G)Electr. connection251– Technical features:• Over-temperature protected motor• Control input 0-10 VDC / PWM• Reverse polarity and locked-rotor protection• Tach output– EMC: Interference emission acc. to EN 61000-6-3Interference immunity acc. to EN 61000-6-2– Cable exit: Variable– Protection class: I– Product conforming to standard: EN 60950-1– Approvals: UL, CSA, CCCCentrifugal fanR3G 310-AN12 -30kg4.2Inlet nozzle(long)Inlet nozzle(short)31050-2-401331051-2-4013Mass of centrifugal fanGuard grillep. 553Inlet nozzlep. 550Electr. connectionp. 600Inlet nozzle (long)Core-end sleevesDepth of screw12-14 mmGeneral informationAC centrifugal,backwardAC centrifugal,forwardEC centrifugal,backwardEC centrifugal, back-ward for clean roomsEC centrifugal,forwardEC-SYSTEMSAccessoriesTechnologyContactsA9A10A11A12252EC centrifugal fanbackward curved, 3-D, Ø 310– Material: Impeller: Sheet aluminium, laser-weldedRotor: Coated in black– Number of blades: 6– Direction of rotation: Clockwise, seen on rotor– Type of protection: IP 42– Insulation class: "B"– Mounting position: Any– Condensate discharges: None– Mode of operation: Continuous operation (S1)– Bearings: Maintenance-free ball bearingsNominal dataTypeMotorR3G 310M3G 084-FAsubject to alterations100020003000080012001600[CFM]4002000[Pa]1002003004005006007000,61,21,82,4[in H2O][m3/h]URUN65912341'2'3'4'78101112ACurves (established with long inlet nozzle)VDCVDCm3/hrpmWAdB(A)°C4836-57262019302084.3569-25 to +60ACurveNominal voltageVoltage rangeAir flowSpeed/rpmPower inputCurrent drawSound pressure levelPerm. amb. temp.223021902150217519301900187018901290128012701280660660655655n[rpm]P1[W]LpA[dB(A)]tL[%]317373415390208248274257698090851415171672696667696562615957555447464444—506663—506663—506663—506663AA1’2’A3’A4’A1A2A3A4A5A6A7A8p. 600G)Electr. connection253– Technical features:• Over-temperature protected motor• Control input 0-10 VDC / PWM• Reverse polarity and locked-rotor protection• Tach output– EMC: Interference emission acc. to EN 61000-6-3Interference immunity acc. to EN 61000-6-2– Cable exit: Variable– Protection class: I– Product conforming to standard: EN 60950-1– Approvals: UL, CSA, CCCCentrifugal fanR3G 310-AL09 -30kg4.4Inlet nozzle(long)Inlet nozzle(short)31050-2-401331051-2-4013Mass of centrifugal fanGuard grillep. 553Inlet nozzlep. 550Electr. connectionp. 600Inlet nozzle (long)Core-end sleevesDepth of screw12-14 mmGeneral informationAC centrifugal,backwardAC centrifugal,forwardEC centrifugal,backwardEC centrifugal, back-ward for clean roomsEC centrifugal,forwardEC-SYSTEMSAccessoriesTechnologyContactsA9A10A11A12254EC centrifugal fanbackward curved, 3-D, Ø 355– Material: Impeller: Sheet aluminium, laser-weldedRotor: Coated in black– Number of blades: 6– Direction of rotation: Clockwise, seen on rotor– Type of protection: IP 42– Insulation class: "B"– Mounting position: Any– Condensate discharges: None– Mode of operation: Continuous operation (S1)– Bearings: Maintenance-free ball bearingsNominal dataTypeMotorR3G 355M3G 084-FAsubject to alterations1000[CFM][Pa]1000,51,01,52,0[in H2O]2,5[m3/h]20003000200300400500600URUN6512341'2'3'4'789101112A0100015002000500Curves (established with long inlet nozzle)VDCVDCm3/hrpmWAdB(A)°C4836-57279015601783.7069-25 to +60ACurveNominal voltageVoltage rangeAir flowSpeed/rpmPower inputCurrent drawSound pressure levelPerm. amb. temp.180017401725177015601515150015301088106510551070470450450455n[rpm]P1[W]LpA[dB(A)]tL[%]27233335530717822023620864798575910111073676770696363656056545644424040—536549—536549—536549—536549AA1’2’A3’A4’A1A2A3A4A5A6A7A8p. 600G)Electr. connection255– Technical features:• Over-temperature protected motor• Control input 0-10 VDC / PWM• Reverse polarity and locked-rotor protection• Tach output– EMC: Interference emission acc. to EN 61000-6-3Interference immunity acc. to EN 61000-6-2– Cable exit: Variable– Protection class: I– Product conforming to standard: EN 60950-1– Approvals: UL, CSA, CCCCentrifugal fanR3G 355-AM08-30kg4.6Inlet nozzle(long)Inlet nozzle(short)35560-2-401335561-2-4013Mass of centrifugal fanInlet nozzlep. 550Electr. connectionp. 600Inlet nozzle (long)Core-end sleevesDepth of screw12-14 mmGeneral informationAC centrifugal,backwardAC centrifugal,forwardEC centrifugal,backwardEC centrifugal, back-ward for clean roomsEC centrifugal,forwardEC-SYSTEMSAccessoriesTechnologyContactsA9A10A11A12256EC centrifugal fanbackward curved, 3-D, Ø 355– Material: Impeller: Sheet aluminium, laser-weldedRotor: Coated in black– Number of blades: 6– Direction of rotation: Clockwise, seen on rotor– Type of protection: IP 42– Insulation class: "B"– Mounting position: Any– Condensate discharges: None– Mode of operation: Continuous operation (S1)– Bearings: Maintenance-free ball bearingsNominal dataTypeMotorR3G 355M3G 084-FAsubject to alterations10000100015002000[CFM]500[Pa]1000,51,01,5[in H2O]2,0[m3/h]200300400500200030004000URUN6512341'2'3'4'789101112ACurves (established with long inlet nozzle)VDCVDCm3/hrpmWAdB(A)°C4836-57303014101683.5066-25 to +60ACurveNominal voltageVoltage rangeAir flowSpeed/rpmPower inputCurrent drawSound pressure levelPerm. amb. temp.163015751570161014101370136514001065104510401060485480480480n[rpm]P1[W]LpA[dB(A)]tL[%]257317321270168207212177759396791112131170646367666059635855555637353435—626647—626647—626647—626647AA1’2’A3’A4’A1A2A3A4A5A6A7A8p. 600G)Electr. connection257– Technical features:• Over-temperature protected motor• Control input 0-10 VDC / PWM• Reverse polarity and locked-rotor protection• Tach output– EMC: Interference emission acc. to EN 61000-6-3Interference immunity acc. to EN 61000-6-2– Cable exit: Variable– Protection class: I– Product conforming to standard: EN 60950-1– Approvals: UL, CSA, CCCCentrifugal fanR3G 355-AN18 -30kg4.8Inlet nozzle(long)Inlet nozzle(short)35560-2-401335561-2-4013Mass of centrifugal fanInlet nozzlep. 550Electr. connectionp. 600Inlet nozzle (long)Core-end sleevesDepth of screw12-14 mmGeneral informationAC centrifugal,backwardAC centrifugal,forwardEC centrifugal,backwardEC centrifugal, back-ward for clean roomsEC centrifugal,forwardEC-SYSTEMSAccessoriesTechnologyContactsA9A10A11A12258EC centrifugal fanbackward curved, 3-D, Ø 400– Mater
https://www.ebmpapst.com/content/dam/ebm-papst/loc/americas/accessories/Capacitors.pdf | others | CAPACITORS Part Number 2111-4-7320 99282-4-7320 99283-4-7320 2103-4-7320 68462-4-7320 99284-4-7320 2101-4-7320 99285-4-7320 99286-4-7320 99287-4-7320 Size (μF) 1 1.5 2 2.5 3 4 5 6 8 10 Temp. Range (0C) -25 to +85 -25 to +85 -25 to +85 -25 to +85 -25 to +85 -25 to +85 -25 to +85 -25 to +85 -25 to +85 -25 to +85 (For larger sizes consult factory) METAL CAPACITORS with ALUMINUM LID Size Part Number (μF) 2151-4-7320 1 2155-4-7320 1.5 2156-4-7320 2 2159-4-7320 2.5 2160-4-7320 3 2161-4-7320 4 2162-4-7320 5 2163-4-7320 6 2164-4-7320 7 2165-4-7320 8 2166-4-7320 10 2167-4-7320 12 90026-4-7320 14 2168-4-7320 16 2169-4-7320 20 2170-4-7320 25 Temp. Range (0C) -25 to +85-25 to +85-25 to +85-25 to +85-25 to +85-25 to +85-25 to +85-25 to +85-25 to +85-25 to +85-25 to +85-25 to +85-25 to +85-25 to +85-25 to +85-25 to +85I Housing Max. Dim in. (mm) Type a b d Plastic 1 1.9 0.5 (25) (49) (12) Aluminum 1 2 0.5 (25) (SO) (12) Plastic 1 1.9 0.5 (25) (49) (12) Plastic 1 1.9 0.5 (25) (48) (12) Plastic 1 1.9 0.5 (25) (48) (12) Plastic 1.2 1.9 0.5 (30) (48) (12) Plastic 1.2 2.3 0.5 (30) (58) (12) Aluminum 1.4 2.2 0.5 (35) (55) (12) Plastic 1.4 2.3 0.5 (35) (58) (12) Plastic 1.4 2.7 0.5 (35) (68) (12) Max. Dim in. (mm) a b C 1.2 3 3.3 (30)(77) (85) 1 3 3.3 (25)(77) (85) 1 3 3.3 (25)(77) (85) 1.2 3 3.3 (30)(77) (85) 1.2 3 3.3 (30)(77) (85) 1.2 4.2 4.4 (30)(107) (112) 1.2 4.24.4 (30)(107) (112) 1.2 4.24.4 (30)(107)(112) 1.4 4.2 4.4 (35)(107) (112) 1.4 4.2 4.4 (35)(107)(112) 1.4 44.2 (35)(102) (107) 1.4 44.2 (35)(102) (107) 1.6 44.2 (40)(102) (107) 1.6 44.2 (40)(102)(107) 1.6 4.85 (40)(122) (127) 1.8 4.8 5 (45) (122) (127) HOW 10 USE CAPACITORS FOR MULTI-SPEED BLOWERS It is possible to make any ebm blower with a PSC motor a multi­speed blower by adding a second or third capacitor on the load line (blue) at or near the value of the motor run capacitor. Actual capacitor value and RPM achieved are dependent on the nature of each application. b (46) 1,3 8(3 5") 9.3 235.';0 - Overpressure disconnecter: lhe protector responds to overload by the generated overpressure expanding the housing andsnapping off the internal lead at a predeter­mined breaking point- Installation: "c" is the overall dimension after operation of overpressure disoonnector whichhas to be taken into account when mountingthe partebmpapst Accessories - CapacitorsAccessories with UL and cUL Approvals Part Size Number (μF)450-21-00171 450-21-00181.5 450-21-00192 450-21-00202.5 450-21-00213 450-21-00224 450-21-00235 450-21-00246 450-21-00268 450-21-002710 450-21-002812 450-21-002916 450-21-003020 450-21-003125 Part Number for Boot * UL File# for capacitorsUL File# for Bootebmpapst Temp Range°C -40 to +85-40 to +85-40 to +85-40 to +85-40 to +85-40 to +85-40 to +85-40 to +85-40 to +85-40 to +85-40 to +85-40 to +85-40 to +85-40 to +85-40 to +85-40 to +85-40 to +85710-00-0042E229850 MH17276 ebm-papst Inc., 2024 © ebm-papst Inc. reserves the right to change any specifications or data without notice HB±0.030in±0.76mm±0.060 in±1.52 mm 0.750 in 19.05 mm0.810±0.060 in 20.6±1.52 mm0.500 in 12.7 mmMAX.LABEL ±0.060 in±1.52 mminmminmminmm2.0050.8 2.125 53.981.7544.5 1.875 47.633.875 98.433.125 79.382.0050.8DimensionsHBD710-00-0166Ainmminmm1.75 44.4DimensionsAB1.538.12.0050.81.538.1BD450-21-003330 450-21-003440 2.563.5 2.625 66.68710-00-01672.358.422.3 58.42inmminmmCDCD450-21-014814ebm-papst Inc. · 100 Hyde Rd. Farmington, CT · Phone: +1 (860) 674-1515· Fax: +1 (860) 674-8536 · sales@us.ebmpapst.com · www.ebmpapst.us
https://multimedia.3m.com/mws/media/1426851O/isoloss-sl-mss52.pdf | others | Offering solutions for a wide range of applications such as...Server/Data CenterRugged Laptop, Tablet, & SmartphoneComputer & PeripheralDrone/UAVISOLOSS™ SL MATERIALSMaterial Summary Sheet 52Aearo Technologies LLC • a 3M companyMATERIAL SUMMARY SHEET 52ISOLOSS™ SL MATERIALSISOLOSS™ SL MATERIALS • Highly damped thermoset molded products for noise, shock and vibration control• RoHS Compliant• Non-halogenated• Available in durometers from 20 to 60 Type A• Available in listed UL 94 and non-listed formulationsPROPERTYSL-20300SL-35300SL-50300SL-60300DescriptionSynthetic RubberSynthetic RubberSynthetic RubberSynthetic RubberHardness ASTM D2240 Type A Durometer 23C (73F) 15 sec impact19304556Compression Load Deflection kPa (psi) ASTM D575 at 0.51 cm/min (0.2 in/min) 10% kPa (psi) 117 (17) 193 (28) 338 (49) 517 (68) 20% kPa (psi)221 (32)379 (55)669 (97)1013 (132) 30% kPa (psi)352 (51)607 (88)1096 (159)1689 (222)Compression Set (%) ASTM D395 Method B 22 hr at 22C (72F)3423 22 hr at 70C (158F)7674Tensile Strength kPa (psi) ASTM D4124185 (600)5667 (822)10149 (1472)10721 (1555)Tear Strength kN/m (lbf/in) ASTM D62411.4 (65)20.1 (115)18.9 (108)24.15 (138)Temperature Range C Peak Damping Performance Temperature Range @ 10 Hz -23 to 29-21 to 30-5 to 42-10 to 35 @ 100 Hz-18 to 47-16 to 47-2 to 63-4 to 47 @ 1000 Hz-14 to 71-12 to 724 to 821 to 60Flammability UL 94Listed HB @ 2.3-2.5 mmMeets HB @ 3.0 mmListed HB @ 3.0 mmMeets HB @ 3.0 mmRoHS CompliantYesYesYesYesHalogen Free*YesYesYesYesThe above technical information and data should be considered representative or typical only and should not be used for specification purpose. **Halogen-free per IEC 61249-2-21. 3M, E-A-R, and ISOLOSS are trademarks of 3M Company and its affiliatesprinted 6/17Aearo Technologies LLC • a 3M company7911 Zionsville Road, Indianapolis, IN 46268U.S. Toll Free: 877-327-4332 Web: www.earglobal.com solutions@earglobal.comTYPICAL PROPERTIESprinted 6/17Aearo Technologies LLC • a 3M company7911 Zionsville Road, Indianapolis, IN 46268U.S. Toll Free: 877-327-4332 Office: 651-575-0151 Web: www.earglobal.com solutions@earglobal.comMATERIAL SUMMARY SHEET 52ISOLOSS™ SL MATERIALSSL-20300Shear Modulus (MPa)/(Loss Factor)Reduced Frequency (Hz)Frequency (Hz)SL-35300Shear Modulus (MPa)/(Loss Factor)Reduced Frequency (Hz)Frequency (Hz)SL-50300Shear Modulus (MPa)/(Loss Factor)Reduced Frequency (Hz)Frequency (Hz)SL-60300Shear Modulus (MPa)/(Loss Factor)Reduced Frequency (Hz)Frequency (Hz)3M, E-A-R, and ISOLOSS are trademarks of 3M Company and its affiliates0.11101001000100001.E-011.E+001.E+011.E+021.E+031.E+041.00E-041.00E-021.00E+001.00E+021.00E+041.00E+061.00E+081.00E+101.00E+12Frequency (Hz)Shear Modulus (MPa) / (Loss Factor)Reduced Frequency (Hz)Isoloss SL-20300 70 60 50 40 30 20 10 0 -10 -20 °C(1.0) (0.1) July 9, 2013 - Orig 0.11101001000100001.E-011.E+001.E+011.E+021.E+031.E+041.00E-041.00E-021.00E+001.00E+021.00E+041.00E+061.00E+081.00E+101.00E+12Frequency (Hz)Shear Modulus (MPa) / (Loss Factor)Reduced Frequency (Hz)Isoloss SL-35300(1.0)(0.1)70 60 50 40 30 20 10 0 -10 -20°C July 9, 2013 - Orig 0.11101001000100001.E-011.E+001.E+011.E+021.E+031.E+041.00E-051.00E-031.00E-011.00E+011.00E+031.00E+051.00E+071.00E+091.00E+11Frequency (Hz)Shear Modulus (MPa) / (Loss Factor)Reduced Frequency (Hz)Isoloss SL-50300 80 70 60 50 40 30 20 10 0 -10° C(1.0)(0.1) July 9, 2013 - Orig 1101001000100001.E+001.E+011.E+021.E+031.E+041.00E-041.00E-021.00E+001.00E+021.00E+041.00E+061.00E+081.00E+101.00E+12Frequency (Hz)Shear Modulus (MPa) / (Loss Factor)Reduced Frequency (Hz)Isoloss SL-6030070 60 50 40 30 20 10 0 -10 -20°C(1.0)(0.1)July 9, 2013 - Orig printed 6/17Aearo Technologies LLC • a 3M company7911 Zionsville Road, Indianapolis, IN 46268U.S. Toll Free: 877-327-4332 Web: www.earglobal.com solutions@earglobal.comTechnical Information: The technical information, recommendations and other statements contained in this document are based upon tests or experience that Aearo Technologies LLC believes are reliable, but the accuracy or completeness of such information is not guaranteed. Product Use: Many factors beyond Aearo’s control and uniquely within user’s knowledge and control can affect the use and performance of an Aearo Technologies LLC product in a particular application. Given the variety of factors that can affect the use and performance of an Aearo Technologies LLC product, user is solely responsible for evaluating the Aearo Technologies LLC product and determining whether it is fit for a particular purpose and suitable for user’s method of application. Warranty, Limited Remedy, and Disclaimer: Unless an additional warranty is specifically stated on the applicable Aearo Technologies LLC product packaging or product literature, Aearo Technologies LLC warrants that each Aearo Technologies LLC product meets the applicable Aearo Technologies LLC product specification at the time Aearo Technologies LLC ships the product. Aearo Technologies LLC MAKES NO OTHER WARRANTIES OR CONDITIONS, EXPRESS OR IMPLIED, INCLUDING, BUT NOT LIMITED TO, ANY IMPLIED WARRANTY OR CONDITION OF MERCHANTABILITY OR FITNESS FOR A PARTICULAR PURPOSE OR ANY IMPLIED WARRANTY OR CONDITION ARISING OUT OF A COURSE OF DEALING, CUSTOM OR USAGE OF TRADE. If the Aearo Technologies LLC product does not conform to this warranty, then the sole and exclusive remedy is, at Aearo Technologies LLC’s option, replacement of the Aearo Technologies LLC product or refund of the purchase price. Limitation of Liability: Except where prohibited by law, Aearo Technologies LLC will not be liable for any loss or damage arising from the Aearo Technologies LLC product, whether direct, indirect, special, incidental or consequential, regardless of the legal theory asserted, including warranty, contract, negligence or strict liability.3M, E-A-R, and ISOLOSS are trademarks of 3M Company and its affiliates
https://www.ebmpapst.com/content/dam/ebm-papst/loc/americas/accessories/Capacitors.pdf | others | CAPACITORS Part Number 2111-4-7320 99282-4-7320 99283-4-7320 2103-4-7320 68462-4-7320 99284-4-7320 2101-4-7320 99285-4-7320 99286-4-7320 99287-4-7320 Size (μF) 1 1.5 2 2.5 3 4 5 6 8 10 Temp. Range (0C) -25 to +85 -25 to +85 -25 to +85 -25 to +85 -25 to +85 -25 to +85 -25 to +85 -25 to +85 -25 to +85 -25 to +85 (For larger sizes consult factory) METAL CAPACITORS with ALUMINUM LID Size Part Number (μF) 2151-4-7320 1 2155-4-7320 1.5 2156-4-7320 2 2159-4-7320 2.5 2160-4-7320 3 2161-4-7320 4 2162-4-7320 5 2163-4-7320 6 2164-4-7320 7 2165-4-7320 8 2166-4-7320 10 2167-4-7320 12 90026-4-7320 14 2168-4-7320 16 2169-4-7320 20 2170-4-7320 25 Temp. Range (0C) -25 to +85-25 to +85-25 to +85-25 to +85-25 to +85-25 to +85-25 to +85-25 to +85-25 to +85-25 to +85-25 to +85-25 to +85-25 to +85-25 to +85-25 to +85-25 to +85I Housing Max. Dim in. (mm) Type a b d Plastic 1 1.9 0.5 (25) (49) (12) Aluminum 1 2 0.5 (25) (SO) (12) Plastic 1 1.9 0.5 (25) (49) (12) Plastic 1 1.9 0.5 (25) (48) (12) Plastic 1 1.9 0.5 (25) (48) (12) Plastic 1.2 1.9 0.5 (30) (48) (12) Plastic 1.2 2.3 0.5 (30) (58) (12) Aluminum 1.4 2.2 0.5 (35) (55) (12) Plastic 1.4 2.3 0.5 (35) (58) (12) Plastic 1.4 2.7 0.5 (35) (68) (12) Max. Dim in. (mm) a b C 1.2 3 3.3 (30)(77) (85) 1 3 3.3 (25)(77) (85) 1 3 3.3 (25)(77) (85) 1.2 3 3.3 (30)(77) (85) 1.2 3 3.3 (30)(77) (85) 1.2 4.2 4.4 (30)(107) (112) 1.2 4.24.4 (30)(107) (112) 1.2 4.24.4 (30)(107)(112) 1.4 4.2 4.4 (35)(107) (112) 1.4 4.2 4.4 (35)(107)(112) 1.4 44.2 (35)(102) (107) 1.4 44.2 (35)(102) (107) 1.6 44.2 (40)(102) (107) 1.6 44.2 (40)(102)(107) 1.6 4.85 (40)(122) (127) 1.8 4.8 5 (45) (122) (127) HOW 10 USE CAPACITORS FOR MULTI-SPEED BLOWERS It is possible to make any ebm blower with a PSC motor a multi­speed blower by adding a second or third capacitor on the load line (blue) at or near the value of the motor run capacitor. Actual capacitor value and RPM achieved are dependent on the nature of each application. b (46) 1,3 8(3 5") 9.3 235.';0 - Overpressure disconnecter: lhe protector responds to overload by the generated overpressure expanding the housing andsnapping off the internal lead at a predeter­mined breaking point- Installation: "c" is the overall dimension after operation of overpressure disoonnector whichhas to be taken into account when mountingthe partebmpapst Accessories - CapacitorsAccessories with UL and cUL Approvals Part Size Number (μF)450-21-00171 450-21-00181.5 450-21-00192 450-21-00202.5 450-21-00213 450-21-00224 450-21-00235 450-21-00246 450-21-00268 450-21-002710 450-21-002812 450-21-002916 450-21-003020 450-21-003125 Part Number for Boot * UL File# for capacitorsUL File# for Bootebmpapst Temp Range°C -40 to +85-40 to +85-40 to +85-40 to +85-40 to +85-40 to +85-40 to +85-40 to +85-40 to +85-40 to +85-40 to +85-40 to +85-40 to +85-40 to +85-40 to +85-40 to +85-40 to +85710-00-0042E229850 MH17276 ebm-papst Inc., 2024 © ebm-papst Inc. reserves the right to change any specifications or data without notice HB±0.030in±0.76mm±0.060 in±1.52 mm 0.750 in 19.05 mm0.810±0.060 in 20.6±1.52 mm0.500 in 12.7 mmMAX.LABEL ±0.060 in±1.52 mminmminmminmm2.0050.8 2.125 53.981.7544.5 1.875 47.633.875 98.433.125 79.382.0050.8DimensionsHBD710-00-0166Ainmminmm1.75 44.4DimensionsAB1.538.12.0050.81.538.1BD450-21-003330 450-21-003440 2.563.5 2.625 66.68710-00-01672.358.422.3 58.42inmminmmCDCD450-21-014814ebm-papst Inc. · 100 Hyde Rd. Farmington, CT · Phone: +1 (860) 674-1515· Fax: +1 (860) 674-8536 · sales@us.ebmpapst.com · www.ebmpapst.us
https://orionfans.com/productFiles/datasheet/OAM.pdf | others | HousingDie Cast AluminumConnection3x Wire Leads, 20 AWG, 500mm lengthMotorSingle Phase Shaded Pole AC, Impedance or Thermal Protected, Class H Insulation, IP42 Protection ClassBearing SystemDual Ball BearingsDielectric Strength1500VAC/min, <1mAInsulation Resistance≥10M Ohm @ 500 VACModel NumberRated Voltage(Volts AC)VoltageRange(Volts AC)RatedInput Power(W)OutputPower(W)Rated Current(A)Rated Speed (RPM)Max Impeller Size(⊘ mm) Weight (lbs)A(mm)B(mm)C(mm)D(mm)E(mm)OAM82AN-11-1WB115110-1303350.2115002001.81320498550OAM92AN-11-2WB115110-1303870.2315002302.41919519053OAM92AN-11-1WB115110-13040100.2515002302.41919519053OAM97AN-11-1WB115110-13060160.7015002503.02517479457OAM92AN-22-1WB230220-24040100.2515002302.41919519053OAM105AN-22-1WB230220-24073180.5015002503.330215210365OAM114AN-22-1WB230220-24095250.7015003004.040184811074OAM125AN-22-1WB230220-240120340.6015003004.4452511812360Operating Temperature-30°C ~ +60°CStorage Temperature-40°C ~ +70°CLife Expectancy≥20K HoursAvailable AccessoriesMotor Support Brackets (BRK-)Aluminum Impellers (IMP-)Metal Safety Grille (G***)CertificationsUL/cUL (115V Models)VDE (230V Models)CE (All Models)UKCA (All Models)OAM SeriesOpen Frame MotorsAC Motors - 115, 230VKnight Electronics, Inc.10557 Metric DriveDallas, TX 75243214-340-0265Orion FansInformation and data is subject to change without prior notificationRevised 9/13/2022m8* Electrical values shown are for 60 Hz operation.
https://orionfans.com/productFiles/datasheet/OAM.pdf | others | HousingDie Cast AluminumConnection3x Wire Leads, 20 AWG, 500mm lengthMotorSingle Phase Shaded Pole AC, Impedance or Thermal Protected, Class H Insulation, IP42 Protection ClassBearing SystemDual Ball BearingsDielectric Strength1500VAC/min, <1mAInsulation Resistance≥10M Ohm @ 500 VACModel NumberRated Voltage(Volts AC)VoltageRange(Volts AC)RatedInput Power(W)OutputPower(W)Rated Current(A)Rated Speed (RPM)Max Impeller Size(⊘ mm) Weight (lbs)A(mm)B(mm)C(mm)D(mm)E(mm)OAM82AN-11-1WB115110-1303350.2115002001.81320498550OAM92AN-11-2WB115110-1303870.2315002302.41919519053OAM92AN-11-1WB115110-13040100.2515002302.41919519053OAM97AN-11-1WB115110-13060160.7015002503.02517479457OAM92AN-22-1WB230220-24040100.2515002302.41919519053OAM105AN-22-1WB230220-24073180.5015002503.330215210365OAM114AN-22-1WB230220-24095250.7015003004.040184811074OAM125AN-22-1WB230220-240120340.6015003004.4452511812360Operating Temperature-30°C ~ +60°CStorage Temperature-40°C ~ +70°CLife Expectancy≥20K HoursAvailable AccessoriesMotor Support Brackets (BRK-)Aluminum Impellers (IMP-)Metal Safety Grille (G***)CertificationsUL/cUL (115V Models)VDE (230V Models)CE (All Models)UKCA (All Models)OAM SeriesOpen Frame MotorsAC Motors - 115, 230VKnight Electronics, Inc.10557 Metric DriveDallas, TX 75243214-340-0265Orion FansInformation and data is subject to change without prior notificationRevised 9/13/2022m8* Electrical values shown are for 60 Hz operation.
https://boltontechnical.com/content/geek-sheets/BT974754-500-ft-Bolton-240-Black-Cable-Spool-Geek-Sheet.pdf | cable | Bolton240 Black Ultra Low-Loss Cable Spool500 Foot, Equivalent to LMR240®GEEK SHEETBT974754Bolton240 (LMR® 240-equivalent) ultra low-loss coax cable spool for commercial & industrial installations. • Ultra Low Loss 50ohm Cable • Meets LMR®240 Specifications • Connectors and termination sold separately • 500 foot spoolItem No. BT974754Shielding - AL/P-Foil(Bonded) Foil overlap ≥ 115 % Outer Conductor - TC Wire Braid Conductor Diameter 0.0047 in +/- .0004 in, 0.12 mm +/- 0.01 mm Number of Wires 144 Coverage 92 +/-3% Jacket - PE/FR-PVC Outer Diameter 0.2401 in +/- .001 in, 6.10 mm +/-0.15 mm Color BlackMinimum Bending Radius: Installation 0.74 in, 19 mm Repeated 2.5 in, 63.5 mmMax Pulling Tension 372 NCrush resistance of cable (load of 700N) < 1 %Rated Temperature Storage/operating Temperature -4°F to 185°C, -20° to 85°CAttenuation (68°F, 20°C) dB/100ft dB/100m 450 MHz 5.30 17.30 700 MHz 6.50 21.50 900 MHz 7.50 24.50 1800 MHz 11.00 35.60 2000 MHz 11.50 38.00 2600 MHz 13.50 44.00 3500 MHz 16.00 52.00 4000 MHz 17.00 56.00 6000 MHz 22.00 73.00CABLE STUFFProduct Specifications may change without prior notice.MECHANICAL STUFFELECTRICAL STUFFQUESTIONS? CALL US TODAY888-987-2658sales@boltontechnical.com www.boltontechnical.com5010 Wright Road, Suite 115 Stafford, TX, 77477
https://timesmicrowave.com/wp-content/uploads/2022/06/lmr-600-uf-datasheet.pdf | cable | (800) TMS-COAX • www.timesmicrowave.com72TIMES MICROWAVE SYSTEMSLMR®-600-UF UltraFlex Communications CoaxLMR-600-UF Environmental Specifications Performance Property 0F oC Installation Temperature Range -40/+185 -40/+85 Storage Temperature Range -94/+185 -70/+85 Operating Temperature Range -40/+185 -40/+85Electrical Specifications Performance Property Units US (metric) Velocity of Propagation % 87 Dielectric Constant NA 1.32 Time Delay nS/ft (nS/m) 1.17 (3.83) Impedance ohms 50 Capacitance pF/ft (pF/m) 23.4 (76.6) Inductance uH/ft (uH/m) 0.058 (0.19) Shielding Effectiveness dB >90 DC Resistance Inner Conductor ohms/1000ft (/km) 0.43 (1.42) Outer Conductor ohms/1000ft (/km) 1.2 (3.9) Voltage Withstand Volts DC 4000 Jacket Spark Volts RMS 8000 Peak Power kW 40 Part Description Stock Part Number Application Jacket Color Code LMR-600-UF Indoor/Outdoor TPE Black 54044Ideal for… • Jumper Assemblies in Wireless Communications Systems • Short Antenna Feeder runs • Any application that requires periodic/repeated flexingConstruction Specifications Description Material In. (mm) Inner Conductor Stranded BC 0.176 (4.47) Dielectric Foam Polyethylene 0.455 (11.56) Outer Conductor Aluminum Tape 0.461 (11.71) Overall Braid Tinned Copper 0.490 (12.45) Jacket Black Thermoplastic Elastomer 0.590 (14.99)Mechanical Specifications Performance Property Units US (metric) Bend Radius: installation in. (mm) 1.5 (38.1) Bend Radius: repeated in. (mm) 6.0 (152.4) Bending Moment ft-lb (N-m) 1.75 (2.37) Weight lb/ft (kg/m) 0.165 (0.25) Tensile Strength lb (kg) 350 (158.9) Flat Plate Crush lb/in. (kg/mm) 40 (0.71)(800) TMS-COAX • www.timesmicrowave.com73TIMES MICROWAVE SYSTEMSLMR-600-UFAttenuation vs. Frequency (typical)Attenuation(db per 100 feet)10.01.00.110 100 1,000 10,000 Calculate Attenuation = (0.090660) • FMHz + (0.000312) • FMHz (interactive calculator available at http://www.timesmicrowave.com/cable_calculators)Attenuation: VSWR=1.0; Ambient = +25°C (77°F) Power: VSWR=1.0; Ambient = +40°C; Inner Conductor = 100°C (212°F); Sea Level; dry air; atmospheric pressure; no solar loadingFrequency (MHz) Frequency (MHz) 30 50 150 220 450 900 1500 1800 2000 2500 5800 Attenuation dB/100 ft 0.5 0.7 1.2 1.4 2.1 3.0 4.0 4.4 4.7 5.3 8.7 Attenuation dB/100 m 1.7 2.2 3.8 4.6 6.8 9.8 13.1 14.5 15.3 17.4 28.6 Avg. Power kW 4.59 3.53 2.00 1.64 1.12 0.77 0.58 0.52 0.49 0.43 0.26(800) TMS-COAX • www.timesmicrowave.com74TIMES MICROWAVE SYSTEMSLMR®-600-UF UltraFlex Communications CoaxLMR-600-UFTC-600-716-FC3190-3751TC-600-NF-BH3190-589TC-600-UMC3190-213TC-600-NMH-X3190-2628TC-600-BM-RA3190-2734TC-600-NFC-BH3190-466 Connectors Inner Outer Finish* Part Stock VSWR** Coupling Contact Contact Body Length Width Weight Interface Description Number Code Freq. (GHz) Nut Attach Attach /Pin in (mm) in (mm) lb (g) 1. 7-16 DIN Female Straight Jack TC-600-716-FC 3190-375 <1.25:1 (2.5) NA Solder Clamp S/S 1.1 (28) 1.00 (25.4) 0.249 (112.9) 2. 7-16 DIN Male Straight Plug TC-600-716-MC 3190-502 <1.25:1 (2.5) Hex Solder Clamp S/S 2.0 (51) 1.30 (33.0) 0.347 (157.4) 3. 7-16 DIN Male Right Angle TC-600-716M-RA 3190-395 <1.35:1 (2.5) Hex Solder Crimp S/S 1.4 (36) 1.40 (35.6) 0.354 (160.8) 4. N Male Straight Plug TC-600-NMC 3190-357* <1.25:1 (2.5) Hex Solder Clamp S/G 2.1 (53) 0.92 (23.4) 0.208 (93.4) 5. N Male Right Angle TC-600-NMC-RA 3190-233 <1.35:1 (2.5) Hex Solder Clamp S/G 2.1 (53) 0.92 (23.4) 0.280 (117.9) 6. N Male Right Angle TC-600-NMH-RA-D 3190-2427 <1.35:1 (6) Hex Solder Crimp A/G 1.8 (46.5) 1.62 (41.2) 0.185 (84.3) 7. N Male Straight Plug TC-600-NMH-75/50 3190-1610 <1.35:1 (6) Hex Solder Crimp N/G 2.1 (52.8) 0.91 (23.1) 0.130 (59.0) 8. TNC Straight Plug TC-600-TM-RP 3190-1064 <<1.35:1 (6) Knurl Solder Crimp N/G 1.6 (40.2) 0.68 (17.0) 0.090 (40.8) 9. TNC Straight Plug TC-600-TM-X 3190-2530 <1.25:1 (6) Hex/Knurl Solder Crimp A/G 2.3 (57.6) 0.75 (19.0) 0.100 (45.6) 10. BNC Male Right Angle TC-600-BM-RA 3190-2734 <1.30:1 (4) Knurl Solder Crimp A/G 1.8 (45.5) 1.54 (39.0) 0.164 (74.3) 11. N Female Bulkhead Jack TC-600-NF-BH 3190-589* <1.25:1 (2.5) NA Solder Crimp S/G 2.4 (61) 0.88 (22.4) 0.195 (88.5) 12. N Female Bulkhead Jack TC-600-NFC-BH 3190-466 <1.25:1 (2.5) NA Solder Clamp S/G 2.2 (56) 0.94 (23.9) 0.214 (97.1) 13. UHF Male Straight Plug TC-600-UMC 3190-213 <1.25:1 (2.5) Knurl Solder Clamp S/G 1.7 (43) 0.88 (22.4) 0.198 (89.8) 14. N Male Straight Plug TC-600-NMH-X 3190-2628 <1.25:1 (8) Hex/Knurl Solder Crimp A/G 2.1 (53) 0.92 (23.4) 0.166 (75.3) 15. BNC Male Right Angle TC-600-BM-RA 3190-2734 <1.30:1 (4) Knurl Solder Crimp A/G 1.8 (45.5) 1.54 (39.0) 0.164 (74.3) * Finish metals: N=Nickel, S=Silver, G=Gold, SS=Stainless Steel, A=Alballoy **VSWR spec based on 3 foot cable with a connector pair TC-600-TM-X3190-2530TC-600-BM-RA3190-2734TC-600-TM-RP3190-1064TC-600-NMH-75/503190-1610TC-600-NMC-RA3190--233TC-600-716M-RA3190-395TC-600-716-MC3190-502TC-600-NMH-RA-D3190-242723813141512119107654TC-600-NMC3190-357(800) TMS-COAX • www.timesmicrowave.com75TIMES MICROWAVE SYSTEMSLMR-600-UFSC-600TStandard Entry PanelsAccessories Part Stock Type Number Code Description Ground Kit GK-S600TT GK-S600TT Standard Grounding Kit (each) Hoisting Grip HG-600T HG-600T Split/Laced Type (each) Cold Shrink CS-A600T CS-A600T Cable to Antenna Junction (each) Cold Shrink CS-60120T CS-60120T LMR-600 to -1200 Junction (each) Cold Shrink CS-60170T CS-60170T LMR-600 to -1700 Junction (each) Standard Entry Port Cushion SC-600T-3 SC-600T-3 Three Cables (each) Standard Entry Panels Full Range of Port Styles/Combinations Available Hanger Blocks CB-600T CB-600T Dual Cable Support Block (kit of 10) Hanger Block Supporting Hardware Complete Range of Supporting Hardware & Adapters Available GK-S600TTCS-A600T, CS-60120T, CS-60170THanger Block Supporting HardwareCB-600THG-600TInstall Tools Part Stock Type Number Code Description Crimp Tool CT-U 3192-181 Crimp Handle (Dies Required) Crimp Dies Y1720 3190-203 .610" Hex Dies Crimp Tool CT-600 3192-170 Crimp tool for LMR-600 connectors Cutting Tool CCT-02 3192-165 Cable end flush cut tool Replacement Blade RB-01 3190-1609 Replacement blade for cutting toolCCT-023192-165CT-U3192-181CT-6003192-600Y17203190-203
https://timesmicrowave.com/wp-content/uploads/2022/06/lmr-400-datasheet.pdf | cable | (800) TMS-COAX • www.timesmicrowave.com24TIMES MICROWAVE SYSTEMSLMR®-400 Flexible Low Loss Communications CoaxIdeal for… • Drop-in replacement for RG-8/9913 Air-Dielectric type Cable • Jumper Assemblies in Wireless Communications Systems • Short Antenna Feeder runs • Any application (e.g. WLL, GPS, LMR, WLAN, WISP, WiMax, SCADA, Mobile Antennas) requiring an easily routed, low loss RF cable • NEW! Times Protect® LP-18-400 protector-seriesElectrical Specifications Performance Property Units US (metric) Velocity of Propagation % 84 Dielectric Constant NA 1.38 Time Delay nS/ft (nS/m) 1.20 (3.92) Impedance ohms 50 Capacitance pF/ft (pF/m) 23.9 (78.4) Inductance uH/ft (uH/m) 0.060 (0.20) Shielding Effectiveness dB >90 DC Resistance Inner Conductor ohms/1000ft (/km) 1.39 (4.6) Outer Conductor ohms/1000ft (/km) 1.65 (5.4) Voltage Withstand Volts DC 2500 Jacket Spark Volts RMS 8000 Peak Power kW 16 LMR-400Mechanical Specifications Performance Property Units US (metric) Bend Radius: installation in. (mm) 1.00 (25.4) Bend Radius: repeated in. (mm) 4.0 (101.6) Bending Moment ft-lb (N-m) 0.5 (0.68) Weight lb/ft (kg/m) 0.068 (0.10) Tensile Strength lb (kg) 160 (72.6) Flat Plate Crush lb/in. (kg/mm) 40 (0.71) Environmental Specifications Performance Property 0F oC Installation Temperature Range -40/+185 -40/+85 Storage Temperature Range -94/+185 -70/+85 Operating Temperature Range -40/+185 -40/+85Construction Specifications Description Material In. (mm) Inner Conductor Solid BCCAI 0.108 (2.74) Dielectric Foam PE 0.285 (7.24) Outer Conductor Aluminum Tape 0.291 (7.39) Overall Braid Tinned Copper 0.320 (8.13) Jacket (see table) 0.405 (10.29) Part Description Stock Part Number Application Jacket Color Code LMR-400 Outdoor PE Black 54001 LMR-400-DB Outdoor/Watertight PE Black 54091 LMR-400-FR Indoor/Outdoor Riser CMR FRPE Black 54030 LMR-400-FR-PVC Indoor/Outdoor Riser CMR FRPVC Black 54073 LMR-400-PVC General Purpose PVC Black 54218 LMR-400-PVC-W General Purpose PVC White 54204(800) TMS-COAX • www.timesmicrowave.com25TIMES MICROWAVE SYSTEMSAttenuation vs. Frequency (typical)Attenuation(db per 100 feet)10.01.00.110 100 1,000 10,000LMR-400 Calculate Attenuation = (0.122290) • FMHz + (0.000260) • FMHz (interactive calculator available at http://www.timesmicrowave.com/cable_calculators)Attenuation: VSWR=1.0 ; Ambient = +25°C (77°F) Power: VSWR=1.0; Ambient = +40°C; Inner Conductor = 100°C (212°F); Sea Level; dry air; atmospheric pressure; no solar loadingFrequency (MHz) Frequency (MHz) 30 50 150 220 450 900 1500 1800 2000 2500 5800 8000 Attenuation dB/100 ft 0.7 0.9 1.5 1.9 2.7 3.9 5.1 5.7 6.0 6.8 10.8 13.0Attenuation dB/100 m 2.2 2.9 5.0 6.1 8.9 12.8 16.8 18.6 19.6 22.2 35.5 42.7Avg. Power kW 3.33 2.57 1.47 1.20 0.83 0.58 0.44 0.40 0.37 0.33 0.21 0.17(800) TMS-COAX • www.timesmicrowave.com26TIMES MICROWAVE SYSTEMSLMR-400 Connectors Inner Outer Finish* Part Stock VSWR ** Coupling Contact Contact Body Length Width Weight Interface Description Number Code Freq. (GHz) Nut Attach Attach /Pin in (mm) in (mm) lb (g) 1. 4.1-9.5 mini Straight Jack EZ-400-4195F-X 3190-2968 <1.25:1 (6) Hex Spring Finger Crimp A/G 1.8 (45.0) 0.55 (14.0) 0.074 (33.6) DIN Female 2. 4.1-9.5 mini Straight Plug EZ-400-4195M-X 3190-2969 <1.25:1 (6) Hex Spring Finger Crimp A/G 1.5 (38.1) 0.89 (22.6) 0.103 (46.8) DIN Female 3. 716 DIN Female Straight Jack TC-400-716-FC 3190-376 <1.25:1 (2.5) N/A Solder Clamp S/S 1.6 (41) 1.13 (28.7) 0.281 (127.5) 4. 7-16 DIN Right Angle TC-400-716M-RA-D 3190-2598 <1.35:1 (6) Hex Solder Crimp A/S 1.7 (43..20 1.98 (50.3) 0.374 (169.5) 5. 7-16 DIN Male Straight Plug EZ-400-716M-X 3190-2524 <1.25:1 (6) Hex Spring Finger Crimp A/G 1.6 (39.5) 1.38 (35) 0.277 (126.0) 6. 7-16 DIN Male Straight Plug TC-400-716M-X 3190-2597 <1.25:1 (6) Hex Solder Crimp A/S 1.6 (39.5) 1.42 (36.0) 0.320 (145.0) 7. 7-16 DIN Male Straight Plug TC-400-716-MC 3190-279 <1.25:1 (2.5) Hex Solder Clamp S/S 1.4 (36) 1.40 (35.6) 0.268 (121.6) 8. 7-16 DIN Male Right Angle TC-400-716MC-RA 3190-1671 <1.25:1 (<3) Hex Solder Clamp A/S 2.4 (61.5) 1.88 (47.8) 0.35 (159) 9. 7-16 DIN Male Right Angle EZ-400-716M-RA-X 3190-2545 <1.35:1 (6) Hex Spring Finger Crimp A/G 1.6 (41.7) 1.75 (44.3) 0.374 (0.17) 10. BNC Male Straight Plug TC-400-BM-X 3190-6232 <1.30:1 (4) Knurl Solder Crimp A/G 1.8 (46.8) 0.60 (14.5) 0.630 (28.6) 11. BNC Male Straight Plug EZ-400-BM-X 3190-2852 <1.35:1 (2) Knurl Spring Finger Crimp A/G 1.7 (42.7) 0.56 (14.2) 0.066 (29.9) 12. BNC Male Right Angle EZ-400-BM-RA-X 3190-2847 <1.35:1 (2) Knurl Spring Finger Crimp A/G 1.9 (48.0) 1.32 (33.5) 0.097 (44.0) 13. HN Male Straight Plug TC-400-HNM 3190-923 <1.25: (<1) Knurl Solder Clamp S/G 2.3 (59.2) 0.88 (22.4) 0.25 (113.4) 14. HN Male Right Angle TC-400-HNM-RA 3190-2541 <1.25:1 (2.5) Hex Solder Crimp A/G 1.6 (41.4) 1.56 (39.6) 0.198 (90.0) 15. UHF Male Straight Plug EZ-400-UM 3190-997 <1.25:1 (2.5) Knurl Spring Finger Crimp N/G 1.8 (48) 0.80 (20.3) 0.076 (34.4) 16. Mini-UHF Straight Plug TC-400-MUHF 3190-520 <1.25:1 (2.5) Knurl Solder Crimp N/G 1.1 (28) 0.50 (12.7) 0.020 (9.1) 17. N Female Straight Jack TC-400-NFC 3190-299 <1.25:1 (2.5) N/A Solder Clamp N/S 1.6 (41) 0.75 (19.1) 0.119 (54.0) 18. N Female Straight Jack EZ-400-NF-X 3190-2818 <1.25:1 (2.5) N/A Spring Finger Crimp N/G 1.8 (45) 0.66 (16.8) 0.105 (47.6) 19. N Female Straight Jack TC-400-NF-X 3190-2815 <1.25:1 (2.5) N/A Solder Crimp N/G 1.8 (45) 0.66 (16.8) 0.105 (47.6) 20. N Female Bulkhead Jack EZ-400-NF-BH 3190-518# <1.25:1 (2.5) N/A Spring Finger Crimp N/G 1.8 (46) 0.88 (22.4) 0.102 (46.3) 21. N Female Bulkhead Jack TC-400-NFC-BH (A) 3190-872 <1.25:1 (2.5) N/A Solder Clamp A/G 1.8 (46) 0.88 (22.4) 0.145 (65.8) 22. N Male Straight Plug SC-400-NM 3190-1454 <1.25:1 (2.5) Knurl Solder Crimp N/G 1.5 (38) 0.75 (19.1) 0.090 (40.8) 23. N Male Straight Plug TC-400-NMC 3190-6077 <1.25:1 (2.5) Knurl Solder Clamp N/G 1.5 (38) 0.70 (17.8) 0.121 (54.9) 24. N Male Straight Plug EZ-400-NMC-2-D 3190-2640 <1.25:1 (2.5) Hex/Knurl Spring Finger Clamp N/G 1.5 (38) 0.75 (19.1) 0.121 (54.9) 25. N Male Straight Plug EZ-400-NMH-X 3190-2590 <1.25:1 (10) Hex/Knurl Spring Finger Crimp A/G 1.5 (38) 0.89 (22.6) 0.103 (46.8) 26. N Male Straight Plug TC-400-NMH-X 3190-2626 <1.25:1 (10) Hex/Knurl Solder Crimp A/G 1.5 (38) 0.89 (22.6) 0.113 (51.3) 27. N Male Right Angle EZ-400-NMH-RA-X 3190-2638 <1.35:1 (6) Hex/Knurl Spring Finger Crimp A/G 1.87 (47) 1.42 (36.0) 0.177 (80.2) 28. N Male Right Angle TC-400-NMH-RA-SS 3190-1668 <1.25:1 (2.5) Hex Solder Crimp SS/G 1.5 (38.1) 0.89 (2.6) 0.130 (59.0) 29. N Male Right Angle TC-400-NMH-RA-D 3190-2293# <1.35:1 (6) Hex/Knurl Solder Crimp A/G 1.8 (46) 1.25 (31.8) 0.130 (59.0) 30. N Male Right Angle TC-400-NMC-RA (A) 3190-870 <1.35:1 (2.5) Hex Solder Clamp A/G 1.8 (46) 1.25 (31.8) 0.150 (68.0) 31. N Male Reverse Polarity TC-400-NM-RP 3190-960 <1.25:1 (2.5) Knurl Solder Crimp N/G 1.5 (38) 0.75 (19.1) 0.090 (40.8) 32. QN Male Straight Plug EZ-400-QNM-X 3190-2979 <1.25:1 (6) Hex Spring Finger Crimp A/G 1.5 (38) 0.89 (22.6) 0.103 (46.8) 33. QN Male Staright Plug TC-400-QNM-X 3190-6212 <1.25:1 (6) Hex Solder Crimp A/G 2.0 (50.2) 0.74 (18.9) 0.103 (46.8) 34. QN Male Right Angle EZ-400-QNM-RA-X 3190-2981 <1.25:1 (6) Hex Spring Finger Crimp A/G 1.9 (47.0) 1.42 (36.0) 0.177 (80.2) 35. QN Female Straight Jack EZ-400-QNF-X 3190-2980 <1.25:1 (6) N/A Spring Finger Crimp A/G 1.8 (45.0) 0.66 (16.8) 0.105 (47.6) 36. SMA Male Straight Plug TC-400-SM-X 3190-3046 <1.25:1 (8) Hex Solder Crimp N/G 1.2 (29) 0.50 (12.7) 0.032 (14.5) 37. SMA Female Straight Jack TC-400-SF-X 3190-6174 <1.35:1 (6) N/A Solder Crimp A/G 1.2 (29.7) 0.50 (12.7) 0.026 (12.0) 38. TNC Female Reverse Polarity TC-400-TF-RP 3190-1063 <1.25:1 (2.5) N/A Solder Crimp N/G 1.8 (46) 0.55 (14.0) 0.074 (33.6) 39. TNC Female Reverse Polarity EZ-400-TF-RP 3190-795 <1.25:1 (2.5) N/A Spring Finger Crimp A/G 1.8 (46) 0.55 (14.0) 0.074 (33.6) 40. TNC Female Straight Jack EZ-400-TF-X 3190-3049 <1.25:1 (6) N/A Spring Finger Crimp A/G 1.8 (45) 0.55 (14.0) 0.074 (33.6) 41. TNC Female Straight Jack TC-400-TF-X 3190-3051 <1.25:1 (6) N/A Solder Crimp A/G 1.8 (45.0) 0.55 (14.0) 0.074 (33.6) 42. TNC Male Straight Plug TC-400-TM-X 3190-2532 <1.25:1 (6) Hex/Knurl Solder Crimp A/G 1.9 (48) 0.67 (17.5) 0.075 (34.3) 43. TNC Male Straight Plug EZ-400-TM-X 3190-2533 <1.25:1 (6) Hex/Knurl Spring Finger Crimp A/G 1.9 (48) 0.67 (17.5) 0.075 (34.3) 44. TNC Male Reverse Polarity TC-400-TM-RP 3190-1062 <1.25:1 (2.5) Knurl Solder Crimp N/G 1.7 (43) 0.59 (15.0) 0.074 (33.6) 45. TNC Male Reverse Polarity EZ-400-TM-RP 3190-794 <1.25:1 (2.5) Knurl Spring Finger Crimp A/G 1.7 (43) 0.59 (15.0) 0.074 (33.6) 46. TNC Male Right Angle TC-400-TM-RA-D 3190-2671 <1.35:1 (6) Hex/Knurl Solder Crimp A/G 1.4 (35) 1.41 (35.8) 0.130 (59.0) 47. TNC Male Right Angle EZ-400-TM-RA-X 3190-2800 <1.24:1 (6) Hex Spring Finger Crimp A/G 2.0 (50.0) 0.62 (15.7) 0.130 (59.0) 48. TNC Male Right Angle RP TC-400-TM-RP-RA-D 3190-6147 <1.35:1 (6) Hex Solder Crimp A/G 1.4 (36.0) 1.20 (30.3) 0.130 (59.0) LMR®-400 Flexible Low Loss Communications * Finish metals: N=Nickel, S=Silver, G=Gold, SS=Stainless Steel, A=Alballoy **VSWR spec based on 3 foot cable with a connector *Available in bulk pack(800) TMS-COAX • www.timesmicrowave.com27TIMES MICROWAVE SYSTEMSLMR-400TC-400-NMC3190-6077EZ-400-NMH-X3190-2590TC-400-NMH-X3190-2626TC-400-NFC3190-299EZ-400-NF-BH3190-518TC-400-MUHF3190-520EZ-400-UM3190-997TC-400-716FC3190-376TC-400-HNM3190-923TC-400-NFC-BH (A)3190-872TC-400-716M-X3190-2597SC-400-NM3190-1454TC-400-716MC3190-279EZ-400-716M-X3190-2524TC-400-HNM-RA3190-2541EZ-400-716M-RA-X3190-2545EZ-400-NMH-RA-X3190-2638EZ-400-NMC-2-D3190-2640EZ-400-BM-X3190-2852EZ-400-BM-RA-X3190-2847TC-400-BM-X3190-6232TC-400-716MC-RA3190-1671TC-400-NF-X3190-28153914192427262523222162018171615131211875410EZ-400-NF-X3190-2818TC-400-716M-RA-D3190-25981-2EZ-400-4195F-X /3190-2968TC-400-4195M-X / 3190-2969(800) TMS-COAX • www.timesmicrowave.com28TIMES MICROWAVE SYSTEMSHG-400TGK-S400TTIPB-400-NM3109-417-1IPB-400-NF3109-417-2WSB-4003109-394 Part Stock Type Number Code Description Hoisting Grip HG-400T HG-400T Laced Type (each) Ground Kit GK-S400TT GK-S400TT Standard Ground Kit (each) Weather Proof Boots 3109-417-1 IPB-400 NM LMR-400 Male IP boot suitable for type N, TNC, BNC, 4310, 4195 Weather Proof Boots 3109-417-2 IPB-400 NM LMR-400 Female IP boots suitable for type N, TNC, BNC, 4310, 4195 Weather Seal Strain 3109-394 WSB-400 Weather seal strain relief boots (10 pk) for use with most popular Relief Boots LMR-400-X series connectors Hardware48TC-400-TM-RP-RA-D 3190-614746-47TC-400-TM-RA-D3190-2671 EZ-400-TM-RA-X 3190-2800TC-400-TM-RP / 3190-1062EZ-400-TM-RP / 3190-79444-45TC-400-TM-X / 3190-2532EZ-400-TM-X / 3190-2533EZ-400-TF / 3190-3049TC-400-TF-X / 3190-305142-4340-41TC-400-TF-RP / 3190-1063EZ-400-TF-RP / 3190-795TC-400-SM-X3190-30463736353438-39TC-400-SF-X3190-6174EZ-400-QNM-RA-X3190-2981EZ-400-QNF-X3190-298033TC-400-QNM-X3190-6212TC-400-NMH-RA-D3190-2293TC-400-NM-RP3190-96029323130EZ-400-QNM-X3190-2979TC-400-NMC-RA (A)3190-87028TC-400-NMH-RA-SS3190-1668LMR-400(800) TMS-COAX • www.timesmicrowave.com29TIMES MICROWAVE SYSTEMSCT-U3192-181CT-400/3003190-666CST-4003192-004CCT-023192-165RB-4563190-421RB-CST3192-086DBT-U3192-001ST-400C-23190-1972GST-4003190-2174TK-400EZ3190-1601 Part Stock Type Number Code Description Crimp Tool CT-U 3192-181 Crimp Handle Crimp Dies Y1719 3190-202 .429" Hex Dies Crimp Tool CT-400/300 3190-666 Crimp tool for LMR 400 connectors Crimp Rings CR-400 3190-830 Crimp rings for TC/EZ-400 connectors (package of 10) Strip Tool ST-400C-2 3190-1972 Prep tool for EZ-400-NMC-2 two piece clamp style connector Strip Tool CST-400 3192-004 Combination prep tool for LMR-400 crimp and clamp style connectors Mid-Span Strip Tool GST-400 3190-2174 For ground strap attachment Replacement Blades RB-456 3190-421 Replacement blades for Strip Tool Deburr Tool DBT-U 3192-001 Removes center conductor rough edges Cutting Tool CCT-02 3192-165 Cable end flush cut tool Replacement Blade RB-02 3192-166 Replacement blade for cutting tool Tool Kit TK-400EZ 3190-1601 Tool kit for LMR-400 Crimp Connectors (includes CCT-02, CST-400, CT-400/300, Tool Pouch) Replacement Blade Kit RB-CST 3192-086 Replacement blade kit for all CST strip toolsInstall Tools LMR-400
https://catalog.belden.com/techdata/EN/8262_techdata.pdf | cable | Product: 8262 Mil-Spec Coax, 50 Ohm, RG-58, 20 AWG Str TC, 95% TC Braid, PVC Jkt,Commercial Non-QPLProduct DescriptionMil-Spec Coax, 50 Ohm, RG-58, 20 AWG (19x33) Tinned Copper Conductor, PE Insulation, 95% Tinned Copper Braid Shield, PVC Jacket(Non-Contaminating), Commercial, non-QPLTechnical SpecificationsProduct OverviewSuitable Applications:Point-to-point and point-to-multipoint wireless antenna communication; Wireless microphones, Two-Way Radios, Amateur (Ham) Radio, Low Power FM, GPS, RFID (RadioFrequency Identification)Construction DetailsRG Type:58ConductorSizeStrandingNom. DiameterMaterial20 AWG19x330.035 inTC - Tinned CopperInsulationMaterialNom. Insulation Diameter Color CodePE - Polyethylene0.115 in (2.92 mm)WhiteOuter ShieldOuter Shield TypeMaterialCoverageBraidTinned Copper (TC) 95%Outer JacketMaterialNom. DiameterPVC - Polyvinyl Chloride (Non-Contaminating)0.195 in (4.95 mm)Overall Cable Diameter(Nominal):0.195 in (4.95 mm)Electrical CharacteristicsAttenuationFrequency Nom. Attenuation1 MHz0.4 dB/100ft10 MHz1.4 dB/100ft50 MHz3.3 dB/100ft100 MHz4.9 dB/100ft200 MHz7.3 dB/100ft400 MHz11.5 dB/100ft700 MHz17.0 dB/100ft900 MHz20.0 dB/100ft1000 MHz21.5 dB/100ftPower RatingFrequency Max. Power Rating50 MHz300 W100 MHz200 W400 MHz90 W1,000 MHz55 WElectricalsNom. Conductor DCRNom. Outer Shield DCRNom. Capacitance Cond-to-ShieldNom. Characteristic ImpedanceNom. Velocity of Prop.10.8 Ohm/1000ft4.1 Ohm/1000ft (13 Ohm/km)30.8 pF/ft (101 pF/m)50 Ohm66%VoltageVoltage Rating1400 V (Mil-Spec)Mechanical CharacteristicsTemperatureOperating-40°C to +85°CBend RadiusInstallation Min.2 in (51 mm)Max. Pull Tension:42 lbs (19 kg)Bulk Cable Weight:24 lbs/1000ftStandards and ComplianceEnvironmental Suitability:Outdoor - Aerial, Indoor, Aerial - Black only, When supported by messenger wireSustainability:CA Prop 65CPR Compliance:CPR Euroclass: EcaMilitary Compliance:Commercial, non-QPL product (M17/155-00001)European DirectiveCompliance:EU CE Mark, EU Directive 2015/863/EU (RoHS 2 amendment), REACH, EU Directive 2011/65/EU (RoHS 2), EU Directive 2012/19/EU (WEEE)UK Regulation Compliance:UKCA MarkAPAC Compliance:China RoHS II (GB/T 26572-2011)HistoryUpdate and Revision:Revision Number: 0.528 Revision Date: 04-29-2024Part NumbersVariantsItem #ColorPutup TypeLengthUPCFootnote8262 010500BlackReel500 ft612825197423C8262 010U500BlackUnReel500 ft6128253581148262 0101000BlackReel1,000 ft612825197454C8262 010U1000BlackUnReel1,000 ft612825197430© 2024 Belden, IncAll Rights Reserved.Although Belden makes every reasonable effort to ensure their accuracy at the time of this publication, information and specifications described here in are subject to error or omission and to change withoutnotice, and the listing of such information and specifications does not ensure product availability.Belden provides the information and specifications herein on an "ASIS" basis, with no representations or warranties, whether express, statutory or implied. In no event will Belden be liable for any damages(including consequential, indirect, incidental, special, punitive, or exemplary damages) whatsoever, even if Belden has been advised of the possibility of such damages, whether in an action under contract,negligence or any other theory, arising out of or in connection with the use, or inability to use, the information or specifications described herein.All sales of Belden products are subject to Belden's standard terms and conditions of sale.Belden believes this product to be in compliance with all applicable environmental programs as listed in the data sheet. The information provided is correct to the best of Belden's knowledge, information and beliefat the date of its publication. This information is designed only as a general guide for the safe handling, storage, and any other operation of the product itself or the one that it becomes a part of. The ProductDisclosure is not to be considered a warranty or quality specification. Regulatory information is for guidance purposes only. Product users are responsible for determining the applicability of legislation andregulations based on their individual usage of the product.
https://timesmicrowave.com/wp-content/uploads/2022/03/lmr-400-llpx-coax-cables-datasheet.pdf | cable | (800) TMS-COAX • www.timesmicrowave.com86TIMES MICROWAVE SYSTEMSLMR®-400-LLPX Flexible Low Loss Plenum CoaxLMR-400-LLPXElectrical Specifications Performance Property Units US (metric) Velocity of Propagation % 76 Dielectric Constant NA 1.73 Time Delay nS/ft (nS/m) 1.34 (4.40) Impedance ohms 50 Capacitance pF/ft (pF/m) 26.7 (87.6) Inductance uH/ft (uH/m) 0.067 (0.22) Shielding Effectiveness dB >90 DC Resistance Inner Conductor ohms/1000ft (/km) 1.8 (5.9) Outer Conductor ohms/1000ft (/km) 1.65 (5.4) Voltage Withstand Volts DC 2500 Jacket Spark Volts RMS 8000 Peak Power kW 16 Environmental Specifications Performance Property 0F oC Installation Temperature Range -40/+257 -40/+125 Storage Temperature Range -40/+257 -40/+125 Operating Temperature Range -40/+257 -40/+125 Part Description Stock Part Number Application Jacket Color Code LMR-400-LLPX Indoor/Outdoor Plenum Fluoropolymer Red 54470 CMP/FT6Ideal for… • Indoor/Outdoor Plenum Feeder runs • UL/NEC/CSA rated CMP/FT6 (listed under UL file #E-170516) • Any wireless application (e.g. LMDS, MMDS, WLL, GPS, LMR, WLAN, WISP, WiMax, SCADA, Cellular, PCS, Paging) requiring an easily routed, low loss RF cable for in-building systemsConstruction Specifications Description Material In. (mm) Inner Conductor Solid BCCAI 0.095 (2.41) Dielectric Low density PTFE 0.285 (7.24) Outer Conductor Aluminum Tape 0.291 (7.39) Overall Braid Tinned Copper 0.320 (8.13) Jacket Red Fluoropolymer 0.370 (9.40) Mechanical Specifications Performance Property Units US (metric) Bend Radius: installation in. (mm) 1.00 (25.4) Bend Radius: repeated in. (mm) 4.0 (101.6) Weight lb/ft (kg/m) 0.104 (0.15) Tensile Strength lb (kg) 120 (54.5) Flat Plate Crush lb/in. (kg/mm) 185 (3.31)(800) TMS-COAX • www.timesmicrowave.com87TIMES MICROWAVE SYSTEMSLMR-400-LLPXAttenuation vs. Frequency (typical)Attenuation(db per 100 feet)10.01.00.1Frequency (MHz) 0 100 1,000 10,000 Calculate Attenuation = (0.129140) • FMHz + (0.000150) • FMHz (interactive calculator available at http://www.timesmicrowave.com/cable_calculators)Attenuation: VSWR=1.0 ; Ambient = +25°C (77°F) Power: VSWR=1.0; Ambient = +40°C; Jacket = +75°C (167°F); Sea Level; dry air; atmospheric pressure; no solar loading Frequency (MHz) 30 50 150 220 450 900 1500 1800 2000 2500 3400 5800 8000 Attenuation dB/100 ft 0.7 0.9 1.6 1.9 2.8 4.0 5.2 5.7 6.1 6.8 8.0 10.7 13.0 Attenuation dB/100 m 2.3 3.0 5.3 6.4 9.2 13.2 17.1 18.9 19.9 22.4 26.4 35.1 42.7 Avg. Power kW 6.2 4.8 208 2.3 1.6 1.1 0.84 0.78 0.73 0.65 0.57 0.41 0.34(800) TMS-COAX • www.timesmicrowave.com88TIMES MICROWAVE SYSTEMSLMR®-400-LLPX Flexible Low Loss Plenum CoaxLMR-400-LLPX Part Stock Type Number Code Description Ground Kit GK-S400TT GK-S400TT Standard Grounding Kit (each) Hoisting Grip HG-400T HG-400T Laced Type (each) Weather Seal Boots WSB-400 3109-394 Weather seal/strain relief boots (10pk) for use with most popular LMR-400-X series connectors Hardware Accessories Connectors Inner Outer Finish* Part Stock VSWR ** Coupling Contact Contact Body Length Width Weight Interface Description Number Code Freq. (GHz) Nut Attach Attach /Pin in (mm) in (mm) lb (g) 1. N Female Straight Jack TC-400-NF-PL 3190-964 <1.25:1 (2.5) NA Solder Crimp N/G 1.8 (45) 0.66 (16.8) 0.105 (47.6) 2. N Male Straight Plug EZ-400-NMH-PL-X 3190-2961 <1.25:1 (2.5) Hex/Knurl Spring Finger Crimp A/G 1.5 (38) 0.89 (22.6) 0.113 (51.3) 3. N Male Straight Plug TC-400-NMH-PL 3190-2962 <1.25:1 (2.5) Hex/Knurl Solder Crimp S/G 1.5 (38) 0.89 (22.6) 0.113 (51.3) 4. TNC Male Right Angle TC-400-TM-RA-D 3190-2671 <1.35:1 (6) Hex/Knurl Solder Crimp A/G 1.2 (30) 1.48 (37.6) 0.110 (50.0) * Finish metals: N=Nickel, S=Silver, G=Gold, SS=Stainless Steel, A=Alballoy **VSWR spec based on 3 foot cable with a connector pairHG-400TGK-S400TTTC-400-NF-PL3190-96412TC-400-NMH-PL3190-2962EZ-400-NMH-PL-X3190-296134TC-400-TM-RA-D3190-2671WSB-4003109-394(800) TMS-COAX • www.timesmicrowave.com89TIMES MICROWAVE SYSTEMSTK-400EZ3190-1601CT-U3192-181CST-4003192-004Y17193190-202DBT-U3192-001CT-400/3003190-666RB-CST3192-086LMR-400-LLPXCCT-023192-165Install Tools Part Stock Type Number Code Description Crimp Tool CT-U 3192-181 Crimp Handle Crimp Dies Y1719 3190-202 .429" Hex Dies Crimp Tool CT-400/300 3190-666 Crimp tool for LMR 400 connectors Crimp Rings CR-400 3190-830 Crimp rings for TC/EZ-400 connectors (package of 10) Strip Tool CST-400 3192-004 Combination prep tool for LMR-400 crimp and clamp connectors Mid-Span Strip Tool GST-400 3190-2174 For ground strap attachment Deburr Tool DBT-U 3192-001 Removes center conductor rough edges Cutting Tool CCT-02 3192-165 Cable end flush cut tool Replacement Blade RB-02 3192-166 Replacement blade for cutting tool Replacement Blade Kit RB-CST 3192-086 Replacement kit for all CST strip tools Tool Kit TK-400EZ 3190-1601 Tool kit for LMR-400 crimp/clamp connectors (includes CCT-02, CST-400, CT-400/300, Tool Pouch)GST-4003190-2174
https://www.alphawire.com/products/cable/alpha-essentials/coaxial-cable/9217/ | cable | Coaxial Cable ¦ Alpha Essentials ¦ 9217 ¦ Alpha Wire English English Spanish 简体中文 Region Africa & Middle East APAC Europe North America South America Dashboard Join Welcome User LOGOUT LOGIN 0 Unsupported Browser It looks like you’re using a web browser that we don’t support. To get the best experience, please use one of these supported browsers. ✓ Chrome ✓ Firefox ✓ Edge ✓ Opera ✓ Safari Products Cable Wire Accessories Custom Markets Aerospace and Defense Automated Systems Consumer Electronics Energy Industrial Packaging Medical Devices Pulp and Paper Robotics Semiconductor Resources Knowledge Center Regulation and Compliance Terms and Conditions Tools RoHS Certification Search Help Partners Find a Distributor Alpha Wire > Products > Cable > Alpha Essentials > Coaxial Cable > 9217 > Coaxial Cable 9217 Products > Cable > Alpha Essentials > Coaxial Cable > 9217 > Cable Alpha Essentials Alpha Wire Industrial Series Cable EcoGen®️ Pro-Tekt™: The European Cable System Xtra-Guard® Performance Cable Coaxial Cable 9217 This picture is representative only and may not match the specific configuration of the product listed on this page. Please refer to the product specifications for more information on this part number and its exact configuration. Download RoHS Certificate Coaxial Cable 9217 Part Number: 9217 Download RoHS Certificate Share Alpha Wire's Coaxial Cable 9217 twitter linkedin email facebook copy url send as sms Alpha Wire offers 50-, 75-, 93-, and 100-ohm coaxial, twinaxial, and triaxial cables in a wide range of insulation and jacket materials and rated for UL, CSA and military specifications. We now also provide non-magnetic coaxial cable options 9849 and 9851 , which provide better signal transmission with minimal distortion while handling higher frequencies. Looking for a space-saving option? We also offer Micro Coaxial cable, ideal for customers looking for uninterrupted signal transmission in compact spaces. Request Samples View Pricing Add to Cart Find a Stocking Distributor Construction Applicable specifications Environmental Other Properties View Pricing View Pricing Find a Stocking Distributor Construction Diameter ("in") 1) Component 1 1 x 1 COAX a) Conductor 10 (1/.106) AWG BC 0.106 b) Insulation 0.132" Wall, Nom. Polyethylene (PE) 0.370 (1) Color(s) Cond Color Cond Color Cond Color 1 NATURAL Individually Applied: c) Shield BC BRAID Shield, 95% Coverage, min. 2) Shield BC BRAID Shield, 95% Coverage, min. 3) Jacket 0.056" Wall, Nom., Type IIA PVC 0.545+/- 0.010 a) Color(s) BLACK b) Print ALPHA WIRE-* P/N 9217 RG 217/U ROHS * = Factory Code Applicable Specifications 1) Military MIL-C-17D/78A RG-217/U 60°C / 5200 V RMS Environmental 1) EU Directive 2011/65/EU(RoHS2): All materials used in manufacturing this part are in compliance with European Directive 2011/65/EU regarding the restriction of use of certain hazardous substances in electrical and electronic equipment. Refer to the RoHS Certificate of Compliance for more detail. 2) REACH Regulation (EC 1907/2006): This product does not contain Substances of Very High Concern (SVHC) listed on the European Union's REACH candidate list in excess of 0.1% mass of the item. For up-to-date information, please see Alpha's REACH SVHC Declaration . 3) California Proposition 65: Outer surface materials used in manufacturing this part meet the requirements of California Proposition 65. Properties Physical & Mechanical Properties 1) Temperature Range -20 to 60°C 2) Bend Radius 10X Cable Diameter 3) Pull Tension 120 lbs. max. Electrical Properties Engineering purposes only 1) Voltage Rating 5200 V RMS 2) Characteristic Impedance 50 Ω +/- 2 3) Ground Capacitance 30.8 pf/ft @1 kHz, Nominal 4) Velocity of Propagation 66 % 5) Conductor DCR 0.92 Ω/1000ft. @20°C, Nominal 6) OA Shield DCR 0.75 Ω/1000ft. @20°C, Nominal 7) Voltage Withstanding 12 kV, min. 8) Corona Extinction 7 kV, min. 9) Attenuation (max. dB/100ft.) 1 @ 50 MHz 6.9 @ 1 GHz 14 @ 3 GHz Other Packaging Flange x Traverse x Barrel (inches) a) 1000 FT 30 x 14 x 12 Continuous Length b) 500 FT 20 x 11 x 8 Continuous Length c) 100 FT 16 x 11 x 8 Continuous Length Spool dimensions may vary slightly. Prompt Text I Agree OK Cart Added ( ) ' ' to your cart Get a Sample Request a free product sample Get Sample Quick Links RoHS Search Competitor Cross REACH Find a Distributor Resources Request a Sample Heat Shrink Size Guide Regulation and Compliance Speak to Sales Product Changes About Alpha Wire About Alpha Wire About Eco Gen News and Events Career Opportunities Help ISO Certifications Follow Us Facebook LinkedIn 1-800-52-ALPHA Terms and Conditions Privacy Policy Customer Support Sitemap Copyright © 2024 Alpha Wire, All Rights Reserved. Cookie Settings
https://catalog.belden.com/techdata/EN/9223_techdata.pdf | cable | Product: 9223 Audio Coax, Low Noise, 22 AWG Str TC, Foil + 95% TC Brd, PVC JktProduct DescriptionAudio Coax, Low Noise, 22 AWG (7x30) Tinned Copper Conductor, Inner PE Conductive Layer, PE Insulation, Duobond® II + 95% Tinned Copper BraidShield, PVC JacketTechnical SpecificationsProduct OverviewSuitable Applications:Low noise microphone, Analog audio, InstrumentationConstruction DetailsRG Type:58ConductorSizeStrandingNom. DiameterMaterial22 AWG7x300.029 inTC - Tinned CopperInsulationMaterialNom. Insulation Diameter Color CodePE - Polyethylene (Conductive) 0.112 in (2.84 mm)BlackPE - Polyethylene0.112 in (2.84 mm)WhiteOuter ShieldLayerOuter Shield TypeMaterialMaterial Trade NameCoverage1TapeTri-Laminate (Alum+Poly+Alum) Duobond® II100%2BraidTinned Copper (TC)95%Outer JacketMaterialNom. DiameterPVC - Polyvinyl Chloride 0.195 in (4.95 mm)Overall Cable Diameter (Nominal): 0.195 in (4.95 mm)Electrical CharacteristicsElectricalsNom. Conductor DCRNom. Outer Shield DCRNom. Capacitance Cond-to-ShieldNom. Velocity of Prop.15.1 Ohm/1000ft (49.5 Ohm/km) 3.8 Ohm/1000ft (12 Ohm/km)37 pF/ft (120 pF/m)56%VoltageVoltage Rating1900 V RMSElectrical Characteristics Notes:NBS Low Noise Test (Modified), MIL-C-17 Paragraph 4.8.14, 8 mV Peak to Peak MaxMechanical CharacteristicsTemperatureOperating-40°C to +80°CBend RadiusInstallation Min.2 in (51 mm)Max. Pull Tension:8.85 lbs (4.01 kg)Bulk Cable Weight:24 lbs/1000ftStandards and ComplianceEnvironmental Suitability:Indoor (Not Riser or Plenum), IndoorSustainability:CA Prop 65CPR Compliance:CPR Euroclass: Eca; CPR UKCA Class: EcaEuropean Directive Compliance:EU CE Mark, EU Directive 2015/863/EU (RoHS 2 amendment), REACH, EU Directive 2011/65/EU (RoHS 2), EU Directive 2012/19/EU (WEEE)UK Regulation Compliance:UKCA MarkAPAC Compliance:China RoHS II (GB/T 26572-2011)Product NotesNotes:Not recommended for RF useHistoryUpdate and Revision:Revision Number: 0.443 Revision Date: 04-29-2024Part NumbersVariantsItem #ColorPutup TypeLengthUPCFootnote9223 010100BlackReel100 ft6128253588319223 010500BlackReel500 ft612825357742C9223 0101000 BlackReel1,000 ft612825357759C© 2024 Belden, IncAll Rights Reserved.Although Belden makes every reasonable effort to ensure their accuracy at the time of this publication, information and specifications described here in are subject to error or omission and to change withoutnotice, and the listing of such information and specifications does not ensure product availability.Belden provides the information and specifications herein on an "ASIS" basis, with no representations or warranties, whether express, statutory or implied. In no event will Belden be liable for any damages(including consequential, indirect, incidental, special, punitive, or exemplary damages) whatsoever, even if Belden has been advised of the possibility of such damages, whether in an action under contract,negligence or any other theory, arising out of or in connection with the use, or inability to use, the information or specifications described herein.All sales of Belden products are subject to Belden's standard terms and conditions of sale.Belden believes this product to be in compliance with all applicable environmental programs as listed in the data sheet. The information provided is correct to the best of Belden's knowledge, information and beliefat the date of its publication. This information is designed only as a general guide for the safe handling, storage, and any other operation of the product itself or the one that it becomes a part of. The ProductDisclosure is not to be considered a warranty or quality specification. Regulatory information is for guidance purposes only. Product users are responsible for determining the applicability of legislation andregulations based on their individual usage of the product.
https://timesmicrowave.com/wp-content/uploads/2022/06/lmr-200-datasheet.pdf | cable | (800) TMS-COAX • www.timesmicrowave.com14TIMES MICROWAVE SYSTEMSLMR®-200 Flexible Low Loss Communications CoaxIdeal for… • Jumper Assemblies in Wireless Communications Systems • Short Antenna Feeder runs • Any application (e.g. WLL, GPS, LMR, WLAN, WISP, WiMax, SCADA, Mobile Antennas) requiring an easily routed, low loss RF cableLMR 600LMR-200 Part Description Stock Part Number Application Jacket Color CodeLMR-200 Outdoor PE Black 54022LMR-200-DB Outdoor/Watertight PE Black 54089LMR-200-FR Indoor/Outdoor Riser CMR FRPE Black 54028LMR-200-FR-PVC Indoor/OutdoorRiser CMR FRPVC Black 54125 LMR-200-PVC General Purpose PVC Black 54216LMR-200-PVC-W General Purpose PVC White 54201LMR-200-MA Mobile Antennas PVC Black 54045Electrical Specifications Performance Property Units US (metric) Velocity of Propagation % 83 Dielectric Constant NA 1.45 Time Delay nS/ft (nS/m) 1.22 (4.02) Impedance ohms 50 Capacitance pF/ft (pF/m) 24.5 (80.3) Inductance uH/ft (uH/m) 0.061 (0.20) Shielding Effectiveness dB >90 DC Resistance Inner Conductor ohms/1000ft (/km) 5.36 (17.6) Outer Conductor ohms/1000ft (/km) 4.9 (16.1) Voltage Withstand Volts DC 1000 Jacket Spark Volts RMS 3000 Peak Power kW 2.5 Construction Specifications Description Material In. (mm) Inner Conductor Solid BC 0.044 (1.12) Dielectric Foam PE 0.116 (2.95) Outer Conductor Aluminum Tape 0.121 (3.07) Overall Braid Tinned Copper 0.144 (3.66) Jacket (see table) 0.195 (4.95)Mechanical Specifications Performance Property Units US (metric) Bend Radius: installation in. (mm) 0.5 (12.7) Bend Radius: repeated in. (mm) 2 (50.8) Bending Moment ft-lb (N-m) 0.2 (0.27) Weight lb/ft (kg/m) 0.022 (0.03) Tensile Strength lb (kg) 40 (48) Flat Plate Crush lb/in. (kg/mm) 15 (0.27) Environmental Specifications Performance Property 0F oC Installation Temperature Range -40/+185 -40/+85 Storage Temperature Range -94/+185 -70/+85 Operating Temperature Range -40/+185 -40/+85(800) TMS-COAX • www.timesmicrowave.com15TIMES MICROWAVE SYSTEMSLMR 600LMR-200Attenuation vs. Frequency (typical)Attenuation(db per 100 feet)100.010.01.0Frequency (MHz)10 100 1,000 10,000 Frequency (MHz) 30 50 150 220 450 900 1500 1800 2000 2500 5800 8000 Attenuation dB/100 ft 1.8 2.3 4.0 4.8 7.0 9.9 12.9 14.2 15.0 16.9 26.4 31.3 Attenuation dB/100 m 5.8 7.5 13.1 15.9 22.8 32.6 42.4 46.6 49.3 55.4 86.5 102.8 Avg. Power kW 1.02 0.79 0.45 0.37 0.26 0.18 0.14 0.13 0.12 0.11 0.07 0.06 Calculate Attenuation = (0.320900) • FMHz + (0.000330) • FMHz (interactive calculator available at http://www.timesmicrowave.com/cable_calculators)Attenuation: VSWR=1.0; Ambient = +25°C (77°F) Power: VSWR=1.0; Ambient = +40°C; Inner Conductor = 100°C (212°F); Sea Level; dry air; atmospheric pressure; no solar loading(800) TMS-COAX • www.timesmicrowave.com16TIMES MICROWAVE SYSTEMSLMR®-200 Flexible Low Loss Communications CoaxLMR-200TC-200-BM-X3190-28831TC-200-MUHF3190-4442EZ-200-NMH-X3190-28863TC-200-NMH-X3190-28824TC-200-NM-RP3190-9595TC-200-SM-RP3190-327TC-200-SM-SS-X3190-2881EZ-200-TM-X3190-2885768TC-200-TMC3190-240EZ-200-TM-RP3190-792TC-200-TF-X3190-2884EZ-200-TF-RP3190-7939101112EZ-200-SF-SS-X3190-6007EZ-200-SM-RA-SS-X3190-6006EZ-200-TM-RA-X3190-6008TC-200-FMEF-X3190-6249TC-200-FMEM-X3190-62501516171413 Connectors Inner Outer Finish* Part Stock VSWR** Coupling Contact Contact Body Length Width Weight Interface Description Number Code Freq. (GHz) Nut Attach Attach /Pin in (mm) in (mm) lb (g) 1. BNC Male Straight Plug TC-200-BM-X 3190-2883 <1.25:1 (2.5) Knurl Solder Crimp S/G 1.7 (43.2) 0.56 (14.2) 0.045 (20.4) 2. Mini-UHF Straight Plug TC-200-MUHF 3190-444 <1.25:1 (2.5) Knurl Solder Crimp NG 1.1 (27.9) 0.45 (11.4) 0.015 (6.8) 3. N Male Straight Plug EZ-200-NMH-X 3190-2886 <1.25:1 (8) Hex/Knurl Spring Finger Crimp A/G 1.5 (38.1) 0.75 (19.1) 0.073 (33.1) 4. N Male Straight Plug TC-200-NMH-X 3190-2882 <1.25:1 (6) Hex Solder Crimp A/G 1.5 (38.1) 0.89 (22.6) 0.086 (39.0) 5. N Male Reverse Polarity TC-200-NM-RP 3190-959 <1.25:1 (2.5) Knurl Solder Crimp N/G 1.5 (38.1) 0.75 (19.1) 0.073 (33.1) 6. SMA Male Straight Plug TC-200-SM-SS-X 3190-2881 <1.25:1 (2.5) Hex Solder Crimp SS/G 1.0 (38.1) 0.75 (19.1) 0.073 (33.1) 7. SMA Male Reverse Polarity TC-200-SM-RP 3190-327 <1.25:1 (2.5) Hex Solder Crimp SS/G 1.0 (25.4) 0.32 (8.1) 0.015 (6.8) 8. TNC Male Straight Plug EZ-200-TM-X 3190-2885 <1.25:1 (2.5) Knurl Spring Finger Crimp S/G 1.4 (35.6) 0.59 (15.0) 0.045 (20.4) 9. TNC Male Straight Plug TC-200-TMC 3190-240 <1.25:1 (2.5) Knurl Solder Clamp S/G 1.7 (43.2) 0.59 (15.0) 0.045 (20.4) 10. TNC Male Reverse Polarity EZ-200-TM-RP 3190-792 <1.25:1 (2.5) Knurl Spring Finger Crimp A/G 1.4 (35.6) 0.32 (8.1) 0.045 (20.4) 11. TNC Female Straight Jack TC-200-TF-X 3190-2884 <1.25:1 (2.5) NA Solder Crimp N/G 1.3 (33.0) 0.57 (14.5) 0.033 (15.0) 12. TNC Female Reverse Polarity EZ-200-TF-RP 3190-793 <1.25:1 (2.5) NA Spring Finger Crimp A/G 1.3 (33.0) 0.57 (14.5) 0.033 (15.0) 13. SMA Female Straight Jack EZ-200-SF-SS-X 3190-6007 <1.25:1 (6) NA Spring Finger Crimp A/G 0.9 (23.2) 0.40 (10.0) 0.019 (8.6) 14. SMA Male Right Angle EZ-200-SM-RA-SS-X 3190-6006 <1.30:1 (6) Hex Spring Finger Crimp A/G 1.0 (24.7) 0.70 (17.7) 0.019 (8.6) 15. TNC Male Right Angle EZ-200-TM-RA-X 3190-6008 <1.25:1 (6) Hex Spring Finger Crimp A/G 1.1 (27.5) 1.10 (28.8) 0.091 (41.7) 16. FME Female Straight Jack TC-200-FMEF-X 3190-6249 <1.25:1 (2) Hex Solder Crimp A/G 1.2 (29.3) 0.36 (9.2) 0.240 (6.1) 17. FME Male Straight Plug TC-200-FMEM-X 3190-6250 <1.25:1 (2) NA Solder Crimp A/G 1.1063 (28.1) 0.4252 (10.8) 0.4213 (10.7) * Finish metals: N=Nickel, S=Silver, G=Gold, SS=Stainless Steel, A=Alballoy **VSWR spec based on 3 foot cable with a connector pair* Finish* Finish metals: N=Nickel, S=Silver, G=Gold, SS=Stainless Steel, A=Alballoy **VSWR spec based on 3 foot cable with a connector pair* Finish(800) TMS-COAX • www.timesmicrowave.com17TIMES MICROWAVE SYSTEMSLMR 600LMR-200 Part Stock Type Number Code Description Ground Kit GK-S200TT GK-S200TT Standard Ground Kit (each)Hardw are AccessoriesGK-S200TTCT-240/200/195/1003190-667DBT-U3192-001CST-195/2003192-102RB-CST3192-086CCT-023192-165Install Tools Part Stock Type Number Code Description Crimp Tool CT-240/200/195/100 3190-667 Crimp tool for LMR-100, 195, 200 and 240 connectors Cutting Tool CCT-02 3192-165 Cable end flush cut tool Deburr Tool DBT-U 3192-001 Removes center conductor rough edges Replacement Blade RB-02 3192-166 Replacement blade for cutting tool Strip Tool CST-195/200 3192-102 Combination prep tool for LMR-195 and LMR-200 Replacement Blade RB-CST 3192-086 Replacement blade kit for all CST strip tools
https://html5.dcatalog.com/?docid=8e9daddd-82b0-4ed4-a656-a8aa011ea6d3#page=154 | cable | Electronics Powered by Prysmian North America History Store Locator Catalogs Single Page Double Page Shopping Cart Crop Share Thumbnails Download PDF Wish list Note Print Toggle Audio Submit Form My Bookmark Magnifier View Documents Where to Go Guide Report Parts Issue Rotate User Guide My Catalog Full screen Exit full screen MY CATALOG Share Download Print × Electronics Search Advanced Search Find Any of these words All of these words Exact phrase match Sort By Closest Match Page number Hide thumbnail By Item Number By Keyword History Catalogs TOC Catalogs TOC Page Range - ADD PAGES PUBLISH SAVE AS PDF HISTORY Document History Title Name Pages Delete Url Empty CLEAR ALL PAGES Notes Add Place note on desired page. Download Notes × DISCLAIMER DECLINE PROCEED × × Share Crop From Email CC Me Recipient Email Subject Message Send Cancel OK A Archive A H X Contents A Advertisers ; See All Search Text Block Page #page_num #doc_title Hi $receivername¦$receiveremail, $sendername¦$senderemail wrote these comments for you: $message $sendername¦$senderemail would like for you to view the following digital edition. Please click on the page below to be directed to the digital edition: $thumbnail$pagenum $link$pagenum No Search Results Found × Page Number Hidden Clicker Hidden Clicker Hidden Clicker × Item Identifier Item Description Item is awesome. Add to Cart Add to Wishlist Find in Store × Share × My Bookmarks Enter a description for this bookmark Bookmark Color : Bookmark Text Color : Manage Bookmarks Save bookmark × Share Your Email Recipient's email Recipient's Name Subject Message Send Email × Form submission confirmation: Your form submission was a success. You will be contacted by Washington Gas with follow-up information regarding your request. Close × Download PDF Download all as PDF Download Range From: To: Enter page range separated by commas (e.g. 1, 3, 5-12) Download × Print Select Print Layout Format Single (1 per page) Facing (2 per page) For best results when printing in "Single" mode, set your printer layout orientation to "Portrait". For best results when printing in "Facing" mode, set your printer layout orientation to "Landscape". Enter Page Range From: To: Enter page range separated by commas (e.g. 1, 3, 5-12) Include Intro Print × Email Form Recipient Email: Subject Message Send × Signature Pad Save Clear × Help This digital edition is powered by DCatalog, Inc. software. For more information, please visit www.dcatalog.com This process might take longer please wait 0% 0% progress Message Abort
https://catalog.belden.com/techdata/EN/9221_techdata.pdf | cable | Product: 9221 Analog Video, #30 Str TC, 90% TC Braid, PVC JacketProduct Description30 AWG stranded (7x38) .012" tinned copper conductor, foam HDPE insulation, tinned copper braid shield (90% coverage), PVC jacket.Technical SpecificationsProduct OverviewSuitable Applications:Analog video, Composite Video, Video DistributionConstruction DetailsConductorNo. of ElementsSizeStrandingNom. DiameterMaterial130 AWG7x380.012 inTC - Tinned CopperInsulationMaterialNom. Insulation Diameter Color Code NotesPE - Polyethylene (Foam)0.058 in (1.5 mm)WhiteHDPEOuter ShieldOuter Shield TypeMaterialCoverageBraidTinned Copper (TC) 90%Outer JacketMaterialNom. DiameterPVC - Polyvinyl Chloride 0.097 in (2.5 mm)Overall CableDiameter (Nominal):0.097 in (2.5 mm)Electrical CharacteristicsAttenuationFrequency Nom. Attenuation1 MHz0.7 dB/100ft3.6 MHz1.3 dB/100ft5 MHz1.6 dB/100ft7 MHz1.9 dB/100ft9 MHz2.1 dB/100ft10 MHz2.2 dB/100ft50 MHz5.1 dB/100ft70 MHz6.1 dB/100ft100 MHz7.3 dB/100ft200 MHz10.5 dB/100ft400 MHz15.5 dB/100ft700 MHz21.5 dB/100ft900 MHz24.8 dB/100ft1000 MHz26.6 dB/100ftElectricalsNom. Conductor DCRNom. Outer Shield DCRNom. Capacitance Cond-to-ShieldNom. Characteristic ImpedanceNom. Velocity of Prop.100 Ohm/1000ft (330 Ohm/km)11.7 Ohm/1000ft (38.4 Ohm/km) 17.3 pF/ft (56.8 pF/m)75 Ohm78%VoltageUL Voltage Rating30 V RMSMechanical CharacteristicsTemperatureUL TemperatureOperating60°C-30°C To +75°CBend RadiusStationary Min.Installation Min.0.25 in (6.4 mm)0.25 in (6.4 mm)Max. Pull Tension:65.4 lbs (29.7 kg)Bulk Cable Weight:6 lbs/1000ftStandards and ComplianceEnvironmentalSuitability:Indoor/Outdoor, Indoor, OutdoorFlammability /Reaction to Fire:IEC 60332-1-2CPR Compliance:CPR Euroclass: EcaAWM Compliance:AWM 1375 (30 V 60°C)European DirectiveCompliance:EU CE Mark, EU Directive 2015/863/EU (RoHS 2 amendment), EU Directive 2011/65/EU (RoHS 2), EU Directive 2012/19/EU (WEEE)UK RegulationCompliance:UKCA MarkAPAC Compliance:China RoHS II (GB/T 26572-2011)Product NotesNotes:(1)RG Type :-In Stibo it was Ultra Miniature 59 But in BPCS it is not there. (2)# Elements@Conductor1:-In Stibo it was Blank and now changed to 1. (3)Size@Conductor1 :-In Stibo it was30 now changed to 30AWG (4)Color@Color Chart1 01 :- In stibo it was Blank now Changed to White (5)Coverage@OuterShield1 2 - in stibo it was 90% Now changed to 88% (6)CableDiameter (Nominal)- In Stibo it was Blank Now Changed to 0.097 inHistoryUpdate and Revision:Revision Number: 0.436 Revision Date: 04-29-2024Part NumbersVariantsItem #ColorPutup TypeLengthUPC9221 010100BlackReel100 ft6128253588489221 010500BlackReel500 ft6128253581529221 010U500 BlackUnReel500 ft612825358862© 2024 Belden, IncAll Rights Reserved.Although Belden makes every reasonable effort to ensure their accuracy at the time of this publication, information and specifications described here in are subject to error or omission and to change withoutnotice, and the listing of such information and specifications does not ensure product availability.Belden provides the information and specifications herein on an "ASIS" basis, with no representations or warranties, whether express, statutory or implied. In no event will Belden be liable for any damages(including consequential, indirect, incidental, special, punitive, or exemplary damages) whatsoever, even if Belden has been advised of the possibility of such damages, whether in an action under contract,negligence or any other theory, arising out of or in connection with the use, or inability to use, the information or specifications described herein.All sales of Belden products are subject to Belden's standard terms and conditions of sale.Belden believes this product to be in compliance with all applicable environmental programs as listed in the data sheet. The information provided is correct to the best of Belden's knowledge, information and beliefat the date of its publication. This information is designed only as a general guide for the safe handling, storage, and any other operation of the product itself or the one that it becomes a part of. The ProductDisclosure is not to be considered a warranty or quality specification. Regulatory information is for guidance purposes only. Product users are responsible for determining the applicability of legislation andregulations based on their individual usage of the product.
https://timesmicrowave.com/wp-content/uploads/2022/03/lmr-1200-coax-cables-datasheet.pdf | cable | (800) TMS-COAX • www.timesmicrowave.com40TIMES MICROWAVE SYSTEMSLMR®-1200 Flexible Low Loss Communications CoaxLMR-1200Ideal for… • Medium Antenna Feeder runs • Jumper Assemblies for 1-5/8” & 2-1/4” Feeders • Building-Top Sites • Any application (e.g. WLL, GPS, LMR, WLAN, WISP, WiMax, SCADA, Mobile Antennas) requiring an easily routed, low loss RF cable Environmental Specifications Performance Property 0F oC Installation Temperature Range -40/+185 -40/+85 Storage Temperature Range -94/+185 -70/+85 Operating Temperature Range -40/+185 -40/+85Electrical Specifications Performance Property Units US (metric) Velocity of Propagation % 88 Dielectric Constant NA 1.29 Time Delay nS/ft (nS/m) 1.15 (3.79) Impedance ohms 50 Capacitance pF/ft (pF/m) 23.1 (75.8) Inductance uH/ft (uH/m) 0.058 (0.19) Shielding Effectiveness dB >90 DC Resistance Inner Conductor ohms/1000ft (/km) 0.32 (1.0) Outer Conductor ohms/1000ft (/km) 0.37 (1.2) Voltage Withstand Volts DC 6000 Jacket Spark Volts RMS 8000 Peak Power kW 90 Mechanical Specifications Performance Property Units US (metric) Bend Radius: installation in. (mm) 6.50 (165.1) Bend Radius: repeated in. (mm) 12.0 (304.8) Bending Moment ft-lb (N-m) 15 (20.34) Weight lb/ft (kg/m) 0.448 (0.67) Tensile Strength lb (kg) 1300 (590.2) Flat Plate Crush lb/in. (kg/mm) 250 (4.47) Part Description Stock Part Number Application Jacket Color Code LMR-1200-DB Outdoor/Watertight PE Black 54095 LMR-1200-FR Indoor/Outdoor Riser CMR FRPE Black 54034Construction Specifications Description Material In. (mm) Inner Conductor BC Tube (.309" ID) 0.349 (8.86) Dielectric Foam PE 0.920 (23.37) Outer Conductor Aluminum Tape 0.926 (23.52) Overall Braid Tinned Copper 0.972 (24.69) Jacket (see table) 1.200 (30.48)(800) TMS-COAX • www.timesmicrowave.com41TIMES MICROWAVE SYSTEMSLMR-1200Attenuation vs. Frequency (typical)Attenuation(db per 100 feet)10.01.00.110 100 1,000 10,000 Calculate Attenuation = (0.037370) • FMHz + (0.000160) • FMHz (interactive calculator available at http://www.timesmicrowave.com/cable_calculators)Attenuation: VSWR=1.0 ; Ambient = +25°C (77°F) Power: VSWR=1.0; Ambient = +40°C; Inner Conductor = 100°C (212°F); Sea Level; dry air; atmospheric pressure; no solar loading Frequency (MHz) 30 50 150 220 450 900 1500 1800 2000 2500 Attenuation dB/100 ft 0.2 0.3 0.5 0.6 0.9 1.3 1.7 1.9 2.0 2.3 Attenuation dB/100 m 0.7 0.9 1.6 1.9 2.8 4.2 5.5 6.1 6.5 7.4 Avg. Power kW 12.63 9.72 5.54 4.49 3.06 2.09 1.57 1.41 1.33 1.16 Frequency (MHz)(800) TMS-COAX • www.timesmicrowave.com42TIMES MICROWAVE SYSTEMSLMR-1200LMR®-1200 Flexible Low Loss Communications Coax Connectors Inner Outer Finish* Part Stock VSWR** Coupling Contact Contact Body Length Width Weight Interface Description Number Code Freq. (GHz) Nut Attach Attach /Pin in (mm) in (mm) lb (g) 1. 7-16 DIN Female Straight Jack EZ-1200-716FC-2 3190-2784 <1.20:1 (2.5) NA Spring Finger Clamp A/S 2.3 (58) 1.73 (44.0) 0.586 - (265.8) 2. 7-16 DIN Male Straight Plug EZ-1200-716MC-2 3190-2781 <1.20:1 (2.5) Hex Spring Finger Clamp A/S 2.3 (58) 1.73 (44.0) 0.848 (384.6) 3. N Female Straight Jack EZ-1200-NFC-2 3190-2785 <1.20:1 (2.5) NA Spring Finger Clamp A/S 2.2 (51) 1.73 (44.0) 0.630 (285.9) 4. N Male Straight Plug EZ-1200-NMC-2 3190-2783 <1.20:1 (2.5) Hex/Knurl Spring Finger Clamp A/S 2.4 (61) 1.73 (44.0) 0.651 (295.3) 5. 7/8 EIA Straight Plug EZ-1200-78EIA-2 3190-2780 <1.15:1 (0.5) NA Spring Finger Clamp A/S 3.8 (96) 2.22 (56.5) 1.206 (547.0) 6. 7/8 EIA Right Angle EZ-1200-78EIA-RA-2 3190-2782 <1.15:1 (0.5) NA Spring Finger Clamp A/S 3.1 (80) 3.07 (78.1) 1.800 (816.5) * Finishes: N=Nickel, S=Silver, G=Gold, SS=Stainless Steel, A=Alballoy **VSWR spec based on 3 foot cable with a connector pairCCT-023192-1653192-124ST-1200-CHWR-1200A - 3190-512WR-1200B - 3190-511GST-1200A3190-436EZ-1200-716-FC-23190-2784EZ-1200-78EIA-23190-2780EZ-1200-716MC-23190-2781EZ-1200-NFC-23190-2785EZ-1200-NMC-23190-2783Install Tools Part Stock Type Number Code Description Midspan Strip Tool GST-1200A 3190-436 For Ground Strap Attachment Wrench WR-1200A 3190-512 1-9/16" Box Wrench (1 required) Wrench WR-1200B 3190-511 1-7/16" Box Wrench (1 required) Strip Tool ST-1200-CH 3192-124 For LMR-1200 clamp style connectors Cutting Tool CCT-02 3192-165 Cable end flush cut tool Replacement Blade RB-02 3192-166 Replacement blade for cutting toolEZ-1200-78EIA-RA-23190-27825.1.6.4.3.2.(800) TMS-COAX • www.timesmicrowave.com43TIMES MICROWAVE SYSTEMSLMR-1200CB-1200TSH-U1200THanger Block HardwareStandard Entry PanelsHG-1200TSC-1200TCS-60120T, CS-90120TGK-S1200TTHardware Accessories Part Stock Type Number Code Description Ground Kit GK-S1200TT GK-S1200TT Standard Grounding Kit (each) Hoisting Grip HG-1200T HG-1200T Split/Laced Type (each) Cold Shrink CS-90120T CS-90120T LMR-900 to -1200 Junction (each) Cold Shrink CS-60120T CS-60120T LMR-600 to -1200 Junction (each) Standard Entry Port Cushion SC-1200T SC-1200T Three Cables (each) Standard Entry Panels Full Range of Port Styles/Combinations Available Hanger Blocks CB-1200T CB-1200T Dual Cable Support Block (kit of 10) Hanger Block Supporting Hardware Complete Range of Supporting Hardware & Adapters Available Snap-In Hangers SH-U1200T SH-U1200T Snap-In Hangers (Kit of 10)
https://catalog.belden.com/techdata/EN/1855A_techdata.pdf | cable | Product: 1855A 75 Ohm SDI Coax, Mini RG-59, 23 AWG Solid BC, Foil + 95% TC Braid, PVCJkt, CMRProduct Description75 Ohm SDI Coax, Mini RG-59, 23 AWG Solid Bare Copper Conductor, PE Insulation, Foil + 95% Tinned Copper Braid Shield, PVC Jacket, CMRTechnical SpecificationsProduct OverviewSuitable Applications:Digital Video, 6 Gb/s UHDTV, HD-SDI 1080pConstruction DetailsRG Type:Mini 59ConductorSizeStrandingNom. DiameterMaterial23 AWGSolid0.023 inBC - Bare CopperInsulationMaterialNom. Insulation Diameter Color CodePE - Polyethylene (Foam)0.102 in (2.59 mm)WhiteOuter ShieldLayerOuter Shield TypeMaterialMaterial Trade NameCoverage1TapeTri-Laminate (Alum+Poly+Alum) Duofoil®100%2BraidTinned Copper (TC)95%Outer JacketMaterialNom. DiameterPVC - Polyvinyl Chloride 0.159 in (4.04 mm)Overall Cable Diameter (Nominal): 0.159 in (4.04 mm)Electrical CharacteristicsReturn Loss (RL)FrequencyMin. Return Loss5 - 1600 MHz23 dB1600 - 4500 MHz21 dB4500 - 6000 MHz15 dBAttenuationFrequency Nom. Attenuation1 MHz0.39 dB/100ft3.58 MHz0.78 dB/100ft5 MHz0.92 dB/100ft6 MHz1.00 dB/100ft7 MHz1.08 dB/100ft10 MHz1.2 dB/100ft12 MHz1.3 dB/100ft25 MHz1.8 dB/100ft67.5 MHz2.83 dB/100ft71.5 MHz2.93 dB/100ft88.5 MHz3.22 dB/100ft100 MHz3.39 dB/100ft135 MHz3.84 dB/100ft143 MHz4.00 dB/100ft180 MHz4.41 dB/100ft270 MHz5.44 dB/100ft360 MHz6.34 dB/100ft540 MHz7.85 dB/100ft720 MHz9.15 dB/100ft750 MHz9.31 dB/100ft1000 MHz10.89 dB/100ft1500 MHz13.38 dB/100ft2000 MHz15.64 dB/100ft2250 MHz16.68 dB/100ft3000 MHz19.65 dB/100ft4500 MHz24.35 dB/100ft6000 MHz28.97 dB/100ftElectricalsNom. Conductor DCRNom. Outer Shield DCRNom. Capacitance Cond-to-ShieldNom. Characteristic ImpedanceNom. Velocity of Prop.20.1 Ohm/1000ft3.7 Ohm/1000ft (12 Ohm/km)16.3 pF/ft (53.5 pF/m)75 Ohm82%VoltageUL Voltage Rating300 V (CMR, CMG)Mechanical CharacteristicsTemperatureUL TemperatureOperating75°C-30°C to +75°CBend RadiusInstallation Min.1.6 in (41 mm)Max. Pull Tension:33 lbs (15 kg)Bulk Cable Weight:17 lbs/1000ftStandards and ComplianceEnvironmental Suitability:Indoor/Outdoor, Indoor, UV Resistance, Aerial - Black only, When supported by messenger wireSustainability:CA Prop 65Flammability / Reaction to Fire:UL1666 Vertical ShaftCPR Compliance:CPR Euroclass: Eca; CPR UKCA Class: EcaNEC / UL Compliance:CMRCEC / C(UL) Compliance:CMGEuropean Directive Compliance:EU CE Mark, EU Directive 2015/863/EU (RoHS 2 amendment), REACH, EU Directive 2011/65/EU (RoHS 2), EU Directive 2012/19/EU (WEEE)UK Regulation Compliance:UKCA MarkAPAC Compliance:China RoHS II (GB/T 26572-2011)Plenum Number:1855PHistoryUpdate and Revision:Revision Number: 0.471 Revision Date: 04-24-2023Part NumbersVariantsItem #ColorPutup TypeLengthUPCFootnote1855A 010500BlackReel500 ft6128253569501855A 0101000BlackReel1,000 ft612825358503C1855A 010N1000BlackReel w/Small Barrel1,000 ft1855A 010Z1000BlackReelTuff Box1,000 ft6128254349931855A 0105000BlackReel5,000 ft6128254361261855A 0061000Blue, Light Reel1,000 ft612825358459C1855A 006N1000Blue, Light Reel w/Small Barrel1,000 ft1855A 006Z1000Blue, Light ReelTuff Box1,000 ft6128254349551855A 0065000Blue, Light Reel5,000 ft6128254360721855A 0011000BrownReel1,000 ft612825356851C1855A 001N1000BrownReel w/Small Barrel1,000 ft1855A 0015000BrownReel5,000 ft6128254360271855A 0081000GrayReel1,000 ft612825358510C1855A 008N1000GrayReel w/Small Barrel1,000 ft1855A 0085000GrayReel5,000 ft6128254360961855A N3U1000Green, MilReel1,000 ft612825358480C1855A N3UN1000Green, MilReel w/Small Barrel1,000 ft1855A N3UZ1000Green, MilReelTuff Box1,000 ft6128254350061855A N3U5000Green, MilReel5,000 ft6128254361331855A 0031000OrangeReel1,000 ft612825356844C1855A 003N1000OrangeReel w/Small Barrel1,000 ft1855A 003Z1000OrangeReelTuff Box1,000 ft6128254349311855A 0035000OrangeReel5,000 ft6128254360411855A 0021000RedReel1,000 ft612825358473C1855A 002N1000RedReel w/Small Barrel1,000 ft1855A 002Z1000RedReelTuff Box1,000 ft6128254349171855A 0025000RedReel5,000 ft6128254360341855A 0071000VioletReel1,000 ft612825356837C1855A 007N1000VioletReel w/Small Barrel1,000 ft1855A 007Z1000VioletReelTuff Box1,000 ft6128254349621855A 0075000VioletReel5,000 ft6128254360891855A 0091000WhiteReel1,000 ft612825358497C1855A 009N1000WhiteReel w/Small Barrel1,000 ft1855A 009Z1000WhiteReelTuff Box1,000 ft6128254349861855A 0095000WhiteReel5,000 ft6128254361021855A 0041000YellowReel1,000 ft612825358466C1855A 004N1000YellowReel w/Small Barrel1,000 ft1855A 004Z1000YellowReelTuff Box1,000 ft6128254349481855A 0045000YellowReel5,000 ft612825436065© 2024 Belden, IncAll Rights Reserved.Although Belden makes every reasonable effort to ensure their accuracy at the time of this publication, information and specifications described here in are subject to error or omission and to change withoutnotice, and the listing of such information and specifications does not ensure product availability.Belden provides the information and specifications herein on an "ASIS" basis, with no representations or warranties, whether express, statutory or implied. In no event will Belden be liable for any damages(including consequential, indirect, incidental, special, punitive, or exemplary damages) whatsoever, even if Belden has been advised of the possibility of such damages, whether in an action under contract,negligence or any other theory, arising out of or in connection with the use, or inability to use, the information or specifications described herein.All sales of Belden products are subject to Belden's standard terms and conditions of sale.Belden believes this product to be in compliance with all applicable environmental programs as listed in the data sheet. The information provided is correct to the best of Belden's knowledge, information and beliefat the date of its publication. This information is designed only as a general guide for the safe handling, storage, and any other operation of the product itself or the one that it becomes a part of. The ProductDisclosure is not to be considered a warranty or quality specification. Regulatory information is for guidance purposes only. Product users are responsible for determining the applicability of legislation andregulations based on their individual usage of the product.
https://catalog.belden.com/techdata/EN/1671A_techdata.pdf | cable | Product: 1671A Conformable Coax, 50 Ohm RG-405, 24 AWG Solid SCCS, Copper-TinComposite Shield, UnjacketedProduct DescriptionConformable Coax, 50 Ohm, RG-405, 24 AWG Solid Silvered Copper Covered Steel Conductor, PTFE Insulation, Copper Tape + 100% Tin-Filled CompositeBraid Shield, UnjacketedTechnical SpecificationsProduct OverviewSuitable Applications:Microwave and other high frequency applications, Interconnect RF equipment, Radar equipment, Military communicationsConstruction DetailsRG Type:405ConductorSizeStrandingNom. DiameterMaterial24 AWGSolid0.020 inSCCS - Silvered Copper Covered SteelInsulationMaterialNom. Insulation Diameter Color CodePTFE - Polytetrafluoroethylene0.062 in (1.6 mm)WhiteOuter ShieldLayerOuter Shield TypeMaterialCoverageNotes1TapeBare Copper (BC)100%2BraidTinned Copper (TC + Tin Filled)100%Diameter: 0.085 inchOuter JacketMaterialNo JacketOverall Cable Diameter (Nominal): 0.085 in (2.2 mm)Electrical CharacteristicsVSWRFrequencyMax. VSWR500 MHz1.1:11000 MHz1.11:13000 MHz1.13:17000 MHz1.17:115000 MHz1.25:120000 MHz1.3:1Table Notes:VSWR limit is a continuous sloping line from 500 MHz to 20 GHzAttenuationFrequencyNom. Attenuation500 MHz15.0 dB/100ft1000 MHz22.5 dB/100ft3000 MHz32.8 dB/100ft3000 MHz41.2 dB/100ft5000 MHz54.9 dB/100ft7000 MHz66.4 dB/100ft10000 MHz81.2 dB/100ft15000 MHz102 dB/100ft18000 MHz113 dB/100ft20000 MHz120 dB/100ftPower RatingFrequencyMax. Power Rating500 MHz180 W1,000 MHz119 W2,000 MHz79 W3,000 MHz62 W5,000 MHz46 W7,000 MHz37 W10,000 MHz 30 W15,000 MHz 24 W18,000 MHz 21 W20,000 MHz 20 WElectricalsNom. Conductor DCRNom. Outer Shield DCRNom. Capacitance Cond-to-ShieldNom. Characteristic ImpedanceNom. Velocity of Prop.64.2 Ohm/1000ft10.2 Ohm/1000ft (33.5 Ohm/km) 29.5 pF/ft (96.8 pF/m)50 Ohm70%VoltageUL Voltage RatingVoltage Rating30 V (UL AWM Style 10245) 1500 VMechanical CharacteristicsTemperatureUL TemperatureOperating105°C-70°C to +200°CBend RadiusInstallation Min.0.125 in (3.18 mm)Max. Pull Tension:26 lbs (12 kg)Bulk Cable Weight:12 lbs/1000ftStandards and ComplianceEnvironmental Suitability:Indoor (Not Riser or Plenum), IndoorSustainability:CA Prop 65Flammability / Reaction to Fire:UL 1581 Horizontal WireAWM Compliance:AWM 10245European Directive Compliance:EU CE Mark, EU Directive 2015/863/EU (RoHS 2 amendment), REACH, EU Directive 2011/65/EU (RoHS 2), EU Directive 2012/19/EU (WEEE)APAC Compliance:China RoHS II (GB/T 26572-2011)HistoryUpdate and Revision:Revision Number: 0.481 Revision Date: 04-29-2024Part NumbersVariantsItem #ColorPutup TypeLengthUPCFootnote1671A TIN50TinReel50 ft6128251202851671A TIN100TinReel100 ft6128251202611671A TIN500TinReel500 ft612825120292V1671A TIN1000TinReel1,000 ft612825120278V© 2024 Belden, IncAll Rights Reserved.Although Belden makes every reasonable effort to ensure their accuracy at the time of this publication, information and specifications described here in are subject to error or omission and to change withoutnotice, and the listing of such information and specifications does not ensure product availability.Belden provides the information and specifications herein on an "ASIS" basis, with no representations or warranties, whether express, statutory or implied. In no event will Belden be liable for any damages(including consequential, indirect, incidental, special, punitive, or exemplary damages) whatsoever, even if Belden has been advised of the possibility of such damages, whether in an action under contract,negligence or any other theory, arising out of or in connection with the use, or inability to use, the information or specifications described herein.All sales of Belden products are subject to Belden's standard terms and conditions of sale.Belden believes this product to be in compliance with all applicable environmental programs as listed in the data sheet. The information provided is correct to the best of Belden's knowledge, information and beliefat the date of its publication. This information is designed only as a general guide for the safe handling, storage, and any other operation of the product itself or the one that it becomes a part of. The ProductDisclosure is not to be considered a warranty or quality specification. Regulatory information is for guidance purposes only. Product users are responsible for determining the applicability of legislation andregulations based on their individual usage of the product.
https://www.alphawire.com/disteAPI/SpecPDF/DownloadProductSpecPdf?productPartNumber=9440 | cable | %PDF-1.4%����1 0 obj<</CreationDate(D:20240802185702+00'00')/Creator(PDFsharp 1.50.5147 \(www.pdfsharp.com\))/Producer(PDFsharp 1.50.5147 \(www.pdfsharp.com\))>>endobj2 0 obj<</Type/Catalog/Pages 3 0 R>>endobj3 0 obj<</Type/Pages/Count 3/Kids[22 0 R 30 0 R 46 0 R]>>endobj4 0 obj<</Type/ExtGState/ca 1>>endobj5 0 obj<</Type/ExtGState/CA 1>>endobj6 0 obj<</Type/XObject/Subtype/Image/Length 1997/Filter/FlateDecode/Width 166/Height 45/BitsPerComponent 8/ColorSpace[/Indexed/DeviceRGB 127 7 0 R]/Interpolate true>>streamx�͙{W�H�}10�(�`(**V�(�O���u��W�B5UK˺�Wߙ�H���lW�?Ln2�/w�+�J¦�e{u2�¦]_��Qz�'�(,ˢ�˞��w��Io�>��a�,¦�H�6ɂ��\��F>0����D�#R3B�p�/[n�k�i���`OW�$Asv���f����3�۲C^�/.�fۍM��N���xa�6�5����n鉙z^VZ�A~0SMJO������&N)���/����l>�n4���N�D���%���FSJWZ�����K����li�oƦ��=*�{D9�1Eoz�^7����g��F�M�L�؏1&J����E�;BW���.��g��וo滾��ؓ��.���)�N����/������1�3��am�G�3ѱ�SZ�L��v��HJf�R'ϒ¡N9K6�_y�r�_��Cl#d���↎�ͧl[ݒet����J��&^���3��4����E�������A��¦ʀ����5}�%2�����6M\&�4>�3���z���pY�S�9w�D�����CS~W��'�Mm^�7<�Xm�J0D�T��}��2�#w���1�mk�-�Z)�-�8���&��i�Ӈw}e�&�'�Su��s�d&TV�Ⲳ�6�7��8��u8��땜��ܢ�?�,֯!�����Ζ���~�&*�I�R���.�ga͖�x����XB�q�cG���E�)��/uS���0����(�8h*�.�L��脙�z�N�Ζ�R�@�^��j�_����%�ǡL��X���9)�ϗ�M'����w��▇��p�)��wm��g�5G�gl$/6\���1�������Q��r�������F�G��p��C�'R9����2��9W!!T�� ر���+�%��Ed2)e�Z�̈́� W!��¦��mZ븞LaDR�LӴ,��=�@���`��)�_� $8^�S��B�='W����D�N��~#I$I��G�1����6�>I�!z�v�P�딟�q�,?B��V�z�!8b˟���BYz�����r1�>��J��c_T���Ԛw@Hf��&j�T��^��.r17��{�jo�<���-;*9ȯK�_*�r/D+.RGw��k�<���z�ؕ�L+5�ɕ��[?�TZo�Y�A�Ru^�1۲�%���F�5�Ƚ԰ڱY(3T��n�����7����>C�^È�G�e���蔤]Q��$�󎇸MA�*]�J�9�ą��;���F��M>Z��{��Ҫv���(�bF��C0]��a_��ْ>���N���JY^$w����.TT�A�w�����R#%��{�k��Nj,�SjRj�D�c3�"����A��ϒ�(_���$geD�Q�ZƳ9dr����cՖ0RZ>���VJ1E��c�7��ܦU�:�¦ہ�Yɨ�a�J�\;�[9��V!%߾���<�9���*Ef��ߝK&��ƩoK��}E���p�Hh]q`u�;!�����PA�(i����=���&Y����ޢ��l(r~P�D5Ɲy�;������n*���8��j�q�R���on߻�U;P���պaS��0I�c#��ʠ��~��tK�_��d�����f�e�ed�N�)�����$�����A���̜�dk��w�b[��r���H��)ij�G?�������Ζ�KF�0Ų��D:>����u?�^��b���6�=�Z>D��/.�endstreamendobj7 0 obj<</Length 384>>stream�������j������؈���������z(�ֽ����u!��]���,���r��S����x&�}.���q�����X������5����ƣ�����b�p��������:C�����g��������#���Ý���������ͭ������<���������������E��G����Ѵ�Ժ�������{�u ����������� �w#����t�����������Ӹ�������������������������{+�˫�����W��o��p��7������q�ӹ���������endstreamendobj8 0 obj<</Type/Font/Subtype/Type0/Encoding/Identity-H/ToUnicode 9 0 R/BaseFont/YWSFYA+Segoe#20UI/DescendantFonts[10 0 R]>>endobj9 0 obj<</Filter/FlateDecode/Length 683>>streamx�]�M�"A�����:���SA�΀��`���]��6�s��ow�T���$UI�2�f��u给���}��ӹk�¦�~�l��ǹ��ִ��]�1��C?�����=_v��jV+3�9�x��e�^���������}�/����¦����%wwS�6��,_���%�9Ǽ�������2FL�=~=�l,GԸ����[8���}�٪�*G���z����!-�~�QR:K�9R�6� eb��6�!�_��Rƥ�֤�Il�bF�����Ik���`�3j���K��&6T�LR[H�L^�E��d�]�z0JBEʸ[M��*���rF�FJ�HORz��q&�K��3�N��¦3���\"e?� e�x��.���n-6��d5WZ�A͓�̷�A'�Z�z�gё7Q�p�E�kR����ƹs���G�$�B e�X~eB+~O�2#�]}�W&遳���I�.mD�8�����@+���}�=^)3�]*��R�xw�j��U��Ԇ(t�ľ�r¦�8�'��8;���%�]�WRF�g���hI�P�A_�{�N����Ql��2��*�&h��V�)�cŃ����]#���*Жڠ(�/�㎀I���M��T`�IL���Dm[RF�u�b#@�\/�;tGL{d\vF���s���7Ӵ��]֥�_{3FM��;�_endstreamendobj10 0 obj<</Type/Font/Subtype/CIDFontType2/CIDSystemInfo<</Ordering(Identity)/Registry(Adobe)/Supplement 0>>/FontDescriptor 11 0 R/BaseFont/YWSFYA+Segoe#20UI/W[3[273]5[392]8[818]10[229]11[301]12[301]14[684]15[216]16[399]17[216]18[389]19[539]20[539]21[539]22[539]23[539]24[539]25[539]26[539]27[539]28[539]29[216]35[955]36[645]37[573]38[619]39[701]40[505]41[488]42[686]43[709]44[266]45[356]46[580]47[470]48[897]49[748]50[753]51[560]53[598]54[531]55[523]56[687]57[621]58[934]59[589]60[552]68[508]69[587]70[461]71[588]72[522]73[312]74[588]75[565]76[242]77[242]78[497]79[242]80[861]81[565]82[585]83[587]84[588]85[347]86[424]87[338]88[565]89[479]90[722]91[458]92[483]93[452]131[376]140[890]180[376]181[376]469[808]]>>endobj11 0 obj<</Type/FontDescriptor/Ascent 1079/CapHeight 700/Descent 251/Flags 32/FontBBox[-573 -411 1999 1298]/ItalicAngle 0/StemV 0/XHeight 500/FontName/YWSFYA+Segoe#20UI/FontFile2 12 0 R>>endobj12 0 obj<</Length1 66216/Filter/FlateDecode/Length 24091>>streamx��y¦TE�7¦�n�&�d_�Ā�@� �f������,�("���("2 6� " �8(*���Q�qT`�a���{��n��������¦����[�nU���9u�6� "�N*�GM��C�!jV���L��>=޿�}���M�1��W]D��O��ձ׎�/�����x��XT��6ZGtE���a����e�q�p��G�����*��/�z�#�Oʍ�%:��C�&_;����z,�3��L"}eǿ�?Y5�ñEg�́f��w�=���������㔢��]����{rO���2�:�Dw�\�fn��qڠY����m¦=�&�n$]��g���?Q�@���̌�ʏ������Ğ�<���t��O>ş5tH��9����?����4�.�?�?D]-,�g>o�o�r:M�[i`�}o���{7H¦?����Ѓ�m�OSh4�J¦�b:@�Ѷ?�G��Z�5���<�EP)��p�����G�h%�3w��`��4�f)�C?�R���� �9\O����t�v�yT;Hc�I��v�b����¦"12G��P?5vGl�~D���W;���rh"��>B���e����翟�~����翟�?��G���؂���fF:m���e��u���g������c¦F�R?D�c���e5��g�H�!�H�r�談���l�������}i��ݺF�Tv����ڷ+o[֦u�Җ-��/ivq�&%�4��������HO������r:]SA�Ev4�{M��ќ�uQoq�b(�xb@i��y�ŁPYim�UTG)�_4��f+E:�F�p�&�j���B<< /�3���oq���W������_�g���k�J���-��;"4:�B}a�U�'JU5;c�w@%u(��wuM� ~Y[{�I"���k0́b��7�{�(�o%��Q��f': ��8���Q��QiT�iQ�1S>{~����A���{����;��GC�C��ke(�I���ry�V��{q�kݨ YA[��x�]L�*��Boώ[r��}A�nO�����u(��p'�̝��}K�o��Ҭ�5���=�&����ݡ���-^��O#����ţG���#�`+�%=������*�bq��_,�Pϱ�Ÿ�u�.��B?�~��k�XMD]q�su�YX�//���)h�r� /C����܎��Ov�:;��N�^��)vI�S���¦u�f���X����Л�Q8�w�ٗש6������U+�f������Q�)*2��`K�IW�:�fByB=��ڕL��F�=?mh�/yyV�@��)¦]�4�R��ⵔWh��[Me{M=&�0߼�5!X���e!�34�����f�6/�zg�Ӻl�0en�g�5�-֞�k�\�o���]R;��\B�V��A56�:�٫���ä�}?��x�s��o�YWI��C(����?�&�+�ʺ�4��¦ٻ��>��N�}���?�Ϊ�¦#V���[ٟ(���bq��[#�+����u{�O�kP�6E(���n��k�!���r%_������Mq��y�E�n�w5Y!�G�$��:A�v*V����(B�h֝H���:�Uw�������G�z�qE�J���Up�6��D.A�xE��ۊ��e�Nq�VW$�jq;ZD��u噡�R����@��v��Wa-a���~"«h(�@�b?��hm�M�l�AM������iM�W}u^TԶ@�z"m�>�TrPn���F���4*=�(=��`�Ve��@Ia�p����ʎ����S��k������*�Cq$ݧ5�J��74]�\��8T���l#J�֭߰D��D�e�e�*��x��.UŎ=Jʢ �*,�����oq��n��K�v.��~� ���"�B�QC%�8�����8��~�?���`�g���tA���aQL�(×2�~�U�n����%F*�%&��M���13Q����sd�N<�N&�A��K�A��t�wIᡝa���Q�\>'OK��~��ܿ_��T����e�_�C��y��t��\C��D�T͙ꈸ��ph{k}��:(Uhz7��{4h�3�\�H���e�^3¦X8����l����1<�taya+E[nNX`� X �+A.�)0o��M͓��DzFU����Q�i�t1�ەH ���3v�Ge̪���b�`�A����܃L��8MtZs�-��tq�i[*N)۔�!?�W������p#$�(�-��*��?V�ĩ��ܤ�QQE��'��ѫ)��tc�zS���o���\V�Ҳkז�ݺevkٲ{��-���ءXPm!u.'�2M�{h���RZJr�����E}���}տ�w���}��ַ����Y$���"n_�*�D�ZU���5�%��>�kH����FqQ�&Jy�`�ve!�_��]g>3y�o�t�r��n�`~d-D3�����F]�C�6��?��(���?"R��wQ*5���8h�p:��Àe����e�[aۗ�:�+��e�;���\}m�v3nۤR{/�u�K��}e]z2Wo R?U�P�HAA�"7j�7Z)�F��F׆��n=U_U��q*�.�"�*Nc��kl�EۖJqQ��(�m��t�SՌ��J�JU՚]Zס�Ы./�if�ʉ]�^6��k�h��z���0p\$O+�6�k(�e�i���e#��r�:�S[��K�.�3�cƌügB�a��hr�k�ܴ�TgQ��E¦��3'W�r�G���n�����`ZZpUmZ�����S���9U��t�u�-7I�0棤�L�t�_@mV�j*�mZ�X������B���E�^��3T��>vM:8c���f\UjN�v�i~�ЂE{��?����Ϭ!eb��n��ܤ���ȹ[8��Xu�!s��_\�9��L��!m����Tʠ�H�*��Fğj�,���9WպD ��3Pe+B�����)���r��m��e-�(�v������;w��>¦��+�̋đ~wΘ��:=`��������<��M�({��i�]�/����K1UG��/��ʲx^�l7n����{�6�2�!��X�7�4,�gq�\��m"5*:�ZZ��`�ͯ���ၳkJw?�(��Zy���F�������*v��xk�N[�����s�c�����ͫ�Ӎ�3/o��M�M��R��EA7-*,l��B�o��67?��/L���E�*iQ�ٳ=���w^�����[��MV��wF����^�S��=��1aӴ�+~��!7ά[5�WڨC����&����yl��%��E*���X�<.z��C~���ϋ�Lm�H��_¦�3�[�N�7}P�����U߹u�K�²���d�ϑC�F¦N'��õ���_����\f{��(��v� V*̮�Mᰱ�_��]3~�9��ե��*6��y��n���#��W/ǀ4$vD��bjO���Hi�E�n��zFЉ?���e�-�P�^ֹs٪�Ν��4n�pm㜔KWզ8��4B����p$� ��ī+Gv����M׍�8��f����e��p���U�м����֭��4)�\զ��.Ebi�ͣ���>1�;G��0�΁��h�]=���o���q����7����n��U��^�-��kI��W�i[�a��;vF�i�3��o^��z���Dg5�w��n��'Y޲���/�b�RE�E�h߱�+�_¦�iG<<��6���U�*{�������ik����_��&\ߵ��~a�����wol���U�칮�֍���U���}�]#�K���g��W4�ŴI��e�ȸS$Ӡ�Ն��^�Ms�O7���bZs��+͑A�M\l=���B���6V;��G"p맷%�B�c=���jC�鹈��T����/G����">����G���#^��u�PвQ�B��Uֿ��k��V��k}�O-A`ӿ6�Q��HIQ�B%���%����N�Z��m���Y�[6�}q�g��� �T�UF���鳤1ښ��,�n�`�x�0&X��=ڳ����g�s,���G*l�>ð��N���vm���ϋ~����7�5�9�tڄ��u���{�,q������zs��]�-���޿������n�eb��W7}.�};�_U������D�j֙��ͅճ��g�(1Q¦nN0�?n���{z�]?��g�~W$� �i���i��U�.�GxRR}��U5�¯����_���/�!�J�RS\nM�x���x#���^#��)�ʲZx=�C���Q�TW��i��NBG�T�3e�o襁2�ڰap�TZ�n���/�_����Z��X��KݷϿ_��}����j�(KS�4-6���P����W�ly�3�Gs�¦"�7�yާ�*�ֹ���lw�{��'>����׈ו"v�`�Ƴl�sf��j�A9�j)(��j����L���/,��F�r<�:�����V�F:7�gߖ!2x'd�39̸��᪜9�Ɯ�>���>�:�;O*�E�0����U;���*�5�1�lvr�:22��b5 ��0�w��v�e��e[̓Nm^�����-�\���q��ۛh���<�+f�3ު_Uzɭ&����P�m�~��z�E}U��^��J���t�����(gd�)i�j�4�Ǔ�LYV���ӊU�tѓ�g���k�ٺe������M1g�eI��]�ʤ�0�}�Ql�K���X֦��䱯�?�Kţ���;W��!~�#�?�i�X,"�Fl��3���1�y��W�E��WЃ�&�bg�E.�NV�ũ�L5�6;eg�[c��)�X��F��$%%�bR]L����5G������s��Q�ńifj��bR!V�b]�¦o^m>�ΟE��X�C_U���nޠ+?�-E��Re�vP�I���1�{_ne��]AE��@��$J1� ���?��E�wf����#oKD/1@l�k"4�y�<�]���%��?3"��0�NCwBDP�UCu�@�Bop2�1AV��Ը��-4n���mC��+H/m`�¼��+���\c��͆���/7(��O��߭�(��e~����赊.D�g��21z���;��Q���,N��sA���T���4���m笟�/z�EONI�;�ׇ�s��X����;hI*,�}�S¦���=V P����ݠv��m����/��7s�U6��bv~Zɟ�*��V�*���Q(�l/l��Sp�q��<"]�;�/t����M��OBw¦3�)��[g)X�����:a� �!^BN�~�T���m)�B�iv�������$Q&��G���ءmؠ�f+�o�?�,-I��I�����T_e�H]�t�3���>�����2���BzX�=~�-�ϸ$��v7��s4Kؚ���I�ɶ�6�Ҷv�,�J]W��A��N��,(�ѮHƭ��4�$�]�29SdJN�ę/���\���+��AU;Gir�"��k��mG9�)�1��p#-%�0=�9���l�`��a�m@Kð2IX�%"���AB���.)�����!�(3&�&U�N33�ͬ�L͹�c���g�s���G}q�#.�q�֫ը�8��ξ�bjG���5�FOER�y�d�����Bxx� �s�¦9���cȠ�5�[u߹v" ̏@�Y�grp#��ѝ���m���9�e���U˝��Z��憼@�o1C&�z�M�ez�O��Aù�/ʟZ�h�ڴpi��V_��#�r+W��X{���F��_͍PA���:���g�IZ�2He��P22r¦��������*J�-��9�9�d� �[?۾�b�o���T�M4כK�w>7�i~�d���C�js���¦���1w�?���Vd�¦�Ύ��f�����4Ҭ�!��j^ZV���JP��<��e�3a.f�y}���b(`�eJ��t�`j-egj��^���J)*�La��&��pm2����\��[!L�X�e���?�D� ��*mT��P��6_q����em���W���W�o�Ȟi��Y�KK�+�O6�����sA͌�a�ch¦9�O$�_���R�*=rE��6�%,q�����9̑�(���yZ���:=�a���s�58Zp�ukcYm봼��E̵"ft3�hvZ�h�u͹�9�5��b����.W{ᴬ�\�l����n2.��l�A�������װ�����T��T��M �j��-���d���U��n�%M��U5����<���f�J��ỏxTI����P*���<��).��:�v�٣0{f�2G� S������������xG$�G�2��<���\^�t9s<�y͑�Q��t唩+�mD�.�B�FZ+�AyЩx4��a�W��sm:6x¦���0Y���9���9��c��f�Ş[�����8�~�u��6p��ޭ����b��n�ң~��S�����b�zfW����+�L�����T�¦�+x8�H�0p1@k�Z-��_����v�����yusx$��3���PTU���i^Ҍ#�w1���,_�B�r��Y��T*�ny_�!V&��"������X�qk_��\����=in͙#V bou_�ޝzj7r�K���Et��f��bj���"n��[\b�"�BP�\�J�e낚����<Τ^���8.+�C¦�Kyhǌq�q)��n���<~ ��2w��]o6.�گ��?���wV���o��ɲ]��i��%t_Z������4��,�ۗ�P�Β'������Y������<)�kEE�t��7X;�=�3��+v�1T"v���μ���i�f�������h���z����h�wjZ�(a�h��/���Gh��{�+�Z����mkU���U�V���L��-)b�WLq�[�g�iL_@��B���^b�R�Ӓ�I)7KH���p%��/;�J�%9�8��k2w5�Gue�=��L�(�㒱7q���ut���㒙f���$�����:h��5w���O�S�ןDI�L-�-Z��쬔��jU���r�t�iӭ�����^�u��\)���K]����&[Űl��IaɔfPO�M�3$݆�A�x�ĭ!��^�T>$�o>$�Y��t�Y���j4R���1����J���~��Q;�ϥ��K�Ӳ)���H���L�5C�==+k=~i�"C���W��>���ϗLYQ�¦�¦��Ӹ��/k�o9�b�'}9�^�٠�:���#eg�&lֆ�3a��[. �!(,.�R����<:#��V�Ӯ��D�({���Q�[���)����ؚ�k��K�B���μcy�����]�iǎ��+�ǰom��k���o�"×��֗��s孨u�5j�W��m���*y%�[$���J���y���K_`���ȅ��'%¦Ί!m$¦PR�a�Z��3���O�mS\d��ںuڌ#����Mx��}t�}[�/׏�׽n~��3_S��w��C�mz�ehj�`$� �D��Q�˗�S<���GfBW�*�21����,"��E�Q0�I�\�i��I:7ԋ��A�!!��p��j݊��Ȗ�ے�XRm��M]���/Q����&���{�sj饢���EY�U�=���Z�"�����t��b�Th%O�c�����Q ��Fw��-�=ik��%Rsg3��L`6�=�ɫÙ����v&1Y�B���Vb�"�T-�Y���������w߮�<��Y��ɻmڲ_�}m�6�[�ۃ�6��ŭ�[T�A�Aʡ��s�h�s-<��8�ڜ��ҠÙ�Lh��6D�����&�O��4��َ,��!�riiy9�&�aV$;��l����ۈ�C��P�HN�����i1�f��3�f4m¬p�շТ��Z���N߁� N��6M��i��U#EV�?D��W��>��N�ʡkm�s�:rn?�N����]Q��*�\�j��!/y�T��b�\L�k���Jlm¦����LYfFi���-+k��c�C�gN�2�م�b22��'����d���U��'N<��ӻ���\����KN/Q�,Y���A��Y��!�l*�W#~�&T_*�z��ex�O��d&���Ǚ$Ł���.N)��Y��Fi�VԦ�����s���.��E0qr�f�]M�7q�7�����~Vti�3��d����ݳ���:��k���e1���d�/o�������ԯŭ�-�ȏyc4��3���]�������:q���D�K�������[�¦��/��'RO�he�b�/�ׯ�W�W�i��n:�a�ɺ�W��H�\�iކ���.�b�i3��!S9ig���.�Ljaq�����GpC=���t�sm�_�e��<��~7L���k�KA���¦40RLƨ�)՗���xՑ�V}��{n)��RR~Ka?����E�.����a>��WV6oѥK�u�֩e�Ν[6� Q�яC�S.Q5O�u�n�f��B��$��%�'#�nC�)�Vt+coH=��#v���s������i,����еbR;�}uū���u5KՅ���Z9NǊZ�Ou8�a�]��o@�¦�O����9¦fJ�r�9�?.⟉����*5��U���f�o�~~I��u��\e��QF�"�¦��R�_kh��[��.����%�����(7#�ϰI�h��?�so^���)O�����!]���}b�͏��<��}h����u�v5��6��1[^΢�¦����^,c>�.�>�E���_m�(�w@�8q�Ws�W��r��>57�$*��6��k�¦�֠�A�>;��)�]z"����>���S��[Ie��E�fk���>�Y�^�Ϛ}�W���,1_�g�9[w�>�p�;�n�}�<�����e����~Z�o��S���b�¦n��_�<��/B+_�{�C˷�¦�x�[e�����n���DmW���������r���u��Z���b�����y~��%�6���ˀ�&��5����,�:aՒ�7&�&hZ����`!�n�Ph��G�"R8�C�<����PƱ�PfJ�p����l0N�����1u#��[��P�(50�)�^�u���K�<�gȅ��.�(� W�*�G�& C����J��XG��f�����ڷ4\_���aڭ���ڭ>�tm�_�ݎR�;M�'�f������55�o���I:fP��0���R*���ؗ��×j5h/�j씆h�i�����R�S�R�,/����=먞����!Z��Z���S^����Xe�qo��.��P���r�O���񇊣����閴�n�9N��?��< �Xz6`N5��1�ۀ��5�+T�Vw&@>;�Yj�֩i�6�@ΎƢ��1t���+�h�ZE���t����<WcUKyδ������i��*C�����U�N����F@K�Zc����'�(��3���_Le��P��#Z����z���NA�x�D�.�L侴M�g�;�^�4_A�c��4�A���~���R��qm�*)����ӕ��i�?QΓt�����rcl�be&U*�D��J%U�uT� �����T�o�ԛ8�}�}�]��J`�?�Z��s`�Y�l�k4��X���x��e��c�Y߰&y]����¦�F�:VPX�;�1�㼈cu��.u�Q��fB��u�0�P��"�!��=i�&:?�<0�{��A�=����c"�TV�����ʻ4��m�>�ë<��8���[l^l�Rt�M�ɧ �4�����U�e{�kl[�m�}�`���z�!?b��l���%�c�~���>�1Z����7ĉ���lC��t���XݜHKŴV-���+-�OJ��_�xKc4Z���:b��������g�ձ���ض�O`~C�~���;1�h��Q���(�:)���i�a��r��m�]Y������P����+#�7ZS��Eԟ뵭4B�kY����g���ɫ�Gl[���4]%�H^��!cMü��uQ�vӹNڒU�s�v<��x.�����^�\A���:�l���A;?�/!�a�#vT��~��3m>�Ḋ-�߈����¦e�A?�v}i��!���P~��=Ж�-l���.�,��Z̻3h��u���I��eT��G�zKO������?j�ƶU{S��E�@��zm�4z�ʻ�@�)�1�lP�\c�"����@�ٯ��7���b��5�v���������)ХQ���q&`�+���������6b=l���ӛ���b�1�����͆�߲t`l_o:_=�?Ǟ��c�����٣$���}��U��]��8�ihS�V�o����96������k��#n�y-@�1b ��h�J¦vr.�ۅ��I1������Dl�}����[-�e���AL��,����>P�I?�xZ?����fy>���ثoC�m�}�=����0Z���:�v��^��w��.L����y�G�T#��W=¦2�O�$�[k�q/�¦η�a���q'b�5g�,��Ob��ƒ�>�����Vc���=�_�փ���Ϻ��{��6_@g[k��l���?����m���w��\Z��3ri�ݻ��n�w���7����G�!�.Ge��s`il3�%�3�%i���/�?�98ű������"��m�m{:�q��<g�Ѝ��m�=�ņ�.�������(�¦Nd�#�)�5��(?�p���M�5@�}}�n��P)p��m� *���Ol{c��q���ì�L\�[���� �v���}�X�E�/�.GL��x�Z�87UC�`?����?!Ɖ��rO����q_�F{uQ�#�Ò���{�y��m�9�1b�GώYcw����'�� 2���J�q؟H����ȕ9Jo�����-�ۮ�¦J��:�_��U��+=b=���>��}s�&�^;��!o��l�rU�Q>@���7���i$�c';�z<������v�~�1:���;La��7{)l�P9t�!�����0��^2�zP��*1h5�A����`)�Xk�0��__��5؍C���f�Z��{u�T��zj=bǠ˽�-Е�`>G\��փ���5�^�1:�;�[�`��M��mi��~[����L�$���謏o���U&ɽ�z��[�S!��c�t@¦���{�o���o��X��?֗�mT�3�B�#�� �B�6��Ym���0�`MΡ�P�y�ƛb�4�>��؉9��Ʉ�����1�)I��rk�e��f���6�x��󺟚�1��8��y��s����'�^����Tb�d��{�x<w�U���1�G��s��q�9Ηȵ��= �.X~����A_��i4�TgLM���i��5ȱ�����8_ø;1N%�;<¦��v����e���M�����ba�-l��}5�;��wi2�LJ��0����b�6r3(�4Fm�}gG\۹P�2�LdP6ҏ���6���40�A�(B���Y�6����vH���I��H30��l��9�@]7k����G��I��l�����iW��н!�ƥ��K�]��Pϸ[C@}����B�.4��7i�o��s곸!���'�֯!���0��������~b�6��u�dA�o��갍J�c��g�v�>d��-��,]�.���9��:b'ߠ��O�c��v�;��q��cW�u�a[�X;�UJ�9�et0���{�{���=�S)�n2ߺ����Aجo,���Q��E�E�����Z/��E4��c�1�3J>c�A\�6�#��[s���mҿ�i�aG8��2����f*B_zO���Ju4�3o�����A3��4>Ȃ�h���߁{/��b^����`k���'����2[Bo%8��q�H5�x���e�ݸ��ۆ��3�1��4TY��NA�\�������w�22�=���R��v�6�C�x~Z��:�i�F�i&�^ESd��*6��-����퐾�u%5s5G��>���:nE¦Ѝ�p&x]����:��9ɘ*�Z��m���I��޷��c>+������e,57v�8ۧ-�Ny�%���;j��@��7Ǩ[�V�1̥3�ђ2_��>�G�g��z��8����s�s��2�*�<5v��_�ܛ������N�?���O��s�#s�)ϣ᫥܋��&�Y�c�\L��(�U�� ����������?��Yz!e����ԓJ�Н�����[?t9�Z��){��E��c?����5�S?�31���m}+� �v9x��a�ᙪ$h&�?�z��r;�ÿ��4���d��ڼ�����_�e�rk�8��aX���Ѣ����I��ӽ��a���b.��ݾ*��_���k.�o#���~Ā����;�#��wP����#����{��Q~&�W@����A�}[+��خ8hO1М�������b�`���saM<���U4��4%���u}p]�m�-�>�=���=�x�A�a�����k�:�����B�����h�����A�/!�m�@[�2?��7a�C��c,n��QK��cY�<�A�X ���9�u�1��#�٢Ϻ�X����}��?�+���b�$�2<~b,�7q���+����;��c�@���Fԍ�������Gz4g�m�_L���yl��Շ�}І��c�K�c����7����3z�+�eשA\�x��׬{�&b�E^{q��ɤ5��N��/)K=8���7�C[Ώ�څ0������uZ�Y���̫�����u���q��¦�У��F�8OS�S��G�Pȴ���� ��ށ�6�A��jCfC�4��$�(�h�����?ls��vK1��{P��i��M���@7k��mA7C����ϵ����kf�w^��� ����>�m�^c������%��N�{zĲe�x��_μ@�+�'Ѓ��l��u�/_�Z��[��i(���������O�������D��y��I��9�&A<xF��¦%��Q��l�Kw����!����GL����^K��,�'��/@읫~�t^���q��~?rB�H]�p��>Կ�ru5�P<�K�/�CM�O̗�"�F��;���3���������c߃}xc��a�{��@O���>�[Їt��g�����RW�w��}����"�UN���l���c�����̵q�?~��E��YB?�q�Q_�=�W�R}�V%����էӗ���ӗF�=����r^bRR���JÓ�~�ZC��9�k�{ᗭ���%'i���tX�G���hc����W�L��������T���5�G���[����۹��z6=�-�~�j�~@!}�TJh���Z���^}2��km:b��4PK��=����q���g,���L��!��{Q^]}���Q7m���D��Ж������/������}����'y\�O�5���~#☟��94]���_b�$=(�EhI���<����~�9n�w�Z�*��rL�uz��������� &����L6��Q��X7����gÊ�bW�}p��Ն�����d���Ym������c=M�0�xf�¦g�z¦%���˳�Ѳ�=�1rh8lAHw���?��z_: ߃��ۡm�L4���c9��}��a`#�����<�W�9��~�>Z�m*����<�`m-��?y��_n�ќ:9Q�̺v���#5Ѯ�,�F��s��b�Ϸ���؈M�k���ޭ�Otl��������P9�'���������m�l�$e��B'�7�b���u��#��V���jYXC�����^��.fpx�VVn�n\ϠM�����P*�-��"s0���s��q0¦�-�n��4:���/�鲼r�A(]�{e�<�m\!��~������F��Q���c���7�,�QFw� Wܗul�XοF�FZ���`�u�t�'�ѝ�*4Z+��[X��*B�r�>w����1��N����h�B.¦.9�����+��ʫP~8�IZ�4�MҢ��&Vj��1:��Rm/-5��}�sLM�/_o�/�ί�`'��N�nt�+��:OZ�e�u裊��s^x�Z@3���K�-u��]J����R��p�]UR;�L>�n0��"�;��ǿ��`?;/��0�{����O9��8~�¦��O=�5�m3E�I��q��G(�h���6�k�R�OT��j�X�$�����u^����1�t���yJW?�f�c���5裃.��¦v3��e��p^���¦�@�b�1���G���r�<���Ѱo�-�y.�b����m�@���A�'p������<�t8{��wq`&��i��:$���
https://www.alphawire.com/products/cable/alpha-essentials/coaxial-cable/9213/ | cable | Coaxial Cable ¦ Alpha Essentials ¦ 9213 ¦ Alpha Wire English English Spanish 简体中文 Region Africa & Middle East APAC Europe North America South America Dashboard Join Welcome User LOGOUT LOGIN 0 Unsupported Browser It looks like you’re using a web browser that we don’t support. To get the best experience, please use one of these supported browsers. ✓ Chrome ✓ Firefox ✓ Edge ✓ Opera ✓ Safari Products Cable Wire Accessories Custom Markets Aerospace and Defense Automated Systems Consumer Electronics Energy Industrial Packaging Medical Devices Pulp and Paper Robotics Semiconductor Resources Knowledge Center Regulation and Compliance Terms and Conditions Tools RoHS Certification Search Help Partners Find a Distributor Alpha Wire > Products > Cable > Alpha Essentials > Coaxial Cable > 9213 > Coaxial Cable 9213 Products > Cable > Alpha Essentials > Coaxial Cable > 9213 > Cable Alpha Essentials Alpha Wire Industrial Series Cable EcoGen®️ Pro-Tekt™: The European Cable System Xtra-Guard® Performance Cable Coaxial Cable 9213 This picture is representative only and may not match the specific configuration of the product listed on this page. Please refer to the product specifications for more information on this part number and its exact configuration. Download RoHS Certificate Coaxial Cable 9213 Part Number: 9213 Download RoHS Certificate Share Alpha Wire's Coaxial Cable 9213 twitter linkedin email facebook copy url send as sms Alpha Wire offers 50-, 75-, 93-, and 100-ohm coaxial, twinaxial, and triaxial cables in a wide range of insulation and jacket materials and rated for UL, CSA and military specifications. We now also provide non-magnetic coaxial cable options 9849 and 9851 , which provide better signal transmission with minimal distortion while handling higher frequencies. Looking for a space-saving option? We also offer Micro Coaxial cable, ideal for customers looking for uninterrupted signal transmission in compact spaces. Request Samples View Pricing Add to Cart Find a Stocking Distributor Construction Applicable specifications Environmental Other Properties View Pricing View Pricing Find a Stocking Distributor Construction Diameter ("in") 1) Component 1 1 x 1 COAX a) Conductor 13 (7/.0296) AWG BC 0.089 b) Insulation 0.098" Wall, Nom. Polyethylene (PE) 0.285 (1) Color(s) Cond Color Cond Color Cond Color 1 NATURAL 2) Shield BC BRAID Shield, 96% Coverage (min.) 3) Jacket 0.045" Wall, Nom., Type IIA PVC 0.405+/- 0.010 a) Color(s) BLACK b) Print ALPHA WIRE-* P/N 9213 RG 213/U TYPE ROHS * = Factory Code Applicable Specifications 1) Military MIL-C-17D/74A RG-213/U Type 80°C / 3700 V RMS Environmental 1) EU Directive 2011/65/EU(RoHS2) All materials used in manufacturing this part are in compliance with European Directive 2011/65/EU regarding the restriction of use of certain hazardous substances in electrical and electronic equipment. Refer to the RoHS Certificate of Compliance for more detail. 2) REACH Regulation (EC 1907/2006) This product does not contain Substances of Very High Concern (SVHC) listed on the European Union's REACH candidate list in excess of 0.1% mass of the item. For up-to-date information, please see Alpha's REACH SVHC Declaration . 3) California Proposition 65 Outer surface materials used in manufacturing this part meet the requirements of California Proposition 65. Properties Physical & Mechanical Properties 1) Temperature Range -15 to 80°C 2) Bend Radius 10X Cable Diameter 3) Pull Tension 64 lbs. max. Electrical Properties Engineering purposes only 1) Voltage Rating 3700 V RMS 2) Characteristic Impedance 50 Ω +/- 2 3) Ground Capacitance 30.8 pf/ft @1 kHz, Nominal 4) Velocity of Propagation 66 % 5) Conductor DCR 1.7 Ω/1000ft @20°C, Nominal 6) OA Shield DCR 1.2 Ω/1000ft @20°C, Nominal 7) Voltage Withstanding 10 kV, min. 8) Corona Extinction 5 kV, min. 9) Attenuation (max. dB/100ft.) 2.3 @ 100 MHz 4.8 @ 400 MHz 9 @ 1 GHz Other Packaging Flange x Traverse x Barrel (inches) a) 1000 FT 20 x 11 x 8 Continuous Length b) 500 FT 16 x 11 x 8 Continuous Length c) 100 FT 12 x 10 x 5 Continuous Length Spool dimensions may vary slightly. Prompt Text I Agree OK Cart Added ( ) ' ' to your cart Get a Sample Request a free product sample Get Sample Quick Links RoHS Search Competitor Cross REACH Find a Distributor Resources Request a Sample Heat Shrink Size Guide Regulation and Compliance Speak to Sales Product Changes About Alpha Wire About Alpha Wire About Eco Gen News and Events Career Opportunities Help ISO Certifications Follow Us Facebook LinkedIn 1-800-52-ALPHA Terms and Conditions Privacy Policy Customer Support Sitemap Copyright © 2024 Alpha Wire, All Rights Reserved. Cookie Settings
https://brand.hubersuhner.com/api/asset/eyJjbGllbnRJZCI6bnVsbCwiaWQiOjExNjQ2OSwidGltZXN0YW1wIjoxNjk4NTk5ODA4LCJ2ZXJzaW9uIjoxNjk4NTA5NjU4fQ:huber-suhnerag:zALYZ2Nbeq5Lrioa2m7UOjyQksKmtn4W208nIRxPDws/download | cable | %PDF-1.4%����1 0 obj<</Creator (Apache FOP Version 2.7)/Producer (Apache FOP Version 2.7)/CreationDate (D:20240226135610+01'00')>>endobj2 0 obj<< /N 3 /Length 3 0 R /Filter /FlateDecode>>streamx��gPTY��{��M���I��$�$A��@w�i��AQdpFI� ���AFQŀ((��N#��2�"**K�٭���U[�g��x�sO�s�[����1������M��:�1��C�H�(�JN�����!���c����sϑ��>��qy�v�y����%��.��ʱlN2k�w�r4;�-��8=%1�{�i��W�-��o�!�o\�V��k������Z�kL�0+���t�j�+���¦iA/�o3���`?�(��O��f+�y�S/T�����7����o��r�L@�ʿr��`�Q�WN��=t����8@W)��X���o9���Ȁ�� r����"�dQ�(s�+*�JG�*PM��5�(j��F���hS�:��F����ї���)�"���hc,1^�pL�S�9����Lc>`X�!���b��l/v;�]Ɖ�Tq�8/��+�5�zpwqӸe�^o�����w�+�m�k�'��A�`F�!�v*g7���DQ�hO%��O/ߒH$5�)��B�Oj&]%=#}��芸��ErEjD:EFD^�qdU�-y+9�\A>G�K�ŉ��ڋ����=/:.�(F3�K+k�)6K�P�(�6%�r�r�2EEP���Tu��z�:MC��i��XZ�G�mA�"n$ �!^#~Q�OG����xz�,}��IBN�V�#�O�MbDbIRF�F�#Y(�.9*�I�!�('u@�K�4RZK�G:]���5�y���K�P��cYXVK�W6[���좜���\�\��U�yy���¦�¦�¦���U�J!F�\��K�8ÖϨd�3e]S����ԕ���ڕ�*㕙ʑ���}�**�*9*�*�Uq�L�h�ê�Kj�j�j{պ�f�%�]ճ�[՟h�4�5�44h�5��q�G4�i�Z�Z�Z5Zw�am��#���P���q�5��!�����L��u=t�t�t_�������o��ߨ?a@1p3�3�1��PːeXc�`=i��������iq��=4�{�5�3�bbj�3i3�3U13�5gҘ��b�3���Y�����&�)�g���б��h��ݠ����qÔ��e�e�%ߊafůo�hn�`��Fنm�d3c�ik{�����Ϯ�n���~��e���C�Ð#��߱�񙓒S�S�ӂ��s��e�����qW9W�k�낛���~w��&�j��Z<�O����瓍��������A�����I޿��}�}j¦^����l�nڶ�e�{?;���T��r@h@s�R�C`Y ?H/hG��`�����LH@HS��f�͇6O����mQߒ���V��[/n#o�v.��9�+�!¦1�5�6b�e�:�zŶa���8��2�L�edY�l�e����h�������7�.�u�Kq^q'�V����a�n������Éډ��$�CI >stream application/pdf x-unknown 2024-02-26T13:56:10+01:00 Apache FOP Version 2.7 1.4 Apache FOP Version 2.7 2024-02-26T13:56:10+01:00 2024-02-26T13:56:10+01:00 endstreamendobj6 0 obj865endobj7 0 obj<< /Name /Im1 /Type /XObject /Length 8 0 R /Filter /FlateDecode /Subtype /Image /Width 1679 /Height 153 /BitsPerComponent 8 /ColorSpace /DeviceGray>>streamx��y`���'�R@@AT@�*J�x�TQ�@�ĢR<T�j=�Q��Պx���"�VP#�5V��J�3�$��yr=��;ߝ�������o���f?ϳ;!��W�v�W��A�0Ci���k�6oEi�UO骅o>�{�)݂�f0�8��+&-�f����37��S�1�&F�<E5���v��Y0��=R��O�Bo=L嗒��/�7}��c������E�#�i\p2��{.[RR\T�ޔ�7_2谨ܝ{��^�1Q#�œrv�(<��n^ŖHŢk(��] ̓�����`OZ��������%�"�z��\�X�{���/��v�_�>m�=c�轻�ys��'�'D5�RnF[�2��`����-�BA���_4��p����Tmi�.Q�ƪ9�_���Ihd���*�>W���m�5�I�ʫ��h�O���¦��D��+�m?Z!�~4�凒�R��Ѵ:�A%y���5J(+z>w�a�dN_@�FG�uTˆ�����k$":JR�䱋�ENB���A�\��񮾉�Q���߻�H�0:��y~~Ng�3XДё?:JPU��?���WK�t��$_�$M�����[��`t$F����2şH=FGT���I��$@+FG��(�o�����DNG5�:史�r�t�-��ߪ���#1�td�k����ɧH�M����^���GIհ*/,��\.״�bt$F����N��#?�uw}"����#�ڔ���gQYVūG�>��!������}1:�PG�C��q��u`.��ёY֖�n�FVG5�uy����vw�=l!�Q��=E�1:�K!�������4��s�(�Ȫ~�:E��p�2����Z�(�#1*ud�%���H��ܜI��ё&�¦����#�#˪��dgȶ��C�͡7ft$F���sD�0:r��.�¦e������~��))בe��~����J�����+�#1ju�#e�FG�()<�@U�#}:�����D^GV��Mp��f��m����gt$F����Ek1:r�[�E�Rj�ԑ��^��}Yַ��+���u�cj�FGb�h�ޢ�I������3�4:Ҫ#�D4�&:�6�%8������u�E�#1�ud�,����5U�r�>�����*�>������gA/Ǯ�����;��Q�#�Q�FG<ۜs&�zFG�ud}ş YV�,he��eX<Ko��H�r�Y<��H�w9��匎t�Ț���Y��Z��*?�y<�Q�#1�ud��$FG�¦��T3:Ү#���*6:���N�>��j�e��FGb���ņrFGr�f>����Q��n�GG�ø�&�P�F����Q�#�IQN�#i�e=�j�ב��v¦tdUǿ�tp�_�Xɚ�at$�U���5:����(et���k�݊���U��מ�t����d5lt$�YE#��d�@?�@)�� t��>�7A�td��j#o�h���<�ղё?t$ވ��H���Wr@%�� tD�QG�td�Ep���c>w����������5����&�L������Z��/m�Ct����j���0�i�#1��Ț Hjt0�v�:FG��Ⱥ�խx�Ț&��¦����1������H�?:�!�r��`5mn?P��(��3U8��9�;��ݶёt$ڈ���A����*������Ht��I~?���d7nt$�'Y��I���uuf��#�F��#�1J�w2�ݳ��٭��KG����� (�j���Q@:�F���f��@�����M�nt$�/Yw�A�;{U���Ѧf�n�NG֡�K��W��1�.�FGb¦�w#>�#�;Y�"FG�u���]��p���Z�[��H�o:���0:�X�X�(bt��3@㧣�-S¦#s�����׾ё�t�ۈ���L{���QP:z�ޭ����]�>p�ｪ��k��H��:�l�gt�=P��((�G�Vu�������}n�FGb¦ԑ5�������-P��((�@�VuT����7�n:�\�`t$�O�ua%5:B���J��h��z^���f(F��լc�#�4��^�sU�$FGb�ԑ�+���3�,@�#y�L=:�˧�CQ�K�QGw�>g]���L:u���>����H��:bn�gt��Җ(at�QG�(O ���O�Vu�!�svЛQe/�%����¦��Q#F�p��)�6���?�ё_u�܈���6x�`t�@G�\P!�pj�⨣m��ڝ(��00�{H-�����N��%�FGb�Ցu=���m���ё�+�P/�Xꈳ:*�RVM�,v�z�3�_I������#�F¦FG0�g*��Q���Q�@���+Γ�3�]DG��$>�Sl�r�1��A�Q���H�*�X�g�����������#�������$8��*���q5ܞ����<�ro�5�`t�FG�¦�(�S��騛�c��(?���G��=���Ļ�:A!o�T�zߺ��}I��H��:�o�����H�����~���B��/=P��H��ZI�=�=�[a�Q�9?B�]ܽS�ӑ�+k����R���M-FGb�֑5��@�u��/��5�V(`t�HG���eB�#Bھ��m��Ļ��{���vZ�^]��+y��&1:㻎,��.�#B���[Vϴ2@�#U:�^v��L�uD���kd�z��SHF�~�)����2O�2:㿎VPVﵿtA�tD��PxkPZ��ё*M���tU���#��:�aN*��&R�yH�K�T��r�O�{���H��:�r�cr�����P��Ҋ��T��%�*_ѻr�k���_�t���y�^w���X�\��Ѡ���8(��=�}����>@�#U:z_����n�]Gm�E��+T��#hP�O�IG4Z�U^$�+�#1td�����yI�@Z��ё*����7z�®#l���=�-�вƻ��q�ѡ#��_�kDQGB�?�V(�Ω^��QG�e��H�V�u4�O�Nǳ��#�U�mm�t4�����lZt�؈�{�Q�t{}2�R�⨣�%��SNR���h���DR�::I�����I��1��Y��(�/E�߀Ji��C����06����@� �Գ�z!k�:��^2���ѣ�����f˗�����i��CM�-r5�[��сH�c$�z��aH�F6�{���y��ѣ#���^��I!�!�K�����(럲5*vct+�:��!�4��u�T�<�>q�FGb4�ȶߓ�"���J��*¦!n::t�t��Y��t4�q�0�(�Q_$OZ%�u������.G;0:�IG����/�PG�v�y��@��>*=�V(���Q����s�����g��LG��X�e�6HBǟ�<�3:�KG�n\!¦�ͣ_�tx�L�����hm�Zs�k�C;�������d��u���ɣr�2��Ѧ����ΐ?>�:ꀄ�kZ��D\G8�٭����P9�}U� ���2S���ܠMG�Ĕ�?<�:�AB���T��#�E�®���'��O�ڎw�D�ͭ]�w��H�>�n��Q��(�Z$��޾`t�g}��$a��3H��ڎw�#]P�V������Q�F¦[������h��E*����9���N�^�=�,�ƻ�.G2���lwÿ���h�Q�F¦ˤ�����=Xl���>`t�ev�[�����T��d�x���PH�¦��&�ё�:Z�xϚ#}p�t�1��Kz���Xޑ׭0�(c$�u�e�;�u��buϜ������Q�F¦�I5�G�ͮ��2X�qX{�W!�Qˡ�T{rO��:"�Р��g��ۈё�:j܈�.�c���c���rl�VQ���5�y����6��R8ԏ�4N`���:�s�MUC�.��0��lt��:�^�oa�����Q�AO�p�pvz��b����p�O$\:Z6=��KW#��yޑ�TO�����k�^q}��C�����Q�\�#����*�Ր�������D��K-����+�K¤#Uu��YG�q��)�Ԓ�1�Ѭ���6�k#=84�:RE�-K�Q�0:���Z�(�ꨢ�#��:����4�u�¦�FGb4�Ⱥ����e4:Jb��%�#U/�ycC��L㷎H��hsVi0:�[G��I��6:Jb�`�4���l{�w��4C��L㻎�Q���vg~�FGbt��z����d�3:J0ߞ%�(���r�����heV��:"�(n���̕ʍ��(��}}p��յ^�V���$س%�#;��S�������_G��Y%�ӌq����(���2�R�F¦���Q+��Y�b���A�#}x�i$v:Zނ����7A�>��6:�DG�����hbo�&��wd,��#E�֪�'v:���F���!�/KS5�~����(��*B�mv��ɍ�2�$�0:�����,AE�ctD�x��mg��h��_FB�u��fFGb�e�E���m,�l��Ȫ<Ι%�(��X,8�ץ1�Q)}�9:"v(n����Q��ci���ޑX�Kv=k�#�^J���80:bR]�]�;n:�DO�EG~�1j���Znt$F�����w��Bb#�ђM-hN�L'FGV��*f:���F���튛��)�e�#1jt41q���9��$�D�u�CgZ�@�P0:�Q���� V:���h��U�ڎ�FGb��hf�����]��U����h}�� ��0:�S��[q�Q�,���m-rWR�5:�FG�&�x�v���s�ғ�%�(T��wgv+>:�����j��m�.eʙё5:�HN��Z���m���rM�[G_�͸"�G�ct$���n�FGkN�¦��tDz��-'�9[5:�hͺ�2G���F{��Gb��7ڱ�H�Q���$VG�Ek":��wct+.:z�����:"��7��d��e!��i�S�-:��VOv��1�іQ쩔��0Q���ְ̞'����*f�?����R�bhD���Bqsv��)!���D[(YttM�������hosk�Qب��S���nP�&�#���Aq���¦�X�$zuDZݱEq��8�C:z�ׇ�P��(���>D�%�:Z>��ʌ�( L��Q�}n¦G�-y���eH��x�s�`�(�����E1$�[pI�t�7�"L��(.��z*_ْ��{�h�:)�!g��"i�o�(YYS��>�Ỏ���`���w(*�忂��6'��8�R)j::�����gbb���{p.�4¦��������t�5���B�tD��$[�jGLG�����I4�;Z"��=:J�i�؂/�����Vy>T���fS���)����ԯ�ؗXu�a�K�ӯ�~�]����a����t��PœDc�H~��g������u��[��c�:J�}�s�oP@Ǿ��P���EPų)����Q)���A}N�:�<��B�P��?�ˢ!�+(:z*����6ؗ־�Ju��l�C�%��#kۙ�s*�mK*=.z�+T�}Qo���R�;_Kl��I�RQ��M��T�3n:���t�%�(:z*���׳�h�8+)ԑ��d�<�H�Ȫ�}�D������s���d�]����p�`�zSJEMG�if�;Y��ԝ�^�RttP����}}�