https://www.schurter.com/en/datasheet/typ_OMF_125.pdf | fuses | 1FusesOMF 125https://www.schurter.com /PG01_2Circuit ProtectionSurface Mount Fuse, 7.4 x 3.1 mm, Quick-Acting F, 125 VAC, 125 VDCExemplary part photo depending on part no. See below: Approvals and CompliancesUL 248-14 · 125 VAC · 125 VDC · Quick-Acting FDescription- Directly solderable on printed circuit boardsReferencesCorresponding Fuseholder Assembled Fuseholder Fuse Kit Fuse Kit OMF Weblinkspdf data sheet, html datasheet, General Product Information, Distributor-Stock-Check, Detailed request for productTechnical DataRated Voltage125 VAC, 125 VDCRated current0.063 - 10 ABreaking Capacity100 ACharacteristicQuick-Acting FMountingPCB,SMTAdmissible Ambient Temp.-40 °C to 125 °CClimatic Category40/85/21 acc. to IEC 60068-1Material: HousingThermoplastic, UL 94V-0Material: TerminalsCopper alloy, tin-platedUnit Weight0.08 gStorage Conditions0 °C to 60 °C, max. 70% r.h.Product Marking, Type, Rated current, Certification marks Soldering MethodsReflow, Wave Soldering ProfileSolderability245 °C / 3 sec acc. to IEC 60068-2-58, Test TdResistance to Soldering Heat260 °C / 10 sec acc. to IEC 60068-2-58, Test TdMoisture Sensitivity LevelMSL 1, J-STD-020 Case Resistanceacc. to EIA/IS-722, Test 4.7 >100 MΩ (between leeds and body)Flammabilitymin. UL 94V-1 (acc. to EIA/IS-722, Test 4.12)Moisture Resistance TestMIL-STD-202, Method 106 (50 cycles in a temp./mister chamber)Load Humidity TestMIL-STD-202, Method 103 0.1 x In @ 0.85 r.H. @ 85°CVibration, High FrequencyMIL-STD-202, Method 204 Condition DMechanical ShockMIL-STD-202, Method 213 Condition AResistance to SolventsMIL-STD-202, Method 215Terminal StrengthMIL-STD-202, Method 211A (Deflection of board 1 mm for 1 minute)Approvals and CompliancesDetailed information on product approvals, code requirements, usage instructions and detailed test conditions can be looked up in Details about Approvals SCHURTER products are designed for use in industrial environments. They have approvals from independent testing bodies according to national and international standards. Products with specific characteristics and requirements such as required in the automotive sector according to IATF 16949, medical technology according to ISO 13485 or in the aerospace industry can be offered exclusively with customer-specific, individual agree-ments by SCHURTER.ApprovalsThe approval mark is used by the testing authorities to certify compliance with the safety requirements placed on electronic products. Approval Reference Type: OMF 125Approval LogoCertificatesCertification BodyDescriptionUL ApprovalsULUR File Number: E415992FusesOMF 125https://www.schurter.com /PG01_2Circuit ProtectionProduct standardsProduct standards that are referencedOrganizationDesignStandardDescriptionDesigned according toUL 248-14Low voltage fuses - Part 14: Supplemental fusesDesigned according toCSA22.2 No. 248.14Low-Voltage Fuses - Part 14: Supplemental FusesApplication standardsApplication standards where the product can be usedOrganizationDesignStandardDescriptionSuitable for applications acc.IEC/UL 62368-1Audio/video, information and communication technology equipment - Part 1: Safety requirementsCompliancesThe product complies with following Guide LinesIdentificationDetailsInitiatorDescriptionCE declaration of conformitySCHURTER AGThe CE marking declares that the product complies with the applicable requirements laid down in the harmonisation of Community legislation on its affixing in accordance with EU Regulation 765/2008.UKCA declaration of conformitySCHURTER AGThe UKCA marking declares that the product complies with the applicable requirements laid down in the British Amendment of Regulation (EC) 765/2008.RoHSSCHURTER AGDirective RoHS 2011/65/EU, Amendment (EU) 2015/863China RoHSSCHURTER AGThe law SJ / T 11363-2006 (China RoHS) has been in force since 1 March 2007. It is similar to the EU directive RoHS.REACHSCHURTER AGOn 1 June 2007, Regulation (EC) No 1907/2006 on the Registration, Evaluation, Authorization and Restriction of Chemicals 1 (abbreviated as "REACH") entered into force.Dimension [mm] 7.4 mm 1.645.87.42.623.11.62.83.53Soldering padsPre-Arcing TimeRated Current In1.0 x In min.2.0 x In max.4.0 x In max.0.063 A - 5 A4 h1 s10 ms6.3 A - 8 A4 h5 s50 ms10 A4 h20 s60 ms3FusesOMF 125https://www.schurter.com /PG01_2Circuit ProtectionTime-Current-CurvesTime in Seconds0.0010.010.1110100100010000100000110≤ 5 A6.3 A – 8A10 AMultiple of Rated Current In All Variants Rated Cur-rent [A]Rated Vol-tage [VAC]Rated Vol-tage [VDC]Breaking CapacityVoltage Drop 1.0 In typ. [mV]Power Dissi-pation 1.0 In typ. [mW]Melting I²t 4.0 In typ. [A²s]Order Number0.0631251251)25501600.00011l3404.0003.11█0.0631251251)25501600.00011l3404.0003.220.0631251251)25501600.00011l3404.0003.240.11251251)17701800.00067l3404.0004.11█0.11251251)17701800.00067l3404.0004.220.11251251)17701800.00067l3404.0004.240.1251251251)17702200.0011l3404.0049.110.1251251251)17702200.0011l3404.0049.220.1251251251)17702200.0011l3404.0049.240.161251251)17002700.0018l3404.0005.110.161251251)17002700.0018l3404.0005.220.161251251)17002700.0018l3404.0005.240.251251251)9902500.0058l3404.0006.11█0.251251251)9902500.0058l3404.0006.220.251251251)9902500.0058l3404.0006.240.351251251)9903500.0076l3404.0043.11█0.351251251)9903500.0076l3404.0043.220.351251251)9903500.0076l3404.0043.240.3751251251)9903700.013l3404.0044.110.3751251251)9903700.013l3404.0044.220.3751251251)9903700.013l3404.0044.240.41251251)9603800.016l3404.0007.110.41251251)9603800.016l3404.0007.220.41251251)9603800.016l3404.0007.240.51251251)3501500.01l3404.0045.11█0.51251251)3501500.01l3404.0045.220.51251251)3501500.01l3404.0045.240.631251251)2901800.02l3404.0008.114FusesOMF 125https://www.schurter.com /PG01_2Circuit ProtectionRated Cur-rent [A]Rated Vol-tage [VAC]Rated Vol-tage [VDC]Breaking CapacityVoltage Drop 1.0 In typ. [mV]Power Dissi-pation 1.0 In typ. [mW]Melting I²t 4.0 In typ. [A²s]Order Number0.631251251)2901800.02l3404.0008.220.631251251)2901800.02l3404.0008.240.751251251)2602000.031l3404.0046.110.751251251)2602000.031l3404.0046.220.751251251)2602000.031l3404.0046.2411251251)2202200.078l3404.0009.11█11251251)2202200.078l3404.0009.22█11251251)2202200.078l3404.0009.241.251251251)2202800.14l3404.0010.111.251251251)2202800.14l3404.0010.221.251251251)2202800.14l3404.0010.241.51251251)2003000.24l3404.0047.111.51251251)2003000.24l3404.0047.221.51251251)2003000.24l3404.0047.241.61251251)2003200.27l3404.0011.111.61251251)2003200.27l3404.0011.221.61251251)2003200.27l3404.0011.2421251251)2004000.44l3404.0012.11█21251251)2004000.44l3404.0012.2221251251)2004000.44l3404.0012.242.51251251)1904800.97l3404.0013.112.51251251)1904800.97l3404.0013.222.51251251)1904800.97l3404.0013.2431251251)1905701.3l3404.0014.11█31251251)1905701.3l3404.0014.2231251251)1905701.3l3404.0014.243.151251251)1906001.2l3404.0048.113.151251251)1906001.2l3404.0048.223.151251251)1906001.2l3404.0048.243.51251251)1404901.6l3404.0015.113.51251251)1404901.6l3404.0015.223.51251251)1404901.6l3404.0015.2441251251)1827282.25l3404.0016.11█41251251)1827282.25l3404.0016.22█41251251)1827282.25l3404.0016.2451251251)1407002.9l3404.0017.11█51251251)1407002.9l3404.0017.22█51251251)1407002.9l3404.0017.246.31251251)11069014l3404.0018.11█6.31251251)11069014l3404.0018.226.31251251)11069014l3404.0018.2471251251)10574016l3404.0019.11█71251251)10574016l3404.0019.2271251251)10574016l3404.0019.2481251251)10080020l3404.0020.1181251251)10080020l3404.0020.2281251251)10080020l3404.0020.24101251251)8080054l3404.0021.11█101251251)8080054l3404.0021.22█101251251)8080054l3404.0021.24█ Most Popular.Availability for all products can be searched real-time: https://www.schurter.com/en/info-center/support-tools/stock-check-distributors1) 100 A @ 125 VAC, cos φ = 0.99 - 1; 100 A @ 125 VDC tau < 1 ms5FusesOMF 125https://www.schurter.com /PG01_2Circuit ProtectionPackaging Unit acc. IEC 60286-3 Type 2a.xx = .11100 St. in ESD-plastic bag.xx = .22750 pcs. in tape [W: 16mm and P1: 8mm] on reel [A: 18cm].xx = .243000 pcs. in tape [W: 16mm and P1: 8mm] on reel [A: 33cm]The specifications, descriptions and illustrations indicated in this document are based on current information. All content is subject to modifications and amendments. Information furnished is believed to be accurate and reliable. However, users should independently evaluate the suitability and test each product selected for their own applications.26.03.2024
https://us.schurter.com/en/datasheet/typ_SPT_5x20_Pigtail.pdf | fuses | 1FusesSPT 5x20 Pigtailhttps://www.schurter.com /PG01_2Circuit ProtectionMiniature Fuse with Pigtail, 5.4 x 22.5 mm, Time-Lag T, H, 250 VAC, UL: 115 - 300 VDCSee below: Approvals and CompliancesIEC 60127-2 · 250 VAC · 300 VDC · Time-Lag TDescription- IEC Standard Fuse- H = High Breaking Capacity (Ceramic Tube)Applications- Primary Protection on PCB- Power Supply Adapter for e.g. laptops- SMPS (Switching Mode Power Supply) for TV's and DVD'sReferencesWeblinkspdf data sheet, html datasheet, General Product Information, Distributor-Stock-Check, Detailed request for productTechnical DataRated Voltage250 VAC 300 VDCRated current0.5 - 16 ABreaking Capacity500 A - 1500 ACharacteristicTime-Lag TAdmissible Ambient Temp.-55 °C to 125 °CClimatic Category55/125/21 acc. to IEC 60068-1Material: TubeCeramicsMaterial: EndcapsNickel-Plated Copper AlloyMaterial: Axial LeadsTin-Plated CopperUnit Weight1.68 gStorage Conditions0 °C to 60 °C, max. 70% r.h.Product Marking, Rated current, Rated Voltage, Cha-racteristic, Breaking Capacity, Certifica-tion marks Soldering MethodsWave Soldering ProfileSolderability235 °C / 2 sec acc. to IEC 60068-2-20, Test Ta, method 1Resistance to Soldering Heat260 °C / 5 sec acc. to IEC 60068-2-20, Test Tb, method 1AApprovals and CompliancesDetailed information on product approvals, code requirements, usage instructions and detailed test conditions can be looked up in Details about Approvals SCHURTER products are designed for use in industrial environments. They have approvals from independent testing bodies according to national and international standards. Products with specific characteristics and requirements such as required in the automotive sector according to IATF 16949, medical technology according to ISO 13485 or in the aerospace industry can be offered exclusively with customer-specific, individual agree-ments by SCHURTER.ApprovalsThe approval mark is used by the testing authorities to certify compliance with the safety requirements placed on electronic products. Approval Reference Type: SPT 5x20 PigtailApproval LogoCertificatesCertification BodyDescriptionVDE ApprovalsVDEVDE Certificate Number: 139234UL ApprovalsULUR File Number: E41599CCC ApprovalsCCCCCC Certificate Number: 20209702070003112FusesSPT 5x20 Pigtailhttps://www.schurter.com /PG01_2Circuit ProtectionProduct standardsProduct standards that are referencedOrganizationDesignStandardDescriptionDesigned according toIEC 60127-2/5Miniature fuses. Part 2. Cartridge fuse linksDesigned according toUL 248-14Low voltage fuses - Part 14: Supplemental fusesDesigned according toCSA22.2 No. 248.14Low-Voltage Fuses - Part 14: Supplemental FusesApplication standardsApplication standards where the product can be usedOrganizationDesignStandardDescriptionSuitable for applications acc.IEC/UL 62368-1Audio/video, information and communication technology equipment - Part 1: Safety requirementsCompliancesThe product complies with following Guide LinesIdentificationDetailsInitiatorDescriptionCE declaration of conformitySCHURTER AGThe CE marking declares that the product complies with the applicable requirements laid down in the harmonisation of Community legislation on its affixing in accordance with EU Regulation 765/2008.UKCA declaration of conformitySCHURTER AGThe UKCA marking declares that the product complies with the applicable requirements laid down in the British Amendment of Regulation (EC) 765/2008.RoHSSCHURTER AGDirective RoHS 2011/65/EU, Amendment (EU) 2015/863China RoHSSCHURTER AGThe law SJ / T 11363-2006 (China RoHS) has been in force since 1 March 2007. It is similar to the EU directive RoHS.REACHSCHURTER AGOn 1 June 2007, Regulation (EC) No 1907/2006 on the Registration, Evaluation, Authorization and Restriction of Chemicals 1 (abbreviated as "REACH") entered into force.Dimension [mm] 22.5 mmø Aø 5.4 max. 22.5±0.2.xx = .TR: 75 ±0.3.xx = .PT: 40±0.2.xx = .PT: 40±0.2±0.05In ≤ 6.3 A: ØA = 0.65 mm 8 A ≤ In ≤ 12.5 A: ØA = 0.8 mm In ≥ 16 A: ØA = 1.0 mm Pre-Arcing TimeRated Current In1.5 x In min.2.1 x In max.2.75 x In min.2.75 x In max.4.0 x In min.4.0 x In max.10.0 x In min.10.0 x In max.0.5 A - 0.8 A60 min30 min250 ms80 s50 ms5 s5 ms150 ms1 A - 3.15 A60 min30 min750 ms80 s95 ms5 s10 ms150 ms4 A - 6.3 A60 min30 min750 ms80 s150 ms5 s10 ms150 ms8 A - 10 A30 min30 min750 ms80 s150 ms5 s10 ms150 ms12.5 A - 16 A15 min30 min750 ms80 s150 ms5 s20 ms150 ms3FusesSPT 5x20 Pigtailhttps://www.schurter.com /PG01_2Circuit ProtectionTime-Current-CurvesTime in Seconds0.0010.010.1110100100010000100000110≤ 0.8 A1 – 3.15 A4 – 10 A_> 12.5 AMultiple of Rated Current In All Variants Rated Cur-rent [A]Rated Vol-tage [VAC]Rated Vol-tage [VDC]Breaking CapacityVoltage Drop 1.0 In max. [mV]Voltage Drop 1.0 In typ. [mV]Power Dissi-pation 1.5 In max. [mW]Power Dissi-pation 1.5 In typ. [mW]Melting I²t 10.0 In typ. [A²s]Order Number0.52503001)85036016005000.5 l 0001.2501.PT0.52503001)85036016005000.5 l 0001.2501.TR0.632503001)65033016005001.55 l 0001.2502.PT0.632503001)65033016005001.55 l 0001.2502.TR0.82503001)50026016005002.3 l 0001.2503.PT0.82503001)50026016005002.3 l 0001.2503.TR12503001)35018025005001.1 ll0001.2504.PT12503001)35018025005001.1 ll0001.2504.TR1.252503001)30015025005001.86 ll0001.2505.PT1.252503001)30015025005001.86 ll0001.2505.TR1.62503001)20013025005004.35 ll0001.2506.PT1.62503001)20013025005004.35 ll0001.2506.TR22503001)19012025006009.2 ll0001.2507.PT█22503001)19012025006009.2 ll0001.2507.TR2.52503001)180100250060011.7 ll0001.2508.PT2.52503001)180100250060011.7 ll0001.2508.TR3.152503001)140100400080022 ll0001.2509.PT█3.152503001)140100400080022 ll0001.2509.TR42501502)10090400090062.4lll0001.2510.PT█42501502)10090400090062.4lll0001.2510.TR52501502)100904000120097.5 ll0001.2511.PT█52501502)100904000120097.5 ll0001.2511.TR6.32501502)1007040001200171 ll0001.2512.PT█6.32501502)1007040001200171 ll0001.2512.TR82501503)1007040001300268 ll0001.2513.PT█82501503)1007040001300268 ll0001.2513.TR102501503)1007040002100400 ll0001.2514.PT█102501503)1007040002100400 ll0001.2514.TR4FusesSPT 5x20 Pigtailhttps://www.schurter.com /PG01_2Circuit ProtectionRated Cur-rent [A]Rated Vol-tage [VAC]Rated Vol-tage [VDC]Breaking CapacityVoltage Drop 1.0 In max. [mV]Voltage Drop 1.0 In typ. [mV]Power Dissi-pation 1.5 In max. [mW]Power Dissi-pation 1.5 In typ. [mW]Melting I²t 10.0 In typ. [A²s]Order Number12.52501254)1007040002500563 l 0001.2515.PT█12.52501254)1007040002500563 l 0001.2515.TR162501254)10070400030001500 l 0001.2516.PT█162501254)10070400030001500 l 0001.2516.TR█ Most Popular.Availability for all products can be searched real-time: https://www.schurter.com/en/info-center/support-tools/stock-check-distributors1) IEC: H = 1500 A @ 250 VAC, p.f. = 0.7 - 0.81) UL: 10 kA @ 125 VAC, p.f. = 0.7 - 0.8 / 1500 A @ 250 VAC, p.f. = 0.7 - 0.8 / 1500 A @ 300 VDC2) IEC: H = 1500 A @ 250 VAC, p.f. = 0.7 - 0.82) UL: 10 kA @ 125 VAC, p.f. = 0.7 - 0.8 / 1500 A @ 250 VAC, p.f. = 0.7 - 0.8 / 1500 A @ 150 VDC3) IEC: 1000 A @ 250 VAC3) UL: 1000 A @ 250 VAC, 1500 A @ 150 VDC4) IEC: 500 A @ 250 VAC4) UL: 500 A @ 125 VAC, p.f. = 0.7 - 0.8 / 1000 A @ 125 VDC / 500 A @ 250 VAC / 1500 A @ 125 VDCPackaging Unit .xx = .PT Bulk (1000 pcs.).xx = .TR Taped 33 cm Reel (1000 pcs.)The specifications, descriptions and illustrations indicated in this document are based on current information. All content is subject to modifications and amendments. Information furnished is believed to be accurate and reliable. However, users should independently evaluate the suitability and test each product selected for their own applications.26.03.2024
https://www.littelfuse.com/media?resourcetype=datasheets&itemid=dbe9bcd7-6072-4adf-bf5b-d33e52a6b90f&filename=littelfuse-fuse-466-datasheet | fuses | %PDF-1.7%âãÏÓ41 0 obj< >endobj xref41 1120000000016 00000 n0000003097 00000 n0000003224 00000 n0000005204 00000 n0000005243 00000 n0000005379 00000 n0000005515 00000 n0000005651 00000 n0000005765 00000 n0000006285 00000 n0000006692 00000 n0000007289 00000 n0000007902 00000 n0000008405 00000 n0000008962 00000 n0000008997 00000 n0000009040 00000 n0000009126 00000 n0000009239 00000 n0000009350 00000 n0000009959 00000 n0000010042 00000 n0000010458 00000 n0000010869 00000 n0000011346 00000 n0000011977 00000 n0000012347 00000 n0000015380 00000 n0000015511 00000 n0000018155 00000 n0000019275 00000 n0000020156 00000 n0000020641 00000 n0000021189 00000 n0000021791 00000 n0000024106 00000 n0000024361 00000 n0000026966 00000 n0000030062 00000 n0000030549 00000 n0000033107 00000 n0000036519 00000 n0000038819 00000 n0000042566 00000 n0000045570 00000 n0000048218 00000 n0000048539 00000 n0000048901 00000 n0000049233 00000 n0000049522 00000 n0000056576 00000 n0000056613 00000 n0000061400 00000 n0000061736 00000 n0000062099 00000 n0000062472 00000 n0000062853 00000 n0000068163 00000 n0000068214 00000 n0000068283 00000 n0000068367 00000 n0000078800 00000 n0000079063 00000 n0000079225 00000 n0000079252 00000 n0000079553 00000 n0000080469 00000 n0000080735 00000 n0000090778 00000 n0000090817 00000 n0000111027 00000 n0000111066 00000 n0000121109 00000 n0000121148 00000 n0000141358 00000 n0000141397 00000 n0000164271 00000 n0000164310 00000 n0000168965 00000 n0000169004 00000 n0000189994 00000 n0000190033 00000 n0000211023 00000 n0000211062 00000 n0000215717 00000 n0000215756 00000 n0000236746 00000 n0000236785 00000 n0000241440 00000 n0000241479 00000 n0000251522 00000 n0000251561 00000 n0000271771 00000 n0000271810 00000 n0000279964 00000 n0000280003 00000 n0000304904 00000 n0000304943 00000 n0000314886 00000 n0000417417 00000 n0000417802 00000 n0000418187 00000 n0000420104 00000 n0000420367 00000 n0000420752 00000 n0000421137 00000 n0000423363 00000 n0000423627 00000 n0000423783 00000 n0000423938 00000 n0000424101 00000 n0000002536 00000 ntrailer< <0A2F41B81E5D4174B338D03849EA9B84>]/Prev 559144>>startxref0%%EOF 152 0 obj< >streamhŞb``àd`àJg`g`øÂ Ì€Âl@Q�2ëş%0²ÅVír` l8ø„iÒ“€¹OO¶Ë¨2ı(´ªøå²êšnÌŞ¦6Ÿ[¦9s½E]ÙøÏ8uæÒó±wLt™¤SóñÊJ³°�YOßHlJ»¸jÊ«¸‘Œ.®åP€°(--½*ØSçâ–Ws8H1pÄOÒ¹@\‘fd¾ĞÀÌÀ»€íscó-ÆFY†IÖŠ@XÆÆ Å0±��A"€‡��ƒec8ë})Fw—©ì,BLö,–ŒNû/ğ%¨÷Hq Cmƒ”‚ìş˜q¦ÌÀ‘]¤™A–$Pº``ÄTö¦8 •€ª]¡*´�Xƒ�£ÕÊß`lç„�endstreamendobj42 0 obj< >>>endobj43 0 obj< >/ExtGState< >/Font< >/ProcSet[/PDF/Text/ImageC/ImageI]/Properties< >/XObject< >>>/Rotate 0/Tabs/W/Thumb 35 0 R/TrimBox[0.0 0.0 612.0 792.0]/Type/Page/PieceInfo< /LastModified /NumberOfPageItemsInPage 6/NumberofPages 1/OriginalDocumentID /PageItemUIDToLocationDataMap< >/PageTransformationMatrixList< >/PageUIDList< >/PageWidthList< >>>>>>>endobj44 0 obj[45 0 R 46 0 R 47 0 R]endobj45 0 obj< >/Border[0 0 0]/H/N/Rect[73.8406 459.698 111.361 394.0]/Subtype/Link/Type/Annot>>endobj46 0 obj< >/Border[0 0 0]/H/N/Rect[152.194 458.287 201.378 394.0]/Subtype/Link/Type/Annot>>endobj47 0 obj< >/Border[0 0 0]/H/N/Rect[237.985 459.698 283.958 394.0]/Subtype/Link/Type/Annot>>endobj48 0 obj< >endobj49 0 obj< >endobj50 0 obj< >endobj51 0 obj< >endobj52 0 obj< >endobj53 0 obj< >endobj54 0 obj< >endobj55 0 obj[/ICCBased 85 0 R]endobj56 0 obj[/Indexed 55 0 R 0 98 0 R]endobj57 0 obj< >endobj58 0 obj< >endobj59 0 obj< >endobj60 0 obj< >streamH‰\”Ín£@„ï<Å“C†™îXB–ü³‘¦Ø­wÃØAŠa¦ğÛoe%Ò"ÁÔ0L××­iÒí~·ïÚÉ¥¿Æ¾>ÄÉ�Ú®ãµ¿�utÇxn»d‘»¦­§Çl~Ö—jHRÛ¦¸_§xÙw§>)K—ş¶Åë4ŞİÓºé�ñ9I�MÛîì�şnÏ.=Ü†á#^b7¹Ì­V®‰'ô½~T—èÒyÛË¾±õvº¿Ø�¯/şÜ‡èòy¾ Lİ7ñ:Tu«î“2³kåÊ7»VIìšÿÖE¹íxªß«1)ßìã,±{»²ùÛ×¦ió<›ç6˜ÔZ¨ú•úzI=ïİQï écCRŒY f‘SçĞ�ÚCÓ«€WA¯^ÅšzmÚ/fmƒiÆñˆãêš1=bzÆôˆéÓ#¦Wj…f.¹xæâ‘‹§¯Ÿ}7Ôè-5jç™¯G¾�ùzäëYS’20÷€Üùøùøùøùøùøùøùøùøùø…^/¡—ÀKè%ğz¼„^/‘Ç™€¦—ÀKè%ğzÍgFXA}„õ™Ï–°>‚úÈãÜ¡>ò8s¨�²>Šú(™ÌJf³’YÁ¬dV0+™ÌJf³’YÁ¬dV0+™ÌKxåÙï—95ŞoÈcšéÑ5h+ë~÷Ù³õm­]ç_ÄÜ§èĞ¶‹Ÿ‘¡œíÂ�ü`½©èendstreamendobj61 0 obj< >endobj62 0 obj< >streamH‰\’Ínƒ0ÇïyŠÛC¥@Z!U´•8ìCc{š˜i„(Ğo?;®:i‘ ¿Äöß‰�¨ªOµíg½ûQ70Ë®·ÆÃ4Ş½y…[oÅ6‘¦×ócşzh�ˆ0¸Y¦†Úv£(} qšı"WG3^a-¢7oÀ÷ö&W_U³–Qswî°³ŒeYJ½´îµ@F!lS´÷ó²Á˜?�ÏÅ�LÂzË‡Ñ£�Éµ¦ko ŠG)‹�R€5ÿìIÆa×N·^9Ç1NÈgæ3òn'ä„9!Ş1ïˆ�ÌGä”ıSòOSæ”8cÎˆY?%ıŒ53ÒÌX3#ÍœurÒÉy?û¬““N~`>WÌñ‰ùD¦aÆ"Šï¨è�Šó*Ê«X_‘¾â3+:³â\Šr©=ó>óQ5*+v_>{¦ïŞc»Â}¢õ�¯È�Nb}âW€Ë?§˜endstreamendobj63 0 obj< >endobj64 0 obj< >streamH‰\’İjã0Fïõºl/ŠÿâQÆ²-äb»Ë¦}ÇV²†�lç"oßùô….Ô`ëÍŒ£É¶»»0.6û§~ï{ÃıeºÆŞÛƒ?�Á¥Æ~¹ïÒ·?w³É4y»,ş¼ÇÉ4�Íşèáe‰7û°¦ƒ4Ù¯8ø8†“}øØîm¶¿Îó?öa±¹m[;ø£úÙÍoİÙÛ,¥=í=—Û“æü�x¿ÍŞ–i_P¦Ÿ™»ŞÇ.œ¼ir}ZÛ¼êÓ†oçÕši‡cÿ·‹¦)^58ÏEô}nMSæi¯‹ò–¼¿�_ÀÌÑÅ4ã+ÄW¹—ä\‘+°�¼!o”W«Äº(;²?“á¶¢Ï>5ë×¨_³~�úB�ƒ0F#Œ‘Ãş%5¹Ë½`:dM^ƒé“z%ôøİnÂ^z%÷ş¢W�½rè•£›ƒ›£›ƒ›£›ƒ›£›ƒ›£›ƒ›£›ƒÛ†>ºà²ï·Šk×é´_3Õ_cÔqJ#œæ4ÿ5åó4[ÍÂk>D�Ç$endstreamendobj65 0 obj< >streamH‰\ÔK‹£@à½¿¢–İ‹Æ×­{; �<º!‹y0™ùF+a¢bìEşıÔñ„˜@âõúq¢•îûCßÍ.ı>Í1ÌîÜõínÃÇÔw—®OòÂµ]3?ö–ßæZ�I/>Şos¸úó�T•KÄƒ·yº»§M;œÂs’~›Ú0uıÅ=ıÚŸ]züÇ?áúÙen½vm8ÇA_êñk}.].{9´ñx7ß_â5ÿÎøyƒ+–ıœ˜fhÃm¬›0Õı%$U?kW½ÇÏ:}ûßqó¼ìtn~×SRåïñä,S�ßÕ:©ŠlÙ�›˜=³G~e~E^1/ço™·È;æò�y�üÆü†ÌûÅMR•¼W‰{•9s�\0È%s‰,Ì‚L[[©ÌŠlÌ†LssIss¹aŞ ÓYÂ)ô }ûô)tÊâdŸ‚>…}úôô{ø=ÍfO³‡ÙÓìaö4{˜=ÍfO³‡ÙÓìaVv¢èD9_1_9_1_9_1_9_1_õñœ!s¾b¾r¾.óÙÉò*{Pô ìAÑƒ²EÊ=èã9FÆ=Í³Ñl0Í³Ñl0Í³Ñl0Í³Ñl0Í³ñ4ü�+Ì/²æ•0Ã¼RfÜwKgÜàE}¼‘xeãÊâ>×ƒæcšâR°,?Ë€·¿ëÃç5£‹Wá›ü`çendstreamendobj66 0 obj< >endobj67 0 obj< >streamH‰œWÛnI}ï¯¨—ÔÀªİu¯Ş·Ü3‹I0‰ÌÃd±Pd9ö@’/’�Í~ı’Uİ­HöØr±‹—S$‹dİT'ïN[õm[µjöëÉÛu«^_UŸª—³êä6[ÕòŸÚ.6Ä«‰÷d¦ÿİ*­fçUàİ ¦c´UÖ7Æ5[W“/ÆkeZcÕ¯—»İru~·]ş]ı²Y4õìÏjªMcZ­¦º1jvVMN¯—‹Ë/­�‹ùîòj³UóÛ¥ÚŞ}ıs¹Ø©İ•Z\Ì7ß–êûåîâên§6W»ËÅ’UA“µ�4YkY×çåıåvyöõîu£Úpbô‰±ÄJĞµ@O=)Û:@w€šš˜¹&Ö7³ênùö³‹´¸è¦ò¡‰0ëº®I­WÆÆÆ[¥ÎeÔí²ú]mÀU¤yÛt:&Ã†up„ºÕV+ÑäZR.ºN;µXW'¿”ˆ¦’€¼:%aØÑøµF©ÓW+Ğê»rêƒê­y×øl üÛ)…x_Gî1â�iÛ´Ïl¡òâ»Ò¹QV{�WÁÛ&â¼öÇäõ²�j‹pN¶XªÉß$5¹­§¶ÑjrYOcÔä�>ìê©ko˜¦S“«Mı¯Ù?«ÒÎ¸6ã2‰põ‘$@Î6!è ˆfPHûÌªÉR9X³�U“€…#„A�JGLKÂÖ1V­iL�˜±‘øXêmMy‹óÌ‰7ñIS>F"Sèõ¤÷ŸÜˆ"3€NìnØA ¿±yº“;RéÄUŒçœ\Ó±-p8QÅè—êNÖ’ÔU=íHQ‘ŞÔ†ñTC�¾�"ÍHöË„bÛ†OJê,‰CÊ2Û—Zññ{®¶Ùk†ŸgE�¥ÿ*Ç�.´§[øÇ†„Y×�íHÕâh‘àÒìs´Äóß:2LØtÃÑc5ä;:Ü†ƒgØÛ†}w�Óê’\f§İZ�Q¢QÙ÷œv†S‰NviÏ™ƒ=àJdü…�mGfÒœ¶gêx-ÇARşVõ�ædqå„“ÄŸä±H9È¬Ñwàü¡®K^Üô«šİ³«KJº÷Ó«#–ÔÕù‘Ğ,J"Ÿf+’—dù$ú¾+ü[µ—P¡øÂ“/rr«şş_ºc¦Ô)¦u¶9%ü·…a>ºC9öc1—]³êN–$W”v/ìÆ±B–¦Ø{‰üWÂ"şÕuQJGç8Ğ�+Å”KĞP“ˆ12B‚~–c…š›J‘£·¼kV*®3œs¸ R„t+§R“¯:)&3À§–…�cS°IŠë¶–#�›Z<¶`IÀçP‹İ{ò—áM¡pn³TÃÜ9ßÆEš�ñ�Ër¹Ø¹ÒŒîÎ_ÕâAH×2rM¡âò7µ"®®ä†eà8¨škG�›çrG,ÕaÕz¤X¸jıÓıU-.·#½¼¸¡$‹{W,ßÀÂÇ�dd‰=Qû`›méÁÖáEÿÌü9§¹C¼ç~GÕŸK�ÎuÓ‚¾¶Ø\[²Ñ�ã$ÆïÌ’¢²Q¹Yñv¾«÷ìß�omÎğ’a:T7>uË�Áø¹ñ;ÌÿÑÆÍ8uÎ)ïº#½±çÊ±ØVóû¦QGE¨´ø$9Ã÷®¯9İñ˜ä~¥†¦AÕ%H;a\lK7*¥¯?çÛƒY×¢÷%ÅßÖš=€-'•,äJÆéouî 9Ä¦QşÃ½ZSpÇ®-!ø­Ì7£Æe©šP*èÑÜ±.9öµÌ‚Ç´?íwĞ ĞárR/ú]óÊà¦„a=vh’¦#�HI xæi=M4:{Â·A-ª�Œ))ÀÜÔj+“-‰¦B²h,"%úšŒ‰ ÄfÁÓW™5qY›)’èXBÇ0¢¦ë²>¡©Š€èÖ@ZĞ)púş;$¦‘èQ×“dK¤EÁF,m'¨0#²ñò`’äl.é�@«d˜„é¼�Wâ.üZGkËòÜÄ§“ØÒâ#^·ÙÙßÆfr5"^Lk�Ñy•§ò©å@ÂMÃ˜w¬Ë…(‘Ê4†Ù½“ÚÚÑQ�Õ…�°NÎ�Iq]S±A“¶ö…ZT˜¹Æe â‘bƒG~Gí�ßx[VÖšØ"å€K‚ÌÅ@r±Àõ‚gÇ`]¡Zy—©®½'¯9�×›]Ğ‰·U¢Ì‹7—$ÉS4YœÍá;u_�L>fÎ)�®·š…Aàô¡ã�¾“KŠ(ƒCMIN³ÎÎÒ?ßR†Â^ò�5HÖg}!IĞ+”ÜŒXH¯¼uLì4ı@Bc'ª‚gï��òˆSxñ¼lÉC#:f¡5MĞLMï* ¶\"aÊß%½ëúêU,O:#‚œŞt”È�­&œFàgŠ&+g€®éšòZª`ä5?¥xiù(´òÒC:şlš(ñÑÒå3³BWÎ/÷ :¦*3ŒnËH±x,'­”Øi>„1tPü7’�ñXz0Î<�Zj,!ßÛl}&”¦é«ÖÉ"¿‡]ÈH5*fÍ}i»E#ıF9$#ğQòuª9$»)ôóĞÆáğÜ4Õ¤X§1bíÔF)ó]û¶�§ŒÂE$ê¾`N2sœ*¼"†9EÎ2§ˆëh§o™^UgÜ0M_ı3LôÃÙ_QêäÏ½Šs´®®ë@¢«My?'w¾´•ôBŸh.ãZsƒ=öáˆ2•üz<Î{ôIV_·‚Ö½…endstreamendobj68 0 obj< >endobj69 0 obj< >streamH‰ÔWioGı>¿¢¿dÁ2­¾À0 +rN;‡hìŞEÀG7¼DRV¼¿~_u÷ğ%EÁ[8ÓSGW½ºº¯™dÿ’)ÁC4ŠIÃ¥¬�Uô�~Ë•eÓJsá4k4×Ş2ÍƒÔ`x_]U�Ëà™Lßg•cMàZ*â”l"‰¨’Oú-ÔL«FrğË¤@!–ï±MÒ�ßH‰KkÅ],@™IÜRdË¦2Æ�êÙ¾1ªËê'ü_WÄ(½Õ>yÛ`iltÊ0¯¸7Òˆ¨™†-Á©`y½E†LÎ3ËvÙÓ¸AÚNZl­“�‚�äÈ”év€µÍH„,ê¹ƒÒ’*™¯O¨+É#’Ò‰HŸÎ@e† -5l3‰Ş&Eìª€òSõbW†·”<‚�†\¸.²á¬¨Pêá¿+ÒîÁFÈÇÕÛ�à²¶‚@;euƒÇ )O¦©ÿ5ü¶:V'?NGm7şj5Z^MZvòêL±_�±êü~®+/¹Š‘©ˆüRšII!J;±UWı�Í«“¯.{·Ş‹‚�„‰Üå÷³VqáòÀÊ!d¬3¯ÊYÖVye¹€1Œ_�ßA°‘»ÂõxˆŠ¨Êª¡”q,is³:ªµU�„ğhZe#°ôH-AòdÚ¦Xì9¨Í§îP�<d\ô<ÈĞLWØÁ¼¼/÷,”�ô�HeUrïõéQâI§Ÿ�xj—x×ÛÄ�´Ê‘m¥Üô§’Ïj!•LÁ5º€‘�Ğ?ùf&Ù—‹G-}ã/´ø¸Tôa©¤½g@“‘J%ŠxP*"ÙÈÖí}UCæz›å½Ôr¯¥QJ!ST#uœün�XhÊ5Tç„Á}ĞBrYêıyK«–º™³šÖ†2¶ŸÈRë´Œi�™-4&OLÌB8L¦4�RdvZb¡¬ÃB›LšBIæEO4�HC§'�< [1yDÚıÎMiG-Ü(™&M+4çH{[�LACT´ƒ¥í€»K¯H¿Eaa¸™¼5r-ÌH²JÒ»2Àhjjá³£B�cÚ$GÓ £°¦Í"um˜,µ/6¾'I‰FÚ@{2ß‘k4äÎ5àˆæu‚;(ZXràóûû¿�(T2ÊqÉıvğ-¦–5LGJÒ½üFÓê(É/I1W‡z2”¿ 6lxY‘ú�Ô«œ´èv�šZ�¥ºSÅ¶—5@cƒ®&DÙ`T#6’65à0lpS7X­ˆ*—,l°fc/êÆ¤O‘HsĞ™%ñ^Ö”œx™‡K*‘bƒuq¶ÅdZdÚiJv„Zn´(¦�O»v³ªà˜´£);»­j…Õ¨İ¤gWˆëÍ¤]³Ëôm±bé{ÚºË»0:sr±ÍŸ=;9m77£é°û}óìåùË—hbñùóç¹KôáÄ(çÒÇ¬ÑÜZ“£ş”ÉÉ™úEdµ•¼ÉQ¦&¤wÏÁtØDd¢b‰Lç²÷“ñ«Åø¦İ°Éšµ‹Ùr´™ü:íØídsÅhÔ_H`0íFãærÕul½˜�»Õš�æcv5ywÕ­’�;Ş·ƒM7[v«@Cİ¬:¶\-ş)´Ÿvë?Ê¨' ×-ÊÛ¢dÜÿ¡Ùhõ[Î‚1[ÌÙf±¼ÒÛÁúfuY2¦àØ.ÆxÙh:]€BIr{î(Áõ®cÀl2Ç&ãn¾™b->`³C€¤yq³a›nMü™úqBú”İ÷`ßÛwø9ı>×Xú½İ¥Ñ®ö®:¤à†­»ùz²™¼/wÇ/—ÓIFsı1ãu�‚/§£MJ´ƒ¼Úú¾œ´èİäïoª±¹ëó’%l‘Jñc÷ûÌ´îj¦isª¼/íšŠi6Úàí5¦T°«n�n�yGØÎl6™�oÖf+Õ¶£�G«ñQfµh�sÚè¯šî––¸KJÿ1�²_°¯GÓÅ»n�G�„#ˆÎéúõEš1Ó`şt†@6¾kïæ“ÿôİIòæû“³Œ7*¾Ó“×¯şqì·2G‚¤gîY‰²=”áLÖ²ü¼e{i%ÍãY$’}Dp�-æ}wš­§ó×Ì‰Ú'œ
https://www.littelfuse.com/media?resourcetype=datasheets&itemid=dbe9bcd7-6072-4adf-bf5b-d33e52a6b90f&filename=littelfuse-fuse-466-datasheet | fuses | %PDF-1.7%âãÏÓ41 0 obj< >endobj xref41 1120000000016 00000 n0000003097 00000 n0000003224 00000 n0000005204 00000 n0000005243 00000 n0000005379 00000 n0000005515 00000 n0000005651 00000 n0000005765 00000 n0000006285 00000 n0000006692 00000 n0000007289 00000 n0000007902 00000 n0000008405 00000 n0000008962 00000 n0000008997 00000 n0000009040 00000 n0000009126 00000 n0000009239 00000 n0000009350 00000 n0000009959 00000 n0000010042 00000 n0000010458 00000 n0000010869 00000 n0000011346 00000 n0000011977 00000 n0000012347 00000 n0000015380 00000 n0000015511 00000 n0000018155 00000 n0000019275 00000 n0000020156 00000 n0000020641 00000 n0000021189 00000 n0000021791 00000 n0000024106 00000 n0000024361 00000 n0000026966 00000 n0000030062 00000 n0000030549 00000 n0000033107 00000 n0000036519 00000 n0000038819 00000 n0000042566 00000 n0000045570 00000 n0000048218 00000 n0000048539 00000 n0000048901 00000 n0000049233 00000 n0000049522 00000 n0000056576 00000 n0000056613 00000 n0000061400 00000 n0000061736 00000 n0000062099 00000 n0000062472 00000 n0000062853 00000 n0000068163 00000 n0000068214 00000 n0000068283 00000 n0000068367 00000 n0000078800 00000 n0000079063 00000 n0000079225 00000 n0000079252 00000 n0000079553 00000 n0000080469 00000 n0000080735 00000 n0000090778 00000 n0000090817 00000 n0000111027 00000 n0000111066 00000 n0000121109 00000 n0000121148 00000 n0000141358 00000 n0000141397 00000 n0000164271 00000 n0000164310 00000 n0000168965 00000 n0000169004 00000 n0000189994 00000 n0000190033 00000 n0000211023 00000 n0000211062 00000 n0000215717 00000 n0000215756 00000 n0000236746 00000 n0000236785 00000 n0000241440 00000 n0000241479 00000 n0000251522 00000 n0000251561 00000 n0000271771 00000 n0000271810 00000 n0000279964 00000 n0000280003 00000 n0000304904 00000 n0000304943 00000 n0000314886 00000 n0000417417 00000 n0000417802 00000 n0000418187 00000 n0000420104 00000 n0000420367 00000 n0000420752 00000 n0000421137 00000 n0000423363 00000 n0000423627 00000 n0000423783 00000 n0000423938 00000 n0000424101 00000 n0000002536 00000 ntrailer< <0A2F41B81E5D4174B338D03849EA9B84>]/Prev 559144>>startxref0%%EOF 152 0 obj< >streamhŞb``àd`àJg`g`øÂ Ì€Âl@Q�2ëş%0²ÅVír` l8ø„iÒ“€¹OO¶Ë¨2ı(´ªøå²êšnÌŞ¦6Ÿ[¦9s½E]ÙøÏ8uæÒó±wLt™¤SóñÊJ³°�YOßHlJ»¸jÊ«¸‘Œ.®åP€°(--½*ØSçâ–Ws8H1pÄOÒ¹@\‘fd¾ĞÀÌÀ»€íscó-ÆFY†IÖŠ@XÆÆ Å0±��A"€‡��ƒec8ë})Fw—©ì,BLö,–ŒNû/ğ%¨÷Hq Cmƒ”‚ìş˜q¦ÌÀ‘]¤™A–$Pº``ÄTö¦8 •€ª]¡*´�Xƒ�£ÕÊß`lç„�endstreamendobj42 0 obj< >>>endobj43 0 obj< >/ExtGState< >/Font< >/ProcSet[/PDF/Text/ImageC/ImageI]/Properties< >/XObject< >>>/Rotate 0/Tabs/W/Thumb 35 0 R/TrimBox[0.0 0.0 612.0 792.0]/Type/Page/PieceInfo< /LastModified /NumberOfPageItemsInPage 6/NumberofPages 1/OriginalDocumentID /PageItemUIDToLocationDataMap< >/PageTransformationMatrixList< >/PageUIDList< >/PageWidthList< >>>>>>>endobj44 0 obj[45 0 R 46 0 R 47 0 R]endobj45 0 obj< >/Border[0 0 0]/H/N/Rect[73.8406 459.698 111.361 394.0]/Subtype/Link/Type/Annot>>endobj46 0 obj< >/Border[0 0 0]/H/N/Rect[152.194 458.287 201.378 394.0]/Subtype/Link/Type/Annot>>endobj47 0 obj< >/Border[0 0 0]/H/N/Rect[237.985 459.698 283.958 394.0]/Subtype/Link/Type/Annot>>endobj48 0 obj< >endobj49 0 obj< >endobj50 0 obj< >endobj51 0 obj< >endobj52 0 obj< >endobj53 0 obj< >endobj54 0 obj< >endobj55 0 obj[/ICCBased 85 0 R]endobj56 0 obj[/Indexed 55 0 R 0 98 0 R]endobj57 0 obj< >endobj58 0 obj< >endobj59 0 obj< >endobj60 0 obj< >streamH‰\”Ín£@„ï<Å“C†™îXB–ü³‘¦Ø­wÃØAŠa¦ğÛoe%Ò"ÁÔ0L××­iÒí~·ïÚÉ¥¿Æ¾>ÄÉ�Ú®ãµ¿�utÇxn»d‘»¦­§Çl~Ö—jHRÛ¦¸_§xÙw§>)K—ş¶Åë4ŞİÓºé�ñ9I�MÛîì�şnÏ.=Ü†á#^b7¹Ì­V®‰'ô½~T—èÒyÛË¾±õvº¿Ø�¯/şÜ‡èòy¾ Lİ7ñ:Tu«î“2³kåÊ7»VIìšÿÖE¹íxªß«1)ßìã,±{»²ùÛ×¦ió<›ç6˜ÔZ¨ú•úzI=ïİQï écCRŒY f‘SçĞ�ÚCÓ«€WA¯^ÅšzmÚ/fmƒiÆñˆãêš1=bzÆôˆéÓ#¦Wj…f.¹xæâ‘‹§¯Ÿ}7Ôè-5jç™¯G¾�ùzäëYS’20÷€Üùøùøùøùøùøùøùøùøùø…^/¡—ÀKè%ğz¼„^/‘Ç™€¦—ÀKè%ğzÍgFXA}„õ™Ï–°>‚úÈãÜ¡>ò8s¨�²>Šú(™ÌJf³’YÁ¬dV0+™ÌJf³’YÁ¬dV0+™ÌKxåÙï—95ŞoÈcšéÑ5h+ë~÷Ù³õm­]ç_ÄÜ§èĞ¶‹Ÿ‘¡œíÂ�ü`½©èendstreamendobj61 0 obj< >endobj62 0 obj< >streamH‰\’Ínƒ0ÇïyŠÛC¥@Z!U´•8ìCc{š˜i„(Ğo?;®:i‘ ¿Äöß‰�¨ªOµíg½ûQ70Ë®·ÆÃ4Ş½y…[oÅ6‘¦×ócşzh�ˆ0¸Y¦†Úv£(} qšı"WG3^a-¢7oÀ÷ö&W_U³–Qswî°³ŒeYJ½´îµ@F!lS´÷ó²Á˜?�ÏÅ�LÂzË‡Ñ£�Éµ¦ko ŠG)‹�R€5ÿìIÆa×N·^9Ç1NÈgæ3òn'ä„9!Ş1ïˆ�ÌGä”ıSòOSæ”8cÎˆY?%ıŒ53ÒÌX3#ÍœurÒÉy?û¬““N~`>WÌñ‰ùD¦aÆ"Šï¨è�Šó*Ê«X_‘¾â3+:³â\Šr©=ó>óQ5*+v_>{¦ïŞc»Â}¢õ�¯È�Nb}âW€Ë?§˜endstreamendobj63 0 obj< >endobj64 0 obj< >streamH‰\’İjã0Fïõºl/ŠÿâQÆ²-äb»Ë¦}ÇV²†�lç"oßùô….Ô`ëÍŒ£É¶»»0.6û§~ï{ÃıeºÆŞÛƒ?�Á¥Æ~¹ïÒ·?w³É4y»,ş¼ÇÉ4�Íşèáe‰7û°¦ƒ4Ù¯8ø8†“}øØîm¶¿Îó?öa±¹m[;ø£úÙÍoİÙÛ,¥=í=—Û“æü�x¿ÍŞ–i_P¦Ÿ™»ŞÇ.œ¼ir}ZÛ¼êÓ†oçÕši‡cÿ·‹¦)^58ÏEô}nMSæi¯‹ò–¼¿�_ÀÌÑÅ4ã+ÄW¹—ä\‘+°�¼!o”W«Äº(;²?“á¶¢Ï>5ë×¨_³~�úB�ƒ0F#Œ‘Ãş%5¹Ë½`:dM^ƒé“z%ôøİnÂ^z%÷ş¢W�½rè•£›ƒ›£›ƒ›£›ƒ›£›ƒ›£›ƒ›£›ƒÛ†>ºà²ï·Šk×é´_3Õ_cÔqJ#œæ4ÿ5åó4[ÍÂk>D�Ç$endstreamendobj65 0 obj< >streamH‰\ÔK‹£@à½¿¢–İ‹Æ×­{; �<º!‹y0™ùF+a¢bìEşıÔñ„˜@âõúq¢•îûCßÍ.ı>Í1ÌîÜõínÃÇÔw—®OòÂµ]3?ö–ßæZ�I/>Şos¸úó�T•KÄƒ·yº»§M;œÂs’~›Ú0uıÅ=ıÚŸ]züÇ?áúÙen½vm8ÇA_êñk}.].{9´ñx7ß_â5ÿÎøyƒ+–ıœ˜fhÃm¬›0Õı%$U?kW½ÇÏ:}ûßqó¼ìtn~×SRåïñä,S�ßÕ:©ŠlÙ�›˜=³G~e~E^1/ço™·È;æò�y�üÆü†ÌûÅMR•¼W‰{•9s�\0È%s‰,Ì‚L[[©ÌŠlÌ†LssIss¹aŞ ÓYÂ)ô }ûô)tÊâdŸ‚>…}úôô{ø=ÍfO³‡ÙÓìaö4{˜=ÍfO³‡ÙÓìaVv¢èD9_1_9_1_9_1_9_1_õñœ!s¾b¾r¾.óÙÉò*{Pô ìAÑƒ²EÊ=èã9FÆ=Í³Ñl0Í³Ñl0Í³Ñl0Í³Ñl0Í³ñ4ü�+Ì/²æ•0Ã¼RfÜwKgÜàE}¼‘xeãÊâ>×ƒæcšâR°,?Ë€·¿ëÃç5£‹Wá›ü`çendstreamendobj66 0 obj< >endobj67 0 obj< >streamH‰œWÛnI}ï¯¨—ÔÀªİu¯Ş·Ü3‹I0‰ÌÃd±Pd9ö@’/’�Í~ı’Uİ­HöØr±‹—S$‹dİT'ïN[õm[µjöëÉÛu«^_UŸª—³êä6[ÕòŸÚ.6Ä«‰÷d¦ÿİ*­fçUàİ ¦c´UÖ7Æ5[W“/ÆkeZcÕ¯—»İru~·]ş]ı²Y4õìÏjªMcZ­¦º1jvVMN¯—‹Ë/­�‹ùîòj³UóÛ¥ÚŞ}ıs¹Ø©İ•Z\Ì7ß–êûåîâên§6W»ËÅ’UA“µ�4YkY×çåıåvyöõîu£Úpbô‰±ÄJĞµ@O=)Û:@w€šš˜¹&Ö7³ênùö³‹´¸è¦ò¡‰0ëº®I­WÆÆÆ[¥ÎeÔí²ú]mÀU¤yÛt:&Ã†up„ºÕV+ÑäZR.ºN;µXW'¿”ˆ¦’€¼:%aØÑøµF©ÓW+Ğê»rêƒê­y×øl üÛ)…x_Gî1â�iÛ´Ïl¡òâ»Ò¹QV{�WÁÛ&â¼öÇäõ²�j‹pN¶XªÉß$5¹­§¶ÑjrYOcÔä�>ìê©ko˜¦S“«Mı¯Ù?«ÒÎ¸6ã2‰põ‘$@Î6!è ˆfPHûÌªÉR9X³�U“€…#„A�JGLKÂÖ1V­iL�˜±‘øXêmMy‹óÌ‰7ñIS>F"Sèõ¤÷ŸÜˆ"3€NìnØA ¿±yº“;RéÄUŒçœ\Ó±-p8QÅè—êNÖ’ÔU=íHQ‘ŞÔ†ñTC�¾�"ÍHöË„bÛ†OJê,‰CÊ2Û—Zññ{®¶Ùk†ŸgE�¥ÿ*Ç�.´§[øÇ†„Y×�íHÕâh‘àÒìs´Äóß:2LØtÃÑc5ä;:Ü†ƒgØÛ†}w�Óê’\f§İZ�Q¢QÙ÷œv†S‰NviÏ™ƒ=àJdü…�mGfÒœ¶gêx-ÇARşVõ�ædqå„“ÄŸä±H9È¬Ñwàü¡®K^Üô«šİ³«KJº÷Ó«#–ÔÕù‘Ğ,J"Ÿf+’—dù$ú¾+ü[µ—P¡øÂ“/rr«şş_ºc¦Ô)¦u¶9%ü·…a>ºC9öc1—]³êN–$W”v/ìÆ±B–¦Ø{‰üWÂ"şÕuQJGç8Ğ�+Å”KĞP“ˆ12B‚~–c…š›J‘£·¼kV*®3œs¸ R„t+§R“¯:)&3À§–…�cS°IŠë¶–#�›Z<¶`IÀçP‹İ{ò—áM¡pn³TÃÜ9ßÆEš�ñ�Ër¹Ø¹ÒŒîÎ_ÕâAH×2rM¡âò7µ"®®ä†eà8¨škG�›çrG,ÕaÕz¤X¸jıÓıU-.·#½¼¸¡$‹{W,ßÀÂÇ�dd‰=Qû`›méÁÖáEÿÌü9§¹C¼ç~GÕŸK�ÎuÓ‚¾¶Ø\[²Ñ�ã$ÆïÌ’¢²Q¹Yñv¾«÷ìß�omÎğ’a:T7>uË�Áø¹ñ;ÌÿÑÆÍ8uÎ)ïº#½±çÊ±ØVóû¦QGE¨´ø$9Ã÷®¯9İñ˜ä~¥†¦AÕ%H;a\lK7*¥¯?çÛƒY×¢÷%ÅßÖš=€-'•,äJÆéouî 9Ä¦QşÃ½ZSpÇ®-!ø­Ì7£Æe©šP*èÑÜ±.9öµÌ‚Ç´?íwĞ ĞárR/ú]óÊà¦„a=vh’¦#�HI xæi=M4:{Â·A-ª�Œ))ÀÜÔj+“-‰¦B²h,"%úšŒ‰ ÄfÁÓW™5qY›)’èXBÇ0¢¦ë²>¡©Š€èÖ@ZĞ)púş;$¦‘èQ×“dK¤EÁF,m'¨0#²ñò`’äl.é�@«d˜„é¼�Wâ.üZGkËòÜÄ§“ØÒâ#^·ÙÙßÆfr5"^Lk�Ñy•§ò©å@ÂMÃ˜w¬Ë…(‘Ê4†Ù½“ÚÚÑQ�Õ…�°NÎ�Iq]S±A“¶ö…ZT˜¹Æe â‘bƒG~Gí�ßx[VÖšØ"å€K‚ÌÅ@r±Àõ‚gÇ`]¡Zy—©®½'¯9�×›]Ğ‰·U¢Ì‹7—$ÉS4YœÍá;u_�L>fÎ)�®·š…Aàô¡ã�¾“KŠ(ƒCMIN³ÎÎÒ?ßR†Â^ò�5HÖg}!IĞ+”ÜŒXH¯¼uLì4ı@Bc'ª‚gï��òˆSxñ¼lÉC#:f¡5MĞLMï* ¶\"aÊß%½ëúêU,O:#‚œŞt”È�­&œFàgŠ&+g€®éšòZª`ä5?¥xiù(´òÒC:şlš(ñÑÒå3³BWÎ/÷ :¦*3ŒnËH±x,'­”Øi>„1tPü7’�ñXz0Î<�Zj,!ßÛl}&”¦é«ÖÉ"¿‡]ÈH5*fÍ}i»E#ıF9$#ğQòuª9$»)ôóĞÆáğÜ4Õ¤X§1bíÔF)ó]û¶�§ŒÂE$ê¾`N2sœ*¼"†9EÎ2§ˆëh§o™^UgÜ0M_ı3LôÃÙ_QêäÏ½Šs´®®ë@¢«My?'w¾´•ôBŸh.ãZsƒ=öáˆ2•üz<Î{ôIV_·‚Ö½…endstreamendobj68 0 obj< >endobj69 0 obj< >streamH‰ÔWioGı>¿¢¿dÁ2­¾À0 +rN;‡hìŞEÀG7¼DRV¼¿~_u÷ğ%EÁ[8ÓSGW½ºº¯™dÿ’)ÁC4ŠIÃ¥¬�Uô�~Ë•eÓJsá4k4×Ş2ÍƒÔ`x_]U�Ëà™Lßg•cMàZ*â”l"‰¨’Oú-ÔL«FrğË¤@!–ï±MÒ�ßH‰KkÅ],@™IÜRdË¦2Æ�êÙ¾1ªËê'ü_WÄ(½Õ>yÛ`iltÊ0¯¸7Òˆ¨™†-Á©`y½E†LÎ3ËvÙÓ¸AÚNZl­“�‚�äÈ”év€µÍH„,ê¹ƒÒ’*™¯O¨+É#’Ò‰HŸÎ@e† -5l3‰Ş&Eìª€òSõbW†·”<‚�†\¸.²á¬¨Pêá¿+ÒîÁFÈÇÕÛ�à²¶‚@;euƒÇ )O¦©ÿ5ü¶:V'?NGm7şj5Z^MZvòêL±_�±êü~®+/¹Š‘©ˆüRšII!J;±UWı�Í«“¯.{·Ş‹‚�„‰Üå÷³VqáòÀÊ!d¬3¯ÊYÖVye¹€1Œ_�ßA°‘»ÂõxˆŠ¨Êª¡”q,is³:ªµU�„ğhZe#°ôH-AòdÚ¦Xì9¨Í§îP�<d\ô<ÈĞLWØÁ¼¼/÷,”�ô�HeUrïõéQâI§Ÿ�xj—x×ÛÄ�´Ê‘m¥Üô§’Ïj!•LÁ5º€‘�Ğ?ùf&Ù—‹G-}ã/´ø¸Tôa©¤½g@“‘J%ŠxP*"ÙÈÖí}UCæz›å½Ôr¯¥QJ!ST#uœün�XhÊ5Tç„Á}ĞBrYêıyK«–º™³šÖ†2¶ŸÈRë´Œi�™-4&OLÌB8L¦4�RdvZb¡¬ÃB›LšBIæEO4�HC§'�< [1yDÚıÎMiG-Ü(™&M+4çH{[�LACT´ƒ¥í€»K¯H¿Eaa¸™¼5r-ÌH²JÒ»2Àhjjá³£B�cÚ$GÓ £°¦Í"um˜,µ/6¾'I‰FÚ@{2ß‘k4äÎ5àˆæu‚;(ZXràóûû¿�(T2ÊqÉıvğ-¦–5LGJÒ½üFÓê(É/I1W‡z2”¿ 6lxY‘ú�Ô«œ´èv�šZ�¥ºSÅ¶—5@cƒ®&DÙ`T#6’65à0lpS7X­ˆ*—,l°fc/êÆ¤O‘HsĞ™%ñ^Ö”œx™‡K*‘bƒuq¶ÅdZdÚiJv„Zn´(¦�O»v³ªà˜´£);»­j…Õ¨İ¤gWˆëÍ¤]³Ëôm±bé{ÚºË»0:sr±ÍŸ=;9m77£é°û}óìåùË—hbñùóç¹KôáÄ(çÒÇ¬ÑÜZ“£ş”ÉÉ™úEdµ•¼ÉQ¦&¤wÏÁtØDd¢b‰Lç²÷“ñ«Åø¦İ°Éšµ‹Ùr´™ü:íØídsÅhÔ_H`0íFãærÕul½˜�»Õš�æcv5ywÕ­’�;Ş·ƒM7[v«@Cİ¬:¶\-ş)´Ÿvë?Ê¨' ×-ÊÛ¢dÜÿ¡Ùhõ[Î‚1[ÌÙf±¼ÒÛÁúfuY2¦àØ.ÆxÙh:]€BIr{î(Áõ®cÀl2Ç&ãn¾™b->`³C€¤yq³a›nMü™úqBú”İ÷`ßÛwø9ı>×Xú½İ¥Ñ®ö®:¤à†­»ùz²™¼/wÇ/—ÓIFsı1ãu�‚/§£MJ´ƒ¼Úú¾œ´èİäïoª±¹ëó’%l‘Jñc÷ûÌ´îj¦isª¼/íšŠi6Úàí5¦T°«n�n�yGØÎl6™�oÖf+Õ¶£�G«ñQfµh�sÚè¯šî––¸KJÿ1�²_°¯GÓÅ»n�G�„#ˆÎéúõEš1Ó`şt†@6¾kïæ“ÿôİIòæû“³Œ7*¾Ó“×¯şqì·2G‚¤gîY‰²=”áLÖ²ü¼e{i%ÍãY$’}Dp�-æ}wš­§ó×Ì‰Ú'œdmRE)ŸNQœ#ÜzH'ÓÂî?�¬9;g¯pZ VB3§[£�Oè8šüı:™îV�Ø6øÍUÇÎoVh,£yÒ˜3ğ“©ŸÁ›ïÎNïBq÷°˜¡Iö08¼ùî�sÜ†Ò%¿F¥ßpˆ„ÆÕ@ºŠ¸Dô�;I^¶ê*rG•Îr�+X!Ó¥&JºëF�®zªàÜkU1j…ûz{úNoÏĞ+€¤zLA¡)ÊŒşÙÅÙkrV‘³×ø�®^¬È›b�¬�¥¨Ñ/œ›V¸LŞƒ©ÛS“Ì”–©¸ô¸Áí«Af H³ª�ŒµáOËìöq�»xÇ\Á�zlŸ§Ëì`ùs¶ï²?Âø=Çk‡×G÷9”¡HZi‚^íÕ]‡ìc¶¥<ÙÇà¶É<Å¶?v²[v¯�5ÖÆ#™»6¾>Ô�TîF>Q=Ó¸D£ğ"PKR6œ¡ù¦Æ—¬è)§t«u¹>üœ.b©Ë 9DåûÖşÃ²K‡½ZÒlNf8õl˜²‰Õp²ùÍmÀ¦¨pcÒ¦ƒ¨övYõR„»gÄ²×Sé àû“‚OG…�@Îhäğ�H`itöKŠº‰¡xĞ$ı¬LŒşÈ 7²ôhÃp—\­¿`¯&óÉìfF[7Ä¥èÒd~>ÏˆÜ¥EVú>oqk9TŒ~ßWá¼O*LiõúH…²º¨˜GJ™q»áÉµ¦¼‘9•¨·[¦Q†NÆÍim¸aƒ%LA3Å%©VÜ³îRrShSkîğ¡N§–Eíi…Cıã#ÇØèq¶Cè#öET¤f�ŠÜ;C=;x0oé…döÉG~èêéFÑjŸn‘(nK÷ØÚ¹}¥°�ÚqÀ Ôö9‚äÑîöĞÕuÀAU²³Ñ8dñ™êq'o%êÀƒ‹;ÒÀL�Aph +Ñ!9J*÷…ÁXî\x„ÁkD@?Ì`ÜŒşªr§fxpò÷A–ôÛ ÷c¹„¸PKˆ{bàB-ŞRKxµ/Š[·ĞûàöâÛĞö–•ĞnO9°ıŞ9°[bk¯»„µ'oCÖûUğÚÒûˆ=Dïö}¯‡è}¸¢ç HLÿ`PzêıAé©w‚Ò£Ş“B}»õ½¨o•ÿ—î28aà*�¢İ³ZH„Jî} rAĞh½kƒõ¬#—uâ¶�\Ö‘Ëúy÷>Zë¢yL½õDî/qÅ“åPÜ;‡âÚ#”u”ÜL�endstreamendobj70 0 obj< >streamH‰”WÍ�Ü,¼ÏSøBøŸsÈ-R´�%¹¦ß!É!¯<î<ĞëB#yw§¨.Tt×bo’Úo&elŞlV&†íƒÑ*o¿¿?¼*Æ,ãÉ©ìœˆmÔ¾'wº¦aeÜ+gİï*Ø9ŒkpN*ûŠÚ¨¢o 1^ù\Qo�¿*jmáÚXá¢dœíğ\vİeå}‡;«U“öQé®¸‹±—FiÛíÌ³ë¼qÉug×¼º.áìº„“ëÅ¢]v�PÁuB%×]gé¹ë\¦î:×–\ç�K®K8».àÕug×%œ\×±ü]'Tp�PÉu‚E×Yzî:Ÿ»Îµ%×yã’ëÎ®xu]ÂÙu?]Ï^%Ñtç�(XN¨ä8ËNçÊS¿¹°`7oYp[‚Élf¯%˜¬–àÓéè�I?wšÀ¹ÓN*9Í²S§¹òÔi.,8Í[œ–`rZ€Ùi&§øÇÃlÇg{ûôå¡•Ûßíññó›İ~şyü*€.³�–[”Ñû¾}ûÿq¦<³Ú³İş{¼=¾vëé!ª=.è,Íåy¾i_ œg¾°şìœ@ÆÿLœnyNï‹ÈX˜ĞŒÅ)ÕX˜BÆâëÉX˜pÎœ;[Ê:ÿr9¤)Å¥<ëÂ26v/¿É*Ó�Å™Ê9ív®rçD¦rp™gjØY/Ê2•ËPú¸™ÆÁe�)ff£+ËTÎ�L‰B—¶ò,i<ó™†Ã�jWH®/SR4¦ )N !…mHqJR˜BCŠ¯§!…m¦pJœRÛ¦´Å)µİpÊÑ—¥wFè”n ‡×m�´1ã–Šu¶ğ¸¥:¸H?×c8o€¦À"m”®Î>¯‘£½FÁÕÛà]]:/¢“úô&†\õÚzâ?¦à"ıhƒ"LÁEú0E˜‹\â©\¤P„)¸EÔAH5¬¿‰¨l•v‡3j¨›Q¸…L¨)5lH)\¥Ïœ´S°J�´�Sxù–;i)¨`…Kì¤Å¤ÂUúÜU*WéƒT©Xå’<˜J£à*}ô€*•‚«p\�oÓ�çÕ@¸¬dÊhãwª±şm`Á”WèúWÃ�€¼‚UZöGqŸW¨çÏ`îûy—çôŒºË+T¡Ë�¡ïóViÙƒ«T¬Ò²W©T¥ËX¥q`•–=¸JåÀ*W…`VnW¯ëoÂ*–®_«×ò%«ülœx=\¿EÕ¥~Ò*Ç8 *pÉ)ór3n:•‹ô1eob¨HK*³pƒ«·˜2K÷0Tà’Qfñ‹ôŠT,Ò'(R)¨È% Hdû'Àû ¦¾endstreamendobj71 0 obj< >streamH‰”ÖMnÛ0Eá¹W¡ü'µŒ¢KÈ´tÿ“Ò�H>Ñ²uŞ¤P^ÕV>Ônvû~øj\NíÇ?�ß�_�¿›k?Ûög²Îì{›ËÖÄ¶¯ï‡ı?ikMJ¯‹`Û]nß\qÆù:ï#c‚#Ñßîz‚l„`’�ZL�¯ç}69¾?w“Éó8M¬¯×Go²½ú'÷¤löÌÏ{_L±Î½>Rûè¦*�ôœTŸ�"RÛË‘Ê~ñ5T£¿ŠŒ�ßŞ‰‹O6[/Çq¦{Î—_\rÆú«£h ºb’ùâÕ{÷ë0'8“É¹zMdLp¤SŸ—+"cB#'oXdNpDz#c‚#�¨6H¢Öó7Dµ_µª!j½ş–(8ˆ¢ç'Që#¢pDz“”DÑÈ4')ˆÂ·Oq’Š(8y“”DáˆôFÆG¤702&4rò†EæG¤702&8Ò‰jƒ¢!j=CT{d›üÎ�Zï¿5Š¤ğ`*µ>PŠW¤9EÉ®LxŠÂ)~ıt§¨ Â…;E)¯Hw`eLxEÂ+c‚+'yXeNxEÒ+cÂ+�«öûµk¸ZÏßpÕŞ¯ùÕzı­V8p`EÏO«ÖGVáÈtgıî©¢‘NÏúÉ~–ßŞİY?¥;¨h@ ³¾z÷NáÈ4GÆG&982&4"Ä¡‘9Á‘�Œ�t¢ÚÀiˆZÏßeÛû¨!j½ş–(8ˆ¢ç'Që#¢pDzã”DÑÈ4Ç)ˆÂ·OqœŠ(8yã”DáˆôFÆG¤702&4rò†EæG¤702&8Ò‰jƒ !j=ÿ™¨½}�¡ÖÛï„Â÷ÿE�OŸÖº÷7¤5AÇmLn×_>­œèı'h‚Î&Ü�ÎÀFŸà†d6ú„6NÊ°Æ˜à†D6ú7–Úù¤Pi=ş¥MU ´^ŞLŠW¿=Çq¦û ét{±¦æ¦uıÏyz½ô(-‚¹p©K_à„à(é£‰!Râ~á»GIÃ½^Z”tzá„ &ú'„D0Ñ4!!b‰±ÀáLôNrµóå�\Û?Ù·n{endstreamendobj72 0 obj< >endobj73 0 obj< >streamH‰\“Ûjã0†ïıºl/ŠKšiÁrh!{`³û�­¤†F6Šs‘·_ışKÖ�ø3öÌ¦#iÊí~·�ıdÊŸiha2§>v)\‡[jƒ9†s‹eeº¾�>ŸæÿöÒŒE™ƒ÷ë.ûxŠº6å¯üò:¥»yXwÃ1<å�Ô…ÔÇ³yø³=<šòpÇ�pq2³Z™.œr¢oÍø½¹SÎaOû.¿ï§ûS�ù÷ÅïûL5?/)Ó]¸�MRÏ¡¨ùZ™ú-_«"Äî¿÷^v<µïM*ê/ù–Ù“=ø™ü~!¿€·ä-xGŞ�_É¯à7r¨-ó[ä·Kò\‘+0ëZÔµB°’L»&¯Át°ppÌï�ßY²;²3¿C~Çœ9{tèÑ±G‡ó»9?{tèÑÓßÃß³–G-ÏZµ<ı=ü…n7a¬ V+ˆÆb…k"X¡³ÀY˜SæœôøışÂõ¬�lÈ0ûô%ìKĞ—°/A_Â½ì�rï{§ôWø+ışJ…¿Ò_á¯ôWø+ışJ…¿Ò_á¯ôWøoèŸo8ÀŸ'G9Oœùš“ö–R‘y,çÙÀTô1¦Mî8Œ&GáWü`y‹ğÌendstreamendobj74 0 obj< >endobj75 0 obj< >streamH‰ÔWIoÇ¾Ï¯è#õ�{_�Š~€³ØBr�shÆÖ)É¢bÇÿ>_Uõ‡CÊlŸP]3µ/_õ¼ë~ë>+£4ş•SŸ½Ê¾O6«å¦£§›ÎÆ>zœÖİ»#ÜÉ÷:¸7Şè>„nc¦ïó�roû¨Ãí•¿Y}ˆ}‰ÍìÖ¦>icü¾·!ñ‡$²�¦İD6}©˜p¹÷Ş31H´špV÷‡õò±×ùˆzánÖã±zÓk{¬*«zoR´‹‡İ–{�5Ä(ÑlÂ‡>ÆlŸab�h6‘\Ÿ�=LÓÓ&‰VA£)Jrí&F‰fNC•9ìÔ§MÍ&¦ï,T!ú²7®Æ=.3öïCQt˜İv(š+?EÍêŠZÙG(šûsŠšMŒÀ2OÿI(j5QÁe�ÒïBQ³î-óüœ€¢Võ;`™wÛI(j61K³‰A¢ÙÄ,Í&‰V;`i51J4›�¥ÙÄ Ñl¢BøÍ3 hÎş}(¶)ÏœñöI,šk?…EíúŒšùG4š{t�ÚmLÀÅ<�šmŒcÚñ¨]ù0æ9€Ô¬Š/æyˆÔnc0�6‰v„i´1H4Û˜BL›�Q¢İÆcm'l¡ÔWut^İÔPÒ}�ñ˜¡Šfs�h6gÍvpãfğä�ÍÑÜ=Œ;5Ù®ÆYuM“=��kÕé ¹g�E£Ä¤ÉÛ$¦-Û(1iÀïIüpÉÏµRÛåm÷â§wF}ÜâÑåÏ.¿ªÄ/“m¼²Ñ¦�Õå¦»Z\lîWgN«ÅJ�ıyù_ô³3Y�›Şæ¨.?t‹·×�7·Ï.ÿ×QÛé«÷‹‹÷gôÙV!B[ø´*z~®QS?yy÷aEowÓNâÍõ?U ¥8¸Zü~V‚ZÜ­¯?�Ù�Ÿà9:ªŞ/~§Âô;W‹×·�¢ááÌã�üş}Ïá‘J¨ñxè©·n¢kñóİææöz­^Ş­?(ÉM,{�¾]mo¶�×·ËU}ŸuÚÏİ/Ÿ6[ñ4öÚgÌ�v4e/Ì7«5ÇYÓåİŞÛ×ôŸtYÚHN�a½�˜nDG®ıÂr`µ;l.7`1il�Å#²yqL£C;JïÓ�¦&íiÜ®–3P©˜ı˜kDÑåÆH{)¿Z¼z8³Äz¯à÷†Ú€cŸ&É½"KêW®ıëûZ›bèc÷õêf»½¹G'Üİ’ƒN¼A¹÷òƒH`Üó4x´& ¦„A›{ZKÕŒ¯oØ½’è�F 3‘Nc¦5øZc{™BÕFuá©·¸¼õàûF¯¢€¥cWrŸ,C™KFğÍ’ş€vu½h$¬á¼!¯�­çR{áP€MÊÀ²À�"]¸^ ®l¬ ĞX³—<¿�¤�J#p‰Ü�³ùÉô.9Nw¶DíS÷×�vZœuZĞ™’Áû†Rˆ)E@…FáI¨–RÆ[Qdälğˆî¦Z’ÒÆAI\v#™2.¦,@]À—òzXÜÛ<�,š‘%úv4A]çŸ<Ñ�ÙºQ(’(Ò¡)N¨ ié,yå.FI¬8HŠÂ!İÃsH„Ab$DİH’-‘/ßˆEñ—7Nbšv›§‹Â@ğ„U8Ş”¤K&’~yX-7"Á«j%G¦Ö55ßÖUr=!³Ì†æ=B“ËñZ¦H#7¹§ä$Ü©.‚�Í„¦`˜M?!VÆP­„ÊXUç%îJJêtÊ#D�2a –4-ûß†."ø:¢Ï6kâô+�D3ì¬AF<˜×‚�’?&ÊP·2Õ“¦¥Ö]F�šqË™ˆú#é�Ñnä¥5·“$#LáS�7�%@÷…`!†f^‹!D%Â?dµ2~/Sj"£-a)ÉÕÍàèB–s�5HÛW}1Kä2P2i ¹¾şQMÊœ´�Â�t¼�ˆ;&ñ57R…Ê;^#ÛbJÓ®´Á¦ˆ²¬�Ú;ôİAˆ§@¢¬œ\x5-Ê7®ş!T¦9T:Üå£±’Aò(RRë“‚“K;·g(@<d#îŠĞ’qÉÅÑ]»æÃ­ËF�ºS™Ğl5™;ù-‚± —–¾Œ/b®ò¤3³'Q<§µS,uSò§Ø„°â~¥ÈÁì$M8f¨g£Äg²œùè8¾ø”~œhk¾«d>ú3+ôCüÒíà‰’wò0¼Í™Ù‹‚eÇ;.Ø¶œ[Kãñ©“LÑö/’kŸ’ •üœ’µÌw®r¬Ç!.ÓóÕ(H\ã‰•QÕ{5Ì—•z^Š�ŒlT™äL)i8—İMMlU/D)ôÂğ¯Êå¸ìÔ¿>–Tendstreamendobj76 0 obj< >endobj77 0 obj< >streamH‰¼Wmo·ş¾¿‚_è€.Åá;Ã¨­Øi¸ˆ«Cú¡)å,Å.N~‘e;ş÷}fHîîİI¶‘ÈÆ·;ä¼>ÎÌ�FÇ¢H'*j$í]QF—² LR›¡Q£Ñ¹>¢p„È6ô÷Íğ¦¸�
https://www.littelfuse.com/media?resourcetype=datasheets&itemid=dbe9bcd7-6072-4adf-bf5b-d33e52a6b90f&filename=littelfuse-fuse-466-datasheet | fuses | %PDF-1.7%âãÏÓ41 0 obj< >endobj xref41 1120000000016 00000 n0000003097 00000 n0000003224 00000 n0000005204 00000 n0000005243 00000 n0000005379 00000 n0000005515 00000 n0000005651 00000 n0000005765 00000 n0000006285 00000 n0000006692 00000 n0000007289 00000 n0000007902 00000 n0000008405 00000 n0000008962 00000 n0000008997 00000 n0000009040 00000 n0000009126 00000 n0000009239 00000 n0000009350 00000 n0000009959 00000 n0000010042 00000 n0000010458 00000 n0000010869 00000 n0000011346 00000 n0000011977 00000 n0000012347 00000 n0000015380 00000 n0000015511 00000 n0000018155 00000 n0000019275 00000 n0000020156 00000 n0000020641 00000 n0000021189 00000 n0000021791 00000 n0000024106 00000 n0000024361 00000 n0000026966 00000 n0000030062 00000 n0000030549 00000 n0000033107 00000 n0000036519 00000 n0000038819 00000 n0000042566 00000 n0000045570 00000 n0000048218 00000 n0000048539 00000 n0000048901 00000 n0000049233 00000 n0000049522 00000 n0000056576 00000 n0000056613 00000 n0000061400 00000 n0000061736 00000 n0000062099 00000 n0000062472 00000 n0000062853 00000 n0000068163 00000 n0000068214 00000 n0000068283 00000 n0000068367 00000 n0000078800 00000 n0000079063 00000 n0000079225 00000 n0000079252 00000 n0000079553 00000 n0000080469 00000 n0000080735 00000 n0000090778 00000 n0000090817 00000 n0000111027 00000 n0000111066 00000 n0000121109 00000 n0000121148 00000 n0000141358 00000 n0000141397 00000 n0000164271 00000 n0000164310 00000 n0000168965 00000 n0000169004 00000 n0000189994 00000 n0000190033 00000 n0000211023 00000 n0000211062 00000 n0000215717 00000 n0000215756 00000 n0000236746 00000 n0000236785 00000 n0000241440 00000 n0000241479 00000 n0000251522 00000 n0000251561 00000 n0000271771 00000 n0000271810 00000 n0000279964 00000 n0000280003 00000 n0000304904 00000 n0000304943 00000 n0000314886 00000 n0000417417 00000 n0000417802 00000 n0000418187 00000 n0000420104 00000 n0000420367 00000 n0000420752 00000 n0000421137 00000 n0000423363 00000 n0000423627 00000 n0000423783 00000 n0000423938 00000 n0000424101 00000 n0000002536 00000 ntrailer< <0A2F41B81E5D4174B338D03849EA9B84>]/Prev 559144>>startxref0%%EOF 152 0 obj< >streamhŞb``àd`àJg`g`øÂ Ì€Âl@Q�2ëş%0²ÅVír` l8ø„iÒ“€¹OO¶Ë¨2ı(´ªøå²êšnÌŞ¦6Ÿ[¦9s½E]ÙøÏ8uæÒó±wLt™¤SóñÊJ³°�YOßHlJ»¸jÊ«¸‘Œ.®åP€°(--½*ØSçâ–Ws8H1pÄOÒ¹@\‘fd¾ĞÀÌÀ»€íscó-ÆFY†IÖŠ@XÆÆ Å0±��A"€‡��ƒec8ë})Fw—©ì,BLö,–ŒNû/ğ%¨÷Hq Cmƒ”‚ìş˜q¦ÌÀ‘]¤™A–$Pº``ÄTö¦8 •€ª]¡*´�Xƒ�£ÕÊß`lç„�endstreamendobj42 0 obj< >>>endobj43 0 obj< >/ExtGState< >/Font< >/ProcSet[/PDF/Text/ImageC/ImageI]/Properties< >/XObject< >>>/Rotate 0/Tabs/W/Thumb 35 0 R/TrimBox[0.0 0.0 612.0 792.0]/Type/Page/PieceInfo< /LastModified /NumberOfPageItemsInPage 6/NumberofPages 1/OriginalDocumentID /PageItemUIDToLocationDataMap< >/PageTransformationMatrixList< >/PageUIDList< >/PageWidthList< >>>>>>>endobj44 0 obj[45 0 R 46 0 R 47 0 R]endobj45 0 obj< >/Border[0 0 0]/H/N/Rect[73.8406 459.698 111.361 394.0]/Subtype/Link/Type/Annot>>endobj46 0 obj< >/Border[0 0 0]/H/N/Rect[152.194 458.287 201.378 394.0]/Subtype/Link/Type/Annot>>endobj47 0 obj< >/Border[0 0 0]/H/N/Rect[237.985 459.698 283.958 394.0]/Subtype/Link/Type/Annot>>endobj48 0 obj< >endobj49 0 obj< >endobj50 0 obj< >endobj51 0 obj< >endobj52 0 obj< >endobj53 0 obj< >endobj54 0 obj< >endobj55 0 obj[/ICCBased 85 0 R]endobj56 0 obj[/Indexed 55 0 R 0 98 0 R]endobj57 0 obj< >endobj58 0 obj< >endobj59 0 obj< >endobj60 0 obj< >streamH‰\”Ín£@„ï<Å“C†™îXB–ü³‘¦Ø­wÃØAŠa¦ğÛoe%Ò"ÁÔ0L××­iÒí~·ïÚÉ¥¿Æ¾>ÄÉ�Ú®ãµ¿�utÇxn»d‘»¦­§Çl~Ö—jHRÛ¦¸_§xÙw§>)K—ş¶Åë4ŞİÓºé�ñ9I�MÛîì�şnÏ.=Ü†á#^b7¹Ì­V®‰'ô½~T—èÒyÛË¾±õvº¿Ø�¯/şÜ‡èòy¾ Lİ7ñ:Tu«î“2³kåÊ7»VIìšÿÖE¹íxªß«1)ßìã,±{»²ùÛ×¦ió<›ç6˜ÔZ¨ú•úzI=ïİQï écCRŒY f‘SçĞ�ÚCÓ«€WA¯^ÅšzmÚ/fmƒiÆñˆãêš1=bzÆôˆéÓ#¦Wj…f.¹xæâ‘‹§¯Ÿ}7Ôè-5jç™¯G¾�ùzäëYS’20÷€Üùøùøùøùøùøùøùøùøùø…^/¡—ÀKè%ğz¼„^/‘Ç™€¦—ÀKè%ğzÍgFXA}„õ™Ï–°>‚úÈãÜ¡>ò8s¨�²>Šú(™ÌJf³’YÁ¬dV0+™ÌJf³’YÁ¬dV0+™ÌKxåÙï—95ŞoÈcšéÑ5h+ë~÷Ù³õm­]ç_ÄÜ§èĞ¶‹Ÿ‘¡œíÂ�ü`½©èendstreamendobj61 0 obj< >endobj62 0 obj< >streamH‰\’Ínƒ0ÇïyŠÛC¥@Z!U´•8ìCc{š˜i„(Ğo?;®:i‘ ¿Äöß‰�¨ªOµíg½ûQ70Ë®·ÆÃ4Ş½y…[oÅ6‘¦×ócşzh�ˆ0¸Y¦†Úv£(} qšı"WG3^a-¢7oÀ÷ö&W_U³–Qswî°³ŒeYJ½´îµ@F!lS´÷ó²Á˜?�ÏÅ�LÂzË‡Ñ£�Éµ¦ko ŠG)‹�R€5ÿìIÆa×N·^9Ç1NÈgæ3òn'ä„9!Ş1ïˆ�ÌGä”ıSòOSæ”8cÎˆY?%ıŒ53ÒÌX3#ÍœurÒÉy?û¬““N~`>WÌñ‰ùD¦aÆ"Šï¨è�Šó*Ê«X_‘¾â3+:³â\Šr©=ó>óQ5*+v_>{¦ïŞc»Â}¢õ�¯È�Nb}âW€Ë?§˜endstreamendobj63 0 obj< >endobj64 0 obj< >streamH‰\’İjã0Fïõºl/ŠÿâQÆ²-äb»Ë¦}ÇV²†�lç"oßùô….Ô`ëÍŒ£É¶»»0.6û§~ï{ÃıeºÆŞÛƒ?�Á¥Æ~¹ïÒ·?w³É4y»,ş¼ÇÉ4�Íşèáe‰7û°¦ƒ4Ù¯8ø8†“}øØîm¶¿Îó?öa±¹m[;ø£úÙÍoİÙÛ,¥=í=—Û“æü�x¿ÍŞ–i_P¦Ÿ™»ŞÇ.œ¼ir}ZÛ¼êÓ†oçÕši‡cÿ·‹¦)^58ÏEô}nMSæi¯‹ò–¼¿�_ÀÌÑÅ4ã+ÄW¹—ä\‘+°�¼!o”W«Äº(;²?“á¶¢Ï>5ë×¨_³~�úB�ƒ0F#Œ‘Ãş%5¹Ë½`:dM^ƒé“z%ôøİnÂ^z%÷ş¢W�½rè•£›ƒ›£›ƒ›£›ƒ›£›ƒ›£›ƒ›£›ƒÛ†>ºà²ï·Šk×é´_3Õ_cÔqJ#œæ4ÿ5åó4[ÍÂk>D�Ç$endstreamendobj65 0 obj< >streamH‰\ÔK‹£@à½¿¢–İ‹Æ×­{; �<º!‹y0™ùF+a¢bìEşıÔñ„˜@âõúq¢•îûCßÍ.ı>Í1ÌîÜõínÃÇÔw—®OòÂµ]3?ö–ßæZ�I/>Şos¸úó�T•KÄƒ·yº»§M;œÂs’~›Ú0uıÅ=ıÚŸ]züÇ?áúÙen½vm8ÇA_êñk}.].{9´ñx7ß_â5ÿÎøyƒ+–ıœ˜fhÃm¬›0Õı%$U?kW½ÇÏ:}ûßqó¼ìtn~×SRåïñä,S�ßÕ:©ŠlÙ�›˜=³G~e~E^1/ço™·È;æò�y�üÆü†ÌûÅMR•¼W‰{•9s�\0È%s‰,Ì‚L[[©ÌŠlÌ†LssIss¹aŞ ÓYÂ)ô }ûô)tÊâdŸ‚>…}úôô{ø=ÍfO³‡ÙÓìaö4{˜=ÍfO³‡ÙÓìaVv¢èD9_1_9_1_9_1_9_1_õñœ!s¾b¾r¾.óÙÉò*{Pô ìAÑƒ²EÊ=èã9FÆ=Í³Ñl0Í³Ñl0Í³Ñl0Í³Ñl0Í³ñ4ü�+Ì/²æ•0Ã¼RfÜwKgÜàE}¼‘xeãÊâ>×ƒæcšâR°,?Ë€·¿ëÃç5£‹Wá›ü`çendstreamendobj66 0 obj< >endobj67 0 obj< >streamH‰œWÛnI}ï¯¨—ÔÀªİu¯Ş·Ü3‹I0‰ÌÃd±Pd9ö@’/’�Í~ı’Uİ­HöØr±‹—S$‹dİT'ïN[õm[µjöëÉÛu«^_UŸª—³êä6[ÕòŸÚ.6Ä«‰÷d¦ÿİ*­fçUàİ ¦c´UÖ7Æ5[W“/ÆkeZcÕ¯—»İru~·]ş]ı²Y4õìÏjªMcZ­¦º1jvVMN¯—‹Ë/­�‹ùîòj³UóÛ¥ÚŞ}ıs¹Ø©İ•Z\Ì7ß–êûåîâên§6W»ËÅ’UA“µ�4YkY×çåıåvyöõîu£Úpbô‰±ÄJĞµ@O=)Û:@w€šš˜¹&Ö7³ênùö³‹´¸è¦ò¡‰0ëº®I­WÆÆÆ[¥ÎeÔí²ú]mÀU¤yÛt:&Ã†up„ºÕV+ÑäZR.ºN;µXW'¿”ˆ¦’€¼:%aØÑøµF©ÓW+Ğê»rêƒê­y×øl üÛ)…x_Gî1â�iÛ´Ïl¡òâ»Ò¹QV{�WÁÛ&â¼öÇäõ²�j‹pN¶XªÉß$5¹­§¶ÑjrYOcÔä�>ìê©ko˜¦S“«Mı¯Ù?«ÒÎ¸6ã2‰põ‘$@Î6!è ˆfPHûÌªÉR9X³�U“€…#„A�JGLKÂÖ1V­iL�˜±‘øXêmMy‹óÌ‰7ñIS>F"Sèõ¤÷ŸÜˆ"3€NìnØA ¿±yº“;RéÄUŒçœ\Ó±-p8QÅè—êNÖ’ÔU=íHQ‘ŞÔ†ñTC�¾�"ÍHöË„bÛ†OJê,‰CÊ2Û—Zññ{®¶Ùk†ŸgE�¥ÿ*Ç�.´§[øÇ†„Y×�íHÕâh‘àÒìs´Äóß:2LØtÃÑc5ä;:Ü†ƒgØÛ†}w�Óê’\f§İZ�Q¢QÙ÷œv†S‰NviÏ™ƒ=àJdü…�mGfÒœ¶gêx-ÇARşVõ�ædqå„“ÄŸä±H9È¬Ñwàü¡®K^Üô«šİ³«KJº÷Ó«#–ÔÕù‘Ğ,J"Ÿf+’—dù$ú¾+ü[µ—P¡øÂ“/rr«şş_ºc¦Ô)¦u¶9%ü·…a>ºC9öc1—]³êN–$W”v/ìÆ±B–¦Ø{‰üWÂ"şÕuQJGç8Ğ�+Å”KĞP“ˆ12B‚~–c…š›J‘£·¼kV*®3œs¸ R„t+§R“¯:)&3À§–…�cS°IŠë¶–#�›Z<¶`IÀçP‹İ{ò—áM¡pn³TÃÜ9ßÆEš�ñ�Ër¹Ø¹ÒŒîÎ_ÕâAH×2rM¡âò7µ"®®ä†eà8¨škG�›çrG,ÕaÕz¤X¸jıÓıU-.·#½¼¸¡$‹{W,ßÀÂÇ�dd‰=Qû`›méÁÖáEÿÌü9§¹C¼ç~GÕŸK�ÎuÓ‚¾¶Ø\[²Ñ�ã$ÆïÌ’¢²Q¹Yñv¾«÷ìß�omÎğ’a:T7>uË�Áø¹ñ;ÌÿÑÆÍ8uÎ)ïº#½±çÊ±ØVóû¦QGE¨´ø$9Ã÷®¯9İñ˜ä~¥†¦AÕ%H;a\lK7*¥¯?çÛƒY×¢÷%ÅßÖš=€-'•,äJÆéouî 9Ä¦QşÃ½ZSpÇ®-!ø­Ì7£Æe©šP*èÑÜ±.9öµÌ‚Ç´?íwĞ ĞárR/ú]óÊà¦„a=vh’¦#�HI xæi=M4:{Â·A-ª�Œ))ÀÜÔj+“-‰¦B²h,"%úšŒ‰ ÄfÁÓW™5qY›)’èXBÇ0¢¦ë²>¡©Š€èÖ@ZĞ)púş;$¦‘èQ×“dK¤EÁF,m'¨0#²ñò`’äl.é�@«d˜„é¼�Wâ.üZGkËòÜÄ§“ØÒâ#^·ÙÙßÆfr5"^Lk�Ñy•§ò©å@ÂMÃ˜w¬Ë…(‘Ê4†Ù½“ÚÚÑQ�Õ…�°NÎ�Iq]S±A“¶ö…ZT˜¹Æe â‘bƒG~Gí�ßx[VÖšØ"å€K‚ÌÅ@r±Àõ‚gÇ`]¡Zy—©®½'¯9�×›]Ğ‰·U¢Ì‹7—$ÉS4YœÍá;u_�L>fÎ)�®·š…Aàô¡ã�¾“KŠ(ƒCMIN³ÎÎÒ?ßR†Â^ò�5HÖg}!IĞ+”ÜŒXH¯¼uLì4ı@Bc'ª‚gï��òˆSxñ¼lÉC#:f¡5MĞLMï* ¶\"aÊß%½ëúêU,O:#‚œŞt”È�­&œFàgŠ&+g€®éšòZª`ä5?¥xiù(´òÒC:şlš(ñÑÒå3³BWÎ/÷ :¦*3ŒnËH±x,'­”Øi>„1tPü7’�ñXz0Î<�Zj,!ßÛl}&”¦é«ÖÉ"¿‡]ÈH5*fÍ}i»E#ıF9$#ğQòuª9$»)ôóĞÆáğÜ4Õ¤X§1bíÔF)ó]û¶�§ŒÂE$ê¾`N2sœ*¼"†9EÎ2§ˆëh§o™^UgÜ0M_ı3LôÃÙ_QêäÏ½Šs´®®ë@¢«My?'w¾´•ôBŸh.ãZsƒ=öáˆ2•üz<Î{ôIV_·‚Ö½…endstreamendobj68 0 obj< >endobj69 0 obj< >streamH‰ÔWioGı>¿¢¿dÁ2­¾À0 +rN;‡hìŞEÀG7¼DRV¼¿~_u÷ğ%EÁ[8ÓSGW½ºº¯™dÿ’)ÁC4ŠIÃ¥¬�Uô�~Ë•eÓJsá4k4×Ş2ÍƒÔ`x_]U�Ëà™Lßg•cMàZ*â”l"‰¨’Oú-ÔL«FrğË¤@!–ï±MÒ�ßH‰KkÅ],@™IÜRdË¦2Æ�êÙ¾1ªËê'ü_WÄ(½Õ>yÛ`iltÊ0¯¸7Òˆ¨™†-Á©`y½E†LÎ3ËvÙÓ¸AÚNZl­“�‚�äÈ”év€µÍH„,ê¹ƒÒ’*™¯O¨+É#’Ò‰HŸÎ@e† -5l3‰Ş&Eìª€òSõbW†·”<‚�†\¸.²á¬¨Pêá¿+ÒîÁFÈÇÕÛ�à²¶‚@;euƒÇ )O¦©ÿ5ü¶:V'?NGm7şj5Z^MZvòêL±_�±êü~®+/¹Š‘©ˆüRšII!J;±UWı�Í«“¯.{·Ş‹‚�„‰Üå÷³VqáòÀÊ!d¬3¯ÊYÖVye¹€1Œ_�ßA°‘»ÂõxˆŠ¨Êª¡”q,is³:ªµU�„ğhZe#°ôH-AòdÚ¦Xì9¨Í§îP�<d\ô<ÈĞLWØÁ¼¼/÷,”�ô�HeUrïõéQâI§Ÿ�xj—x×ÛÄ�´Ê‘m¥Üô§’Ïj!•LÁ5º€‘�Ğ?ùf&Ù—‹G-}ã/´ø¸Tôa©¤½g@“‘J%ŠxP*"ÙÈÖí}UCæz›å½Ôr¯¥QJ!ST#uœün�XhÊ5Tç„Á}ĞBrYêıyK«–º™³šÖ†2¶ŸÈRë´Œi�™-4&OLÌB8L¦4�RdvZb¡¬ÃB›LšBIæEO4�HC§'�< [1yDÚıÎMiG-Ü(™&M+4çH{[�LACT´ƒ¥í€»K¯H¿Eaa¸™¼5r-ÌH²JÒ»2Àhjjá³£B�cÚ$GÓ £°¦Í"um˜,µ/6¾'I‰FÚ@{2ß‘k4äÎ5àˆæu‚;(ZXràóûû¿�(T2ÊqÉıvğ-¦–5LGJÒ½üFÓê(É/I1W‡z2”¿ 6lxY‘ú�Ô«œ´èv�šZ�¥ºSÅ¶—5@cƒ®&DÙ`T#6’65à0lpS7X­ˆ*—,l°fc/êÆ¤O‘HsĞ™%ñ^Ö”œx™‡K*‘bƒuq¶ÅdZdÚiJv„Zn´(¦�O»v³ªà˜´£);»­j…Õ¨İ¤gWˆëÍ¤]³Ëôm±bé{ÚºË»0:sr±ÍŸ=;9m77£é°û}óìåùË—hbñùóç¹KôáÄ(çÒÇ¬ÑÜZ“£ş”ÉÉ™úEdµ•¼ÉQ¦&¤wÏÁtØDd¢b‰Lç²÷“ñ«Åø¦İ°Éšµ‹Ùr´™ü:íØídsÅhÔ_H`0íFãærÕul½˜�»Õš�æcv5ywÕ­’�;Ş·ƒM7[v«@Cİ¬:¶\-ş)´Ÿvë?Ê¨' ×-ÊÛ¢dÜÿ¡Ùhõ[Î‚1[ÌÙf±¼ÒÛÁúfuY2¦àØ.ÆxÙh:]€BIr{î(Áõ®cÀl2Ç&ãn¾™b->`³C€¤yq³a›nMü™úqBú”İ÷`ßÛwø9ı>×Xú½İ¥Ñ®ö®:¤à†­»ùz²™¼/wÇ/—ÓIFsı1ãu�‚/§£MJ´ƒ¼Úú¾œ´èİäïoª±¹ëó’%l‘Jñc÷ûÌ´îj¦isª¼/íšŠi6Úàí5¦T°«n�n�yGØÎl6™�oÖf+Õ¶£�G«ñQfµh�sÚè¯šî––¸KJÿ1�²_°¯GÓÅ»n�G�„#ˆÎéúõEš1Ó`şt†@6¾kïæ“ÿôİIòæû“³Œ7*¾Ó“×¯şqì·2G‚¤gîY‰²=”áLÖ²ü¼e{i%ÍãY$’}Dp�-æ}wš­§ó×Ì‰Ú'œdmRE)ŸNQœ#ÜzH'ÓÂî?�¬9;g¯pZ VB3§[£�Oè8šüı:™îV�Ø6øÍUÇÎoVh,£yÒ˜3ğ“©ŸÁ›ïÎNïBq÷°˜¡Iö08¼ùî�sÜ†Ò%¿F¥ßpˆ„ÆÕ@ºŠ¸Dô�;I^¶ê*rG•Îr�+X!Ó¥&JºëF�®zªàÜkU1j…ûz{úNoÏĞ+€¤zLA¡)ÊŒşÙÅÙkrV‘³×ø�®^¬È›b�¬�¥¨Ñ/œ›V¸LŞƒ©ÛS“Ì”–©¸ô¸Áí«Af H³ª�ŒµáOËìöq�»xÇ\Á�zlŸ§Ëì`ùs¶ï²?Âø=Çk‡×G÷9”¡HZi‚^íÕ]‡ìc¶¥<ÙÇà¶É<Å¶?v²[v¯�5ÖÆ#™»6¾>Ô�TîF>Q=Ó¸D£ğ"PKR6œ¡ù¦Æ—¬è)§t«u¹>üœ.b©Ë 9DåûÖşÃ²K‡½ZÒlNf8õl˜²‰Õp²ùÍmÀ¦¨pcÒ¦ƒ¨övYõR„»gÄ²×Sé àû“‚OG…�@Îhäğ�H`itöKŠº‰¡xĞ$ı¬LŒşÈ 7²ôhÃp—\­¿`¯&óÉìfF[7Ä¥èÒd~>ÏˆÜ¥EVú>oqk9TŒ~ßWá¼O*LiõúH…²º¨˜GJ™q»áÉµ¦¼‘9•¨·[¦Q†NÆÍim¸aƒ%LA3Å%©VÜ³îRrShSkîğ¡N§–Eíi…Cıã#ÇØèq¶Cè#öET¤f�ŠÜ;C=;x0oé…döÉG~èêéFÑjŸn‘(nK÷ØÚ¹}¥°�ÚqÀ Ôö9‚äÑîöĞÕuÀAU²³Ñ8dñ™êq'o%êÀƒ‹;ÒÀL�Aph +Ñ!9J*÷…ÁXî\x„ÁkD@?Ì`ÜŒşªr§fxpò÷A–ôÛ ÷c¹„¸PKˆ{bàB-ŞRKxµ/Š[·ĞûàöâÛĞö–•ĞnO9°ıŞ9°[bk¯»„µ'oCÖûUğÚÒûˆ=Dïö}¯‡è}¸¢ç HLÿ`PzêıAé©w‚Ò£Ş“B}»õ½¨o•ÿ—î28aà*�¢İ³ZH„Jî} rAĞh½kƒõ¬#—uâ¶�\Ö‘Ëúy÷>Zë¢yL½õDî/qÅ“åPÜ;‡âÚ#”u”ÜL�endstreamendobj70 0 obj< >streamH‰”WÍ�Ü,¼ÏSøBøŸsÈ-R´�%¹¦ß!É!¯<î<ĞëB#yw§¨.Tt×bo’Úo&elŞlV&†íƒÑ*o¿¿?¼*Æ,ãÉ©ìœˆmÔ¾'wº¦aeÜ+gİï*Ø9ŒkpN*ûŠÚ¨¢o 1^ù\Qo�¿*jmáÚXá¢dœíğ\vİeå}‡;«U“öQé®¸‹±—FiÛíÌ³ë¼qÉug×¼º.áìº„“ëÅ¢]v�PÁuB%×]gé¹ë\¦î:×–\ç�K®K8».àÕug×%œ\×±ü]'Tp�PÉu‚E×Yzî:Ÿ»Îµ%×yã’ëÎ®xu]ÂÙu?]Ï^%Ñtç�(XN¨ä8ËNçÊS¿¹°`7oYp[‚Élf¯%˜¬–àÓéè�I?wšÀ¹ÓN*9Í²S§¹òÔi.,8Í[œ–`rZ€Ùi&§øÇÃlÇg{ûôå¡•Ûßíññó›İ~şyü*€.³�–[”Ñû¾}ûÿq¦<³Ú³İş{¼=¾vëé!ª=.è,Íåy¾i_ œg¾°şìœ@ÆÿLœnyNï‹ÈX˜ĞŒÅ)ÕX˜BÆâëÉX˜pÎœ;[Ê:ÿr9¤)Å¥<ëÂ26v/¿É*Ó�Å™Ê9ív®rçD¦rp™gjØY/Ê2•ËPú¸™ÆÁe�)ff£+ËTÎ�L‰B—¶ò,i<ó™†Ã�jWH®/SR4¦ )N !…mHqJR˜BCŠ¯§!…m¦pJœRÛ¦´Å)µİpÊÑ—¥wFè”n ‡×m�´1ã–Šu¶ğ¸¥:¸H?×c8o€¦À"m”®Î>¯‘£½FÁÕÛà]]:/¢“úô&†\õÚzâ?¦à"ıhƒ"LÁEú0E˜‹\â©\¤P„)¸EÔAH5¬¿‰¨l•v‡3j¨›Q¸…L¨)5lH)\¥Ïœ´S°J�´�Sxù–;i)¨`…Kì¤Å¤ÂUúÜU*WéƒT©Xå’<˜J£à*}ô€*•‚«p\�oÓ�çÕ@¸¬dÊhãwª±şm`Á”WèúWÃ�€¼‚UZöGqŸW¨çÏ`îûy—çôŒºË+T¡Ë�¡ïóViÙƒ«T¬Ò²W©T¥ËX¥q`•–=¸JåÀ*W…`VnW¯ëoÂ*–®_«×ò%«ülœx=\¿EÕ¥~Ò*Ç8 *pÉ)ór3n:•‹ô1eob¨HK*³pƒ«·˜2K÷0Tà’Qfñ‹ôŠT,Ò'(R)¨È% Hdû'Àû ¦¾endstreamendobj71 0 obj< >streamH‰”ÖMnÛ0Eá¹W¡ü'µŒ¢KÈ´tÿ“Ò�H>Ñ²uŞ¤P^ÕV>Ônvû~øj\NíÇ?�ß�_�¿›k?Ûög²Îì{›ËÖÄ¶¯ï‡ı?ikMJ¯‹`Û]nß\qÆù:ï#c‚#Ñßîz‚l„`’�ZL�¯ç}69¾?w“Éó8M¬¯×Go²½ú'÷¤löÌÏ{_L±Î½>Rûè¦*�ôœTŸ�"RÛË‘Ê~ñ5T£¿ŠŒ�ßŞ‰‹O6[/Çq¦{Î—_\rÆú«£h ºb’ùâÕ{÷ë0'8“É¹zMdLp¤SŸ—+"cB#'oXdNpDz#c‚#�¨6H¢Öó7Dµ_µª!j½ş–(8ˆ¢ç'Që#¢pDz“”DÑÈ4')ˆÂ·Oq’Š(8y“”DáˆôFÆG¤702&4rò†EæG¤702&8Ò‰jƒ¢!j=CT{d›üÎ�Zï¿5Š¤ğ`*µ>PŠW¤9EÉ®LxŠÂ)~ıt§¨ Â…;E)¯Hw`eLxEÂ+c‚+'yXeNxEÒ+cÂ+�«öûµk¸ZÏßpÕŞ¯ùÕzı­V8p`EÏO«ÖGVáÈtgıî©¢‘NÏúÉ~–ßŞİY?¥;¨h@ ³¾z÷NáÈ4GÆG&982&4"Ä¡‘9Á‘�Œ�t¢ÚÀiˆZÏßeÛû¨!j½ş–(8ˆ¢ç'Që#¢pDzã”DÑÈ4Ç)ˆÂ·OqœŠ(8yã”DáˆôFÆG¤702&4rò†EæG¤702&8Ò‰jƒ !j=ÿ™¨½}�¡ÖÛï„Â÷ÿE�OŸÖº÷7¤5AÇmLn×_>­œèı'h‚Î&Ü�ÎÀFŸà†d6ú„6NÊ°Æ˜à†D6ú7–Úù¤Pi=ş¥MU ´^ŞLŠW¿=Çq¦û ét{±¦æ¦uıÏyz½ô(-‚¹p©K_à„à(é£‰!Râ~á»GIÃ½^Z”tzá„ &ú'„D0Ñ4!!b‰±ÀáLôNrµóå�\Û?Ù·n{endstreamendobj72 0 obj< >endobj73 0 obj< >streamH‰\“Ûjã0†ïıºl/ŠKšiÁrh!{`³û�­¤†F6Šs‘·_ışKÖ�ø3öÌ¦#iÊí~·�ıdÊŸiha2§>v)\‡[jƒ9†s‹eeº¾�>ŸæÿöÒŒE™ƒ÷ë.ûxŠº6å¯üò:¥»yXwÃ1<å�Ô…ÔÇ³yø³=<šòpÇ�pq2³Z™.œr¢oÍø½¹SÎaOû.¿ï§ûS�ù÷ÅïûL5?/)Ó]¸�MRÏ¡¨ùZ™ú-_«"Äî¿÷^v<µïM*ê/ù–Ù“=ø™ü~!¿€·ä-xGŞ�_É¯à7r¨-ó[ä·Kò\‘+0ëZÔµB°’L»&¯Át°ppÌï�ßY²;²3¿C~Çœ9{tèÑ±G‡ó»9?{tèÑÓßÃß³–G-ÏZµ<ı=ü…n7a¬ V+ˆÆb…k"X¡³ÀY˜SæœôøışÂõ¬�lÈ0ûô%ìKĞ—°/A_Â½ì�rï{§ôWø+ışJ…¿Ò_á¯ôWø+ışJ…¿Ò_á¯ôWøoèŸo8ÀŸ'G9Oœùš“ö–R‘y,çÙÀTô1¦Mî8Œ&GáWü`y‹ğÌendstreamendobj74 0 obj< >endobj75 0 obj< >streamH‰ÔWIoÇ¾Ï¯è#õ�{_�Š~€³ØBr�shÆÖ)É¢bÇÿ>_Uõ‡CÊlŸP]3µ/_õ¼ë~ë>+£4ş•SŸ½Ê¾O6«å¦£§›ÎÆ>zœÖİ»#ÜÉ÷:¸7Şè>„nc¦ïó�roû¨Ãí•¿Y}ˆ}‰ÍìÖ¦>icü¾·!ñ‡$²�¦İD6}©˜p¹÷Ş31H´špV÷‡õò±×ùˆzánÖã±zÓk{¬*«zoR´‹‡İ–{�5Ä(ÑlÂ‡>ÆlŸab�h6‘\Ÿ�=LÓÓ&‰VA£)Jrí&F‰fNC•9ìÔ§MÍ&¦ï,T!ú²7®Æ=.3öïCQt˜İv(š+?EÍêŠZÙG(šûsŠšMŒÀ2OÿI(j5QÁe�ÒïBQ³î-óüœ€¢Võ;`™wÛI(j61K³‰A¢ÙÄ,Í&‰V;`i51J4›�¥ÙÄ Ñl¢BøÍ3 hÎş}(¶)ÏœñöI,šk?…EíúŒšùG4š{t�ÚmLÀÅ<�šmŒcÚñ¨]ù0æ9€Ô¬Š/æyˆÔnc0�6‰v„i´1H4Û˜BL›�Q¢İÆcm'l¡ÔWut^İÔPÒ}�ñ˜¡Šfs�h6gÍvpãfğä�ÍÑÜ=Œ;5Ù®ÆYuM“=��kÕé ¹g�E£Ä¤ÉÛ$¦-Û(1iÀïIüpÉÏµRÛåm÷â§wF}ÜâÑåÏ.¿ªÄ/“m¼²Ñ¦�Õå¦»Z\lîWgN«ÅJ�ıyù_ô³3Y�›Şæ¨.?t‹·×�7·Ï.ÿ×QÛé«÷‹‹÷gôÙV!B[ø´*z~®QS?yy÷aEowÓNâÍõ?U ¥8¸Zü~V‚ZÜ­¯?�Ù�Ÿà9:ªŞ/~§Âô;W‹×·�¢ááÌã�üş}Ïá‘J¨ñxè©·n¢kñóİææöz­^Ş­?(ÉM,{�¾]mo¶�×·ËU}ŸuÚÏİ/Ÿ6[ñ4öÚgÌ�v4e/Ì7«5ÇYÓåİŞÛ×ôŸtYÚHN�a½�˜nDG®ıÂr`µ;l.7`1il�Å#²yqL£C;JïÓ�¦&íiÜ®–3P©˜ı˜kDÑåÆH{)¿Z¼z8³Äz¯à÷†Ú€cŸ&É½"KêW®ıëûZ›bèc÷õêf»½¹G'Üİ’ƒN¼A¹÷òƒH`Üó4x´& ¦„A›{ZKÕŒ¯oØ½’è�F 3‘Nc¦5øZc{™BÕFuá©·¸¼õàûF¯¢€¥cWrŸ,C™KFğÍ’ş€vu½h$¬á¼!¯�­çR{áP€MÊÀ²À�"]¸^ ®l¬ ĞX³—<¿�¤�J#p‰Ü�³ùÉô.9Nw¶DíS÷×�vZœuZĞ™’Áû†Rˆ)E@…FáI¨–RÆ[Qdälğˆî¦Z’ÒÆAI\v#™2.¦,@]À—òzXÜÛ<�,š‘%úv4A]çŸ<Ñ�ÙºQ(’(Ò¡)N¨ ié,yå.FI¬8HŠÂ!İÃsH„Ab$DİH’-‘/ßˆEñ—7Nbšv›§‹Â@ğ„U8Ş”¤K&’~yX-7"Á«j%G¦Ö55ßÖUr=!³Ì†æ=B“ËñZ¦H#7¹§ä$Ü©.‚�Í„¦`˜M?!VÆP­„ÊXUç%îJJêtÊ#D�2a –4-ûß†."ø:¢Ï6kâô+�D3ì¬AF<˜×‚�’?&ÊP·2Õ“¦¥Ö]F�šqË™ˆú#é�Ñnä¥5·“$#LáS�7�%@÷…`!†f^‹!D%Â?dµ2~/Sj"£-a)ÉÕÍàèB–s�5HÛW}1Kä2P2i ¹¾şQMÊœ´�Â�t¼�ˆ;&ñ57R…Ê;^#ÛbJÓ®´Á¦ˆ²¬�Ú;ôİAˆ§@¢¬œ\x5-Ê7®ş!T¦9T:Üå£±’Aò(RRë“‚“K;·g(@<d#îŠĞ’qÉÅÑ]»æÃ­ËF�ºS™Ğl5™;ù-‚± —–¾Œ/b®ò¤3³'Q<§µS,uSò§Ø„°â~¥ÈÁì$M8f¨g£Äg²œùè8¾ø”~œhk¾«d>ú3+ôCüÒíà‰’wò0¼Í™Ù‹‚eÇ;.Ø¶œ[Kãñ©“LÑö/’kŸ’ •üœ’µÌw®r¬Ç!.ÓóÕ(H\ã‰•QÕ{5Ì—•z^Š�ŒlT™äL)i8—İMMlU/D)ôÂğ¯Êå¸ìÔ¿>–Tendstreamendobj76 0 obj< >endobj77 0 obj< >streamH‰¼Wmo·ş¾¿‚_è€.Åá;Ã¨­Øi¸ˆ«Cú¡)å,Å.N~‘e;ş÷}fHîîİI¶‘ÈÆ·;ä¼>ÎÌ�FÇ¢H'*j$í]QF—² LR›¡Q£Ñ¹>¢p„È6ô÷Íğ¦¸�
https://datasheets.kyocera-avx.com/AccuGuardLC_0402.pdf | fuses | 1Accu-Guard® IntroductionTDS-FUSE-0002 ¦ Rev 7ACCU–GUARD® TECHNOLOGYAPPLICATIONSFor RoHS compliant products, please select correct termination style.APPROVAL FILE NUMBERSFEATURESThe Accu-Guard® series of fuses is based on thin-film techniques. This technology provides a level of control on the component electrical and physical characteristics that is generally not possible with standard fuse technologies. This has allowed KYOCERA AVX to offer a series of devices which are designed for modern surface mount circuit boards which require protection.• Two-Way Radios• Home Appliances• Battery Management Systems• Battery Chargers• Rechargeable Battery Packs• Computers• Hard Disk Drives• PDA’s• LCD Screens• SCSI Interface• Digital Cameras• Video Cameras• UL, cUL: RCD#E143842• Accurate current rating• Fast acting• Small-standard 0402, 0805, 1206 and 0612 chip sizes• Taped and reeled• Completely compatible with all soldering systems used for SMT• Lead Free Series (F0201G, F0402G, F0603G, F0402E, F0603E, F0805B, F1206B)DIMENSIONS mm (inches)HOW TO ORDERF0402E and F0603EF0201G, F0402G, F0603GRated CurrentCurrent expressed in Amps. Letter R de-notes decimal point e.g. 0.20A=0R20 1.75A=1R750R20Fuse SpeedF = FastFS = Nickel/Lead-Free Solder coated (Sn 100), SMDW = Nickel/solder coated (Sn 63, Pb 37) Solder Coated (Sn100)N = Nickel/Lead-Free Solder Coated (Sn100), LGATerminationWTR = Tape and reelPackagingTRProduct FuseFSizeSee table for standard sizes0603B= Accu-Guard® IIE= Accu-Guard® II 0402, 0603G= Accu-Guard® II Low Current 0201, 0402, 0603Fuse VersionALTB1WB2BTLW LTSWABHF0201GF0402GF0603GF0402EF0603EF0805BF1206BL0.60 ± 0.05(0.023 ± 0.002)1.00±0.05 (0.039±0.002)1.60±0.10(0.063±0.004)1.00±0.10(0.039±0.004)1.60±0.10(0.063±0.004)2.10±0.20(0.083±0.008)3.10±0.20(0.122±0.008)W0.325 ± 0.05(0.0128 ± 0.002)0.58 ±0.04(0.023±0.002)0.81±0.10(0.032±0.004)0.55±0.07(0.022±0.003)0.81±0.10(0.032±0.004)1.27±0.10(0.050±0.004)1.60±0.10(0.063±0.004)T0.225 ± 0.05(0.009 ± 0.002)0.35±0.05(0.014±0.002)0.61±0.10(0.024±0.004)0.40±0.10(0.016±0.004)0.63±0.10(0.025±0.004)0.90±0.2(0.035±0.008)1.20±0.20(0.047±0.008)B0.275 ± 0.025(0.011 ± 0.001)0.48±0.05(0.019±0.002)0.71±0.05(0.028±0.002)0.20±0.10(0.008±0.004)0.35±0.15(0.014±0.006)0.30±0.15(0.012±0.006)0.43±0.25(0.017±0.010)A0.10 ± 0.025(0.004 ± 0.001)0.20±0.05(0.008±0.002)0.28±0.05(0.011±0.002)S, H0.025 ± 0.025(0.001 ± 0.001)0.05±0.05(0.002±0.002)0.05±0.05(0.002±0.002)F0805B and F1206B – accu-guard series lga/smd thin-film fuse –The Important Information/Disclaimer is incorporated in the catalog where these specifications came from or available online at www.kyocera-avx.com/disclaimer/ by reference and should be reviewed in full before placing any order.2Accu-Guard® II Low CurrentLGA Miniature 0201, 0402 and 0603 Size Thin-Film FusesTDS-FUSE-0002 ¦ Rev 7ENVIRONMENTAL CHARACTERISTICSRECOMMENDED PAD LAYOUT mm (inches)ELECTRICAL SPECIFICATIONSThe new Accu-Guard® series of fuses is based on thin-film technology which allows precise control of the component electrical and physical characteristics that is not possible with standard fuse technologies. The Accu-Guard Low Current series encompasses the lowest current ratings in compact 0402 and 0603 packages and features LGA terminations.Operating temperature: -55°C to +125°CCurrent carrying capacity: -55°C to -11°C 107% of rating -10°C to +60°C 100% of rating +61°C to +100°C 85% of rating +101°C to +125°C 80% of ratingRated voltage: 32V (0201), 63V (F0603G), 32V (F0402G)Post-fusing resistance: >1MΩInterrupt rating: 50A Termination: Nickel/SolderF0402GF0201GF0603G0.55(0.022)1.15 (0.045)0.31 (0.012) 0.85 (0.033)2.4 (0.095)1.1(0.043)Part NumberCurrent Rating AResistance @0.1 x I rated Ω (max.)Voltage Drop @ I rated mV (max.)Fusing Current (within 5 sec) APre-Arc I2t @10x I rated A2-sec (typ)Color CodeF0201G0R02FNTR / F0402G0R02FNTR / F0603G0R02FNTR0.0287.52900.0706 x 10-7GreenF0201G0R03FNTR / F0402G0R03FNTR / F0603G0R03FNTR0.03754.82300.0948 x 10-7RedF0201G0R05FNTR / F0402G0R05FNTR / F0603G0R05FNTR0.0503.42500.1252 x 10-6BlueF0201G0R06FNTR / F0402G0R06FNTR / F0603G0R06FNTR0.0622.52800.1552 x 10-6YellowF0201G0R07FNTR / F0402G0R07FNTR / F0603G0R07FNTR0.0752.02800.1884 x 10-6BrownF0201G0R10FNTR / F0402G0R10FNTR / F0603G0R10FNTR0.1002.43000.2507 x 10-6RedF0201G0R12FNTR / F0402G0R12FNTR / F0603G0R12FNTR0.1251.62500.3121 x 10-5WhiteF0201G0R15FNTR / F0402G0R15FNTR / F0603G0R15FNTR0.1501.22200.3752 x 10-5GreenF0201G0R20FNTR* / F0402G0R20FNTR / F0603G0R20FNTR0.2000.82100.5004 x 10-5PinkF0402G0R25FNTR / F0603G0R25FNTR0.250.551800.6252 x 10-4BlueF0402G0R37FNTR / F0603G0R37FNTR0.3750.301500.9383 x 10-4RedF0402G0R50FNTR / F0603G0R50FNTR0.50.201401.257 x 10-4GreenTestConditionsRequiredSolderabilityComponents completely immersed in a solder bath at 245 ±5°C for 3 secs.Total area of imperfections in solder coatup to 5% of the land suface areaLeach ResistanceComponents completely immersed in a solder bath at 255 ±5°C for 60 secs.Dissolution of termination ≤ 15% of the land surface areaStorage12 months minimum with components stored in “as received” packaging.Good solderabilityShearComponents mounted to a substrate. Increasing shearing force applied paralled to the sufstrate till destruction.Destruction force: • 5N for 0402 and 0603 size• 2N for 0201 sizeTemperature CyclingComponents mounted to a flexible substrate (e.g. FR – 4). 1000 cycles -55ºC to +125ºC.No Visible damage ∆R/R<10%BendTested as shown in diagram45mm45mm3 mmDeflectionNo visible damage ∆R/R<10%*Blue Color Code – accu-guard series lga/smd thin-film fuse –The Important Information/Disclaimer is incorporated in the catalog where these specifications came from or available online at www.kyocera-avx.com/disclaimer/ by reference and should be reviewed in full before placing any order.3Accu-Guard® II Low CurrentLGA Miniature 0201, 0402 and 0603 Size Thin-Film FusesTDS-FUSE-0002 ¦ Rev 7FUSE TIME–CURRENT CHARACTERISTICS – accu-guard series lga/smd thin-film fuse –The Important Information/Disclaimer is incorporated in the catalog where these specifications came from or available online at www.kyocera-avx.com/disclaimer/ by reference and should be reviewed in full before placing any order.4Accu-Guard® II Low CurrentLGA Miniature 0201, 0402 and 0603 Size Thin-Film FusesTDS-FUSE-0002 ¦ Rev 7FUSE PRE–ARC JOULE INTEGRALS VS CURRENT – accu-guard series lga/smd thin-film fuse –The Important Information/Disclaimer is incorporated in the catalog where these specifications came from or available online at www.kyocera-avx.com/disclaimer/ by reference and should be reviewed in full before placing any order.5Accu-Guard® II Low CurrentLGA Miniature 0201, 0402 and 0603 Size Thin-Film FusesTDS-FUSE-0002 ¦ Rev 7FUSE PRE–ARC JOULE INTEGRALS VS PRE–ARC TIME – accu-guard series lga/smd thin-film fuse –The Important Information/Disclaimer is incorporated in the catalog where these specifications came from or available online at www.kyocera-avx.com/disclaimer/ by reference and should be reviewed in full before placing any order.
https://www.littelfuse.com/media?resourcetype=datasheets&itemid=dbe9bcd7-6072-4adf-bf5b-d33e52a6b90f&filename=littelfuse-fuse-466-datasheet | fuses | %PDF-1.7%âãÏÓ41 0 obj< >endobj xref41 1120000000016 00000 n0000003097 00000 n0000003224 00000 n0000005204 00000 n0000005243 00000 n0000005379 00000 n0000005515 00000 n0000005651 00000 n0000005765 00000 n0000006285 00000 n0000006692 00000 n0000007289 00000 n0000007902 00000 n0000008405 00000 n0000008962 00000 n0000008997 00000 n0000009040 00000 n0000009126 00000 n0000009239 00000 n0000009350 00000 n0000009959 00000 n0000010042 00000 n0000010458 00000 n0000010869 00000 n0000011346 00000 n0000011977 00000 n0000012347 00000 n0000015380 00000 n0000015511 00000 n0000018155 00000 n0000019275 00000 n0000020156 00000 n0000020641 00000 n0000021189 00000 n0000021791 00000 n0000024106 00000 n0000024361 00000 n0000026966 00000 n0000030062 00000 n0000030549 00000 n0000033107 00000 n0000036519 00000 n0000038819 00000 n0000042566 00000 n0000045570 00000 n0000048218 00000 n0000048539 00000 n0000048901 00000 n0000049233 00000 n0000049522 00000 n0000056576 00000 n0000056613 00000 n0000061400 00000 n0000061736 00000 n0000062099 00000 n0000062472 00000 n0000062853 00000 n0000068163 00000 n0000068214 00000 n0000068283 00000 n0000068367 00000 n0000078800 00000 n0000079063 00000 n0000079225 00000 n0000079252 00000 n0000079553 00000 n0000080469 00000 n0000080735 00000 n0000090778 00000 n0000090817 00000 n0000111027 00000 n0000111066 00000 n0000121109 00000 n0000121148 00000 n0000141358 00000 n0000141397 00000 n0000164271 00000 n0000164310 00000 n0000168965 00000 n0000169004 00000 n0000189994 00000 n0000190033 00000 n0000211023 00000 n0000211062 00000 n0000215717 00000 n0000215756 00000 n0000236746 00000 n0000236785 00000 n0000241440 00000 n0000241479 00000 n0000251522 00000 n0000251561 00000 n0000271771 00000 n0000271810 00000 n0000279964 00000 n0000280003 00000 n0000304904 00000 n0000304943 00000 n0000314886 00000 n0000417417 00000 n0000417802 00000 n0000418187 00000 n0000420104 00000 n0000420367 00000 n0000420752 00000 n0000421137 00000 n0000423363 00000 n0000423627 00000 n0000423783 00000 n0000423938 00000 n0000424101 00000 n0000002536 00000 ntrailer< <0A2F41B81E5D4174B338D03849EA9B84>]/Prev 559144>>startxref0%%EOF 152 0 obj< >streamhŞb``àd`àJg`g`øÂ Ì€Âl@Q�2ëş%0²ÅVír` l8ø„iÒ“€¹OO¶Ë¨2ı(´ªøå²êšnÌŞ¦6Ÿ[¦9s½E]ÙøÏ8uæÒó±wLt™¤SóñÊJ³°�YOßHlJ»¸jÊ«¸‘Œ.®åP€°(--½*ØSçâ–Ws8H1pÄOÒ¹@\‘fd¾ĞÀÌÀ»€íscó-ÆFY†IÖŠ@XÆÆ Å0±��A"€‡��ƒec8ë})Fw—©ì,BLö,–ŒNû/ğ%¨÷Hq Cmƒ”‚ìş˜q¦ÌÀ‘]¤™A–$Pº``ÄTö¦8 •€ª]¡*´�Xƒ�£ÕÊß`lç„�endstreamendobj42 0 obj< >>>endobj43 0 obj< >/ExtGState< >/Font< >/ProcSet[/PDF/Text/ImageC/ImageI]/Properties< >/XObject< >>>/Rotate 0/Tabs/W/Thumb 35 0 R/TrimBox[0.0 0.0 612.0 792.0]/Type/Page/PieceInfo< /LastModified /NumberOfPageItemsInPage 6/NumberofPages 1/OriginalDocumentID /PageItemUIDToLocationDataMap< >/PageTransformationMatrixList< >/PageUIDList< >/PageWidthList< >>>>>>>endobj44 0 obj[45 0 R 46 0 R 47 0 R]endobj45 0 obj< >/Border[0 0 0]/H/N/Rect[73.8406 459.698 111.361 394.0]/Subtype/Link/Type/Annot>>endobj46 0 obj< >/Border[0 0 0]/H/N/Rect[152.194 458.287 201.378 394.0]/Subtype/Link/Type/Annot>>endobj47 0 obj< >/Border[0 0 0]/H/N/Rect[237.985 459.698 283.958 394.0]/Subtype/Link/Type/Annot>>endobj48 0 obj< >endobj49 0 obj< >endobj50 0 obj< >endobj51 0 obj< >endobj52 0 obj< >endobj53 0 obj< >endobj54 0 obj< >endobj55 0 obj[/ICCBased 85 0 R]endobj56 0 obj[/Indexed 55 0 R 0 98 0 R]endobj57 0 obj< >endobj58 0 obj< >endobj59 0 obj< >endobj60 0 obj< >streamH‰\”Ín£@„ï<Å“C†™îXB–ü³‘¦Ø­wÃØAŠa¦ğÛoe%Ò"ÁÔ0L××­iÒí~·ïÚÉ¥¿Æ¾>ÄÉ�Ú®ãµ¿�utÇxn»d‘»¦­§Çl~Ö—jHRÛ¦¸_§xÙw§>)K—ş¶Åë4ŞİÓºé�ñ9I�MÛîì�şnÏ.=Ü†á#^b7¹Ì­V®‰'ô½~T—èÒyÛË¾±õvº¿Ø�¯/şÜ‡èòy¾ Lİ7ñ:Tu«î“2³kåÊ7»VIìšÿÖE¹íxªß«1)ßìã,±{»²ùÛ×¦ió<›ç6˜ÔZ¨ú•úzI=ïİQï écCRŒY f‘SçĞ�ÚCÓ«€WA¯^ÅšzmÚ/fmƒiÆñˆãêš1=bzÆôˆéÓ#¦Wj…f.¹xæâ‘‹§¯Ÿ}7Ôè-5jç™¯G¾�ùzäëYS’20÷€Üùøùøùøùøùøùøùøùøùø…^/¡—ÀKè%ğz¼„^/‘Ç™€¦—ÀKè%ğzÍgFXA}„õ™Ï–°>‚úÈãÜ¡>ò8s¨�²>Šú(™ÌJf³’YÁ¬dV0+™ÌJf³’YÁ¬dV0+™ÌKxåÙï—95ŞoÈcšéÑ5h+ë~÷Ù³õm­]ç_ÄÜ§èĞ¶‹Ÿ‘¡œíÂ�ü`½©èendstreamendobj61 0 obj< >endobj62 0 obj< >streamH‰\’Ínƒ0ÇïyŠÛC¥@Z!U´•8ìCc{š˜i„(Ğo?;®:i‘ ¿Äöß‰�¨ªOµíg½ûQ70Ë®·ÆÃ4Ş½y…[oÅ6‘¦×ócşzh�ˆ0¸Y¦†Úv£(} qšı"WG3^a-¢7oÀ÷ö&W_U³–Qswî°³ŒeYJ½´îµ@F!lS´÷ó²Á˜?�ÏÅ�LÂzË‡Ñ£�Éµ¦ko ŠG)‹�R€5ÿìIÆa×N·^9Ç1NÈgæ3òn'ä„9!Ş1ïˆ�ÌGä”ıSòOSæ”8cÎˆY?%ıŒ53ÒÌX3#ÍœurÒÉy?û¬““N~`>WÌñ‰ùD¦aÆ"Šï¨è�Šó*Ê«X_‘¾â3+:³â\Šr©=ó>óQ5*+v_>{¦ïŞc»Â}¢õ�¯È�Nb}âW€Ë?§˜endstreamendobj63 0 obj< >endobj64 0 obj< >streamH‰\’İjã0Fïõºl/ŠÿâQÆ²-äb»Ë¦}ÇV²†�lç"oßùô….Ô`ëÍŒ£É¶»»0.6û§~ï{ÃıeºÆŞÛƒ?�Á¥Æ~¹ïÒ·?w³É4y»,ş¼ÇÉ4�Íşèáe‰7û°¦ƒ4Ù¯8ø8†“}øØîm¶¿Îó?öa±¹m[;ø£úÙÍoİÙÛ,¥=í=—Û“æü�x¿ÍŞ–i_P¦Ÿ™»ŞÇ.œ¼ir}ZÛ¼êÓ†oçÕši‡cÿ·‹¦)^58ÏEô}nMSæi¯‹ò–¼¿�_ÀÌÑÅ4ã+ÄW¹—ä\‘+°�¼!o”W«Äº(;²?“á¶¢Ï>5ë×¨_³~�úB�ƒ0F#Œ‘Ãş%5¹Ë½`:dM^ƒé“z%ôøİnÂ^z%÷ş¢W�½rè•£›ƒ›£›ƒ›£›ƒ›£›ƒ›£›ƒ›£›ƒÛ†>ºà²ï·Šk×é´_3Õ_cÔqJ#œæ4ÿ5åó4[ÍÂk>D�Ç$endstreamendobj65 0 obj< >streamH‰\ÔK‹£@à½¿¢–İ‹Æ×­{; �<º!‹y0™ùF+a¢bìEşıÔñ„˜@âõúq¢•îûCßÍ.ı>Í1ÌîÜõínÃÇÔw—®OòÂµ]3?ö–ßæZ�I/>Şos¸úó�T•KÄƒ·yº»§M;œÂs’~›Ú0uıÅ=ıÚŸ]züÇ?áúÙen½vm8ÇA_êñk}.].{9´ñx7ß_â5ÿÎøyƒ+–ıœ˜fhÃm¬›0Õı%$U?kW½ÇÏ:}ûßqó¼ìtn~×SRåïñä,S�ßÕ:©ŠlÙ�›˜=³G~e~E^1/ço™·È;æò�y�üÆü†ÌûÅMR•¼W‰{•9s�\0È%s‰,Ì‚L[[©ÌŠlÌ†LssIss¹aŞ ÓYÂ)ô }ûô)tÊâdŸ‚>…}úôô{ø=ÍfO³‡ÙÓìaö4{˜=ÍfO³‡ÙÓìaVv¢èD9_1_9_1_9_1_9_1_õñœ!s¾b¾r¾.óÙÉò*{Pô ìAÑƒ²EÊ=èã9FÆ=Í³Ñl0Í³Ñl0Í³Ñl0Í³Ñl0Í³ñ4ü�+Ì/²æ•0Ã¼RfÜwKgÜàE}¼‘xeãÊâ>×ƒæcšâR°,?Ë€·¿ëÃç5£‹Wá›ü`çendstreamendobj66 0 obj< >endobj67 0 obj< >streamH‰œWÛnI}ï¯¨—ÔÀªİu¯Ş·Ü3‹I0‰ÌÃd±Pd9ö@’/’�Í~ı’Uİ­HöØr±‹—S$‹dİT'ïN[õm[µjöëÉÛu«^_UŸª—³êä6[ÕòŸÚ.6Ä«‰÷d¦ÿİ*­fçUàİ ¦c´UÖ7Æ5[W“/ÆkeZcÕ¯—»İru~·]ş]ı²Y4õìÏjªMcZ­¦º1jvVMN¯—‹Ë/­�‹ùîòj³UóÛ¥ÚŞ}ıs¹Ø©İ•Z\Ì7ß–êûåîâên§6W»ËÅ’UA“µ�4YkY×çåıåvyöõîu£Úpbô‰±ÄJĞµ@O=)Û:@w€šš˜¹&Ö7³ênùö³‹´¸è¦ò¡‰0ëº®I­WÆÆÆ[¥ÎeÔí²ú]mÀU¤yÛt:&Ã†up„ºÕV+ÑäZR.ºN;µXW'¿”ˆ¦’€¼:%aØÑøµF©ÓW+Ğê»rêƒê­y×øl üÛ)…x_Gî1â�iÛ´Ïl¡òâ»Ò¹QV{�WÁÛ&â¼öÇäõ²�j‹pN¶XªÉß$5¹­§¶ÑjrYOcÔä�>ìê©ko˜¦S“«Mı¯Ù?«ÒÎ¸6ã2‰põ‘$@Î6!è ˆfPHûÌªÉR9X³�U“€…#„A�JGLKÂÖ1V­iL�˜±‘øXêmMy‹óÌ‰7ñIS>F"Sèõ¤÷ŸÜˆ"3€NìnØA ¿±yº“;RéÄUŒçœ\Ó±-p8QÅè—êNÖ’ÔU=íHQ‘ŞÔ†ñTC�¾�"ÍHöË„bÛ†OJê,‰CÊ2Û—Zññ{®¶Ùk†ŸgE�¥ÿ*Ç�.´§[øÇ†„Y×�íHÕâh‘àÒìs´Äóß:2LØtÃÑc5ä;:Ü†ƒgØÛ†}w�Óê’\f§İZ�Q¢QÙ÷œv†S‰NviÏ™ƒ=àJdü…�mGfÒœ¶gêx-ÇARşVõ�ædqå„“ÄŸä±H9È¬Ñwàü¡®K^Üô«šİ³«KJº÷Ó«#–ÔÕù‘Ğ,J"Ÿf+’—dù$ú¾+ü[µ—P¡øÂ“/rr«şş_ºc¦Ô)¦u¶9%ü·…a>ºC9öc1—]³êN–$W”v/ìÆ±B–¦Ø{‰üWÂ"şÕuQJGç8Ğ�+Å”KĞP“ˆ12B‚~–c…š›J‘£·¼kV*®3œs¸ R„t+§R“¯:)&3À§–…�cS°IŠë¶–#�›Z<¶`IÀçP‹İ{ò—áM¡pn³TÃÜ9ßÆEš�ñ�Ër¹Ø¹ÒŒîÎ_ÕâAH×2rM¡âò7µ"®®ä†eà8¨škG�›çrG,ÕaÕz¤X¸jıÓıU-.·#½¼¸¡$‹{W,ßÀÂÇ�dd‰=Qû`›méÁÖáEÿÌü9§¹C¼ç~GÕŸK�ÎuÓ‚¾¶Ø\[²Ñ�ã$ÆïÌ’¢²Q¹Yñv¾«÷ìß�omÎğ’a:T7>uË�Áø¹ñ;ÌÿÑÆÍ8uÎ)ïº#½±çÊ±ØVóû¦QGE¨´ø$9Ã÷®¯9İñ˜ä~¥†¦AÕ%H;a\lK7*¥¯?çÛƒY×¢÷%ÅßÖš=€-'•,äJÆéouî 9Ä¦QşÃ½ZSpÇ®-!ø­Ì7£Æe©šP*èÑÜ±.9öµÌ‚Ç´?íwĞ ĞárR/ú]óÊà¦„a=vh’¦#�HI xæi=M4:{Â·A-ª�Œ))ÀÜÔj+“-‰¦B²h,"%úšŒ‰ ÄfÁÓW™5qY›)’èXBÇ0¢¦ë²>¡©Š€èÖ@ZĞ)púş;$¦‘èQ×“dK¤EÁF,m'¨0#²ñò`’äl.é�@«d˜„é¼�Wâ.üZGkËòÜÄ§“ØÒâ#^·ÙÙßÆfr5"^Lk�Ñy•§ò©å@ÂMÃ˜w¬Ë…(‘Ê4†Ù½“ÚÚÑQ�Õ…�°NÎ�Iq]S±A“¶ö…ZT˜¹Æe â‘bƒG~Gí�ßx[VÖšØ"å€K‚ÌÅ@r±Àõ‚gÇ`]¡Zy—©®½'¯9�×›]Ğ‰·U¢Ì‹7—$ÉS4YœÍá;u_�L>fÎ)�®·š…Aàô¡ã�¾“KŠ(ƒCMIN³ÎÎÒ?ßR†Â^ò�5HÖg}!IĞ+”ÜŒXH¯¼uLì4ı@Bc'ª‚gï��òˆSxñ¼lÉC#:f¡5MĞLMï* ¶\"aÊß%½ëúêU,O:#‚œŞt”È�­&œFàgŠ&+g€®éšòZª`ä5?¥xiù(´òÒC:şlš(ñÑÒå3³BWÎ/÷ :¦*3ŒnËH±x,'­”Øi>„1tPü7’�ñXz0Î<�Zj,!ßÛl}&”¦é«ÖÉ"¿‡]ÈH5*fÍ}i»E#ıF9$#ğQòuª9$»)ôóĞÆáğÜ4Õ¤X§1bíÔF)ó]û¶�§ŒÂE$ê¾`N2sœ*¼"†9EÎ2§ˆëh§o™^UgÜ0M_ı3LôÃÙ_QêäÏ½Šs´®®ë@¢«My?'w¾´•ôBŸh.ãZsƒ=öáˆ2•üz<Î{ôIV_·‚Ö½…endstreamendobj68 0 obj< >endobj69 0 obj< >streamH‰ÔWioGı>¿¢¿dÁ2­¾À0 +rN;‡hìŞEÀG7¼DRV¼¿~_u÷ğ%EÁ[8ÓSGW½ºº¯™dÿ’)ÁC4ŠIÃ¥¬�Uô�~Ë•eÓJsá4k4×Ş2ÍƒÔ`x_]U�Ëà™Lßg•cMàZ*â”l"‰¨’Oú-ÔL«FrğË¤@!–ï±MÒ�ßH‰KkÅ],@™IÜRdË¦2Æ�êÙ¾1ªËê'ü_WÄ(½Õ>yÛ`iltÊ0¯¸7Òˆ¨™†-Á©`y½E†LÎ3ËvÙÓ¸AÚNZl­“�‚�äÈ”év€µÍH„,ê¹ƒÒ’*™¯O¨+É#’Ò‰HŸÎ@e† -5l3‰Ş&Eìª€òSõbW†·”<‚�†\¸.²á¬¨Pêá¿+ÒîÁFÈÇÕÛ�à²¶‚@;euƒÇ )O¦©ÿ5ü¶:V'?NGm7şj5Z^MZvòêL±_�±êü~®+/¹Š‘©ˆüRšII!J;±UWı�Í«“¯.{·Ş‹‚�„‰Üå÷³VqáòÀÊ!d¬3¯ÊYÖVye¹€1Œ_�ßA°‘»ÂõxˆŠ¨Êª¡”q,is³:ªµU�„ğhZe#°ôH-AòdÚ¦Xì9¨Í§îP�<d\ô<ÈĞLWØÁ¼¼/÷,”�ô�HeUrïõéQâI§Ÿ�xj—x×ÛÄ�´Ê‘m¥Üô§’Ïj!•LÁ5º€‘�Ğ?ùf&Ù—‹G-}ã/´ø¸Tôa©¤½g@“‘J%ŠxP*"ÙÈÖí}UCæz›å½Ôr¯¥QJ!ST#uœün�XhÊ5Tç„Á}ĞBrYêıyK«–º™³šÖ†2¶ŸÈRë´Œi�™-4&OLÌB8L¦4�RdvZb¡¬ÃB›LšBIæEO4�HC§'�< [1yDÚıÎMiG-Ü(™&M+4çH{[�LACT´ƒ¥í€»K¯H¿Eaa¸™¼5r-ÌH²JÒ»2Àhjjá³£B�cÚ$GÓ £°¦Í"um˜,µ/6¾'I‰FÚ@{2ß‘k4äÎ5àˆæu‚;(ZXràóûû¿�(T2ÊqÉıvğ-¦–5LGJÒ½üFÓê(É/I1W‡z2”¿ 6lxY‘ú�Ô«œ´èv�šZ�¥ºSÅ¶—5@cƒ®&DÙ`T#6’65à0lpS7X­ˆ*—,l°fc/êÆ¤O‘HsĞ™%ñ^Ö”œx™‡K*‘bƒuq¶ÅdZdÚiJv„Zn´(¦�O»v³ªà˜´£);»­j…Õ¨İ¤gWˆëÍ¤]³Ëôm±bé{ÚºË»0:sr±ÍŸ=;9m77£é°û}óìåùË—hbñùóç¹KôáÄ(çÒÇ¬ÑÜZ“£ş”ÉÉ™úEdµ•¼ÉQ¦&¤wÏÁtØDd¢b‰Lç²÷“ñ«Åø¦İ°Éšµ‹Ùr´™ü:íØídsÅhÔ_H`0íFãærÕul½˜�»Õš�æcv5ywÕ­’�;Ş·ƒM7[v«@Cİ¬:¶\-ş)´Ÿvë?Ê¨' ×-ÊÛ¢dÜÿ¡Ùhõ[Î‚1[ÌÙf±¼ÒÛÁúfuY2¦àØ.ÆxÙh:]€BIr{î(Áõ®cÀl2Ç&ãn¾™b->`³C€¤yq³a›nMü™úqBú”İ÷`ßÛwø9ı>×Xú½İ¥Ñ®ö®:¤à†­»ùz²™¼/wÇ/—ÓIFsı1ãu�‚/§£MJ´ƒ¼Úú¾œ´èİäïoª±¹ëó’%l‘Jñc÷ûÌ´îj¦isª¼/íšŠi6Úàí5¦T°«n�n�yGØÎl6™�oÖf+Õ¶£�G«ñQfµh�sÚè¯šî––¸KJÿ1�²_°¯GÓÅ»n�G�„#ˆÎéúõEš1Ó`şt†@6¾kïæ“ÿôİIòæû“³Œ7*¾Ó“×¯şqì·2G‚¤gîY‰²=”áLÖ²ü¼e{i%ÍãY$’}Dp�-æ}wš­§ó×Ì‰Ú'œdmRE)ŸNQœ#ÜzH'ÓÂî?�¬9;g¯pZ VB3§[£�Oè8šüı:™îV�Ø6øÍUÇÎoVh,£yÒ˜3ğ“©ŸÁ›ïÎNïBq÷°˜¡Iö08¼ùî�sÜ†Ò%¿F¥ßpˆ„ÆÕ@ºŠ¸Dô�;I^¶ê*rG•Îr�+X!Ó¥&JºëF�®zªàÜkU1j…ûz{úNoÏĞ+€¤zLA¡)ÊŒşÙÅÙkrV‘³×ø�®^¬È›b�¬�¥¨Ñ/œ›V¸LŞƒ©ÛS“Ì”–©¸ô¸Áí«Af H³ª�ŒµáOËìöq�»xÇ\Á�zlŸ§Ëì`ùs¶ï²?Âø=Çk‡×G÷9”¡HZi‚^íÕ]‡ìc¶¥<ÙÇà¶É<Å¶?v²[v¯�5ÖÆ#™»6¾>Ô�TîF>Q=Ó¸D£ğ"PKR6œ¡ù¦Æ—¬è)§t«u¹>üœ.b©Ë 9DåûÖşÃ²K‡½ZÒlNf8õl˜²‰Õp²ùÍmÀ¦¨pcÒ¦ƒ¨övYõR„»gÄ²×Sé àû“‚OG…�@Îhäğ�H`itöKŠº‰¡xĞ$ı¬LŒşÈ 7²ôhÃp—\­¿`¯&óÉìfF[7Ä¥èÒd~>ÏˆÜ¥EVú>oqk9TŒ~ßWá¼O*LiõúH…²º¨˜GJ™q»áÉµ¦¼‘9•¨·[¦Q†NÆÍim¸aƒ%LA3Å%©VÜ³îRrShSkîğ¡N§–Eíi…Cıã#ÇØèq¶Cè#öET¤f�ŠÜ;C=;x0oé…döÉG~èêéFÑjŸn‘(nK÷ØÚ¹}¥°�ÚqÀ Ôö9‚äÑîöĞÕuÀAU²³Ñ8dñ™êq'o%êÀƒ‹;ÒÀL�Aph +Ñ!9J*÷…ÁXî\x„ÁkD@?Ì`ÜŒşªr§fxpò÷A–ôÛ ÷c¹„¸PKˆ{bàB-ŞRKxµ/Š[·ĞûàöâÛĞö–•ĞnO9°ıŞ9°[bk¯»„µ'oCÖûUğÚÒûˆ=Dïö}¯‡è}¸¢ç HLÿ`PzêıAé©w‚Ò£Ş“B}»õ½¨o•ÿ—î28aà*�¢İ³ZH„Jî} rAĞh½kƒõ¬#—uâ¶�\Ö‘Ëúy÷>Zë¢yL½õDî/qÅ“åPÜ;‡âÚ#”u”ÜL�endstreamendobj70 0 obj< >streamH‰”WÍ�Ü,¼ÏSøBøŸsÈ-R´�%¹¦ß!É!¯<î<ĞëB#yw§¨.Tt×bo’Úo&elŞlV&†íƒÑ*o¿¿?¼*Æ,ãÉ©ìœˆmÔ¾'wº¦aeÜ+gİï*Ø9ŒkpN*ûŠÚ¨¢o 1^ù\Qo�¿*jmáÚXá¢dœíğ\vİeå}‡;«U“öQé®¸‹±—FiÛíÌ³ë¼qÉug×¼º.áìº„“ëÅ¢]v�PÁuB%×]gé¹ë\¦î:×–\ç�K®K8».àÕug×%œ\×±ü]'Tp�PÉu‚E×Yzî:Ÿ»Îµ%×yã’ëÎ®xu]ÂÙu?]Ï^%Ñtç�(XN¨ä8ËNçÊS¿¹°`7oYp[‚Élf¯%˜¬–àÓéè�I?wšÀ¹ÓN*9Í²S§¹òÔi.,8Í[œ–`rZ€Ùi&§øÇÃlÇg{ûôå¡•Ûßíññó›İ~şyü*€.³�–[”Ñû¾}ûÿq¦<³Ú³İş{¼=¾vëé!ª=.è,Íåy¾i_ œg¾°şìœ@ÆÿLœnyNï‹ÈX˜ĞŒÅ)ÕX˜BÆâëÉX˜pÎœ;[Ê:ÿr9¤)Å¥<ëÂ26v/¿É*Ó�Å™Ê9ív®rçD¦rp™gjØY/Ê2•ËPú¸™ÆÁe�)ff£+ËTÎ�L‰B—¶ò,i<ó™†Ã�jWH®/SR4¦ )N !…mHqJR˜BCŠ¯§!…m¦pJœRÛ¦´Å)µİpÊÑ—¥wFè”n ‡×m�´1ã–Šu¶ğ¸¥:¸H?×c8o€¦À"m”®Î>¯‘£½FÁÕÛà]]:/¢“úô&†\õÚzâ?¦à"ıhƒ"LÁEú0E˜‹\â©\¤P„)¸EÔAH5¬¿‰¨l•v‡3j¨›Q¸…L¨)5lH)\¥Ïœ´S°J�´�Sxù–;i)¨`…Kì¤Å¤ÂUúÜU*WéƒT©Xå’<˜J£à*}ô€*•‚«p\�oÓ�çÕ@¸¬dÊhãwª±şm`Á”WèúWÃ�€¼‚UZöGqŸW¨çÏ`îûy—çôŒºË+T¡Ë�¡ïóViÙƒ«T¬Ò²W©T¥ËX¥q`•–=¸JåÀ*W…`VnW¯ëoÂ*–®_«×ò%«ülœx=\¿EÕ¥~Ò*Ç8 *pÉ)ór3n:•‹ô1eob¨HK*³pƒ«·˜2K÷0Tà’Qfñ‹ôŠT,Ò'(R)¨È% Hdû'Àû ¦¾endstreamendobj71 0 obj< >streamH‰”ÖMnÛ0Eá¹W¡ü'µŒ¢KÈ´tÿ“Ò�H>Ñ²uŞ¤P^ÕV>Ônvû~øj\NíÇ?�ß�_�¿›k?Ûög²Îì{›ËÖÄ¶¯ï‡ı?ikMJ¯‹`Û]nß\qÆù:ï#c‚#Ñßîz‚l„`’�ZL�¯ç}69¾?w“Éó8M¬¯×Go²½ú'÷¤löÌÏ{_L±Î½>Rûè¦*�ôœTŸ�"RÛË‘Ê~ñ5T£¿ŠŒ�ßŞ‰‹O6[/Çq¦{Î—_\rÆú«£h ºb’ùâÕ{÷ë0'8“É¹zMdLp¤SŸ—+"cB#'oXdNpDz#c‚#�¨6H¢Öó7Dµ_µª!j½ş–(8ˆ¢ç'Që#¢pDz“”DÑÈ4')ˆÂ·Oq’Š(8y“”DáˆôFÆG¤702&4rò†EæG¤702&8Ò‰jƒ¢!j=CT{d›üÎ�Zï¿5Š¤ğ`*µ>PŠW¤9EÉ®LxŠÂ)~ıt§¨ Â…;E)¯Hw`eLxEÂ+c‚+'yXeNxEÒ+cÂ+�«öûµk¸ZÏßpÕŞ¯ùÕzı­V8p`EÏO«ÖGVáÈtgıî©¢‘NÏúÉ~–ßŞİY?¥;¨h@ ³¾z÷NáÈ4GÆG&982&4"Ä¡‘9Á‘�Œ�t¢ÚÀiˆZÏßeÛû¨!j½ş–(8ˆ¢ç'Që#¢pDzã”DÑÈ4Ç)ˆÂ·OqœŠ(8yã”DáˆôFÆG¤702&4rò†EæG¤702&8Ò‰jƒ !j=ÿ™¨½}�¡ÖÛï„Â÷ÿE�OŸÖº÷7¤5AÇmLn×_>­œèı'h‚Î&Ü�ÎÀFŸà†d6ú„6NÊ°Æ˜à†D6ú7–Úù¤Pi=ş¥MU ´^ŞLŠW¿=Çq¦û ét{±¦æ¦uıÏyz½ô(-‚¹p©K_à„à(é£‰!Râ~á»GIÃ½^Z”tzá„ &ú'„D0Ñ4!!b‰±ÀáLôNrµóå�\Û?Ù·n{endstreamendobj72 0 obj< >endobj73 0 obj< >streamH‰\“Ûjã0†ïıºl/ŠKšiÁrh!{`³û�­¤†F6Šs‘·_ışKÖ�ø3öÌ¦#iÊí~·�ıdÊŸiha2§>v)\‡[jƒ9†s‹eeº¾�>ŸæÿöÒŒE™ƒ÷ë.ûxŠº6å¯üò:¥»yXwÃ1<å�Ô…ÔÇ³yø³=<šòpÇ�pq2³Z™.œr¢oÍø½¹SÎaOû.¿ï§ûS�ù÷ÅïûL5?/)Ó]¸�MRÏ¡¨ùZ™ú-_«"Äî¿÷^v<µïM*ê/ù–Ù“=ø™ü~!¿€·ä-xGŞ�_É¯à7r¨-ó[ä·Kò\‘+0ëZÔµB°’L»&¯Át°ppÌï�ßY²;²3¿C~Çœ9{tèÑ±G‡ó»9?{tèÑÓßÃß³–G-ÏZµ<ı=ü…n7a¬ V+ˆÆb…k"X¡³ÀY˜SæœôøışÂõ¬�lÈ0ûô%ìKĞ—°/A_Â½ì�rï{§ôWø+ışJ…¿Ò_á¯ôWø+ışJ…¿Ò_á¯ôWøoèŸo8ÀŸ'G9Oœùš“ö–R‘y,çÙÀTô1¦Mî8Œ&GáWü`y‹ğÌendstreamendobj74 0 obj< >endobj75 0 obj< >streamH‰ÔWIoÇ¾Ï¯è#õ�{_�Š~€³ØBr�shÆÖ)É¢bÇÿ>_Uõ‡CÊlŸP]3µ/_õ¼ë~ë>+£4ş•SŸ½Ê¾O6«å¦£§›ÎÆ>zœÖİ»#ÜÉ÷:¸7Şè>„nc¦ïó�roû¨Ãí•¿Y}ˆ}‰ÍìÖ¦>icü¾·!ñ‡$²�¦İD6}©˜p¹÷Ş31H´špV÷‡õò±×ùˆzánÖã±zÓk{¬*«zoR´‹‡İ–{�5Ä(ÑlÂ‡>ÆlŸab�h6‘\Ÿ�=LÓÓ&‰VA£)Jrí&F‰fNC•9ìÔ§MÍ&¦ï,T!ú²7®Æ=.3öïCQt˜İv(š+?EÍêŠZÙG(šûsŠšMŒÀ2OÿI(j5QÁe�ÒïBQ³î-óüœ€¢Võ;`™wÛI(j61K³‰A¢ÙÄ,Í&‰V;`i51J4›�¥ÙÄ Ñl¢BøÍ3 hÎş}(¶)ÏœñöI,šk?…EíúŒšùG4š{t�ÚmLÀÅ<�šmŒcÚñ¨]ù0æ9€Ô¬Š/æyˆÔnc0�6‰v„i´1H4Û˜BL›�Q¢İÆcm'l¡ÔWut^İÔPÒ}�ñ˜¡Šfs�h6gÍvpãfğä�ÍÑÜ=Œ;5Ù®ÆYuM“=��kÕé ¹g�E£Ä¤ÉÛ$¦-Û(1iÀïIüpÉÏµRÛåm÷â§wF}ÜâÑåÏ.¿ªÄ/“m¼²Ñ¦�Õå¦»Z\lîWgN«ÅJ�ıyù_ô³3Y�›Şæ¨.?t‹·×�7·Ï.ÿ×QÛé«÷‹‹÷gôÙV!B[ø´*z~®QS?yy÷aEowÓNâÍõ?U ¥8¸Zü~V‚ZÜ­¯?�Ù�Ÿà9:ªŞ/~§Âô;W‹×·�¢ááÌã�üş}Ïá‘J¨ñxè©·n¢kñóİææöz­^Ş­?(ÉM,{�¾]mo¶�×·ËU}ŸuÚÏİ/Ÿ6[ñ4öÚgÌ�v4e/Ì7«5ÇYÓåİŞÛ×ôŸtYÚHN�a½�˜nDG®ıÂr`µ;l.7`1il�Å#²yqL£C;JïÓ�¦&íiÜ®–3P©˜ı˜kDÑåÆH{)¿Z¼z8³Äz¯à÷†Ú€cŸ&É½"KêW®ıëûZ›bèc÷õêf»½¹G'Üİ’ƒN¼A¹÷òƒH`Üó4x´& ¦„A›{ZKÕŒ¯oØ½’è�F 3‘Nc¦5øZc{™BÕFuá©·¸¼õàûF¯¢€¥cWrŸ,C™KFğÍ’ş€vu½h$¬á¼!¯�­çR{áP€MÊÀ²À�"]¸^ ®l¬ ĞX³—<¿�¤�J#p‰Ü�³ùÉô.9Nw¶DíS÷×�vZœuZĞ™’Áû†Rˆ)E@…FáI¨–RÆ[Qdälğˆî¦Z’ÒÆAI\v#™2.¦,@]À—òzXÜÛ<�,š‘%úv4A]çŸ<Ñ�ÙºQ(’(Ò¡)N¨ ié,yå.FI¬8HŠÂ!İÃsH„Ab$DİH’-‘/ßˆEñ—7Nbšv›§‹Â@ğ„U8Ş”¤K&’~yX-7"Á«j%G¦Ö55ßÖUr=!³Ì†æ=B“ËñZ¦H#7¹§ä$Ü©.‚�Í„¦`˜M?!VÆP­„ÊXUç%îJJêtÊ#D�2a –4-ûß†."ø:¢Ï6kâô+�D3ì¬AF<˜×‚�’?&ÊP·2Õ“¦¥Ö]F�šqË™ˆú#é�Ñnä¥5·“$#LáS�7�%@÷…`!†f^‹!D%Â?dµ2~/Sj"£-a)ÉÕÍàèB–s�5HÛW}1Kä2P2i ¹¾şQMÊœ´�Â�t¼�ˆ;&ñ57R…Ê;^#ÛbJÓ®´Á¦ˆ²¬�Ú;ôİAˆ§@¢¬œ\x5-Ê7®ş!T¦9T:Üå£±’Aò(RRë“‚“K;·g(@<d#îŠĞ’qÉÅÑ]»æÃ­ËF�ºS™Ğl5™;ù-‚± —–¾Œ/b®ò¤3³'Q<§µS,uSò§Ø„°â~¥ÈÁì$M8f¨g£Äg²œùè8¾ø”~œhk¾«d>ú3+ôCüÒíà‰’wò0¼Í™Ù‹‚eÇ;.Ø¶œ[Kãñ©“LÑö/’kŸ’ •üœ’µÌw®r¬Ç!.ÓóÕ(H\ã‰•QÕ{5Ì—•z^Š�ŒlT™äL)i8—İMMlU/D)ôÂğ¯Êå¸ìÔ¿>–Tendstreamendobj76 0 obj< >endobj77 0 obj< >streamH‰¼Wmo·ş¾¿‚_è€.Åá;Ã¨­Øi¸ˆ«Cú¡)å,Å.N~‘e;ş÷}fHîîİI¶‘ÈÆ·;ä¼>ÎÌ�FÇ¢H'*j$í]QF—² LR›¡Q£Ñ¹>¢p„È6ô÷Íğ¦¸�â÷fàuJÁ%eğƒˆõ¡DëUğP½MÊÚ¬sÉ…LP›Ëá�"á%e‹.j�øây“7.‡Ñi—‹rš(«1éBNm¬…VçL�‚Ç¬¥o:ÒÅÀe§}I3I^¶=L+Öë�MztN7+ï4�°3ƒCx$ŠMÀ„ğ?Z0QouÌV´çäÔvƒv>‡KQ�Y‡ğ(4[«$‹vÓ>¤Rfv«­ˆ5z§¯�ËUy 9)çw0Ba®ë'ÌÇøğm•CpÁŞİ©"{Š·n’Ëó¡6�ÓŞ°Å¬K8¦�Ùgõæ“¦œ�¦¼~9`�vâì+,ş‘³ÃDÑ¢ Œ¼ŠD9€B�ïa�7½h¨o¬$Í•U†2/ÜdªgIœ‰ØMjéÌÇ;A†]41q¶ÂÊœí±B VdPIŒ¾ç„"ø9ve;Ñà’_‚D®¢IGDA¾ ª¨¼åTfÔ‘#…�Ç’Ÿù�ó¹ŠTfğWjÃ7/œ£©*šXO—§ÃÃõp¼¦_b\_ ªõ`ËÁeI[À…¬ˆr…Ö—Ã�pqVÁ¨#Vÿ]ÿ€30�ù×Ï°·»Å&ƒZoT}~€'À»ó’]�Ì\y�ğ5¦(¥~c0ÔßT×üÓ×õè�üŸ‹¬Åµp,bYàè§ïNVëÿ!B¤//;Ô«À8HêNÀ³Õh¡¸?¢•A‡Ü˜�¢C&–±ùÏ’©¸ºŠ¤i«¿ó‚Ó¡[øÃcÎA€p¡ûj'g‘ßİ»zé¡/ùÊËÏr9QS:³^¡j�›V#*&#Eq24Ÿòœì­¸†p€«^Û¦®Á”¯‹«_àÊ°Ã[<�úÚM8æ[pœ¡ Nô0Õ¼ó%dmCÆ»Ğw­I+KØÊ ¯,Åû…‚@+ˆeÙZôgÁù"´PİĞjkw‚–ŸBË÷ Mµ¦Z`Ì½€8WÀèvk×9–GÿKl:;'´ÏŸ€0š!å]CÖ>uôzªÕJg¿é�L7ÜÈi-¹]´�?Ö•9N’+cb/8f‰�M²;mZ×tôáÖrXJ¤qVyÓ€¡x÷×l¿�¡è¿5•áİúët*iòvÚ’J‘ıÖ;Pì-ºA0�Æ‹Şº¶:…�0ı§º˜ò²›æ�ÔFÂ¸»O€“Ê.8+�F·Á Ä9³w¶A<LŸ%!İAôf‚ŒĞ[¥Ê6¤_¢�/åîóåv‚¹¹§ïçIË�šR‡#X´ŸÎkäÑ¸eäDÒ¬×ÛZìe8Û)i2Å¥œŒvŞ÷œéJ¿béöœI_š3®ÕÛ`Ã2,éFnš¦¦+£Âµ+•=íáëÃõüI_åå´ƒ†Õ;w‰Æ4¨è[ÚÕæğYgãAÉ3‡ùú_-r\ j™#çˆÃ~ËqvnĞÀl÷ÅÙOvè‰_Q¯©nqƒxö‘Y¦§Lš6[ßÒ¥´½”ò>dÅvÈõî=îÇßüŸÏ÷ùœq‡9Säœ‰Ëa¶Í¹F¯yMh˜ƒÎ�ƒR{Q™Ó£Š©C‹›šŞWÃÿGÀèß£øØÜ/OÆöÍ¹ÿôi¥7N@“òM1ŸÇ$¦“EÇš0i-¦Åh”¸cĞÌyâto–yâbÎ_ƒş–´³J½İ¼�¿?5ê··Ãñš~±ŠÔúb`£F…QpãñíEÖªõ%{´=ß\_­8¸›³­:}}¾yñ³qisvıâÕË·ê×•EPGÕ?®WúùeëçüëV©[õÕj”İ¨‚W} >}}öòŞ½ã›ëwgÛõùï×÷?züØSîß¿¯~w¢†#Åœ��à•0÷Ã{r~ööİÕù3uv­ÈüE½ºPWg× 7ï®®Î_^ÿÑıl“=C–'Æ~>ö.mW£ï_m¯Ï~;Å�ÖÃñ�Û³Íù³ï¯Î^?±QÇONrUXU)şíœ’÷E»ULsnÄiÂ*9¦Ş«óábx¦¬²—™œÌTJa¦™çßêå^"œ�üs0¸,EaÖROÔà·ŸÔì´–}C§ÃÓááú¦„Â‘†z¤Y‡àåXë›@'X¨ÅÀaôñÿëÕßOoÅ£,ğ@dèĞWºGVCÚlÚEbŸ¢�Ä°Õ½ss)ÙÈÿ£Ó6%n�1à�ÚíüŞc3ŒE[¢i™¨6ë&ÚHÃŒí½íT±e“Êj°’¦Qrlˆ€aè´[à±Wb³a?8âÓƒ¨c’ÙÀ‘ŒL;-#oB—lT�ßëFÚQ5)¬æ*i*ì¹¤MOœ©Ì¥ƒWÎ=e\„ŸaÕfWs†±âœùñ×–1_”_�%là‹ÔBYÖ± ôMXfœOQõ+a&+™E¶>…o�2·˜é"¢ù¼ëÛl<8$€=Üˆî2¤–Nçp�ñ)%ÓT'FİÍĞHFVÿÈÇ…÷ş²á�0—s§EÔv‘Nu}3ÍÆš¤içÈ®úÁ%³y¸\IÙF~àÛiAE¦èˆF¡¹ˆã,*ØX�äd¹×EÑõM$[ºÑ½crâÏË£-¾’"Ñ¼ãïÁNøì«˜`˜4lV@ãäñ’B$FsF$n‹Ö’ŸSr'*ôf¢·ÍíÂVšÊYßÂŒ!·$-êÌ†Ç€µˆy¡)úTÏ«’Œ(NKŠ²_DZv�fÂWäU¡£FxQe*>Lñ…çZ¶Èqô�mÌøŒÊ8¸)Ç±8s�‰pÅW­h7!ˆg¦1fÛ÷(q9b‹¦AyÖ©ö}KŠZ¦aîu�IÜG\îÎlåP:$KÁeÅ%“\ÎAõ~@Q,ğ£r�^àT…GpÙıå¸1}§ŠWRƒ±�Vôé>õZ‹{éA¢+ ø ÷_¡�ªÃuR6âS-¦8³LO¤—ïZp›ÄÜ�Ša&ñÙ†“œ˜)à–Ç]ëU£)IïGÉ/Èìq/“ö^QinI-�ä£œıU’ö«¤ç¯Î²¬à©¦[™IÏã:CˆrQ&M$I¾®�¬ùËd~Ï­4%¦(/òÏ“¢öÎ\˜kç)»›æ(Î)o\-”®İ07ÑÛNs™j7›˜‡ac6Z5­GvOı_€EĞœendstreamendobj78 0 obj< >streamH‰ÌW[o·~Ÿ_ÁGíÃ�x¿†�úZpÑT‹öÁ(ŒÅh«YÉŠ¤8ñ¿ïwÎ!93+-¬øqÈs¿Q�&'¥G-ıº@¿�S¤_“Õ4èÑiB¦xü:GËĞVº9ÂÀÑ›�ÚøİÊ:Ö 7êH0†!ÓÑÂÀhÆ™È ¥
https://datasheets.kyocera-avx.com/AccuGuardLC_0402.pdf | fuses | 1Accu-Guard® IntroductionTDS-FUSE-0002 ¦ Rev 7ACCU–GUARD® TECHNOLOGYAPPLICATIONSFor RoHS compliant products, please select correct termination style.APPROVAL FILE NUMBERSFEATURESThe Accu-Guard® series of fuses is based on thin-film techniques. This technology provides a level of control on the component electrical and physical characteristics that is generally not possible with standard fuse technologies. This has allowed KYOCERA AVX to offer a series of devices which are designed for modern surface mount circuit boards which require protection.• Two-Way Radios• Home Appliances• Battery Management Systems• Battery Chargers• Rechargeable Battery Packs• Computers• Hard Disk Drives• PDA’s• LCD Screens• SCSI Interface• Digital Cameras• Video Cameras• UL, cUL: RCD#E143842• Accurate current rating• Fast acting• Small-standard 0402, 0805, 1206 and 0612 chip sizes• Taped and reeled• Completely compatible with all soldering systems used for SMT• Lead Free Series (F0201G, F0402G, F0603G, F0402E, F0603E, F0805B, F1206B)DIMENSIONS mm (inches)HOW TO ORDERF0402E and F0603EF0201G, F0402G, F0603GRated CurrentCurrent expressed in Amps. Letter R de-notes decimal point e.g. 0.20A=0R20 1.75A=1R750R20Fuse SpeedF = FastFS = Nickel/Lead-Free Solder coated (Sn 100), SMDW = Nickel/solder coated (Sn 63, Pb 37) Solder Coated (Sn100)N = Nickel/Lead-Free Solder Coated (Sn100), LGATerminationWTR = Tape and reelPackagingTRProduct FuseFSizeSee table for standard sizes0603B= Accu-Guard® IIE= Accu-Guard® II 0402, 0603G= Accu-Guard® II Low Current 0201, 0402, 0603Fuse VersionALTB1WB2BTLW LTSWABHF0201GF0402GF0603GF0402EF0603EF0805BF1206BL0.60 ± 0.05(0.023 ± 0.002)1.00±0.05 (0.039±0.002)1.60±0.10(0.063±0.004)1.00±0.10(0.039±0.004)1.60±0.10(0.063±0.004)2.10±0.20(0.083±0.008)3.10±0.20(0.122±0.008)W0.325 ± 0.05(0.0128 ± 0.002)0.58 ±0.04(0.023±0.002)0.81±0.10(0.032±0.004)0.55±0.07(0.022±0.003)0.81±0.10(0.032±0.004)1.27±0.10(0.050±0.004)1.60±0.10(0.063±0.004)T0.225 ± 0.05(0.009 ± 0.002)0.35±0.05(0.014±0.002)0.61±0.10(0.024±0.004)0.40±0.10(0.016±0.004)0.63±0.10(0.025±0.004)0.90±0.2(0.035±0.008)1.20±0.20(0.047±0.008)B0.275 ± 0.025(0.011 ± 0.001)0.48±0.05(0.019±0.002)0.71±0.05(0.028±0.002)0.20±0.10(0.008±0.004)0.35±0.15(0.014±0.006)0.30±0.15(0.012±0.006)0.43±0.25(0.017±0.010)A0.10 ± 0.025(0.004 ± 0.001)0.20±0.05(0.008±0.002)0.28±0.05(0.011±0.002)S, H0.025 ± 0.025(0.001 ± 0.001)0.05±0.05(0.002±0.002)0.05±0.05(0.002±0.002)F0805B and F1206B – accu-guard series lga/smd thin-film fuse –The Important Information/Disclaimer is incorporated in the catalog where these specifications came from or available online at www.kyocera-avx.com/disclaimer/ by reference and should be reviewed in full before placing any order.2Accu-Guard® II Low CurrentLGA Miniature 0201, 0402 and 0603 Size Thin-Film FusesTDS-FUSE-0002 ¦ Rev 7ENVIRONMENTAL CHARACTERISTICSRECOMMENDED PAD LAYOUT mm (inches)ELECTRICAL SPECIFICATIONSThe new Accu-Guard® series of fuses is based on thin-film technology which allows precise control of the component electrical and physical characteristics that is not possible with standard fuse technologies. The Accu-Guard Low Current series encompasses the lowest current ratings in compact 0402 and 0603 packages and features LGA terminations.Operating temperature: -55°C to +125°CCurrent carrying capacity: -55°C to -11°C 107% of rating -10°C to +60°C 100% of rating +61°C to +100°C 85% of rating +101°C to +125°C 80% of ratingRated voltage: 32V (0201), 63V (F0603G), 32V (F0402G)Post-fusing resistance: >1MΩInterrupt rating: 50A Termination: Nickel/SolderF0402GF0201GF0603G0.55(0.022)1.15 (0.045)0.31 (0.012) 0.85 (0.033)2.4 (0.095)1.1(0.043)Part NumberCurrent Rating AResistance @0.1 x I rated Ω (max.)Voltage Drop @ I rated mV (max.)Fusing Current (within 5 sec) APre-Arc I2t @10x I rated A2-sec (typ)Color CodeF0201G0R02FNTR / F0402G0R02FNTR / F0603G0R02FNTR0.0287.52900.0706 x 10-7GreenF0201G0R03FNTR / F0402G0R03FNTR / F0603G0R03FNTR0.03754.82300.0948 x 10-7RedF0201G0R05FNTR / F0402G0R05FNTR / F0603G0R05FNTR0.0503.42500.1252 x 10-6BlueF0201G0R06FNTR / F0402G0R06FNTR / F0603G0R06FNTR0.0622.52800.1552 x 10-6YellowF0201G0R07FNTR / F0402G0R07FNTR / F0603G0R07FNTR0.0752.02800.1884 x 10-6BrownF0201G0R10FNTR / F0402G0R10FNTR / F0603G0R10FNTR0.1002.43000.2507 x 10-6RedF0201G0R12FNTR / F0402G0R12FNTR / F0603G0R12FNTR0.1251.62500.3121 x 10-5WhiteF0201G0R15FNTR / F0402G0R15FNTR / F0603G0R15FNTR0.1501.22200.3752 x 10-5GreenF0201G0R20FNTR* / F0402G0R20FNTR / F0603G0R20FNTR0.2000.82100.5004 x 10-5PinkF0402G0R25FNTR / F0603G0R25FNTR0.250.551800.6252 x 10-4BlueF0402G0R37FNTR / F0603G0R37FNTR0.3750.301500.9383 x 10-4RedF0402G0R50FNTR / F0603G0R50FNTR0.50.201401.257 x 10-4GreenTestConditionsRequiredSolderabilityComponents completely immersed in a solder bath at 245 ±5°C for 3 secs.Total area of imperfections in solder coatup to 5% of the land suface areaLeach ResistanceComponents completely immersed in a solder bath at 255 ±5°C for 60 secs.Dissolution of termination ≤ 15% of the land surface areaStorage12 months minimum with components stored in “as received” packaging.Good solderabilityShearComponents mounted to a substrate. Increasing shearing force applied paralled to the sufstrate till destruction.Destruction force: • 5N for 0402 and 0603 size• 2N for 0201 sizeTemperature CyclingComponents mounted to a flexible substrate (e.g. FR – 4). 1000 cycles -55ºC to +125ºC.No Visible damage ∆R/R<10%BendTested as shown in diagram45mm45mm3 mmDeflectionNo visible damage ∆R/R<10%*Blue Color Code – accu-guard series lga/smd thin-film fuse –The Important Information/Disclaimer is incorporated in the catalog where these specifications came from or available online at www.kyocera-avx.com/disclaimer/ by reference and should be reviewed in full before placing any order.3Accu-Guard® II Low CurrentLGA Miniature 0201, 0402 and 0603 Size Thin-Film FusesTDS-FUSE-0002 ¦ Rev 7FUSE TIME–CURRENT CHARACTERISTICS – accu-guard series lga/smd thin-film fuse –The Important Information/Disclaimer is incorporated in the catalog where these specifications came from or available online at www.kyocera-avx.com/disclaimer/ by reference and should be reviewed in full before placing any order.4Accu-Guard® II Low CurrentLGA Miniature 0201, 0402 and 0603 Size Thin-Film FusesTDS-FUSE-0002 ¦ Rev 7FUSE PRE–ARC JOULE INTEGRALS VS CURRENT – accu-guard series lga/smd thin-film fuse –The Important Information/Disclaimer is incorporated in the catalog where these specifications came from or available online at www.kyocera-avx.com/disclaimer/ by reference and should be reviewed in full before placing any order.5Accu-Guard® II Low CurrentLGA Miniature 0201, 0402 and 0603 Size Thin-Film FusesTDS-FUSE-0002 ¦ Rev 7FUSE PRE–ARC JOULE INTEGRALS VS PRE–ARC TIME – accu-guard series lga/smd thin-film fuse –The Important Information/Disclaimer is incorporated in the catalog where these specifications came from or available online at www.kyocera-avx.com/disclaimer/ by reference and should be reviewed in full before placing any order.
https://datasheets.kyocera-avx.com/AccuGuardLC_0402.pdf | fuses | 1Accu-Guard® IntroductionTDS-FUSE-0002 ¦ Rev 7ACCU–GUARD® TECHNOLOGYAPPLICATIONSFor RoHS compliant products, please select correct termination style.APPROVAL FILE NUMBERSFEATURESThe Accu-Guard® series of fuses is based on thin-film techniques. This technology provides a level of control on the component electrical and physical characteristics that is generally not possible with standard fuse technologies. This has allowed KYOCERA AVX to offer a series of devices which are designed for modern surface mount circuit boards which require protection.• Two-Way Radios• Home Appliances• Battery Management Systems• Battery Chargers• Rechargeable Battery Packs• Computers• Hard Disk Drives• PDA’s• LCD Screens• SCSI Interface• Digital Cameras• Video Cameras• UL, cUL: RCD#E143842• Accurate current rating• Fast acting• Small-standard 0402, 0805, 1206 and 0612 chip sizes• Taped and reeled• Completely compatible with all soldering systems used for SMT• Lead Free Series (F0201G, F0402G, F0603G, F0402E, F0603E, F0805B, F1206B)DIMENSIONS mm (inches)HOW TO ORDERF0402E and F0603EF0201G, F0402G, F0603GRated CurrentCurrent expressed in Amps. Letter R de-notes decimal point e.g. 0.20A=0R20 1.75A=1R750R20Fuse SpeedF = FastFS = Nickel/Lead-Free Solder coated (Sn 100), SMDW = Nickel/solder coated (Sn 63, Pb 37) Solder Coated (Sn100)N = Nickel/Lead-Free Solder Coated (Sn100), LGATerminationWTR = Tape and reelPackagingTRProduct FuseFSizeSee table for standard sizes0603B= Accu-Guard® IIE= Accu-Guard® II 0402, 0603G= Accu-Guard® II Low Current 0201, 0402, 0603Fuse VersionALTB1WB2BTLW LTSWABHF0201GF0402GF0603GF0402EF0603EF0805BF1206BL0.60 ± 0.05(0.023 ± 0.002)1.00±0.05 (0.039±0.002)1.60±0.10(0.063±0.004)1.00±0.10(0.039±0.004)1.60±0.10(0.063±0.004)2.10±0.20(0.083±0.008)3.10±0.20(0.122±0.008)W0.325 ± 0.05(0.0128 ± 0.002)0.58 ±0.04(0.023±0.002)0.81±0.10(0.032±0.004)0.55±0.07(0.022±0.003)0.81±0.10(0.032±0.004)1.27±0.10(0.050±0.004)1.60±0.10(0.063±0.004)T0.225 ± 0.05(0.009 ± 0.002)0.35±0.05(0.014±0.002)0.61±0.10(0.024±0.004)0.40±0.10(0.016±0.004)0.63±0.10(0.025±0.004)0.90±0.2(0.035±0.008)1.20±0.20(0.047±0.008)B0.275 ± 0.025(0.011 ± 0.001)0.48±0.05(0.019±0.002)0.71±0.05(0.028±0.002)0.20±0.10(0.008±0.004)0.35±0.15(0.014±0.006)0.30±0.15(0.012±0.006)0.43±0.25(0.017±0.010)A0.10 ± 0.025(0.004 ± 0.001)0.20±0.05(0.008±0.002)0.28±0.05(0.011±0.002)S, H0.025 ± 0.025(0.001 ± 0.001)0.05±0.05(0.002±0.002)0.05±0.05(0.002±0.002)F0805B and F1206B – accu-guard series lga/smd thin-film fuse –The Important Information/Disclaimer is incorporated in the catalog where these specifications came from or available online at www.kyocera-avx.com/disclaimer/ by reference and should be reviewed in full before placing any order.2Accu-Guard® II Low CurrentLGA Miniature 0201, 0402 and 0603 Size Thin-Film FusesTDS-FUSE-0002 ¦ Rev 7ENVIRONMENTAL CHARACTERISTICSRECOMMENDED PAD LAYOUT mm (inches)ELECTRICAL SPECIFICATIONSThe new Accu-Guard® series of fuses is based on thin-film technology which allows precise control of the component electrical and physical characteristics that is not possible with standard fuse technologies. The Accu-Guard Low Current series encompasses the lowest current ratings in compact 0402 and 0603 packages and features LGA terminations.Operating temperature: -55°C to +125°CCurrent carrying capacity: -55°C to -11°C 107% of rating -10°C to +60°C 100% of rating +61°C to +100°C 85% of rating +101°C to +125°C 80% of ratingRated voltage: 32V (0201), 63V (F0603G), 32V (F0402G)Post-fusing resistance: >1MΩInterrupt rating: 50A Termination: Nickel/SolderF0402GF0201GF0603G0.55(0.022)1.15 (0.045)0.31 (0.012) 0.85 (0.033)2.4 (0.095)1.1(0.043)Part NumberCurrent Rating AResistance @0.1 x I rated Ω (max.)Voltage Drop @ I rated mV (max.)Fusing Current (within 5 sec) APre-Arc I2t @10x I rated A2-sec (typ)Color CodeF0201G0R02FNTR / F0402G0R02FNTR / F0603G0R02FNTR0.0287.52900.0706 x 10-7GreenF0201G0R03FNTR / F0402G0R03FNTR / F0603G0R03FNTR0.03754.82300.0948 x 10-7RedF0201G0R05FNTR / F0402G0R05FNTR / F0603G0R05FNTR0.0503.42500.1252 x 10-6BlueF0201G0R06FNTR / F0402G0R06FNTR / F0603G0R06FNTR0.0622.52800.1552 x 10-6YellowF0201G0R07FNTR / F0402G0R07FNTR / F0603G0R07FNTR0.0752.02800.1884 x 10-6BrownF0201G0R10FNTR / F0402G0R10FNTR / F0603G0R10FNTR0.1002.43000.2507 x 10-6RedF0201G0R12FNTR / F0402G0R12FNTR / F0603G0R12FNTR0.1251.62500.3121 x 10-5WhiteF0201G0R15FNTR / F0402G0R15FNTR / F0603G0R15FNTR0.1501.22200.3752 x 10-5GreenF0201G0R20FNTR* / F0402G0R20FNTR / F0603G0R20FNTR0.2000.82100.5004 x 10-5PinkF0402G0R25FNTR / F0603G0R25FNTR0.250.551800.6252 x 10-4BlueF0402G0R37FNTR / F0603G0R37FNTR0.3750.301500.9383 x 10-4RedF0402G0R50FNTR / F0603G0R50FNTR0.50.201401.257 x 10-4GreenTestConditionsRequiredSolderabilityComponents completely immersed in a solder bath at 245 ±5°C for 3 secs.Total area of imperfections in solder coatup to 5% of the land suface areaLeach ResistanceComponents completely immersed in a solder bath at 255 ±5°C for 60 secs.Dissolution of termination ≤ 15% of the land surface areaStorage12 months minimum with components stored in “as received” packaging.Good solderabilityShearComponents mounted to a substrate. Increasing shearing force applied paralled to the sufstrate till destruction.Destruction force: • 5N for 0402 and 0603 size• 2N for 0201 sizeTemperature CyclingComponents mounted to a flexible substrate (e.g. FR – 4). 1000 cycles -55ºC to +125ºC.No Visible damage ∆R/R<10%BendTested as shown in diagram45mm45mm3 mmDeflectionNo visible damage ∆R/R<10%*Blue Color Code – accu-guard series lga/smd thin-film fuse –The Important Information/Disclaimer is incorporated in the catalog where these specifications came from or available online at www.kyocera-avx.com/disclaimer/ by reference and should be reviewed in full before placing any order.3Accu-Guard® II Low CurrentLGA Miniature 0201, 0402 and 0603 Size Thin-Film FusesTDS-FUSE-0002 ¦ Rev 7FUSE TIME–CURRENT CHARACTERISTICS – accu-guard series lga/smd thin-film fuse –The Important Information/Disclaimer is incorporated in the catalog where these specifications came from or available online at www.kyocera-avx.com/disclaimer/ by reference and should be reviewed in full before placing any order.4Accu-Guard® II Low CurrentLGA Miniature 0201, 0402 and 0603 Size Thin-Film FusesTDS-FUSE-0002 ¦ Rev 7FUSE PRE–ARC JOULE INTEGRALS VS CURRENT – accu-guard series lga/smd thin-film fuse –The Important Information/Disclaimer is incorporated in the catalog where these specifications came from or available online at www.kyocera-avx.com/disclaimer/ by reference and should be reviewed in full before placing any order.5Accu-Guard® II Low CurrentLGA Miniature 0201, 0402 and 0603 Size Thin-Film FusesTDS-FUSE-0002 ¦ Rev 7FUSE PRE–ARC JOULE INTEGRALS VS PRE–ARC TIME – accu-guard series lga/smd thin-film fuse –The Important Information/Disclaimer is incorporated in the catalog where these specifications came from or available online at www.kyocera-avx.com/disclaimer/ by reference and should be reviewed in full before placing any order.
https://www.littelfuse.com/media?resourcetype=datasheets&itemid=4dc83e9a-53ad-466b-a4c5-6d892a1e349b&filename=littelfuse_fuse_229_230_datasheet.pdf | fuses | © 2019 Littelfuse, Inc.Specifications are subject to change without notice.Revised: 11/08/19Axial Lead & Cartridge Fuses2AG > Time Lag > 229/230 Series229/230 Series 2AG, Slo-Blo® Fuse with Indicating OptionAgency ApprovalsAgencyAgency File NumberAmpere RangeE104800.250A - 3.5A298620.250A - 3.5AE104804A - 7A298624A - 7APSE229 (Cartridge Form)1A - 3.5A4A - 5A6A - 7ANBK200405-E10480CNBK110512-E10480ANBK190619-E10480A230 (Axial Leaded Form)1A - 3.5A4A - 5A6A - 7ANBK200405-E10480DNBK110512-E10480BNBK190619-E10480BN/A0.250A - 7AFeaturesElectrical Characteristics for Series• Available in cartridge and axial lead form, and a wide range of lead forming dimension and packaging options• In accordance with UL/CSA/NMX Standard 248-14• RoHS compliant and Lead-free• Tripped fuse indicating option (add suffix ‘S’ to part number)• Fuses are available for board washable with the additional sealing process (add suffix ‘A’ to part number)• Sleeved fuse option available (contact Littelfuse for additional information)% of Ampere RatingOpening Time100%4 hours, Minimum135%1 hour, Maximum200%3 seconds, Minimum20 seconds, MaximumRoHSPbPSEDescriptionLittelfuse 229/230 series Slo-Blo® Fuses are available in 2AG size cartridge or axial lead form, offer tripped fuse indicating option, and offer features designed to meet rigorous Telecom industry requirements. 229/230 series product ordered with the tripped fuse indicating option show discoloration of the glass body immediately after trip. They offer the same performance characteristics as standard product, and help to reduce time locating the tripped fuse and troubleshooting circuit issues.The 229/230 series 0.25A - 1.25A range combines conventional overcurrent protection with ability to withstand high current, short duration pulses which complies to short circuit requirements of UL 60950-1/UL 62368-1 for telephone equipment. Insulating sleeve option is also available. R efer to the Surge Withstand Specifications section of this document for additional information.DatasheetSamplesResourcesDatasheetSamplesResources229 Series230 Series229 Series230 Series229 Series229 & 230 Series230 SeriesAdditional InformationAccessoriesFor recommended fuse accessories for this product series, see ‘Recommended Accessories’ section.© 2019 Littelfuse, Inc.Specifications are subject to change without notice.Revised: 11/08/19Axial Lead & Cartridge Fuses2AG > Time Lag > 229/230 SeriesElectrical Characteristic Specification by ItemAmp CodeAmpere Rating(A)Voltage Rating (V)InterruptingRatingNominal Cold Resistance (Ohms)Nominal Melting I2t (A2 sec)Agency ApprovalsPSE.2500.2525035A@250Vac10KA@125Vac10KA@125Vdc80A@310Vac2.43000.339xxx.3500.352501.31000.640xxx.3750.3752501.16850.820xxx.5000.52500.69351.64xxx.6000.62500.48051.75xxx.7500.752500.34302.95xxx.8000.82500.30603.45xxx001. 12500.21205.64xxxx1.25 1.25250100A@250Vac10KA@125Vac10KA@125Vdc80A@310Vac0.146016.8xxxx01.5 1.52500.107720.0xxxx002. 22500.069830.0xxxx2.25 2.252500.056739.0xxxx02.5 2.52500.050250.0xxxx003. 32500.038377.0xxxx03.5 3.5250100A@250Vac10KA@125Vac10KA@125Vdc0.0312110.0xxxx004. 4125400A@125Vac400A@125Vdc0.0258148.0xxxx005. 51250.0186267xxxx006. 61250.0141380xxxx007. 71250.0116464xxxxAmp CodeAmpere Rating (A)InterruptingRatingNominal Cold Resistance (Ohms)Nominal Melting I2t (A2 sec)10×160 µs1500V10×560 µs800V10×1000 µs1000V.2500.2560A@600Vac40A@600Vac7A@600Vac2.2A@600Vac2.43000.33923.0A16.6A12.4A.3500.351.31000.64034.0A25.8A19.3A.3750.3751.16850.82040.0A25.4A19.0A.5000.50.69351.6460.0A37.7A28.2A.6000.60.48051.7571.0A47.2A35.3A.7500.750.34302.9591.0A65.5A49.0A.8000.80.30603.45104.0A68.9A51.6A001.10.21205.64130A88.6A66.3A1.25 1.25*0.146016.8162.0A118.1A100.0A* 500A peak, 2500V, 2×10 microseconds, 20 repetitionsSurge Withstand SpecificatonsPeak Withstand Current(lp): These fuses will withstand 50 repetitions of a double exponential impulse wave having peak currents(lp) and peak voltages as listed.© 2019 Littelfuse, Inc.Specifications are subject to change without notice.Revised: 11/08/19Axial Lead & Cartridge Fuses2AG > Time Lag > 229/230 SeriesAverage Time Current CurvesTemperature Re-rating Curve10001001010.10.010.11101001000.250A.375A.500A.750A1.00A1.50A2.0A2 .5A3.0A3.5A4A5A7ATIME IN SECONDSCURRENT IN AMPERESSoldering Parameters - Wave SolderingDwell Time0204060801001201401601802002202402602803000102030405060708090100110120130140150160170180190200210220230240Time (Seconds)Temperature (°C) - Measured on bottom side of boardCooling TimePreheat TimeWave ParameterLead-Free RecommendationPreheat:(Depends on Flux Activation Temperature)(Typical Industry Recommendation) Temperature Minimum:100°C Temperature Maximum:150°C Preheat Time:60-180 secondsSolder Pot Temperature:260° C MaximumSolder Dwell Time:2-5 secondsRecommended Hand-Solder Parameters:Solder Iron Temperature: 350°C +/- 5°C Heating Time: 5 seconds max.Note: These devices are not recommended for IR or Convection Reflow process.Recommended Process Parameters:Note: Rerating depicted in this curve is in addition to the industry practice derating of 25% for continuous operation.© 2019 Littelfuse, Inc.Specifications are subject to change without notice.Revised: 11/08/19Axial Lead & Cartridge Fuses2AG > Time Lag > 229/230 Series229 000P Series230 000P Series4.2 - 4.8(0.16" - 0.19”)0.635 ± 0.06(0.025" ± 0.002”)38.1 ± 1(1.50" ± 0.04”) TYP.4.2 - 4.8(0.16" - 0.19”)14.1 - 14.9(0.56" - 0.59”)14.1 - 14.9(0.56" - 0.59”)MaterialsBody: GlassCap: Nickel–plated brassLeads: Tin–plated CopperTerminal StrengthMIL-STD-202, Method 211, Test Condition ASolderabilityMIL-STD-202 method 208Product MarkingCap1: Brand logo, current and voltage ratingsCap2: Series and agency approval marksProduct CharacteristicsOperating Temperature–55ºC to +125ºCThermal ShockMIL-STD-202, Method 107, Test Condition B: (5 cycles - -65ºC to 125ºC)VibrationMIL-STD-202, Method 201HumidityMIL-STD-202, Method 103, Test Condition A: High RH (95%) and Elevated temperature (40ºC) for 240 hoursSalt SprayMIL-STD-202, Method 101, Test Condition BDimensionsPart Numbering System0229M X PxxxxLead-freePackaging CodeQuantity CodeAmp CodeSeriesX = FillerM = 1000Refer to Amp Code column of Electrical Characteristics Table0229 = Cartridge0230 = Axial Leaded Recommended AccessoriesAccessory TypeSeriesDescriptionMax Application VoltageMax Application AmperageHolder245Panel Mount Shock-Safe Fuseholder 30010150In-Line Fuseholder 35010286Panel Mount Flip-Top Shock-Safe Fuseholder 25010Block254OMNI-BLOK® Fuse Block 40010Clip111PC Board Mount Fuse Clip 25010Notes: 1. Do not use in applications above rating. 2. Please refer to fuseholder data sheet for specific re-rating information.3. Please contact factory for applications greater than the max voltage and amperage shown.PackagingPackaging OptionPackaging SpecificationQuantityQuantity & Packaging CodeTaping Width229 SeriesBulkN/A5VXN/ABulkN/A5VXSN/ABulkN/A100HXN/A© 2019 Littelfuse, Inc.Specifications are subject to change without notice.Revised: 11/08/19Axial Lead & Cartridge Fuses2AG > Time Lag > 229/230 SeriesPackagingPackaging OptionPackaging SpecificationQuantityQuantity & Packaging CodeTaping Width229 Series (cont.)BulkN/A100HXSN/ABulkN/A1000MXN/ABulkN/A1000MXSN/A230 SeriesBulkN/A5VXN/ABulkN/A5VXSN/ABulkN/A100HXN/ABulkN/A100HXSN/ABulkN/A1000MXN/ABulkN/A1000MXEN/ABulkN/A1000MXF1N/ABulkN/A1000MXF16N/ABulkN/A1000MXF16ON/ABulkN/A1000MXF17N/ABulkN/A1000MXF17ON/ABulkN/A1000MXF23N/ABulkN/A1000MXF23ON/ABulkN/A1000MXF32N/ABulkN/A1000MXON/ABulkN/A1000MXSN/AReel and TapeEIA 296-E1500DRT2T2=63mm (2.500”)Reel and TapeEIA 296-E1500DRT2ST2=63mm (2.500”)Reel and TapeEIA 296-E1500DRT4N/AReel and TapeEIA 296-E2500ERT2T2=63mm (2.500”)Reel and TapeEIA 296-E2500ERT2ST2=63mm (2.500”)Reel and TapeEIA 296-E1000MRT1ET1=53mm (2.087”)Reel and TapeEIA 296-E1500DAT1T1=53mm (2.087”)Reel and TapeEIA 296-E1500DAT1OT1=53mm (2.087”)Reel and TapeEIA 296-E1500DRT1T1=53mm (2.087”)Reel and TapeEIA 296-E1500DRT1ST1=53mm (2.087”)Reel and TapeEIA 296-E1500DRT1SST1=53mm (2.087”)Reel and TapeEIA 296-E1500DRT3T3=73mm (2.874”)Reel and TapeEIA 296-E1500DRT3ST3=73mm (2.874”)Reel and TapeEIA 296-E2500ERT1T1=53mm (2.087”)Reel and TapeEIA 296-E2500ERT1ST1=53mm (2.087”)Reel and TapeEIA 296-E2500ERT3T3=73mm (2.874”)Reel and TapeEIA 296-E2500ERT3ST3=73mm (2.874”)Disclaimer Notice - Littelfuse products are not designed for, and shall not be used for, any purpose (including, without limitation, automotive, military, aerospace, medical, life-saving, life-sustaining or nuclear facility applications, devices intended for surgical implant into the body, or any other application in which the failure or lack of desired operation of the product may result in personal injury, death, or property damage) other than those expressly set forth in applicable Littelfuse product documentation. Warranties granted by Littelfuse shall be deemed void for products used for any purpose not expressly set forth in applicable Littelfuse documentation. Littelfuse shall not be liable for any claims or damages arising out of products used in applications not expressly intended by Littelfuse as set forth in applicable Littelfuse documentation. The sale and use of Littelfuse products is subject to Littelfuse Terms and Conditions of Sale, unless otherwise agreed by Littelfuse. Information furnished is believed to be accurate and reliable. However, users should independently evaluate the suitability of and test each product selected for their own applications. Littelfuse products are not designed for, and may not be used in, all applications. Read complete Disclaimer Notice at www.littelfuse.com/disclaimer-electronics.
https://datasheets.kyocera-avx.com/AccuGuardLC_0402.pdf | fuses | 1Accu-Guard® IntroductionTDS-FUSE-0002 ¦ Rev 7ACCU–GUARD® TECHNOLOGYAPPLICATIONSFor RoHS compliant products, please select correct termination style.APPROVAL FILE NUMBERSFEATURESThe Accu-Guard® series of fuses is based on thin-film techniques. This technology provides a level of control on the component electrical and physical characteristics that is generally not possible with standard fuse technologies. This has allowed KYOCERA AVX to offer a series of devices which are designed for modern surface mount circuit boards which require protection.• Two-Way Radios• Home Appliances• Battery Management Systems• Battery Chargers• Rechargeable Battery Packs• Computers• Hard Disk Drives• PDA’s• LCD Screens• SCSI Interface• Digital Cameras• Video Cameras• UL, cUL: RCD#E143842• Accurate current rating• Fast acting• Small-standard 0402, 0805, 1206 and 0612 chip sizes• Taped and reeled• Completely compatible with all soldering systems used for SMT• Lead Free Series (F0201G, F0402G, F0603G, F0402E, F0603E, F0805B, F1206B)DIMENSIONS mm (inches)HOW TO ORDERF0402E and F0603EF0201G, F0402G, F0603GRated CurrentCurrent expressed in Amps. Letter R de-notes decimal point e.g. 0.20A=0R20 1.75A=1R750R20Fuse SpeedF = FastFS = Nickel/Lead-Free Solder coated (Sn 100), SMDW = Nickel/solder coated (Sn 63, Pb 37) Solder Coated (Sn100)N = Nickel/Lead-Free Solder Coated (Sn100), LGATerminationWTR = Tape and reelPackagingTRProduct FuseFSizeSee table for standard sizes0603B= Accu-Guard® IIE= Accu-Guard® II 0402, 0603G= Accu-Guard® II Low Current 0201, 0402, 0603Fuse VersionALTB1WB2BTLW LTSWABHF0201GF0402GF0603GF0402EF0603EF0805BF1206BL0.60 ± 0.05(0.023 ± 0.002)1.00±0.05 (0.039±0.002)1.60±0.10(0.063±0.004)1.00±0.10(0.039±0.004)1.60±0.10(0.063±0.004)2.10±0.20(0.083±0.008)3.10±0.20(0.122±0.008)W0.325 ± 0.05(0.0128 ± 0.002)0.58 ±0.04(0.023±0.002)0.81±0.10(0.032±0.004)0.55±0.07(0.022±0.003)0.81±0.10(0.032±0.004)1.27±0.10(0.050±0.004)1.60±0.10(0.063±0.004)T0.225 ± 0.05(0.009 ± 0.002)0.35±0.05(0.014±0.002)0.61±0.10(0.024±0.004)0.40±0.10(0.016±0.004)0.63±0.10(0.025±0.004)0.90±0.2(0.035±0.008)1.20±0.20(0.047±0.008)B0.275 ± 0.025(0.011 ± 0.001)0.48±0.05(0.019±0.002)0.71±0.05(0.028±0.002)0.20±0.10(0.008±0.004)0.35±0.15(0.014±0.006)0.30±0.15(0.012±0.006)0.43±0.25(0.017±0.010)A0.10 ± 0.025(0.004 ± 0.001)0.20±0.05(0.008±0.002)0.28±0.05(0.011±0.002)S, H0.025 ± 0.025(0.001 ± 0.001)0.05±0.05(0.002±0.002)0.05±0.05(0.002±0.002)F0805B and F1206B – accu-guard series lga/smd thin-film fuse –The Important Information/Disclaimer is incorporated in the catalog where these specifications came from or available online at www.kyocera-avx.com/disclaimer/ by reference and should be reviewed in full before placing any order.2Accu-Guard® II Low CurrentLGA Miniature 0201, 0402 and 0603 Size Thin-Film FusesTDS-FUSE-0002 ¦ Rev 7ENVIRONMENTAL CHARACTERISTICSRECOMMENDED PAD LAYOUT mm (inches)ELECTRICAL SPECIFICATIONSThe new Accu-Guard® series of fuses is based on thin-film technology which allows precise control of the component electrical and physical characteristics that is not possible with standard fuse technologies. The Accu-Guard Low Current series encompasses the lowest current ratings in compact 0402 and 0603 packages and features LGA terminations.Operating temperature: -55°C to +125°CCurrent carrying capacity: -55°C to -11°C 107% of rating -10°C to +60°C 100% of rating +61°C to +100°C 85% of rating +101°C to +125°C 80% of ratingRated voltage: 32V (0201), 63V (F0603G), 32V (F0402G)Post-fusing resistance: >1MΩInterrupt rating: 50A Termination: Nickel/SolderF0402GF0201GF0603G0.55(0.022)1.15 (0.045)0.31 (0.012) 0.85 (0.033)2.4 (0.095)1.1(0.043)Part NumberCurrent Rating AResistance @0.1 x I rated Ω (max.)Voltage Drop @ I rated mV (max.)Fusing Current (within 5 sec) APre-Arc I2t @10x I rated A2-sec (typ)Color CodeF0201G0R02FNTR / F0402G0R02FNTR / F0603G0R02FNTR0.0287.52900.0706 x 10-7GreenF0201G0R03FNTR / F0402G0R03FNTR / F0603G0R03FNTR0.03754.82300.0948 x 10-7RedF0201G0R05FNTR / F0402G0R05FNTR / F0603G0R05FNTR0.0503.42500.1252 x 10-6BlueF0201G0R06FNTR / F0402G0R06FNTR / F0603G0R06FNTR0.0622.52800.1552 x 10-6YellowF0201G0R07FNTR / F0402G0R07FNTR / F0603G0R07FNTR0.0752.02800.1884 x 10-6BrownF0201G0R10FNTR / F0402G0R10FNTR / F0603G0R10FNTR0.1002.43000.2507 x 10-6RedF0201G0R12FNTR / F0402G0R12FNTR / F0603G0R12FNTR0.1251.62500.3121 x 10-5WhiteF0201G0R15FNTR / F0402G0R15FNTR / F0603G0R15FNTR0.1501.22200.3752 x 10-5GreenF0201G0R20FNTR* / F0402G0R20FNTR / F0603G0R20FNTR0.2000.82100.5004 x 10-5PinkF0402G0R25FNTR / F0603G0R25FNTR0.250.551800.6252 x 10-4BlueF0402G0R37FNTR / F0603G0R37FNTR0.3750.301500.9383 x 10-4RedF0402G0R50FNTR / F0603G0R50FNTR0.50.201401.257 x 10-4GreenTestConditionsRequiredSolderabilityComponents completely immersed in a solder bath at 245 ±5°C for 3 secs.Total area of imperfections in solder coatup to 5% of the land suface areaLeach ResistanceComponents completely immersed in a solder bath at 255 ±5°C for 60 secs.Dissolution of termination ≤ 15% of the land surface areaStorage12 months minimum with components stored in “as received” packaging.Good solderabilityShearComponents mounted to a substrate. Increasing shearing force applied paralled to the sufstrate till destruction.Destruction force: • 5N for 0402 and 0603 size• 2N for 0201 sizeTemperature CyclingComponents mounted to a flexible substrate (e.g. FR – 4). 1000 cycles -55ºC to +125ºC.No Visible damage ∆R/R<10%BendTested as shown in diagram45mm45mm3 mmDeflectionNo visible damage ∆R/R<10%*Blue Color Code – accu-guard series lga/smd thin-film fuse –The Important Information/Disclaimer is incorporated in the catalog where these specifications came from or available online at www.kyocera-avx.com/disclaimer/ by reference and should be reviewed in full before placing any order.3Accu-Guard® II Low CurrentLGA Miniature 0201, 0402 and 0603 Size Thin-Film FusesTDS-FUSE-0002 ¦ Rev 7FUSE TIME–CURRENT CHARACTERISTICS – accu-guard series lga/smd thin-film fuse –The Important Information/Disclaimer is incorporated in the catalog where these specifications came from or available online at www.kyocera-avx.com/disclaimer/ by reference and should be reviewed in full before placing any order.4Accu-Guard® II Low CurrentLGA Miniature 0201, 0402 and 0603 Size Thin-Film FusesTDS-FUSE-0002 ¦ Rev 7FUSE PRE–ARC JOULE INTEGRALS VS CURRENT – accu-guard series lga/smd thin-film fuse –The Important Information/Disclaimer is incorporated in the catalog where these specifications came from or available online at www.kyocera-avx.com/disclaimer/ by reference and should be reviewed in full before placing any order.5Accu-Guard® II Low CurrentLGA Miniature 0201, 0402 and 0603 Size Thin-Film FusesTDS-FUSE-0002 ¦ Rev 7FUSE PRE–ARC JOULE INTEGRALS VS PRE–ARC TIME – accu-guard series lga/smd thin-film fuse –The Important Information/Disclaimer is incorporated in the catalog where these specifications came from or available online at www.kyocera-avx.com/disclaimer/ by reference and should be reviewed in full before placing any order.
https://datasheets.kyocera-avx.com/AccuGuardLC_0402.pdf | fuses | 1Accu-Guard® IntroductionTDS-FUSE-0002 ¦ Rev 7ACCU–GUARD® TECHNOLOGYAPPLICATIONSFor RoHS compliant products, please select correct termination style.APPROVAL FILE NUMBERSFEATURESThe Accu-Guard® series of fuses is based on thin-film techniques. This technology provides a level of control on the component electrical and physical characteristics that is generally not possible with standard fuse technologies. This has allowed KYOCERA AVX to offer a series of devices which are designed for modern surface mount circuit boards which require protection.• Two-Way Radios• Home Appliances• Battery Management Systems• Battery Chargers• Rechargeable Battery Packs• Computers• Hard Disk Drives• PDA’s• LCD Screens• SCSI Interface• Digital Cameras• Video Cameras• UL, cUL: RCD#E143842• Accurate current rating• Fast acting• Small-standard 0402, 0805, 1206 and 0612 chip sizes• Taped and reeled• Completely compatible with all soldering systems used for SMT• Lead Free Series (F0201G, F0402G, F0603G, F0402E, F0603E, F0805B, F1206B)DIMENSIONS mm (inches)HOW TO ORDERF0402E and F0603EF0201G, F0402G, F0603GRated CurrentCurrent expressed in Amps. Letter R de-notes decimal point e.g. 0.20A=0R20 1.75A=1R750R20Fuse SpeedF = FastFS = Nickel/Lead-Free Solder coated (Sn 100), SMDW = Nickel/solder coated (Sn 63, Pb 37) Solder Coated (Sn100)N = Nickel/Lead-Free Solder Coated (Sn100), LGATerminationWTR = Tape and reelPackagingTRProduct FuseFSizeSee table for standard sizes0603B= Accu-Guard® IIE= Accu-Guard® II 0402, 0603G= Accu-Guard® II Low Current 0201, 0402, 0603Fuse VersionALTB1WB2BTLW LTSWABHF0201GF0402GF0603GF0402EF0603EF0805BF1206BL0.60 ± 0.05(0.023 ± 0.002)1.00±0.05 (0.039±0.002)1.60±0.10(0.063±0.004)1.00±0.10(0.039±0.004)1.60±0.10(0.063±0.004)2.10±0.20(0.083±0.008)3.10±0.20(0.122±0.008)W0.325 ± 0.05(0.0128 ± 0.002)0.58 ±0.04(0.023±0.002)0.81±0.10(0.032±0.004)0.55±0.07(0.022±0.003)0.81±0.10(0.032±0.004)1.27±0.10(0.050±0.004)1.60±0.10(0.063±0.004)T0.225 ± 0.05(0.009 ± 0.002)0.35±0.05(0.014±0.002)0.61±0.10(0.024±0.004)0.40±0.10(0.016±0.004)0.63±0.10(0.025±0.004)0.90±0.2(0.035±0.008)1.20±0.20(0.047±0.008)B0.275 ± 0.025(0.011 ± 0.001)0.48±0.05(0.019±0.002)0.71±0.05(0.028±0.002)0.20±0.10(0.008±0.004)0.35±0.15(0.014±0.006)0.30±0.15(0.012±0.006)0.43±0.25(0.017±0.010)A0.10 ± 0.025(0.004 ± 0.001)0.20±0.05(0.008±0.002)0.28±0.05(0.011±0.002)S, H0.025 ± 0.025(0.001 ± 0.001)0.05±0.05(0.002±0.002)0.05±0.05(0.002±0.002)F0805B and F1206B – accu-guard series lga/smd thin-film fuse –The Important Information/Disclaimer is incorporated in the catalog where these specifications came from or available online at www.kyocera-avx.com/disclaimer/ by reference and should be reviewed in full before placing any order.2Accu-Guard® II Low CurrentLGA Miniature 0201, 0402 and 0603 Size Thin-Film FusesTDS-FUSE-0002 ¦ Rev 7ENVIRONMENTAL CHARACTERISTICSRECOMMENDED PAD LAYOUT mm (inches)ELECTRICAL SPECIFICATIONSThe new Accu-Guard® series of fuses is based on thin-film technology which allows precise control of the component electrical and physical characteristics that is not possible with standard fuse technologies. The Accu-Guard Low Current series encompasses the lowest current ratings in compact 0402 and 0603 packages and features LGA terminations.Operating temperature: -55°C to +125°CCurrent carrying capacity: -55°C to -11°C 107% of rating -10°C to +60°C 100% of rating +61°C to +100°C 85% of rating +101°C to +125°C 80% of ratingRated voltage: 32V (0201), 63V (F0603G), 32V (F0402G)Post-fusing resistance: >1MΩInterrupt rating: 50A Termination: Nickel/SolderF0402GF0201GF0603G0.55(0.022)1.15 (0.045)0.31 (0.012) 0.85 (0.033)2.4 (0.095)1.1(0.043)Part NumberCurrent Rating AResistance @0.1 x I rated Ω (max.)Voltage Drop @ I rated mV (max.)Fusing Current (within 5 sec) APre-Arc I2t @10x I rated A2-sec (typ)Color CodeF0201G0R02FNTR / F0402G0R02FNTR / F0603G0R02FNTR0.0287.52900.0706 x 10-7GreenF0201G0R03FNTR / F0402G0R03FNTR / F0603G0R03FNTR0.03754.82300.0948 x 10-7RedF0201G0R05FNTR / F0402G0R05FNTR / F0603G0R05FNTR0.0503.42500.1252 x 10-6BlueF0201G0R06FNTR / F0402G0R06FNTR / F0603G0R06FNTR0.0622.52800.1552 x 10-6YellowF0201G0R07FNTR / F0402G0R07FNTR / F0603G0R07FNTR0.0752.02800.1884 x 10-6BrownF0201G0R10FNTR / F0402G0R10FNTR / F0603G0R10FNTR0.1002.43000.2507 x 10-6RedF0201G0R12FNTR / F0402G0R12FNTR / F0603G0R12FNTR0.1251.62500.3121 x 10-5WhiteF0201G0R15FNTR / F0402G0R15FNTR / F0603G0R15FNTR0.1501.22200.3752 x 10-5GreenF0201G0R20FNTR* / F0402G0R20FNTR / F0603G0R20FNTR0.2000.82100.5004 x 10-5PinkF0402G0R25FNTR / F0603G0R25FNTR0.250.551800.6252 x 10-4BlueF0402G0R37FNTR / F0603G0R37FNTR0.3750.301500.9383 x 10-4RedF0402G0R50FNTR / F0603G0R50FNTR0.50.201401.257 x 10-4GreenTestConditionsRequiredSolderabilityComponents completely immersed in a solder bath at 245 ±5°C for 3 secs.Total area of imperfections in solder coatup to 5% of the land suface areaLeach ResistanceComponents completely immersed in a solder bath at 255 ±5°C for 60 secs.Dissolution of termination ≤ 15% of the land surface areaStorage12 months minimum with components stored in “as received” packaging.Good solderabilityShearComponents mounted to a substrate. Increasing shearing force applied paralled to the sufstrate till destruction.Destruction force: • 5N for 0402 and 0603 size• 2N for 0201 sizeTemperature CyclingComponents mounted to a flexible substrate (e.g. FR – 4). 1000 cycles -55ºC to +125ºC.No Visible damage ∆R/R<10%BendTested as shown in diagram45mm45mm3 mmDeflectionNo visible damage ∆R/R<10%*Blue Color Code – accu-guard series lga/smd thin-film fuse –The Important Information/Disclaimer is incorporated in the catalog where these specifications came from or available online at www.kyocera-avx.com/disclaimer/ by reference and should be reviewed in full before placing any order.3Accu-Guard® II Low CurrentLGA Miniature 0201, 0402 and 0603 Size Thin-Film FusesTDS-FUSE-0002 ¦ Rev 7FUSE TIME–CURRENT CHARACTERISTICS – accu-guard series lga/smd thin-film fuse –The Important Information/Disclaimer is incorporated in the catalog where these specifications came from or available online at www.kyocera-avx.com/disclaimer/ by reference and should be reviewed in full before placing any order.4Accu-Guard® II Low CurrentLGA Miniature 0201, 0402 and 0603 Size Thin-Film FusesTDS-FUSE-0002 ¦ Rev 7FUSE PRE–ARC JOULE INTEGRALS VS CURRENT – accu-guard series lga/smd thin-film fuse –The Important Information/Disclaimer is incorporated in the catalog where these specifications came from or available online at www.kyocera-avx.com/disclaimer/ by reference and should be reviewed in full before placing any order.5Accu-Guard® II Low CurrentLGA Miniature 0201, 0402 and 0603 Size Thin-Film FusesTDS-FUSE-0002 ¦ Rev 7FUSE PRE–ARC JOULE INTEGRALS VS PRE–ARC TIME – accu-guard series lga/smd thin-film fuse –The Important Information/Disclaimer is incorporated in the catalog where these specifications came from or available online at www.kyocera-avx.com/disclaimer/ by reference and should be reviewed in full before placing any order.
https://datasheets.kyocera-avx.com/AccuGuardLC_0402.pdf | fuses | 1Accu-Guard® IntroductionTDS-FUSE-0002 ¦ Rev 7ACCU–GUARD® TECHNOLOGYAPPLICATIONSFor RoHS compliant products, please select correct termination style.APPROVAL FILE NUMBERSFEATURESThe Accu-Guard® series of fuses is based on thin-film techniques. This technology provides a level of control on the component electrical and physical characteristics that is generally not possible with standard fuse technologies. This has allowed KYOCERA AVX to offer a series of devices which are designed for modern surface mount circuit boards which require protection.• Two-Way Radios• Home Appliances• Battery Management Systems• Battery Chargers• Rechargeable Battery Packs• Computers• Hard Disk Drives• PDA’s• LCD Screens• SCSI Interface• Digital Cameras• Video Cameras• UL, cUL: RCD#E143842• Accurate current rating• Fast acting• Small-standard 0402, 0805, 1206 and 0612 chip sizes• Taped and reeled• Completely compatible with all soldering systems used for SMT• Lead Free Series (F0201G, F0402G, F0603G, F0402E, F0603E, F0805B, F1206B)DIMENSIONS mm (inches)HOW TO ORDERF0402E and F0603EF0201G, F0402G, F0603GRated CurrentCurrent expressed in Amps. Letter R de-notes decimal point e.g. 0.20A=0R20 1.75A=1R750R20Fuse SpeedF = FastFS = Nickel/Lead-Free Solder coated (Sn 100), SMDW = Nickel/solder coated (Sn 63, Pb 37) Solder Coated (Sn100)N = Nickel/Lead-Free Solder Coated (Sn100), LGATerminationWTR = Tape and reelPackagingTRProduct FuseFSizeSee table for standard sizes0603B= Accu-Guard® IIE= Accu-Guard® II 0402, 0603G= Accu-Guard® II Low Current 0201, 0402, 0603Fuse VersionALTB1WB2BTLW LTSWABHF0201GF0402GF0603GF0402EF0603EF0805BF1206BL0.60 ± 0.05(0.023 ± 0.002)1.00±0.05 (0.039±0.002)1.60±0.10(0.063±0.004)1.00±0.10(0.039±0.004)1.60±0.10(0.063±0.004)2.10±0.20(0.083±0.008)3.10±0.20(0.122±0.008)W0.325 ± 0.05(0.0128 ± 0.002)0.58 ±0.04(0.023±0.002)0.81±0.10(0.032±0.004)0.55±0.07(0.022±0.003)0.81±0.10(0.032±0.004)1.27±0.10(0.050±0.004)1.60±0.10(0.063±0.004)T0.225 ± 0.05(0.009 ± 0.002)0.35±0.05(0.014±0.002)0.61±0.10(0.024±0.004)0.40±0.10(0.016±0.004)0.63±0.10(0.025±0.004)0.90±0.2(0.035±0.008)1.20±0.20(0.047±0.008)B0.275 ± 0.025(0.011 ± 0.001)0.48±0.05(0.019±0.002)0.71±0.05(0.028±0.002)0.20±0.10(0.008±0.004)0.35±0.15(0.014±0.006)0.30±0.15(0.012±0.006)0.43±0.25(0.017±0.010)A0.10 ± 0.025(0.004 ± 0.001)0.20±0.05(0.008±0.002)0.28±0.05(0.011±0.002)S, H0.025 ± 0.025(0.001 ± 0.001)0.05±0.05(0.002±0.002)0.05±0.05(0.002±0.002)F0805B and F1206B – accu-guard series lga/smd thin-film fuse –The Important Information/Disclaimer is incorporated in the catalog where these specifications came from or available online at www.kyocera-avx.com/disclaimer/ by reference and should be reviewed in full before placing any order.2Accu-Guard® II Low CurrentLGA Miniature 0201, 0402 and 0603 Size Thin-Film FusesTDS-FUSE-0002 ¦ Rev 7ENVIRONMENTAL CHARACTERISTICSRECOMMENDED PAD LAYOUT mm (inches)ELECTRICAL SPECIFICATIONSThe new Accu-Guard® series of fuses is based on thin-film technology which allows precise control of the component electrical and physical characteristics that is not possible with standard fuse technologies. The Accu-Guard Low Current series encompasses the lowest current ratings in compact 0402 and 0603 packages and features LGA terminations.Operating temperature: -55°C to +125°CCurrent carrying capacity: -55°C to -11°C 107% of rating -10°C to +60°C 100% of rating +61°C to +100°C 85% of rating +101°C to +125°C 80% of ratingRated voltage: 32V (0201), 63V (F0603G), 32V (F0402G)Post-fusing resistance: >1MΩInterrupt rating: 50A Termination: Nickel/SolderF0402GF0201GF0603G0.55(0.022)1.15 (0.045)0.31 (0.012) 0.85 (0.033)2.4 (0.095)1.1(0.043)Part NumberCurrent Rating AResistance @0.1 x I rated Ω (max.)Voltage Drop @ I rated mV (max.)Fusing Current (within 5 sec) APre-Arc I2t @10x I rated A2-sec (typ)Color CodeF0201G0R02FNTR / F0402G0R02FNTR / F0603G0R02FNTR0.0287.52900.0706 x 10-7GreenF0201G0R03FNTR / F0402G0R03FNTR / F0603G0R03FNTR0.03754.82300.0948 x 10-7RedF0201G0R05FNTR / F0402G0R05FNTR / F0603G0R05FNTR0.0503.42500.1252 x 10-6BlueF0201G0R06FNTR / F0402G0R06FNTR / F0603G0R06FNTR0.0622.52800.1552 x 10-6YellowF0201G0R07FNTR / F0402G0R07FNTR / F0603G0R07FNTR0.0752.02800.1884 x 10-6BrownF0201G0R10FNTR / F0402G0R10FNTR / F0603G0R10FNTR0.1002.43000.2507 x 10-6RedF0201G0R12FNTR / F0402G0R12FNTR / F0603G0R12FNTR0.1251.62500.3121 x 10-5WhiteF0201G0R15FNTR / F0402G0R15FNTR / F0603G0R15FNTR0.1501.22200.3752 x 10-5GreenF0201G0R20FNTR* / F0402G0R20FNTR / F0603G0R20FNTR0.2000.82100.5004 x 10-5PinkF0402G0R25FNTR / F0603G0R25FNTR0.250.551800.6252 x 10-4BlueF0402G0R37FNTR / F0603G0R37FNTR0.3750.301500.9383 x 10-4RedF0402G0R50FNTR / F0603G0R50FNTR0.50.201401.257 x 10-4GreenTestConditionsRequiredSolderabilityComponents completely immersed in a solder bath at 245 ±5°C for 3 secs.Total area of imperfections in solder coatup to 5% of the land suface areaLeach ResistanceComponents completely immersed in a solder bath at 255 ±5°C for 60 secs.Dissolution of termination ≤ 15% of the land surface areaStorage12 months minimum with components stored in “as received” packaging.Good solderabilityShearComponents mounted to a substrate. Increasing shearing force applied paralled to the sufstrate till destruction.Destruction force: • 5N for 0402 and 0603 size• 2N for 0201 sizeTemperature CyclingComponents mounted to a flexible substrate (e.g. FR – 4). 1000 cycles -55ºC to +125ºC.No Visible damage ∆R/R<10%BendTested as shown in diagram45mm45mm3 mmDeflectionNo visible damage ∆R/R<10%*Blue Color Code – accu-guard series lga/smd thin-film fuse –The Important Information/Disclaimer is incorporated in the catalog where these specifications came from or available online at www.kyocera-avx.com/disclaimer/ by reference and should be reviewed in full before placing any order.3Accu-Guard® II Low CurrentLGA Miniature 0201, 0402 and 0603 Size Thin-Film FusesTDS-FUSE-0002 ¦ Rev 7FUSE TIME–CURRENT CHARACTERISTICS – accu-guard series lga/smd thin-film fuse –The Important Information/Disclaimer is incorporated in the catalog where these specifications came from or available online at www.kyocera-avx.com/disclaimer/ by reference and should be reviewed in full before placing any order.4Accu-Guard® II Low CurrentLGA Miniature 0201, 0402 and 0603 Size Thin-Film FusesTDS-FUSE-0002 ¦ Rev 7FUSE PRE–ARC JOULE INTEGRALS VS CURRENT – accu-guard series lga/smd thin-film fuse –The Important Information/Disclaimer is incorporated in the catalog where these specifications came from or available online at www.kyocera-avx.com/disclaimer/ by reference and should be reviewed in full before placing any order.5Accu-Guard® II Low CurrentLGA Miniature 0201, 0402 and 0603 Size Thin-Film FusesTDS-FUSE-0002 ¦ Rev 7FUSE PRE–ARC JOULE INTEGRALS VS PRE–ARC TIME – accu-guard series lga/smd thin-film fuse –The Important Information/Disclaimer is incorporated in the catalog where these specifications came from or available online at www.kyocera-avx.com/disclaimer/ by reference and should be reviewed in full before placing any order.
https://www.littelfuse.com/~/media/electronics/datasheets/fuses/littelfuse_fuse_441_datasheet.pdf.pdf | fuses | © 2018 Littelfuse, Inc.Specifications are subject to change without notice.Revised: 02/15/18Surface Mount FusesCeramic Fuse > 441 Series441 Series – 0603 High I2t FuseDescriptionThis 100% Lead-free, RoHS compliant and Halogen-free fuse series has been designed specifically to provide over current protection to circuits that see high working ambient temperatures (up to 150ºC) and high inrush currents.The fuse design ensures excellent temperature stability and performance reliability.This high I²t fuse series is designed to have ultra high inrush current withstand capability to avoid nuisance fuse open.Agency ApprovalsAGENCYAGENCY FILE NUMBERAMPERE RANGEE104802A - 6A298622A - 6AFeaturesElectrical Characteristics• Operating Temperature from -55ºC to 150ºC• 100% Lead-free, Halogen-Free and RoHS compliant• Suitable for both leaded and lead-free reflow / wave soldering• Ultra high I²t values% of Ampere RatingAmpere RatingOpening Time at 25ºC100%2A - 6A4 Hours Minimum350%2A - 6A5 Seconds MaximumApplicationsElectrical Specifications by ItemNotes:1. DC Interrupting Rating tested at rated voltage with time constant < 0.8 msecs.2. Nominal Resistance measured with < 10% rated current.3. Nominal Melting I²t measured at 1 msec. opening time.4. Nominal Voltage Drop measured at rated current after temperature has stabilized.RoHSPb• Handheld Electronics• LCD Displays• Battery Packs• Hard Disk Drives• SD Memory CardsDevices designed to carry out rated current for 4 hours minimum. It is recommended that devices be operated continuously at no more than 80% rated current. See “Temperature Re-rating Curve”for additional re-rating information.Devices designed to be mounted with marking code facing up.Ampere Rating(A)Amp CodeMax. Voltage Rating (V)Interrupting RatingNominal Resistance (Ohms)2Nominal Melting I2t (A2Sec.)3Nominal Voltage Drop At Rated Current (V)4Nominal Power Dissipation At Rated Current (W)Agency Approvals2002.3250 A @ 32 VDC0.03020.31030.05510.110XX2.502.5320.02000.55200.05340.134XX3003.320.01580.81650.05310.159XX3.503.5320.01170.94380.04680.164XX4004.320.00971.26590.04750.190XX5005.320.00731.62870.04720.236XX6006.320.00562.60490.04640.278XXSpecifications are subject to change without notice. Application testing is strongly recommended.Additional InformationDatasheetSamplesResources© 2018 Littelfuse, Inc.Specifications are subject to change without notice.Revised: 02/15/18 Surface Mount FusesCeramic Fuse > 441 SeriesAverage Time Current Curves0.001 0.01 0.1 1 10 100 1 10 100 2.5A3.5A2A3A4A5A6ATIME IN SECONDSCURRENT IN AMPERES Reflow ConditionPb – free assemblyPre Heat- Temperature Min (Ts(min))150°C - Temperature Max (Ts(max))200°C- Time (Min to Max) (ts)60 – 180 secondsAverage Ramp-up Rate (Liquidus Temp (TL) to peak)3°C/second max.TS(max) to TL - Ramp-up Rate5°C/second max.Reflow- Temperature (TL) (Liquidus)217°C - Temperature (tL)60 – 150 secondsPeak Temperature (TP)260+0/-5 °CTime within 5°C of actual peak Temperature (tp)10 – 30 secondsRamp-down Rate6°C/second max.Time 25°C to peak Temperature (TP)8 minutes max.Do not exceed260°CSoldering ParametersTemperature Re-rating Curve406080100120140-65 -45 -25 -5 15 35 55 75 95 115 135 155TEMPERATURE (°C)PERCENT OF RATING For continuous operation at 75 degrees celsius, the fuse should be rerated as follows: I = (0.80)(0.85)IRAT = (0.68)IRATNote: 1. Re-rating depicted in this curve is in addition to the standard re-rating of 20% for continuous operation.Wave Soldering260°C, 10 seconds max.TimeTemperatureTPTLTS(max)TS(min)25tPtLtStime to peak temperature(t 25ºC to peak)Ramp-downRamp-upPreheatCritical ZoneTL to TP© 2018 Littelfuse, Inc.Specifications are subject to change without notice.Revised: 02/15/18Surface Mount FusesCeramic Fuse > 441 SeriesMaterialsBody: Advanced CeramicTerminations: Ag / Ni / Sn (100% Lead-free)Element Cover Coating: Lead-free GlassMoisture Sensitivity LevelIPC/JEDEC J-STD-020, Level 1SolderabilityIPC/ECA/JEDEC J-STD-002, Condition CHumidityMIL-STD-202, Method 103, Conditions DResistance to Solder HeatMIL-STD-202, Method 210, Condition BProduct CharacteristicsMoisture ResistanceMIL-STD-202, Method 106Thermal ShockMIL-STD-202, Method 107, Condition BMechanical ShockMIL-STD-202, Method 213, Condition AVibrationMIL-STD-202, Method 201Vibration, High FrequencyMIL-STD-202, Method 204, Condition DDissolution of MetallizationIPC/ECA/JEDEC J-STD-002Terminal StrengthIEC 60127-4Dimensions1.54 +/- 0.150 [0.061 +/- 0.006]0.74[0.029]1.00[0.039]1.94[0.076]0.60[0.024]0.502 +/- 0.080[0.020 +/- 0.003]0.530 +/- 0.150 [0.021 +/- 0.006]0.850 +/- 0.150 [0.033 +/- 0.006]0.432 +/- 0.150[0.017 +/- 0.006]PackagingPart Marking SystemPackaging OptionPackaging SpecificationQuantityQuantity & Packaging Code8mm Tape and ReelEIA-481, IEC 60286, Part 33000WRPart Numbering System0441 005. W RSERIESAMP CODEQUANTITY CODEPACKING CODEW = 3000 pcsR = Reel PackAmp CodeMarking Code002.N02.5O003.P03.5R004.S005.T006.UDisclaimer Notice - Littelfuse products are not designed for, and shall not be used for, any purpose (including, without limitation, automotive, military, aerospace, medical, life-saving, life-sustaining or nuclear facility applications, devices intended for surgical implant into the body, or any other application in which the failure or lack of desired operation of the product may result in personal injury, death, or property damage) other than those expressly set forth in applicable Littelfuse product documentation. Warranties granted by Littelfuse shall be deemed void for products used for any purpose not expressly set forth in applicable Littelfuse documentation. Littelfuse shall not be liable for any claims or damages arising out of products used in applications not expressly intended by Littelfuse as set forth in applicable Littelfuse documentation. The sale and use of Littelfuse products is subject to Littelfuse Terms and Conditions of Sale, unless otherwise agreed by Littelfuse. Information furnished is believed to be accurate and reliable. However, users should independently evaluate the suitability of and test each product selected for their own applications. Littelfuse products are not designed for, and may not be used in, all applications. Read complete Disclaimer Notice at www.littelfuse.com/disclaimer-electronics.See Amp Code in Electrical Specification section
https://datasheets.kyocera-avx.com/AccuGuardLC_0402.pdf | fuses | 1Accu-Guard® IntroductionTDS-FUSE-0002 ¦ Rev 7ACCU–GUARD® TECHNOLOGYAPPLICATIONSFor RoHS compliant products, please select correct termination style.APPROVAL FILE NUMBERSFEATURESThe Accu-Guard® series of fuses is based on thin-film techniques. This technology provides a level of control on the component electrical and physical characteristics that is generally not possible with standard fuse technologies. This has allowed KYOCERA AVX to offer a series of devices which are designed for modern surface mount circuit boards which require protection.• Two-Way Radios• Home Appliances• Battery Management Systems• Battery Chargers• Rechargeable Battery Packs• Computers• Hard Disk Drives• PDA’s• LCD Screens• SCSI Interface• Digital Cameras• Video Cameras• UL, cUL: RCD#E143842• Accurate current rating• Fast acting• Small-standard 0402, 0805, 1206 and 0612 chip sizes• Taped and reeled• Completely compatible with all soldering systems used for SMT• Lead Free Series (F0201G, F0402G, F0603G, F0402E, F0603E, F0805B, F1206B)DIMENSIONS mm (inches)HOW TO ORDERF0402E and F0603EF0201G, F0402G, F0603GRated CurrentCurrent expressed in Amps. Letter R de-notes decimal point e.g. 0.20A=0R20 1.75A=1R750R20Fuse SpeedF = FastFS = Nickel/Lead-Free Solder coated (Sn 100), SMDW = Nickel/solder coated (Sn 63, Pb 37) Solder Coated (Sn100)N = Nickel/Lead-Free Solder Coated (Sn100), LGATerminationWTR = Tape and reelPackagingTRProduct FuseFSizeSee table for standard sizes0603B= Accu-Guard® IIE= Accu-Guard® II 0402, 0603G= Accu-Guard® II Low Current 0201, 0402, 0603Fuse VersionALTB1WB2BTLW LTSWABHF0201GF0402GF0603GF0402EF0603EF0805BF1206BL0.60 ± 0.05(0.023 ± 0.002)1.00±0.05 (0.039±0.002)1.60±0.10(0.063±0.004)1.00±0.10(0.039±0.004)1.60±0.10(0.063±0.004)2.10±0.20(0.083±0.008)3.10±0.20(0.122±0.008)W0.325 ± 0.05(0.0128 ± 0.002)0.58 ±0.04(0.023±0.002)0.81±0.10(0.032±0.004)0.55±0.07(0.022±0.003)0.81±0.10(0.032±0.004)1.27±0.10(0.050±0.004)1.60±0.10(0.063±0.004)T0.225 ± 0.05(0.009 ± 0.002)0.35±0.05(0.014±0.002)0.61±0.10(0.024±0.004)0.40±0.10(0.016±0.004)0.63±0.10(0.025±0.004)0.90±0.2(0.035±0.008)1.20±0.20(0.047±0.008)B0.275 ± 0.025(0.011 ± 0.001)0.48±0.05(0.019±0.002)0.71±0.05(0.028±0.002)0.20±0.10(0.008±0.004)0.35±0.15(0.014±0.006)0.30±0.15(0.012±0.006)0.43±0.25(0.017±0.010)A0.10 ± 0.025(0.004 ± 0.001)0.20±0.05(0.008±0.002)0.28±0.05(0.011±0.002)S, H0.025 ± 0.025(0.001 ± 0.001)0.05±0.05(0.002±0.002)0.05±0.05(0.002±0.002)F0805B and F1206B – accu-guard series lga/smd thin-film fuse –The Important Information/Disclaimer is incorporated in the catalog where these specifications came from or available online at www.kyocera-avx.com/disclaimer/ by reference and should be reviewed in full before placing any order.2Accu-Guard® II Low CurrentLGA Miniature 0201, 0402 and 0603 Size Thin-Film FusesTDS-FUSE-0002 ¦ Rev 7ENVIRONMENTAL CHARACTERISTICSRECOMMENDED PAD LAYOUT mm (inches)ELECTRICAL SPECIFICATIONSThe new Accu-Guard® series of fuses is based on thin-film technology which allows precise control of the component electrical and physical characteristics that is not possible with standard fuse technologies. The Accu-Guard Low Current series encompasses the lowest current ratings in compact 0402 and 0603 packages and features LGA terminations.Operating temperature: -55°C to +125°CCurrent carrying capacity: -55°C to -11°C 107% of rating -10°C to +60°C 100% of rating +61°C to +100°C 85% of rating +101°C to +125°C 80% of ratingRated voltage: 32V (0201), 63V (F0603G), 32V (F0402G)Post-fusing resistance: >1MΩInterrupt rating: 50A Termination: Nickel/SolderF0402GF0201GF0603G0.55(0.022)1.15 (0.045)0.31 (0.012) 0.85 (0.033)2.4 (0.095)1.1(0.043)Part NumberCurrent Rating AResistance @0.1 x I rated Ω (max.)Voltage Drop @ I rated mV (max.)Fusing Current (within 5 sec) APre-Arc I2t @10x I rated A2-sec (typ)Color CodeF0201G0R02FNTR / F0402G0R02FNTR / F0603G0R02FNTR0.0287.52900.0706 x 10-7GreenF0201G0R03FNTR / F0402G0R03FNTR / F0603G0R03FNTR0.03754.82300.0948 x 10-7RedF0201G0R05FNTR / F0402G0R05FNTR / F0603G0R05FNTR0.0503.42500.1252 x 10-6BlueF0201G0R06FNTR / F0402G0R06FNTR / F0603G0R06FNTR0.0622.52800.1552 x 10-6YellowF0201G0R07FNTR / F0402G0R07FNTR / F0603G0R07FNTR0.0752.02800.1884 x 10-6BrownF0201G0R10FNTR / F0402G0R10FNTR / F0603G0R10FNTR0.1002.43000.2507 x 10-6RedF0201G0R12FNTR / F0402G0R12FNTR / F0603G0R12FNTR0.1251.62500.3121 x 10-5WhiteF0201G0R15FNTR / F0402G0R15FNTR / F0603G0R15FNTR0.1501.22200.3752 x 10-5GreenF0201G0R20FNTR* / F0402G0R20FNTR / F0603G0R20FNTR0.2000.82100.5004 x 10-5PinkF0402G0R25FNTR / F0603G0R25FNTR0.250.551800.6252 x 10-4BlueF0402G0R37FNTR / F0603G0R37FNTR0.3750.301500.9383 x 10-4RedF0402G0R50FNTR / F0603G0R50FNTR0.50.201401.257 x 10-4GreenTestConditionsRequiredSolderabilityComponents completely immersed in a solder bath at 245 ±5°C for 3 secs.Total area of imperfections in solder coatup to 5% of the land suface areaLeach ResistanceComponents completely immersed in a solder bath at 255 ±5°C for 60 secs.Dissolution of termination ≤ 15% of the land surface areaStorage12 months minimum with components stored in “as received” packaging.Good solderabilityShearComponents mounted to a substrate. Increasing shearing force applied paralled to the sufstrate till destruction.Destruction force: • 5N for 0402 and 0603 size• 2N for 0201 sizeTemperature CyclingComponents mounted to a flexible substrate (e.g. FR – 4). 1000 cycles -55ºC to +125ºC.No Visible damage ∆R/R<10%BendTested as shown in diagram45mm45mm3 mmDeflectionNo visible damage ∆R/R<10%*Blue Color Code – accu-guard series lga/smd thin-film fuse –The Important Information/Disclaimer is incorporated in the catalog where these specifications came from or available online at www.kyocera-avx.com/disclaimer/ by reference and should be reviewed in full before placing any order.3Accu-Guard® II Low CurrentLGA Miniature 0201, 0402 and 0603 Size Thin-Film FusesTDS-FUSE-0002 ¦ Rev 7FUSE TIME–CURRENT CHARACTERISTICS – accu-guard series lga/smd thin-film fuse –The Important Information/Disclaimer is incorporated in the catalog where these specifications came from or available online at www.kyocera-avx.com/disclaimer/ by reference and should be reviewed in full before placing any order.4Accu-Guard® II Low CurrentLGA Miniature 0201, 0402 and 0603 Size Thin-Film FusesTDS-FUSE-0002 ¦ Rev 7FUSE PRE–ARC JOULE INTEGRALS VS CURRENT – accu-guard series lga/smd thin-film fuse –The Important Information/Disclaimer is incorporated in the catalog where these specifications came from or available online at www.kyocera-avx.com/disclaimer/ by reference and should be reviewed in full before placing any order.5Accu-Guard® II Low CurrentLGA Miniature 0201, 0402 and 0603 Size Thin-Film FusesTDS-FUSE-0002 ¦ Rev 7FUSE PRE–ARC JOULE INTEGRALS VS PRE–ARC TIME – accu-guard series lga/smd thin-film fuse –The Important Information/Disclaimer is incorporated in the catalog where these specifications came from or available online at www.kyocera-avx.com/disclaimer/ by reference and should be reviewed in full before placing any order.
https://www.littelfuse.com/media?resourcetype=datasheets&itemid=f47a0bb7-8ede-4679-9646-7114c3787688&filename=littelfuse-fuse-251-253-datasheet | fuses | %PDF-1.7%âãÏÓ53 0 obj< >endobj xref53 1170000000016 00000 n0000003229 00000 n0000003356 00000 n0000005367 00000 n0000005399 00000 n0000005534 00000 n0000005668 00000 n0000006301 00000 n0000006821 00000 n0000007240 00000 n0000007701 00000 n0000008346 00000 n0000009011 00000 n0000009571 00000 n0000010032 00000 n0000010476 00000 n0000010855 00000 n0000011342 00000 n0000011378 00000 n0000011422 00000 n0000011858 00000 n0000011941 00000 n0000012054 00000 n0000012165 00000 n0000012279 00000 n0000013872 00000 n0000014003 00000 n0000014370 00000 n0000014560 00000 n0000014737 00000 n0000016312 00000 n0000018080 00000 n0000019556 00000 n0000019860 00000 n0000020283 00000 n0000020458 00000 n0000021795 00000 n0000022061 00000 n0000022251 00000 n0000022832 00000 n0000023407 00000 n0000023929 00000 n0000024126 00000 n0000024212 00000 n0000026133 00000 n0000028124 00000 n0000030687 00000 n0000031738 00000 n0000032004 00000 n0000032581 00000 n0000034100 00000 n0000035078 00000 n0000037924 00000 n0000041834 00000 n0000044249 00000 n0000044580 00000 n0000044944 00000 n0000045286 00000 n0000045577 00000 n0000052632 00000 n0000052671 00000 n0000055329 00000 n0000055688 00000 n0000056059 00000 n0000056461 00000 n0000056966 00000 n0000057018 00000 n0000057403 00000 n0000057788 00000 n0000059231 00000 n0000064456 00000 n0000069057 00000 n0000072667 00000 n0000076104 00000 n0000076174 00000 n0000076265 00000 n0000086707 00000 n0000086970 00000 n0000087133 00000 n0000087160 00000 n0000087470 00000 n0000088249 00000 n0000088535 00000 n0000088858 00000 n0000114020 00000 n0000114059 00000 n0000134269 00000 n0000134308 00000 n0000138237 00000 n0000138276 00000 n0000139245 00000 n0000139284 00000 n0000159923 00000 n0000159962 00000 n0000160931 00000 n0000160970 00000 n0000164899 00000 n0000164938 00000 n0000187812 00000 n0000187851 00000 n0000188804 00000 n0000188843 00000 n0000189796 00000 n0000189835 00000 n0000210045 00000 n0000210084 00000 n0000235246 00000 n0000235285 00000 n0000237352 00000 n0000287624 00000 n0000288009 00000 n0000288394 00000 n0000290234 00000 n0000290505 00000 n0000290636 00000 n0000290795 00000 n0000002636 00000 ntrailer< <8C31CBE072004FF3A28C078FD0BD8030>]/Prev 513744>>startxref0%%EOF 169 0 obj< >streamhŞb``àc`à:ÍÀÎÀØoÃ Ä€Bl@Q�<[>;Ú``xŸÇ@`¦É!¬2)I¹i…”�A£RsËıõ.îı«£6‹ñJmË{xú{¾Ü¾v&�33�”L¨4juîR²ĞØ¸˜YÃKÁÃ%şïwÕï�òİì+íª±�ºm^ğtõöşx“„c2k•Àmtq-/ï@€„C”””ÔË+°I)™¸¤¥!46@½ì¼�tC´H3°``eÈaÈfŠc¦ËØÁ¸‰)‹©�I”qãBÆÆ3œ‚Œ3,ÂBÂÙä2C3Lcãa;Ëº’Q”±‡a«Ã{†ÅLZL*ŒïV1X³§±¯á¦Áe&5Ö+ÌÛ¹™ùµ9C­9¤Kx¸Ü}#Ëï1H2¦1¦±vˆøŞãıÏÄ Íà ±�áC£4ÓFfF�$}¿ë<üv<ÌëxZ 4ˆidÏƒ`��ZöG\A¦²‹2¦aÈ`ha�geütõ+F†óŒ^Œ‘Œ­Œ—K[±Ä³>ûfW Íâ°m†Ğ1XÔÙ?y$õ€ª¥ *´�Ø„�ıòI(ÿÿÿÿ'Ğ�{endstreamendobj54 0 obj< >>>endobj55 0 obj< >/ExtGState< >/Font< >/ProcSet[/PDF/Text/ImageC/ImageI]/Properties< >/XObject< >>>/Rotate 0/Tabs/W/Thumb 47 0 R/TrimBox[0.0 0.0 612.0 792.0]/Type/Page/PieceInfo< /LastModified /NumberOfPageItemsInPage 6/NumberofPages 1/OriginalDocumentID /PageItemUIDToLocationDataMap< >/PageTransformationMatrixList< >/PageUIDList< >/PageWidthList< >>>>>>>endobj56 0 obj[57 0 R 58 0 R]endobj57 0 obj< >/Border[0 0 0]/H/N/Rect[61.12 479.407 299.24 445.115]/Subtype/Link/Type/Annot>>endobj58 0 obj< >/Border[0 0 0]/H/N/Rect[61.12 435.91 299.24 401.618]/Subtype/Link/Type/Annot>>endobj59 0 obj< >endobj60 0 obj< >endobj61 0 obj< >endobj62 0 obj< >endobj63 0 obj< >endobj64 0 obj< >streamH‰\ÔÍ�¢@à=OQËîE±nİ«1ñ§;q1?g¡tHF$ˆß~êpLO2&6‡Æº~9BåÛınßµ£Ë¿×úGwj»fˆ·ë}¨£;ÆsÛeÅÜ5m=>Ï¦¿õ¥ê³<-> ñóÑG7ŸÎbêko}UÇ¡êÎ1+géµråGz­²Ø5ÿ]_<—OõïjÈÊâ#}x6SMïå*+ç³é<R�3Ï‘s@VfE6fC^0/�—ÌÓÌ5óyÃ¼AŞ2o‘wÌ;äwæwdúÒ!+=m6_0Ètz8½göÈÂ,Èô{ø=ı~O¿‡ßÓïá÷ô{ø=ı~O¿‡_èx„�Gèx„�Gèx„�Gèx„�Gèx„�Gèx„™<ìSĞ§°OAŸÂ>}ûôèğšÌ�æs 9Àh0šÌ�æsàü€ùÊN�(ç+æ+ç+æ+ç+æ+ç+æ«>ïKdÎWÌWv¢èDÙÉtß*{Pô ìAÑƒ²EÊ=èó¾‡ÓØƒ¡£Ù`6šf£Ù`6šf£Ù`6šf£Ù`6šf£Ù`6ş�†ßq‰ïšÏü)Ì0/•ß»¦ÿ†æÌÎI<ğÏ'�~Ú¡Üç¾Rß‡!m)Ó66í%ØEÚ.~îtıµwiŞÙ_ÿÿÿÿì“,qendstreamendobj65 0 obj< >streamH‰\“İn£0…ïy_¶ÆãVBHiÒJ¹Ømv€€“"5€r‘·_Ÿ¨+m$âÁßO¾Ùmwã°˜üg˜º½_Ìqûà/Ó5tŞüi³Uiú¡[îgé¿;·s–Çâıí²øón ´ãÉgu�©ßã¯ÉüØÿwİZ–�İG²zõo.Õx¼4Y]é<.‘-Ù‚•¬àgò3ø…œj·ä-ø�üæ3â’ÕÕ*q\"—ä\‘+0Ÿ[á¹Õš¼�,¬ÔkµÂZA­YÀì#è#ôøışB�¿lÈ0³²³²³²X¾+‹weéfáféfáféfáféfáfécácÙEVöQôQöQôQöQôQöQôQfTdT½K0{jêÉ¼Š¼Ê¼é[ë+ùÌìŠìÊìŠìÊìŠìzß+Èî˜İ!»£§ƒ§£§ƒ§£§ƒ§£§ƒ§£§ƒ§£›ƒ›£[\°qï;[8Nšùš�îB�4�i&0Ãè¿&v�f«pdÿÿÿÿö÷îßendstreamendobj66 0 obj< >endobj67 0 obj< >streamH‰\’ÏŠƒ0Æï>E�í¡hµIZ¡Ø<ìÖİ°qìkÑ¦û�É”.l@ç2óå#3qY�*ÛÏ"~÷£©a]o[Óx÷Än½�¶©h{3?váo†ÆE1×Ë4ÃPÙnŒò\Äx8Í~«c;^aÅo¾ßÛ›X}•õZÄõİ¹ÀÎ"E!ZèPè¥q¯Í"e›ªÅó~^6Xó—ñ¹8iØoÙŒ[˜\cÀ7öQ�à*D~ÁUD`ÛçYÂe×Î¦7>ÊSJNÈgæ3r¶Œ9eN‰3æŒX2Kâ#óy·ŒyÏ¼'fıéK¾WÒ½’õ%éKÖ—¤/YG’�b?Šü(ÎQ”£8G…ö£È�RÌŠX3kbö£È�:0ˆKæ’øÄ¦"fÏŠ<«3>l®Ù³&Ïšıhò£Ù�&?šõ1P#/N-ÁÉÏ~›»÷Øê0^¡ÇÔİŞÂsİèVÑıÿÿÿÿ�2³fendstreamendobj68 0 obj< >endobj69 0 obj< >streamH‰\’İjã0Fïõºl/‚ÿG)CHSÈEw—Íö{’Ù(ÎEŞ~õù]Xƒ£#4ã9M²İ¿îı0ÛäW»ƒÎö4ø>èu¼…NíQÏƒ7Ynû¡›»å·»´“Ibòá~�õ²÷§ÑÔµM~ÇÃëîöiÓ�G}6ÉÏĞküÙ>}lÏ69Ü¦éK/êg›Ú¦±½�â‡ŞÛéG{Q›,i«}Ï‡ù¾Š9ÿ"şÜ'µù²Ï(Ó�½^§¶ÓĞú³š:�Ocë·ø4F}ÿßy±fÚñÔ}¶ÁÔÙ[NS‘ø¾4¦ÎÓe—È[ò¼#ïÀÌ‰‹©Æˆ/rr.È¸$—à5yŞ�7‘KÆ”ˆ)Ù�_Èp+éSÂ§b­µ*ÖªPK2şŸÌAŒ0F–ÖÔ’Š\�åÑ0Bg�³Ğgé•Ğ_à/t¸{%è•<ú‹^9öÊ¡W�nn�nn�nn�nn�nn�nnúÄ—ı¸U\{œNû=Sİ-„8NË/s„¼~Où4N6fá5ÿÿÿÿUQÇ.endstreamendobj70 0 obj[/ICCBased 113 0 R]endobj71 0 obj[/Indexed 70 0 R 0 118 0 R]endobj72 0 obj< >endobj73 0 obj< >endobj74 0 obj< >endobj75 0 obj< >endobj76 0 obj< >endobj77 0 obj< >streamH‰œWÛn7}×WÌK-Ñ¼,¹Ü¾)Î¥.Ò¦�…¾$E¡¬×¶R[R$ÙIş¾g†\]¦‹X-–s9sf†~é½9Õt±ìi½=z}­éå¬÷WïÅ¨wtŒ…fIZ~´l¦,kXöhdşÕdhtŞ²Èë ¬5�œWÖ]÷ú­7dµ-éídµj¯Îo–ís:™6ª}îŒUVeitÖëŸÎÛfòQ»ª¯&³é’Æ‹––7Ÿ>·ÍŠV3j.ÇÓ‹–¾NV—³›Mg«IÓŠ)Xò¾bKÎ9±õ¾½�,Û³_èÍK¥İ‘�G¶dIFnò(È#9]y¤QUQ€}5ê}+w2k† ¯¼3x:»&HwÙäf •F”£†òËW2V\ãÏOÁ;Uá�?ô_¶ÅÀ8Ò_âæ©ßàÅ«HıE1pÊPR*¨?ÇBÉVÅ T¥,XUS6-şıÖ{$q.áÒ’�iM*µŠº2ÑF[¿„[ê·ô'ÜFx‚—š�Ëy še?rœHzB�²–¡×J‰…ïôºà2€�1¯D;æ˜"[@Ò3C¡Á&>�H`„íYe*şğá‚ÍZö¦³±” Ÿğì.éŒéH1óí3‰‘E/™­DÈÅg´*‚rà˜®Y0Å”Õ†}®Hb�Ì”r¸Ä=×å‰õoÈ¥eƒÙ\GÌ”Qø4‰ŸÛÂrŒíÚøB UéEücÅ1§³sšw5³E¸«Yí¼íY§´èh½–Âë2á::ËD¸�Ôœ Å`Ş†Ó¡ÀJV«î¸è×‰Ø$¼ËfìÒ%w´N0�iİód~Ç�Ë�¼Í¥ƒ˜Mj¥À¨Ç·]Ë vD©Ânøìó´h{®Fsûú‘Õ2ÔªªÖ‹L3Î©¼ˆt«Ú BU;ÏOkïx~×¦U6çm¯�Jt�³ÀÚóÆDç„ÿërmÂbã@©m;yT¢s’:'[&²[9*û„“Ç%²“Nà¾“ó4ïŸ’‘�ÿjÑ_‰›Ìr“}Á‚”=e�eæ¶šk9pù‰Ì\õN1#lä“í�– xÆCn±ÅÕ1Ô;f°3coxÜõş:ë¦f�Ì–NæVß×ÙÆv°ÉÈ.4•O‡³ë&gõ¾›�ÎŞn™veBf °LåÂ“ÁXlì•?(˜»^öˆeo/›X âüA¡ğŒaêÃsÇË¡ìïeS™i¿0UÙOèØ×_ít¶k�ê´{~~ÌÁ~Ö°�qö Nû)l›UÂ!Ü÷³ûûÙp [º‡Æs°®ieÈ]l:>Ñ÷ıìÁÁ�üğô‹3é!* jÍ¶ê~aí©³qWçNX/F]>+ù„“�Sk¼Tˆ%vcØ3¾¸³Õğz�ÑÊétáy?^M¦2_ñ�ÈGcÆÃì‹#U¦T¥ë�äûïæí4š\·Åè³LÌ.MÌ<,c'Mc%ªQÀb²)qhjœ2ÎãSº˜À�yC2ş ßÖ›ÉÄ‰Í'l;¤™Â#:?L±dUfl%ı:»Y,ŸÓï“©bp¦÷q¾$»&ÖÉ�…3=uò†.F†&¶±vSÙB�Ã¡İ`VmfÓ3Øûô?ÿÿÿÿå9º»endstreamendobj78 0 obj< >endobj79 0 obj< >endobj80 0 obj< >endobj81 0 obj< >endobj82 0 obj< >streamH‰ÌWÛn7}ß¯àKmQË;ÇPÔ­éCRêj«ÕÍ–\Çß3Ã]]bZ5ig–äÌ™©Ã~%«àÄ¨­p/úAåD_I—¬MŠ�=U•}öNÊßF?O§©AZïHœ=#†M½\LÖ¯ÅÅø«,Gı(­ö‡–JW‰�}‘%—MF©bkˆæ�¯ê{4­¯à±Š¢¯Ö³[Ü+ò¤ÓA8¯³ˆ@­á£:y-¾ßl¦bwÀ¥´ËV¤Ã Á×âP°¨�·oÑtöÄ¦İÔkù0“s.æé¶›şŠ§x’Ş™#¦{¸2v+#fìa;D•deöÍ˜oĞ`pk*Q?¨(Ğ%Ğ©2Q’«ª$Œ¯6ÄgÏ¦W~¸}Œ›F�Â/"ëzQŞ+ñe]Fê³JŒ®(¸*tÑ‘t/ò�FYé,ÀØ”¤uì'¥•VôVÀ/#�³RË zÓºì;‰$Œ7¥‘/J'•è-Ë@ÚbÍÑ��ŠÁål\7“w·ãÕõ´ƒ‹ÓJ¼y{*Š³ü(A†{�‘€Nù$¦„Oíœ¨çŸ˜£Õ*á¥²ZÌTÆYZ5Ëİûëâªx_ÜÖ'äÄ¼4ÖQ�Xeòâ¶)~¶[1<ıÙqÎˆ{aÅ…x'thÂ!%�@£v8+~y]�ê}ñfÔ9å*¡:¶­Î¶ƒ¬TÁğœ,YPU&g$EE¥é]s¿êd¨�©5Î�èø1ÙÏ`¸/��'õæn<5_7Gçgççhçt¦¦œ«Ù{DS$i"’fêq´‘kŞk\ÀÁ©ş\e³Àà+›Ï¡#$Ìg ÛHßU×�f»Dñ&Ëíßaç³ñæ“Ö(›™(ûŠvÎdº^ÍÆØoÔebôA´»î©¶çD~O¨á´âƒÖñAûœáñ>ú>{9ØCğ±÷Óé[$�õæËÅt³¼}ù‘ÿûxG?´!ÿ>®ùOîÏÙôËõFLmíÿâ3·¹İ4ÿ”‡ÿ7-ıËU‰ó§÷©2¡nÄ¼ízºhÖÏ„rÒâïÁJïÍlàËG8ş¨n÷mõº�^ß­V³‡—ßĞÕ<)!÷î&ÓåàÃtÒ,Åú�ÃZošù‹îÉg:�hCN_¶5üîè_@!Ÿ'ÍdZ�g]š›»éjŞ,69~ĞÕŞTè8d…½B€?qî¡aIKñÿFOğ)KÌiYVD«x@›àê XHX×mÙ7¦(a¿'V·¥2’·–R4¼)‰I·6ÛôtdnÀáQ4E¶¶ØÈUVd¶ooóÛuÖÀú§ÈÛåÁGP™®Aùj‘òØ�5y&Nˆ‘Äà ¶ëÉfd$>#�‰Gœgo�kö�á·äËmké5MT<¡•™OËÀ2y�,…$§³9~lÄ™A±hÛ˜Ù íâÇªÈsò‹ò-QñAÆ“mvCWZ)¡ )]n¡ÑÏ™RR#PÎµ��Šî•œŸNá‚ÃF«D‘`³Sí[±‹KQµp2æ¸¶ÉJk>OoÃ�ëä:cô¦ÀzÂˆ­˜R§*ÎeŸ*Ñ)[óYI‰ÿæ¢Ãx9¾ ÃÍt+¶J¯5[7yQ ÃJrİ^çŞÿ÷}ˆ´Zô�ÁMÆú¸Û‡8�&ì!$.N¨„ˆ~Î0kCÉoÒAÙÆy–ÂNU=‡m^ˆ¿ÿÿÿÿª»ôñendstreamendobj83 0 obj< >streamH‰ÌWÛn7}ß¯à£`)Ş/€a qâ´ER$°Ğ<$E *ò¥�äXvìº_ßsÈ•´²ÔEÓ"0 å˜œ+ÏpfZ«eVY´ÆI¯-¾VZ�ÖJe�hµ‘)é5=iÚ(7V¬4�ûZªà…’¿­Á!ïyÚÈ�L‘�¢³¦õÒºTNØD›d¶ø¦õF[%É®¥.VÕ}pÅÄãFšÂÖÑÚI¥ª¾î?^ÆH¾Ê¯d^ç!0Õÿ{épRIŸ†Êç<½=kNš·ø»lì6.køˆ¿–¤òÁZá Ïh7”m„2/�<�`ñœ­A€È„ó5Ç°Í•“p¸ˆèØV ad¼•@óÊHd™qFf�9ÄrÚ¼œ¾ éÈhœ+ñü¢hTôÀåHNq¦øsãÄk±Vğ�9¦gÎq3¦3O¦Ÿ^.ÇŸÏÎ'bøúĞˆgÏEóâ5~à�bPEˆFz…E…ëèVş<5Ã‘şˆØ‰ÑIÃàx1šˆú½eä³÷¶sPfƒ8®¥ ‹Ñ¼Ù{ûf0ú½y1ªqü§jUQùU}–aÂ?·4¾êîÆÀöbPÌq—m»uM44«³G�å”tÉŠ[Ñ½÷x©¦Bî%¼K¸Ë­7ÁJ©øxl ŒM„qvkO´Y@vµ�lHÙ¯y;R•“u½Ú©¦[R×B«ÊJª�C)g@Ã=W\’.xº˜�½ç�Ï™"–»E÷¹YmÀö ¨¨[Ü5H"d.A£, ûİš^Qd�”ÒÑ`ÖZt¬•¸kø®3~ç�«Mì¨ºféŠR:2H�ŠT¹:â®¸ü–ĞÚN¬«É¢‡°áñçñbøtrıe<Mÿ¸Ş?zqt¤”Ê:©+‹GÊ&d›�(ZJˆ _œ~ıô€_«·â1^±ln ÆQëãÉñ¦<›‰«ó?á�ÔğI¦×¶?F{Ï¿�ŞÑxûnĞò¢Î?MÅäËr ±^N×b9æ­á³8]Ö›£{¦ÄÍÓVè�‹úağ¢„ª�ğèP0¾e�Àbğd>2}×û½Æ³‹Óé¢=YN´xÎ€ñ²ß›ŠøóÙø·ÙßbæÑ©ü?�¾ƒ‹ÏÓîò¯§ó²ÏDø²ÜAÂ^ÁÇ êú.ÓcËËWåŠ.Êïmß½êÜrÚVÏ‹—›Úüæùë²«¶^6.ãõ×vS�ù¸úí‚¼ò¾W¹ŠENµ�§œb¯rÁoö�Qsî�•‚#g™‚cWŠşvÂFP“ŠhëPK}¬ÅÊ±aºe)Â˜Ğ°1®�Ü¢±ô±ô�š5¾3w•Ë Ã"Íw*ÖnŞ À²ùÉµßuÖv$g,40l´!İÉèb·S¬K‰¦µOˆ‰ç4'œj*Ú@]Ôeœc_ïXAa©FYe‹ÃÉ‚s@ÌèX‚g…F­å4’Lâf-Ä"á¢©è¸MÉ�Dv�“�-c‘‰mª·MHFsZÜÓ,É@Ì�FŞC�9Lg»Tm½!¯*ÆF[†9Su�*¡Ëù��ˆ�bh”/aÏ5æÔÑ²?A�¯àŞéşüV÷÷õ´º´ÑŸ§`kû�[sè–¢Ó"¡W�1GƒuLğ@{›!dkjmæ;‹(±7ˆ¸Ÿí�m{½ü¬ì­6SIo‰ë¾ƒLÊz—öå�uƒèj¹:Eœ¹û$ÅŸ­g¿í2Ğ¥òÃ.C¯åğ…¶»O¢—©XeSÜ!7O¸ú’®÷Iô~)lo“}wÑ¶æ!‡<ÎÈãÕÃc1<XL„ÊÆs4Ö@pæL“¤õÌú�ç¦b½b?mZ±w/IÈ§Ù­ˆzòdõf�:¹�zkÂ9S’dL‘KC Ë×Íi>â/ÿÿÿÿ§¢Ï{endstreamendobj84 0 obj< >streamH‰”WK�7İ×)ê]E}¨uY%€á#4âd1�x‘ëçñ£êê�‘áÀ@µŞPÔã_ò-Ôó��Vi¿¥£R�&z+;Ty¿o7:RbÀÂ} Rºäò‘{ó�ù`öÓ=ö\Ş7aqE,)éšºà›`Í}KÇh-Ğ›"üæƒ…ö)Öc9ë²™FnD}¢¤fuÖuêº.RmWbã*I&82`{:B§F?Éá¯èßxè7‹àÛÆØ=÷Æ%Õì4ô@Ñ5—k¸ÏÜm›AœF¶·oP¥¢¤£L€èéQ41²˜Ï5Ü½…0!.n_¶OÛß;¢‚´—Ÿ`t2àï×M_s&1_İ"ß¯°"°Q—�ÕÉŞO`NÀË€ÈZfå²mS 4¦ÔB—6¤V°ÂÉ¦™WWëÑ‹Q¶>�&ÁêÒaÒE6â¤û{ç©�>¼Gş-øÓı¤©©C+IKœ­ÄÉ2�P…FK„°VF¬²‘åÑjÊ¾qpÓŒiı¿]0¸ôĞ{7ŠV&2Õ„z F�O€Âl‡€¥y¾Êğb�ÈCŠRÒ¢cü˜ÕµÑDV?–Ü�Âúb{©”�İkÍ1Â—´\¢Œ³�‚&ZïiX½—>XöÊy�a3õX{»İ/eù.™ÜÁšé%™…ÅÆ²öÙ¦ƒ"¦1‡tm]æ½�‹ÙUªîJ¤ßl­ŸR¶Y •{7­“› Ÿr`\¯�Ç•ÇÊ%çö\¦ ,Ù®¯j†ú¬P*�Oøv�ìˆ(>ÉG¬yP=µº‹UœÌ6Ön&rw`û¾0^~têÖ)ÅÖÕæİåâ.'­Õ¦°iU‘ˆ¢=ZÌ·™…ª >¦i@\½MtºşQ=b“�¢*ùQæ¸MŠ´\[üëw˜A�€*dk¬¿�ù×Ëîçs®“7YİĞá#İ÷u‚Öízµûaˆ•ÇÚĞjx{hÜ.'ù�:ìf{hÜfõ´>/Ç„¥§Ó^‚š1~jÖ 48× v»NÉÒ�}$'b+o[ª‡šßpÛu¦Â¤Vè¬˜§]Q×a[�–ÕÅ:`k}f¢Š›!é�ßmşU�Ø¼’¡µ"‡æÿ„Ğï5�j(ÍËó@±� 4kÜäzıáÂYEÀò�€t™€Ñnv3LÈ_X2úJÒ�5·6ıp>7Kj/Ù-Éš¼B’ÍØ&6ûù¤¥–îsôE¦vÁdwÄ­›kš˜ƒJ·ÌHrí¤]¿J{@Ü�xßœºT0QÆWX]cVF&µÛòş”e/£O[²´â[²}eß¿İÿÚ*#�xíu�Û�Û¡&à€¼ÿóû6´kRâ�¤a°ĞaCÎá97´~pş@¿i¯´½À§rU'ğÉ)ú¼H¿èÛÎZcØìèõ'£‹ Ò§Ñ§Ú$éŠ4Ä¯¤Ó£‡G§xRk3�%uHWÔ!^Q‡xA�Îè+ê)]POñ‚zŠWÔ]ßöKê�®¨C¼¢ñ+õ—óÿ�Ï˜FK;¦tı¯¢âUâÓ@#-©Cº¢ñŠ:Ä«è~—å>¥«è‡xı¯¨+ü£ÜåÊ¢“W.¤!›¤reÙd”§dşù7}¿Õıß�Òşë¾ıôËç¼ÿñír:�Óƒ®oN·ÿmûütƒ�ŞÛ? 1±'Å“‚pıˆ÷óGV!@„§w*OCğ¢0W\]+¦ìÅGF=Ï´µÆw„&â}3� ©¼H§…­?¾ÿ¬ÇUğ­³‚/V¬ï£÷ğáU!Jø;*]ÿ×ùÜ~¥ğNX¥ô{çïÿÿÿÿÿoÀt÷endstreamendobj85 0 obj< >streamH‰\�ÏjÄ Æï>Åw‹Ùœ%P¶rèšöŒNR¡ebyû�6l¡*ã÷ıäsô­ì)dĞoİ€¦@�q�;„ç@êÚ‚.]İİb“ÒûšqéiŠÊĞï"®™w8=ø8âYéWöÈ�f8}Ş†3èaKé¤txœä¡g›^ì‚ +vé½è!ïaş{Bhkıã¢Ç5Y‡liFe©Ì“T§�ü?ı ÆÉ}YV¦-Ş¦‘£x�ÛBÉçàÉmÌ’¦N Æ(á}H)&ª,õÿÿÿÿÙÆo0endstreamendobj86 0 obj< >endobj87 0 obj< >endobj88 0 obj< >streamH‰¬WÉnÜF½ó+ú(ÔÓÕÕëQ^b$€�$À‡$”±l+�Ûräïóªš¤8âÈ±¢Şt-]¯RİOİgCÆá?ï«MÅøÂ¶R"³»íäà¶KÙ²‡tÓ]4Èd]¡‰½Í43ˆğk„…ƒ0ÁÉ¦ª³ñ°AHÖú–I,–ü1·"/BToK9¡×?ÚÿHÓãK¼aä5f[ë^gË¼�´«l“�Oõ8Æ±Ç‰za‰Ù¥ÈÕüc1Ìu%Ã3ƒ'îÓŸ ÂÈ+,òšÖ�,óêĞ‹i¯³¼íBS^³��0ò‹Âkx�,/İš­s+x�…XØ¹GûŸĞ´`iåa\µ7ËkVíÌ`iÕÎ–VíÌ`?ëg[ıÙs¿»ë6¯.È¦¸ï6[úİÃÉö}—õ4›ˆ&‹Ø��‚ÇÙm÷ËÉù©wæäƒ>¯îvÿ�ş¶ı¡CÄ3[¡¾}w@Ë¦w}sµy~õEùzı«ã¼»üÚÎÍ›¿oÿÀ‘x¢b³ælêëöÙYİŸ/ïz·ªæ�eÇ{>²¹€I€ÖõÕ½ê!–Äzš)¼ÜvŸS²¬ñ�¥jªÍ!âÉÉ¦¹êŞš;¨€0'„^YX†Ş¥Ô3sMF]WSîİ”˜S’bl¾¿%óâ/”@‹ Œsc¼¨‹bÈ¡ÿˆdÓVœOBùÉ›ÍùéöÏ®Ø„şÑ†ŸğE¡� I9ë’?7g†N#òŠç{iEÜ÷²WDBO¦%g¡:.}Vœş‘i.¢LSïÆ•H}Z~’Ö<Ÿ,GÿK.›o.wWï^}¹üôñzg6¯ŸgóìÅsÓ½¦�2E`\™H>70w6†T‡Dæ¦@7¡DLl™KšN?ÚÊ'ùP1äŠ&wYä”DæP°“²ÎRPJx¾UO^\è9é#‚ëT K$(°²Ä¬á¢ÿYƒ�áj,r–‘*Y*)7E�ŞzŒ²xä£‰¸ë`ŠiR@6TÑ�PÈëí�Çû7t#ˆ5LÉf8) ~£ÈÕ%µ¡!ºr%/ù;ù5Åæ×yAAÖ•P‚¤T™j™�§íwò,z]b6C-`)ó®%“Ë‹ì¹¥$Z=¬AÎœPË uñuJ^ÈaÀ@…tç”ÊÄµ¯ˆ`Ù·»÷{+:Ô®Hâ‹Ó—:i5ìì¶Ô›t†%¯_ú=d¼˜4kä@±j•G ¹�8Å‹“:­À$�·2ÍÒYÿ¦ëkÏIù“€ÂÂµ»�Jhs6èDšCs´›eŸ0�)3²Çñ h2hò·��™¾'ÍØşÙ·¹ÑÉ üÊœlÃGõa4`î“×¢ÉÜLpöZõÈZbYdR=7"µÅÊê¡ÈQıhgô€É·�({‡[¹ZKìÁÖÒ#l¤:]ÊÑ«Î#Bü¾ºı©ÌbVClµI�û¦+,9é˜¢�IÛ™´ï¹jÊLµZ?? Öf°É¥—ÛÔí&�9ëæ„^ÂÈÀ'æ0=*gm“ÏST$O•KU¹êÄ·5ÊN9wrÒõèôú¡aşÿÿÿÿ�Šéendstreamendobj89 0 obj< >endobj90 0 obj< >endobj91 0 obj< >endobj92 0 obj< >streamH‰\“K‹Û0…÷şZÎ,?$]%`yt ‹>hÚàØJjhl£8‹üûêè„¨ÁÖ¾�ï İ¦wØÆaQù�0uG¿¨ó0öÁß¦{è¼:ùË0fe¥ú¡[�»ôí®íœå1ùø¸-şzÏSV×*ÿŞ–ğP/›~:ù×,ÿz†ñ¢^~ï�¯*?Şçù¯¿úqQ…jÕûs,ôµ�¿µW¯ò”övèãÿay¼ÅœÏˆ_�Ù«*íKÂtSïosÛùĞ�ŸÕE¦U¿Ç§ÉüØÿ÷ß®˜v:wÚ�Õå—\"ñİ5qÿş¹_Ç}U¤}\¢®¨+hKm¡WÔ+è5uÊİPo ·Ô[è5úU{ê=4Yâ59â’Õšº¤.¡É£Á£5µ†6ÔšœœZ¨ÚQ;hòkğk2k0Ö4¨iXÓ ¦aMƒš†¹¹†Ş¼z4ğhèËÀ—¥/–
https://www.belfuse.com/resources/datasheets/circuitprotection/ds-CP-0685P-series.pdf | fuses | Type 0685P Surface Mount Fast Acting Chip Fuse belfuse.com/circuit-protection 0685P Series – 1206 Size RoHS Compliant Features - Fast Acting, with improved surge withstand performance - Small size, 1206 SMD - Current rating from 2A to 50A, fuse marked with ampere code - Wide operating temperature range from -55℃ to 125℃ - Tape and Reel for automatic SMD placement - Compatible with 260℃ IR Pb-free and wave soldering process - Full compliance with EU Directive 2011/65/EU and amending directive 2015/863 (MSL = 1) - Halogen Free and Lead Free - AEC-Q Compliant - Meets Bel automotive qualification* * - Largely based on internal AEC-Q test plan Applications - Automotive Navigation System - Thin film transistor LCD flat-panel display screen - Notebook - PC computer - Office electronic equipment - Industrial equipment - Medical equipment - POE, POE+ - LCD / LED monitor - Power supply - LCD / LED TV LEAD FREE = - DC-DC Converter HALOGEN FREE = Electrical Characteristics (UL STD. 248-14) Amp Rating Testing Current Blow Time Minimum Maximum 2A-50A 100% 4 Hrs. N/A 2A-8A 250% N/A 5 Sec 10A-50A 350% N/A 5 Sec Safety Agency Approvals Physical Specifications Materials Body : Ceramic Substrate Terminations : Ag / Ni / Sn (100% Lead-free) Element Cover Coating : Lead-free Glass Marking On Fuse : Marking Code On Label : "bel", "0685P", "Current Rating", "Voltage Rating", "Interrupting Rating", "Appropriate Safety Logos" and " ", " "(China RoHS compliant). Safety Agency Safety Agency Certificate Ampere Rating / Voltage Rating Ampere Range / Volt @ I.R. ability* E20624 2A–8A/50V AC /63V DC >8A-30A/50V DC >30A-50A/32V DC 2A–8A/50A@50VAC /100A@63V DC >8A-25A/150A@50V DC >25A-30A/250A @50V DC >30A-50A/200A@32V DC *I.R.= Interrupting Rating = Short Circuit Rating(Amps) Typical Part Marking Fuse body (ceramic white side) marked with marking code. Example: Specifications subject to change without notice 2A 2 10A 10 2.5A T 12A 12 3A 3 15A 15 3.5A Z 20A 20 4A 4 25A 25 5A 5 30A 30 6A 6 40A 40 7A 7 50A 50 8A 8 AEC-Q Compliant Type 0685P 2 / 4 Bel Fuse Inc. 206 Van Vorst Street Jersey City, NJ 07302 USA +1 201.432.0463 Bel.US.CS@belf.com belfuse.com/circuit-protection © 2023 Bel Fuse, Inc. Rev. 0685P May2023 Temperature Derating Curve Average Time Current Curve Electrical Specifications Part Number Ampere Rating (A) Marking Code Nominal Cold Resistance (mohms) Maximum Volt-drop @100% In (Volt) max. Voltage and Interrupting Ratings Nominal Melting I²T @10 In (A² Sec) Maximum Power Dissipation @100% In (W) Agency Approvals 0685P2000-01 2 2 115.0 0.370 See Table of Safety Approvals on Page 1 for Voltage and associated Interrupting Ratings 0.2 0.74 Y 0685P2500-01 2.5 T 82.0 0.305 0.6 0.76 Y 0685P3000-01 3 3 60.0 0.270 1.3 0.81 Y 0685P3500-01 3.5 Z 50.0 0.240 2.6 0.84 Y 0685P4000-01 4 4 40.0 0.210 4.0 0.84 Y 0685P5000-01 5 5 26.0 0.205 4.1 1.03 Y 0685P6000-01 6 6 20.0 0.166 8.0 1.00 Y 0685P7000-01 7 7 16.0 0.159 12.5 1.11 Y 0685P8000-01 8 8 12.0 0.128 19 1.02 Y 0685P9100-01 10 10 5.70 0.065 25 0.65 Y 0685P9120-01 12 12 4.60 0.065 48 0.78 Y 0685P9150-01 15 15 3.40 0.065 80 0.98 Y 0685P9200-01 20 20 2.20 0.050 100 1.00 Y 0685P9250-01 25 25 1.60 0.050 225 1.25 Y 0685P9300-01 30 30 1.30 0.050 255 1.50 Y 0685P9400-01 40 40 1.05 0.054 320 2.16 Y 0685P9500-01 50 50 0.80 0.072 500 3.60 Y Consult manufacturer for other ratings NOTES: Test Conditions All test were conducted with the fuses soldered to a PCB with a nominal thickness of 1.6mm with copper traces measuring 100mm overall length. Copper trace/width as described below. Device designed to be mounted with marking facing up. Device designed to carry rated current for 4 hours minimum. It is recommended that device be operated continuously at no more than 80% of rated current when in a +25°C ambient, with further derating at elevated ambient temperatures. Specifications subject to change without notice 0.0010.010.11101000.11101001000TIME IN SECONDSCURRENT IN AMPERES0685P - TIME CURRENT CHARACTERISTIC CURVEType 0685P 3 / 4 Bel Fuse Inc. 206 Van Vorst Street Jersey City, NJ 07302 USA +1 201.432.0463 Bel.US.CS@belf.com belfuse.com/circuit-protection © 2023 Bel Fuse, Inc. Rev. 0685P May2023 Environmental Specifications High temperature storage MIL-STD-202 Method 108 Temperature cycling JESD22 Method JA-104,Test Condition B Biased humidity MIL-STD-202 Method 103, 85C/85% RH with 10% operating power for 1000 hrs. Operational life MIL-STD-202 Method 108, Test Condition D Resistance to solvents MIL-STD-202 Method 215 Mechanical shock MIL-STD-202 Method 213,Test Condition C Vibration MIL-STD-202 Method 204 Resistance to soldering heat MIL-STD-202 Method 210,Test condition B Thermal shock MIL-STD-202 Method 107 Solderability J-STD-002 Board flex(SMD) AEC-Q200-005 Terminal strength AEC-Q200-006 Electrical characterization 3 temperature electrical Soldering Parameters Shock Resistance MIL-STD-202G, Method 213B, Test Condition 1 (100 G's peak for 6 milliseconds; Sawtooth waveform) Vibration Resistance MIL-STD-202G, Method 201A (10-55 Hz, 0.06 inch, total excursion). Salt Spray Resistance MIL-STD-202G, Method 101E, Test Condition B (48 hrs.). Insulation Resistance MIL-STD-202G, Method 302, Test Condition A (After Opening) 10,000 ohms minimum. Solderability MIL-STD-202G, Method 208H Resistance to solder Heat MIL-STD-202G, Method 210F, Test Condition C. Top Side(260℃,20 sec) MIL-STD-202G, Method 210F, Test Condition D. Bottom Side(260℃,10 sec) Thermal Shock MIL-STD-202G, Method 107G, Test Condition B (-65℃ to +125℃). Operating Temperature -55℃ to +125℃ Moisture Sensitivity Level 1 (According to IPC J-Std-020) IR Reflow Profile (IPC/JEDEC J-STD-020D) Preheat & Soak Temperature min (Tsmin) Temperature max (Tsmax) Time (Tsmin to Tsmax) (ts) 150℃ 200℃ 60-120 seconds Average ramp-up rate (Tsmax to Tp) 3℃/second max. Liquidous temperature (TL) Time at liquidous (tL) 217℃ 60-150 seconds Peak temperature (Tp) 260℃ max Time (tp) within 5℃ of the specified classification temperature (Tc) 30 seconds Average ramp-down rate (Tp to Tsmax) 6℃/second max. Time 25℃ to peak temperature 8 minutes max. Lead-free Wave Soldering Profile Wave Soldering Parameter Average ramp-up rate 200℃ / second Heating rate during preheat typical 1 - 2℃ / second Max 4℃ / second Final preheat temperature within 125℃ of soldering temperature Peak temperature Tp 260℃ Time within +0℃ / -5℃ of actual peak temperature 10 seconds Ramp-down rate 5℃ / second max. Specifications subject to change without notice Type 0685P 4 / 4 Bel Fuse Inc. 206 Van Vorst Street Jersey City, NJ 07302 USA +1 201.432.0463 Bel.US.CS@belf.com belfuse.com/circuit-protection © 2023 Bel Fuse, Inc. Rev. 0685P May2023 Fuse FGNO Explanation 0685 P [XXXX] -XX 0685P=0685P; [XXXX]=Ampere Rating; XX=See Ordering Information as below Amps Bel FGNO[XXXX] Amps Bel FGNO[XXXX] 2 2000 10 9100 2.5 2500 12 9120 3 3000 15 9150 3.5 3500 20 9200 4 4000 25 9250 5 5000 30 9300 6 6000 40 9400 7 7000 50 9500 8 8000 Mechanical Dimensions Ordering Information Packaging Packaging Tape & Reel Packaging Specification Quantity Quantity & Packaging Code 8 mm wide tape with 7 inches Diameter reel EIA Standard 481-E 5000 0685PXXXX-01 Specifications subject to change without notice
https://www.littelfuse.com/~/media/electronics/datasheets/fuses/littelfuse_fuse_437_datasheet.pdf.pdf | fuses | © 2020 Littelfuse, Inc.Specifications are subject to change without notice.Revised: GD. 10/19/20Ceramic Fuse > 437 SeriesSurface Mount Fuses437 Series – 1206 Fast-Acting FuseDescriptionThis 100% Lead-free, RoHS compliant and Halogen-free fuse series has been designed specifically to provide over current protection to circuits might encounter high working ambient temperatures (up to 150ºC).The general design ensures excellent temperature stability and performance reliability.In addition to this, the high I²t values typical of the Littelfuse Ceramic Fuse family ensure high inrush current withstand capability.Agency ApprovalsAgencyAgency File NumberAmpere RangeE104800.250A - 8A298620.250A - 8AFeaturesElectrical Characteristics for Series• Operating Temperature from -55ºC to +150ºC• 100% Lead-free, Halogen-Free and RoHS compliant• Suitable for both leaded and lead-free reflow / wave soldering• UL Recognized to UL/CSA/NMX 248-1 and UL/CSA/NMX 248-14% of Ampere RatingAmpere RatingOpening Time at 25ºC100%250mA - 8A4 hours, Minimum250%750mA - 8A5 seconds, Maximum350%250mA -500mA5 seconds, Maximum350%750mA - 8A1 second, MaximumApplicationsAmpere Rating(A)Amp CodeMax. Voltage Rating (V)Interrupting Rating1Nominal Resistance (Ohms)2Nominal Melting I2t (A2Sec.)3Nominal Voltage Drop At Rated Current (V)4Nominal Power Dissipation At Rated Current (W)Agency Approvals0.25.25012550 A @ 125 V AC/DC2.290.0030.780.195xx0.375.3751251.330.010.60.225xx0.5.5006350 A @ 63 V AC/DC0.9080.0180.520.26xx0.75.750630.6650.0640.450.338xx1.0001.630.420.10.410.41xx1.251.25630.3180.2560.40.5xx1.501.5630.2090.3240.390.585xx1.751.75630.0710.0750.270.473xx2.0002.630.0580.2250.20.4xx2.502.54550A @ 45V AC/63V DC0.0430.4410.150.375xx3.0003.450.0330.5060.140.42xx3.503.5450.0270.7770.130.455xx4.0004.450.0221.0240.130.52xx5.0005.450.01592.30.130.65xx7.0007.3250 A @ 32 V AC/35 V DC0.015.020.130.91xx8.0008.320.0087.230.131.04xxElectrical Specifications by ItemNotes:1. AC Interrupting Rating tested at rated voltage with unity power factor. DC Interrupting Rating tested at rated voltage with time constant < 0.8 msec.2. Nominal Resistance measured with < 10% rated current.3. Contact Littelfuse if application transient surges are less than 1 ms.4. Nominal Voltage Drop measured at rated current after temperature has stabilized.Devices designed to carry rated current for 4 hours minimum. It is recommended that devices be operated continuously at no more than 80% rated current. See “Temperature Re-rating Curve”for additional re-rating information.Devices designed to be mounted with marking code facing up.RoHSPb• LCD Displays• Servers• Printers• Scanners• Data ModemsAdditional InformationDatasheetSamplesResources© 2020 Littelfuse, Inc.Specifications are subject to change without notice.Revised: GD. 10/19/20Ceramic Fuse > 437 SeriesSurface Mount FusesAverage Time Current Curves.250A4A3.5A3A2.5A2A1.75A1.5A 1.25A 1A.500A.375A7A5A.750A8A0.0010.010.1110TIME IN SECONDS0.1110100CURRENT IN AMPERESReflow ConditionPb – free assemblyPre Heat- Temperature Min (Ts(min))150°C - Temperature Max (Ts(max))200°C- Time (Min to Max) (ts)60 – 180 secondsAverage Ramp-up Rate (Liquidus Temp (TL) to peak) 3°C/second max.TS(max) to TL - Ramp-up Rate5°C/second max.Reflow- Temperature (TL) (Liquidus)217°C - Temperature (tL)60 – 150 secondsPeak Temperature (TP)260+0/-5 °CTime within 5°C of actual peak Temperature (tp)10 – 30 secondsRamp-down Rate6°C/second max.Time 25°C to peak Temperature (TP)8 minutes max.Do not exceed260°CSoldering ParametersTemperature Re-rating Curve406080100120140-65 -45 -25 -5 15 35 55 75 95 115 135 155TEMPERATURE (°C)PERCENT OF RATINGTimeTemperatureTPTLTS(max)TS(min)25tPtLtStime to peak temperature(t 25ºC to peak)Ramp-downRamp-upPreheatCritical ZoneTL to TPExample: For continuous operation at 75 degrees celsius, the fuse should be rerated as follows: I = (0.80)(0.85)IRAT = (0.68)IRATNote: 1. Re-rating depicted in this curve is in addition to the standard re-rating of 20% for continuous operation.Wave Soldering260°C, 10 seconds max.© 2020 Littelfuse, Inc.Specifications are subject to change without notice.Revised: GD. 10/19/20Ceramic Fuse > 437 SeriesSurface Mount FusesMaterialsBody: Advanced CeramicTerminations: Ag / Ni / Sn (100% Lead-free)Element Cover Coating: Ceramic/Lead-free GlassMoisture Sensitivity LevelIPC/JEDEC J-STD-020, Level 1SolderabilityIPC/EIC/JEDEC J-STD-002, Condition BHumidity TestMIL-STD-202, Method 103, Condition DResistance to Solder HeatMIL-STD-202, Method 210, Condition BMoisture ResistanceMIL-STD-202, Method 106Product CharacteristicsThermal ShockMIL-STD-202, Method 107, Condition BMechanical ShockMIL-STD-202, Method 213, Condition AVibrationMIL-STD-202, Method 201Vibration, High FrequencyMIL-STD-202, Method 204, Condition DDissolution of MetallizationIPC/EIC/JEDEC J-STD-002, Condition DTerminal StrengthIEC 60127-4Dimensions0.520 ± 0.200[0.020 ± 0.008]3.200 ± 0.1778[0.126 ± 0.007]1.000[0.039]1.63 +0.10 / -0.2[0.064 +0.004 / -0.008]1.500[0.059]1.800[0.071]3.500[0.138]1.000[0.039]0.835 ± 0.15[0.0329 ± 0.006]3.200 ± 0.1778[0.126 ± 0.007]1.63 +0.10 / -0.2[0.064 +0.004 / -0.008]NHHPackagingPart Marking SystemPackaging OptionPackaging SpecificationQuantity Quantity & Packaging Code8mm Tape & ReelEIA-481, IEC 60286-33000WRPart Numbering System0437 008. W RSeriesAMP CodeQuantity CodePackaging CodeW = 3000 pcsR = Reel PackAmp CodeMarking Code0.25D0.375E0.5F0.75G1.0H1.25J1.5K1.75LAmp CodeMarking Code2.0N2.5O3.0P3.5R4.0S5.0T7.0W8.0XDisclaimer Notice - Littelfuse products are not designed for, and shall not be used for, any purpose (including, without limitation, automotive, military, aerospace, medical, life-saving, life-sustaining or nuclear facility applications, devices intended for surgical implant into the body, or any other application in which the failure or lack of desired operation of the product may result in personal injury, death, or property damage) other than those expressly set forth in applicable Littelfuse product documentation. Warranties granted by Littelfuse shall be deemed void for products used for any purpose not expressly set forth in applicable Littelfuse documentation. Littelfuse shall not be liable for any claims or damages arising out of products used in applications not expressly intended by Littelfuse as set forth in applicable Littelfuse documentation. The sale and use of Littelfuse products is subject to Littelfuse Terms and Conditions of Sale, unless otherwise agreed by Littelfuse. Information furnished is believed to be accurate and reliable. However, users should independently evaluate the suitability of and test each product selected for their own applications. Littelfuse products are not designed for, and may not be used in, all applications. Read complete Disclaimer Notice at www.littelfuse.com/disclaimer-electronics.
https://us.schurter.com/en/datasheet/typ_SHT_6.3x32_Pigtail.pdf | fuses | 1FusesSHT 6.3x32 Pigtailhttps://www.schurter.com /PG01_2Circuit ProtectionAxial Lead Fuse, 6.3x32 mm, 500 VAC, 400 VDC, 1-10 A, High Breaking Capacity up to 3500 ASee below: Approvals and CompliancesUL 248-14 · 500 VAC · Time-Lag TDescription- 6.3 x 32 mm fuses for primary protection- Also available as cartridge fuseUnique Selling Proposition- High rated voltages up to 500 VAC / 400 VDC- High breaking capacity up to 3500 A- Suitable for pulse-shaped continuous currents- Useable for commercial cooking appliances according UL 197Applications- 3-phase applications- DC applications- Photovoltaic- Frequency converter- Power electronics- Commercial cooking appliancesReferencesWeblinkspdf data sheet, html datasheet, General Product Information, Distributor-Stock-Check, Detailed request for product Application Note Primary Protection in Equipmentwith further information on increased Pulse Strength and their test conditions according to inter-national standards see Impulse Withstand VoltageTechnical DataRated Voltage500 VAC, 63 - 400 VDC Rated current1 - 10 ABreaking Capacity3500 A - 20 kACharacteristicTime-Lag TMountingSolder,THTAdmissible Ambient Temp.-40 °C to 85 °CClimatic Category40/085/21 acc. to IEC 60068-1Material: TubeCeramicsMaterial: EndcapsNickel-Plated Copper AlloyMaterial: Axial LeadsTin-Plated CopperUnit Weight3.54 gStorage Conditions0 °C to 60 °C, max. 70% r.h.Product Marking, Type, Rated current, Rated Voltage, Characteristic, Breaking capacity, Ap-provals Solderability245 °C / 3 sec acc. to IEC 60068-2-58, Test TdResistance to Soldering Heat260 °C / 10 sec acc. to IEC 60068-2-58, Test TdApprovals and CompliancesDetailed information on product approvals, code requirements, usage instructions and detailed test conditions can be looked up in Details about Approvals SCHURTER products are designed for use in industrial environments. They have approvals from independent testing bodies according to national and international standards. Products with specific characteristics and requirements such as required in the automotive sector according to IATF 16949, medical technology according to ISO 13485 or in the aerospace industry can be offered exclusively with customer-specific, individual agree-ments by SCHURTER.ApprovalsThe approval mark is used by the testing authorities to certify compliance with the safety requirements placed on electronic products. Approval Reference Type: SHT 6.3x32 PigtailApproval LogoCertificatesCertification BodyDescriptionUL ApprovalsULUR File Number: E415992FusesSHT 6.3x32 Pigtailhttps://www.schurter.com /PG01_2Circuit ProtectionProduct standardsProduct standards that are referencedOrganizationDesignStandardDescriptionDesigned according toUL 248-14Low voltage fuses - Part 14: Supplemental fusesDesigned according toCSA22.2 No. 248.14Low-Voltage Fuses - Part 14: Supplemental FusesApplication standardsApplication standards where the product can be usedOrganizationDesignStandardDescriptionSuitable for applications acc.IEC/UL 62368-1Audio/video, information and communication technology equipment - Part 1: Safety requirementsCompliancesThe product complies with following Guide LinesIdentificationDetailsInitiatorDescriptionCE declaration of conformitySCHURTER AGThe CE marking declares that the product complies with the applicable requirements laid down in the harmonisation of Community legislation on its affixing in accordance with EU Regulation 765/2008.UKCA declaration of conformitySCHURTER AGThe UKCA marking declares that the product complies with the applicable requirements laid down in the British Amendment of Regulation (EC) 765/2008.RoHSSCHURTER AGDirective RoHS 2011/65/EU, Amendment (EU) 2015/863China RoHSSCHURTER AGThe law SJ / T 11363-2006 (China RoHS) has been in force since 1 March 2007. It is similar to the EU directive RoHS.REACHSCHURTER AGOn 1 June 2007, Regulation (EC) No 1907/2006 on the Registration, Evaluation, Authorization and Restriction of Chemicals 1 (abbreviated as "REACH") entered into force.Dimension [mm] 6.3 mmø A32.8ø 6.854040±0.5±1ØA = 0.8 mmPre-Arcing TimeRated Current In1.5 x In min.2.1 x In max.2.75 x In min.2.75 x In max.4.0 x In min.4.0 x In max.10.0 x In min.10.0 x In max.1 A - 10 A60 min30 min400 ms80 s95 ms5 s10 ms300 ms3FusesSHT 6.3x32 Pigtailhttps://www.schurter.com /PG01_2Circuit ProtectionTime-Current-CurvesTime in Seconds0.001 0.01 0.1 1 10 100 1000 10000 100000 1 10 1 – 10 AMultiple of Rated Current In All Variants Rated Current [A]Rated Voltage [VAC]Rated Voltage [VDC]Breaking CapacityVoltage Drop 1.0 In max. [mV]Power Dissipation 1.5 In max. [mW]Melting I²t 10.0 In typ. [A²s]Order Number105004003)1003000700l8020.5021.PT15004001)3509001.55l8020.5011.PT1.255004001)30010003.15l8020.5012.PT1.65004001)20011005.4l8020.5013.PT25004001)180120010.5l8020.5014.PT2.55004001)160130020l8020.5015.PT3.155004001)150140039l8020.5016.PT45004001)140150071.4l8020.5017.PT55004002)1352200271l8020.5018.PT6.35004002)1102200225l8020.5019.PT85004002)1102600285l8020.5020.PTAvailability for all products can be searched real-time: https://www.schurter.com/en/info-center/support-tools/stock-check-distributors1) 1500 A @ 500 VAC, cos φ = 0.99 - 1 1500 A @ 250 VAC, cos φ = 0.7 - 0.8 10 kA @ 125 VAC, cos φ = 0.7 - 0.8 1500 A @ 400 VDC 20 kA @ 63 VDC2) 1500 A @ 500 VAC, cos φ = 0.99 - 1 3500 A @ 250 VAC, cos φ = 0.7 - 0.8 10 kA @ 125 VAC, cos φ = 0.7 - 0.8 1000 A @ 400 VDC 20 kA @ 63 VDC3) 1500 A @ 500 VAC, cos φ = 0.99 - 1 1500 A @ 250 VAC, cos φ = 0.7 - 0.84FusesSHT 6.3x32 Pigtailhttps://www.schurter.com /PG01_2Circuit ProtectionRated Current [A]Rated Voltage [VAC]Rated Voltage [VDC]Breaking CapacityVoltage Drop 1.0 In max. [mV]Power Dissipation 1.5 In max. [mW]Melting I²t 10.0 In typ. [A²s]Order Number 10 kA @ 125 VAC, cos φ = 0.7 - 0.8 1000 A @ 400 VDC 20 kA @ 63 VDCPackaging Unit Bulk (100 pcs.)The specifications, descriptions and illustrations indicated in this document are based on current information. All content is subject to modifications and amendments. Information furnished is believed to be accurate and reliable. However, users should independently evaluate the suitability and test each product selected for their own applications.26.03.2024
https://www.littelfuse.com/media?resourcetype=datasheets&itemid=3a419d96-9ce7-47cd-8c71-4ff91f37569c&filename=littelfuse_fuse_374_datasheet.pdf | fuses | © 2017 Littelfuse, Inc.Specifications are subject to change without notice.Revised: 01/31/17 Radial Lead FusesTR5® > Time-Lag Fuse > 374 Series374 Series, TR5 Fuse, Time LagPbRoHSAgency ApprovalsAgencyAgency File NumberAmpere Range513780.050A - 6.3AE670060.050A - 10AElectrical Characteristics• Halogen free, Lead-free and RoHS compliant• Reduced PCB space requirements• Direct solderable or plug–in versions• Internationally approved• Low internal resistance• Shock safe casing• Vibration resistant• Available from 0.050A to 10A% of Ampere RatingOpening Time200%60 Seconds, Applications• Battery Chargers• Consumer Electronics• Power supplies• Industrial ControllersDescriptionThe TR5® 374 Series fuses are Time–Lag 250V rated and designed in accordance to UL 248 –14.FeaturesApplication testing is strongly recommended.Additional InformationDatasheetSamplesResources© 2017 Littelfuse, Inc.Specifications are subject to change without notice.Revised: 01/31/17Radial Lead FusesTR5® > Time-Lag Fuse > 374 SeriesAverage Time Current CurvesElectrical CharacteristicsAmp CodeRated CurrentVoltage RatingBreaking CapacityNominal Cold Resistance (Ohms)VoltageDrop1.0×IN max. (mV)Power Dissipation1.0×IN max. (mW)Melting Integral10×IN min. (A2s)Agency Approvals®005050mA250V50A@250VAC12.5000900450.011xx006363mA250V7.9200800500.015xx008080mA250V5.8500700550.025xx0100100mA250V3.8400600600.039xx0125125mA250V2.9000550700.052xx0160160mA250V1.8300480800.083xx0200200mA250V1.2000390800.146xx0250250mA250V0.7600350900.313xx0315315mA250V0.5450300950.298xx0400400mA250V0.35102501000.552xx0500500mA250V0.26002201100.875xx0630630mA250V0.17002101351.191xx0800800mA250V0.12501601302.112xx11001.00A250V0.10501551553.100xx11251.25A250V0.08001451854.453xx11601.60A250V0.05401302106.272xx12002.00A250V0.039512525011.800xx12502.50A250V0.030012030018.125xx13153.15A250V0.022711035029.966xx14004.00A250V0.017010040056.000xx15005.00A250V0.01229547587.500xx16306.30A250V0.009490570144.869xx18008.00A250V0.0060801000220.800x210010.00A250V0.0050901250430.000xNotes: 1) 1.00 means the number one with two decimal places. 1,000 means the number one thousand. 2) Resistance is measured at 10% of rated current, 25ºC.CURRENT IN AMPERESTIME IN SECONDS0.0010.0100.1001101001000100001000000.1001101000.020.050A0.063A0.080A0.100A0.125A0.160A0.200A0.250A0.315A0.400A0.500A0.630A0.800A1.00A1.25A1.60A2.00A2.50A3.15A4.00A5.00A6.30A8.00A10.00ATemperature Re-rating Curve020406080100120140-40-20020406080AMBIENT TEMPERATURE (°C)PERCENT OF RATING23°CNote:1. Rerating depicted in this curve is in addition to the standard derating of 25% for continuous operation.© 2017 Littelfuse, Inc.Specifications are subject to change without notice.Revised: 01/31/17 Radial Lead FusesTR5® > Time-Lag Fuse > 374 SeriesMaterialsBase/Cap: Brown ThermoplasticPolyamide PA 6.6, UL 94 V-0Round Pins: Copper, Tin-platedLead Pull Strength10 N (IEC 60068-2-21)Solderability260ºC, ≤ 3s. (Wave)350ºC, ≤ 1s. (Soldering Iron)Soldering Heat Resistance260ºC, 10s. (IEC 60068-2-20)350ºC, 3s. (Soldering Iron)Product CharacteristicsOperating Temperature-40ºC to +85ºC (consider de-rating)Climatic Category-40ºC/+85ºC/21 days(IEC 60068-1,-2-1,-2-2,-2-78)Stock Conditions+10ºC to +60ºCRH ≤ 75% yearly average, without dew, maximum value for 30 days-95%Vibration Resistance24 cycles at 15 min. each (IEC 60068-2-6)10 - 60 Hz at 0.75 mm amplitude60 - 2000 Hz at 10G’s accelerationDimensions ∅ 8.50.5 minmax. 8L∅ 0.65.08Löcher in der LeiterplatteHoles in the printed circuit board1 +0.1Holes in PCBLong Leads (L=18.8mm) Short Leads (L=4.3mm)PackagingPackaging OptionPackaging SpecificationQuantityQuantity & Packaging CodeTaping Width374 SeriesTape & AmmopackN/A1,0000000N/AShort LeadsN/A1,0000410N/AShort LeadsN/A2000430N/A0000374 xxxxPackaging CodeAmp CodeSeries0000 Tape/Ammopack (1,000 pcs.)0410 Short Leads - Bulk (1,000 pcs.)0430 Short Leads - Bulk (200 pcs.)Refer to Amp Code column of Electrical Characteristics TablePart Numbering SystemSoldering Parameters - Wave SolderingDwell Time0204060801001201401601802002202402602803000102030405060708090100110120130140150160170180190200210220230240Time (Seconds)Temperature (°C) - Measured on bottom side of boardCooling TimePreheat TimeWave ParameterLead-Free RecommendationPreheat:(Depends on Flux Activation Temperature)(Typical Industry Recommendation) Temperature Minimum:100°C Temperature Maximum:150°C Preheat Time:60-180 secondsSolder Pot Temperature:260°C MaximumSolder Dwell Time:2-5 secondsRecommended Hand-Solder Parameters:Solder Iron Temperature: 350°C +/- 5°C Heating Time: 5 seconds max.Note: These devices are not recommended for IR or Convection Reflow process.Recommended Process Parameters:
https://www.belfuse.com/resources/datasheets/circuitprotection/ds-cp-0678l-series.pdf | fuses | Type 0678L Square Ceramic Surface Mount Medium Blow Fuse belfuse.com/circuit-protection 0678L Series-3912 Size RoHS Compliant Features - Medium blow, Surface mount high current fuse - Current rating from 10A to 30A - Wide operating temperature range from -55℃ to 125℃ - Tape & Reel for auto-insert SMD process - Compatible with 260℃, IR Pb-free solder process - RoHS compliant with exemption 7(a) Full compliance with EU Directive 2011/65/EU and amending directive 2015/863 - Halogen Free, (MSL=1) - AEC-Q Compliant - Meets Bel automotive qualification* * - Largely based on internal AEC-Q test plan Applications - Voltage regulator module - PC server - Office electronic equipment - Industrial equipment - Medical equipment - POE, POE+ - Power supply - DC-DC converter HALOGEN FREE = Physical Specifications Electrical Characteristics (UL/CSA STD.248-14) Safety Agency Approvals Materials Body : Ceramic Terminations : Silver Plated Caps /Palladium Plated Caps Marking On Fuse : ”Current Rating”, “L” – laser marked on ceramic tube, “bel” stamped in end caps. On Label : "bel", "0678L", "Current Rating", "Voltage Rating", "Interrupting Rating", "Appropriate Safety Logos" and " ", " "(China RoHS compliant). Testing Current Blow Time Minimum Maximum 100% 4 hrs. N/A 200% N/A 60 sec Safety Agency Safety Agency Certificate Ampere Rating/ Voltage Rating Ampere Range / Volt @ I.R. ability* E20624 10A-30A / 250V AC 72V DC 10A-30A /250V @ 100A AC 125V @ 150A AC 72V @ 130A DC 65V @ 300A DC *I.R.= Interrupting Rating = Short Circuit Rating(Amps) Specifications subject to change without notice AEC-Q Compliant Type 0678L 2 / 4 Bel Fuse Inc. 206 Van Vorst Street Jersey City, NJ 07302 USA +1 201.432.0463 Bel.US.CS@belf.com belfuse.com/circuit-protection © 2023 Bel Fuse, Inc. Rev.0678L Apr2023 Temperature Derating Curve Average Time Current Curve Electrical Specifications Part Number Ampere Rating Nominal Cold Resistance (ohms) Nominal Volt-drop @100%In (Volt) max. Voltage and Interrupting Ratings Melting I²T @10 In (A² Sec) Min. Nominal Power Dissipation (W) Agency Approvals 0678L9100-XX 10A 0.0056 0.18 See Table of Safety Approvals on Page 1 for Voltage and associated Interrupting Ratings 50 1.8 Y 0678L9150-XX 15A 0.0036 0.12 110 1.8 Y 0678L9200-XX 20A 0.0025 0.09 270 1.8 Y 0678L9250-XX 25A 0.0019 0.08 420 2.0 Y 0678L9300-XX 30A 0.0013 0.07 1000 2.1 Y Consult manufacturer for other ratings XX-Packaging code (see “ordering information”) NOTES: Test Conditions For all 0678L data, as well as UL Component investigation, all tests were conducted with fuse samples soldered on a PCB (1.6mm thick) test board with copper traces measuring 0.1mm nominal thickness (3 oz. clad), 10mm wide and 100mm overall length. - UL Condition of Acceptability - The following information is contained in the UL Component Recognition for 0678L Fuse Series: The maximum temperature recorded in open air was 100℃ in a 21℃ ambient (79℃ rise). Consideration should be given to checking operating temperatures in end-use application with regard to thermal index of surrounding materials and components. (Maximum temperature recorded at 80% of rating (24A) for the 0678L 30 rating was 69℃ (48℃ rise). Caution: - Minimum fusing point: The 0678L Series fuse are NOT intended to be operated at currents between 100% and 200% of ampere rating. Prolonged operation at currents in this range may result in overheating of the fuse and/or desoldering of the fuse caps from the PCB pad. 0.010.11101001000100001000001010010000678L - TIME CURRENT CHARACTERISTIC CURVE10A15A20A25A30ACURRENT IN AMPERESSpecifications subject to change without notice TIME IN SECONDS Type 0678L 3 / 4 Bel Fuse Inc. 206 Van Vorst Street Jersey City, NJ 07302 USA +1 201.432.0463 Bel.US.CS@belf.com belfuse.com/circuit-protection © 2023 Bel Fuse, Inc. Rev.0678L Apr2023 Environmental Specifications Soldering Parameters IR Reflow Profile (IPC/JEDEC J-STD-020D) Preheat & Soak Temperature min (Tsmin) Temperature max (Tsmax) Time (Tsmin to Tsmax) (ts) 150℃ 200℃ 60-120 seconds Average ramp-up rate(Tsmax to Tp) 3℃ / second max. Liquidous temperature(TL) Time at liquidous (tL) 217℃ 60 – 150 seconds Peak temperature (Tp) 260℃ max Time (tp) within 5℃ of the specified classification temperature (Tc) 30 seconds Average ramp-down rate(Tp to Tsmax) 6℃ / second max. Time 25℃ to peak temperature 8 minutes max. Lead-free Wave Soldering Profile Wave Soldering Parameter Average ramp-up rate 200℃ / second Heating rate during preheat typical 1 - 2℃ / second Max 4℃ / second Final preheat temperature within 125℃ of soldering temperature Peak temperature Tp 260℃ Time within +0℃ / -5℃ of actual peak temperature 10 seconds Ramp-down rate 5℃ / second max. Shock Resistance MIL-STD-202G, Method 213B, Test Condition 1 (100 G's peak for 6 milliseconds; Sawtooth waveform) Vibration Resistance MIL-STD-202G, Method 201A (10-55 Hz, 0.06 inch, total excursion). Salt Spray Resistance MIL-STD-202G, Method 101E, Test Condition B (48 hrs.). Insulation Resistance MIL-STD-202G, Method 302, Test Condition A (After Opening) 10,000 ohms minimum. Solderability MIL-STD-202G, Method 208H Resistance to solder Heat MIL-STD-202G, Method 210F, Test Condition C. Top Side (260℃, 20 sec) MIL-STD-202G, Method 210F, Test Condition D. Bottom Side (260℃, 10 sec) Thermal Shock MIL-STD-202G, Method 107G, Test Condition B (-65℃ to +125℃). Operating Temperature -55℃ to +125℃ Moisture Sensitivity Level 1 (According to IPC J-Std-020) High temperature storage MIL-STD-202 Method 108 Temperature cycling JESD22 Method JA-104,Test Condition B Biased humidity MIL-STD-202 Method 103, 85C/85% RH with 10% operating power for 1000 hrs. Operational life MIL-STD-202 Method 108, Test Condition D Resistance to solvents MIL-STD-202 Method 215 Mechanical shock MIL-STD-202 Method 213,Test Condition C Vibration MIL-STD-202 Method 204 Resistance to soldering heat MIL-STD-202 Method 210,Test condition B Thermal shock MIL-STD-202 Method 107 Solderability J-STD-002 Board flex(SMD) AEC-Q200-005 Terminal strength AEC-Q200-006 Electrical characterization 3 temperature electrical Specifications subject to change without notice Type 0678L 4 / 4 Bel Fuse Inc. 206 Van Vorst Street Jersey City, NJ 07302 USA +1 201.432.0463 Bel.US.CS@belf.com belfuse.com/circuit-protection © 2023 Bel Fuse, Inc. Rev.0678L Apr2023 Fuse FGNO Explanation 0678L [XXXX] -XX 0678L=0678L Series; [XXXX]=Ampere Rating; XX=See Ordering Information as below Mechanical Dimensions Ordering Information Packaging Packaging Tape & Reel Packaging Specification Quantity Quantity & Packaging Code 16mm wide tape with 13 inches Diameter reel EIA Standard 481-E 2000 2 Amps Bel FGNO[XXXX] 10 9100 15 9150 20 9200 25 9250 30 9300 Specifications subject to change without notice
https://www.belfuse.com/resources/datasheets/circuitprotection/ds-cp-0678l-series.pdf | fuses | Type 0678L Square Ceramic Surface Mount Medium Blow Fuse belfuse.com/circuit-protection 0678L Series-3912 Size RoHS Compliant Features - Medium blow, Surface mount high current fuse - Current rating from 10A to 30A - Wide operating temperature range from -55℃ to 125℃ - Tape & Reel for auto-insert SMD process - Compatible with 260℃, IR Pb-free solder process - RoHS compliant with exemption 7(a) Full compliance with EU Directive 2011/65/EU and amending directive 2015/863 - Halogen Free, (MSL=1) - AEC-Q Compliant - Meets Bel automotive qualification* * - Largely based on internal AEC-Q test plan Applications - Voltage regulator module - PC server - Office electronic equipment - Industrial equipment - Medical equipment - POE, POE+ - Power supply - DC-DC converter HALOGEN FREE = Physical Specifications Electrical Characteristics (UL/CSA STD.248-14) Safety Agency Approvals Materials Body : Ceramic Terminations : Silver Plated Caps /Palladium Plated Caps Marking On Fuse : ”Current Rating”, “L” – laser marked on ceramic tube, “bel” stamped in end caps. On Label : "bel", "0678L", "Current Rating", "Voltage Rating", "Interrupting Rating", "Appropriate Safety Logos" and " ", " "(China RoHS compliant). Testing Current Blow Time Minimum Maximum 100% 4 hrs. N/A 200% N/A 60 sec Safety Agency Safety Agency Certificate Ampere Rating/ Voltage Rating Ampere Range / Volt @ I.R. ability* E20624 10A-30A / 250V AC 72V DC 10A-30A /250V @ 100A AC 125V @ 150A AC 72V @ 130A DC 65V @ 300A DC *I.R.= Interrupting Rating = Short Circuit Rating(Amps) Specifications subject to change without notice AEC-Q Compliant Type 0678L 2 / 4 Bel Fuse Inc. 206 Van Vorst Street Jersey City, NJ 07302 USA +1 201.432.0463 Bel.US.CS@belf.com belfuse.com/circuit-protection © 2023 Bel Fuse, Inc. Rev.0678L Apr2023 Temperature Derating Curve Average Time Current Curve Electrical Specifications Part Number Ampere Rating Nominal Cold Resistance (ohms) Nominal Volt-drop @100%In (Volt) max. Voltage and Interrupting Ratings Melting I²T @10 In (A² Sec) Min. Nominal Power Dissipation (W) Agency Approvals 0678L9100-XX 10A 0.0056 0.18 See Table of Safety Approvals on Page 1 for Voltage and associated Interrupting Ratings 50 1.8 Y 0678L9150-XX 15A 0.0036 0.12 110 1.8 Y 0678L9200-XX 20A 0.0025 0.09 270 1.8 Y 0678L9250-XX 25A 0.0019 0.08 420 2.0 Y 0678L9300-XX 30A 0.0013 0.07 1000 2.1 Y Consult manufacturer for other ratings XX-Packaging code (see “ordering information”) NOTES: Test Conditions For all 0678L data, as well as UL Component investigation, all tests were conducted with fuse samples soldered on a PCB (1.6mm thick) test board with copper traces measuring 0.1mm nominal thickness (3 oz. clad), 10mm wide and 100mm overall length. - UL Condition of Acceptability - The following information is contained in the UL Component Recognition for 0678L Fuse Series: The maximum temperature recorded in open air was 100℃ in a 21℃ ambient (79℃ rise). Consideration should be given to checking operating temperatures in end-use application with regard to thermal index of surrounding materials and components. (Maximum temperature recorded at 80% of rating (24A) for the 0678L 30 rating was 69℃ (48℃ rise). Caution: - Minimum fusing point: The 0678L Series fuse are NOT intended to be operated at currents between 100% and 200% of ampere rating. Prolonged operation at currents in this range may result in overheating of the fuse and/or desoldering of the fuse caps from the PCB pad. 0.010.11101001000100001000001010010000678L - TIME CURRENT CHARACTERISTIC CURVE10A15A20A25A30ACURRENT IN AMPERESSpecifications subject to change without notice TIME IN SECONDS Type 0678L 3 / 4 Bel Fuse Inc. 206 Van Vorst Street Jersey City, NJ 07302 USA +1 201.432.0463 Bel.US.CS@belf.com belfuse.com/circuit-protection © 2023 Bel Fuse, Inc. Rev.0678L Apr2023 Environmental Specifications Soldering Parameters IR Reflow Profile (IPC/JEDEC J-STD-020D) Preheat & Soak Temperature min (Tsmin) Temperature max (Tsmax) Time (Tsmin to Tsmax) (ts) 150℃ 200℃ 60-120 seconds Average ramp-up rate(Tsmax to Tp) 3℃ / second max. Liquidous temperature(TL) Time at liquidous (tL) 217℃ 60 – 150 seconds Peak temperature (Tp) 260℃ max Time (tp) within 5℃ of the specified classification temperature (Tc) 30 seconds Average ramp-down rate(Tp to Tsmax) 6℃ / second max. Time 25℃ to peak temperature 8 minutes max. Lead-free Wave Soldering Profile Wave Soldering Parameter Average ramp-up rate 200℃ / second Heating rate during preheat typical 1 - 2℃ / second Max 4℃ / second Final preheat temperature within 125℃ of soldering temperature Peak temperature Tp 260℃ Time within +0℃ / -5℃ of actual peak temperature 10 seconds Ramp-down rate 5℃ / second max. Shock Resistance MIL-STD-202G, Method 213B, Test Condition 1 (100 G's peak for 6 milliseconds; Sawtooth waveform) Vibration Resistance MIL-STD-202G, Method 201A (10-55 Hz, 0.06 inch, total excursion). Salt Spray Resistance MIL-STD-202G, Method 101E, Test Condition B (48 hrs.). Insulation Resistance MIL-STD-202G, Method 302, Test Condition A (After Opening) 10,000 ohms minimum. Solderability MIL-STD-202G, Method 208H Resistance to solder Heat MIL-STD-202G, Method 210F, Test Condition C. Top Side (260℃, 20 sec) MIL-STD-202G, Method 210F, Test Condition D. Bottom Side (260℃, 10 sec) Thermal Shock MIL-STD-202G, Method 107G, Test Condition B (-65℃ to +125℃). Operating Temperature -55℃ to +125℃ Moisture Sensitivity Level 1 (According to IPC J-Std-020) High temperature storage MIL-STD-202 Method 108 Temperature cycling JESD22 Method JA-104,Test Condition B Biased humidity MIL-STD-202 Method 103, 85C/85% RH with 10% operating power for 1000 hrs. Operational life MIL-STD-202 Method 108, Test Condition D Resistance to solvents MIL-STD-202 Method 215 Mechanical shock MIL-STD-202 Method 213,Test Condition C Vibration MIL-STD-202 Method 204 Resistance to soldering heat MIL-STD-202 Method 210,Test condition B Thermal shock MIL-STD-202 Method 107 Solderability J-STD-002 Board flex(SMD) AEC-Q200-005 Terminal strength AEC-Q200-006 Electrical characterization 3 temperature electrical Specifications subject to change without notice Type 0678L 4 / 4 Bel Fuse Inc. 206 Van Vorst Street Jersey City, NJ 07302 USA +1 201.432.0463 Bel.US.CS@belf.com belfuse.com/circuit-protection © 2023 Bel Fuse, Inc. Rev.0678L Apr2023 Fuse FGNO Explanation 0678L [XXXX] -XX 0678L=0678L Series; [XXXX]=Ampere Rating; XX=See Ordering Information as below Mechanical Dimensions Ordering Information Packaging Packaging Tape & Reel Packaging Specification Quantity Quantity & Packaging Code 16mm wide tape with 13 inches Diameter reel EIA Standard 481-E 2000 2 Amps Bel FGNO[XXXX] 10 9100 15 9150 20 9200 25 9250 30 9300 Specifications subject to change without notice
https://datasheets.kyocera-avx.com/AccuGuardLC_0402.pdf | fuses | 1Accu-Guard® IntroductionTDS-FUSE-0002 ¦ Rev 7ACCU–GUARD® TECHNOLOGYAPPLICATIONSFor RoHS compliant products, please select correct termination style.APPROVAL FILE NUMBERSFEATURESThe Accu-Guard® series of fuses is based on thin-film techniques. This technology provides a level of control on the component electrical and physical characteristics that is generally not possible with standard fuse technologies. This has allowed KYOCERA AVX to offer a series of devices which are designed for modern surface mount circuit boards which require protection.• Two-Way Radios• Home Appliances• Battery Management Systems• Battery Chargers• Rechargeable Battery Packs• Computers• Hard Disk Drives• PDA’s• LCD Screens• SCSI Interface• Digital Cameras• Video Cameras• UL, cUL: RCD#E143842• Accurate current rating• Fast acting• Small-standard 0402, 0805, 1206 and 0612 chip sizes• Taped and reeled• Completely compatible with all soldering systems used for SMT• Lead Free Series (F0201G, F0402G, F0603G, F0402E, F0603E, F0805B, F1206B)DIMENSIONS mm (inches)HOW TO ORDERF0402E and F0603EF0201G, F0402G, F0603GRated CurrentCurrent expressed in Amps. Letter R de-notes decimal point e.g. 0.20A=0R20 1.75A=1R750R20Fuse SpeedF = FastFS = Nickel/Lead-Free Solder coated (Sn 100), SMDW = Nickel/solder coated (Sn 63, Pb 37) Solder Coated (Sn100)N = Nickel/Lead-Free Solder Coated (Sn100), LGATerminationWTR = Tape and reelPackagingTRProduct FuseFSizeSee table for standard sizes0603B= Accu-Guard® IIE= Accu-Guard® II 0402, 0603G= Accu-Guard® II Low Current 0201, 0402, 0603Fuse VersionALTB1WB2BTLW LTSWABHF0201GF0402GF0603GF0402EF0603EF0805BF1206BL0.60 ± 0.05(0.023 ± 0.002)1.00±0.05 (0.039±0.002)1.60±0.10(0.063±0.004)1.00±0.10(0.039±0.004)1.60±0.10(0.063±0.004)2.10±0.20(0.083±0.008)3.10±0.20(0.122±0.008)W0.325 ± 0.05(0.0128 ± 0.002)0.58 ±0.04(0.023±0.002)0.81±0.10(0.032±0.004)0.55±0.07(0.022±0.003)0.81±0.10(0.032±0.004)1.27±0.10(0.050±0.004)1.60±0.10(0.063±0.004)T0.225 ± 0.05(0.009 ± 0.002)0.35±0.05(0.014±0.002)0.61±0.10(0.024±0.004)0.40±0.10(0.016±0.004)0.63±0.10(0.025±0.004)0.90±0.2(0.035±0.008)1.20±0.20(0.047±0.008)B0.275 ± 0.025(0.011 ± 0.001)0.48±0.05(0.019±0.002)0.71±0.05(0.028±0.002)0.20±0.10(0.008±0.004)0.35±0.15(0.014±0.006)0.30±0.15(0.012±0.006)0.43±0.25(0.017±0.010)A0.10 ± 0.025(0.004 ± 0.001)0.20±0.05(0.008±0.002)0.28±0.05(0.011±0.002)S, H0.025 ± 0.025(0.001 ± 0.001)0.05±0.05(0.002±0.002)0.05±0.05(0.002±0.002)F0805B and F1206B – accu-guard series lga/smd thin-film fuse –The Important Information/Disclaimer is incorporated in the catalog where these specifications came from or available online at www.kyocera-avx.com/disclaimer/ by reference and should be reviewed in full before placing any order.2Accu-Guard® II Low CurrentLGA Miniature 0201, 0402 and 0603 Size Thin-Film FusesTDS-FUSE-0002 ¦ Rev 7ENVIRONMENTAL CHARACTERISTICSRECOMMENDED PAD LAYOUT mm (inches)ELECTRICAL SPECIFICATIONSThe new Accu-Guard® series of fuses is based on thin-film technology which allows precise control of the component electrical and physical characteristics that is not possible with standard fuse technologies. The Accu-Guard Low Current series encompasses the lowest current ratings in compact 0402 and 0603 packages and features LGA terminations.Operating temperature: -55°C to +125°CCurrent carrying capacity: -55°C to -11°C 107% of rating -10°C to +60°C 100% of rating +61°C to +100°C 85% of rating +101°C to +125°C 80% of ratingRated voltage: 32V (0201), 63V (F0603G), 32V (F0402G)Post-fusing resistance: >1MΩInterrupt rating: 50A Termination: Nickel/SolderF0402GF0201GF0603G0.55(0.022)1.15 (0.045)0.31 (0.012) 0.85 (0.033)2.4 (0.095)1.1(0.043)Part NumberCurrent Rating AResistance @0.1 x I rated Ω (max.)Voltage Drop @ I rated mV (max.)Fusing Current (within 5 sec) APre-Arc I2t @10x I rated A2-sec (typ)Color CodeF0201G0R02FNTR / F0402G0R02FNTR / F0603G0R02FNTR0.0287.52900.0706 x 10-7GreenF0201G0R03FNTR / F0402G0R03FNTR / F0603G0R03FNTR0.03754.82300.0948 x 10-7RedF0201G0R05FNTR / F0402G0R05FNTR / F0603G0R05FNTR0.0503.42500.1252 x 10-6BlueF0201G0R06FNTR / F0402G0R06FNTR / F0603G0R06FNTR0.0622.52800.1552 x 10-6YellowF0201G0R07FNTR / F0402G0R07FNTR / F0603G0R07FNTR0.0752.02800.1884 x 10-6BrownF0201G0R10FNTR / F0402G0R10FNTR / F0603G0R10FNTR0.1002.43000.2507 x 10-6RedF0201G0R12FNTR / F0402G0R12FNTR / F0603G0R12FNTR0.1251.62500.3121 x 10-5WhiteF0201G0R15FNTR / F0402G0R15FNTR / F0603G0R15FNTR0.1501.22200.3752 x 10-5GreenF0201G0R20FNTR* / F0402G0R20FNTR / F0603G0R20FNTR0.2000.82100.5004 x 10-5PinkF0402G0R25FNTR / F0603G0R25FNTR0.250.551800.6252 x 10-4BlueF0402G0R37FNTR / F0603G0R37FNTR0.3750.301500.9383 x 10-4RedF0402G0R50FNTR / F0603G0R50FNTR0.50.201401.257 x 10-4GreenTestConditionsRequiredSolderabilityComponents completely immersed in a solder bath at 245 ±5°C for 3 secs.Total area of imperfections in solder coatup to 5% of the land suface areaLeach ResistanceComponents completely immersed in a solder bath at 255 ±5°C for 60 secs.Dissolution of termination ≤ 15% of the land surface areaStorage12 months minimum with components stored in “as received” packaging.Good solderabilityShearComponents mounted to a substrate. Increasing shearing force applied paralled to the sufstrate till destruction.Destruction force: • 5N for 0402 and 0603 size• 2N for 0201 sizeTemperature CyclingComponents mounted to a flexible substrate (e.g. FR – 4). 1000 cycles -55ºC to +125ºC.No Visible damage ∆R/R<10%BendTested as shown in diagram45mm45mm3 mmDeflectionNo visible damage ∆R/R<10%*Blue Color Code – accu-guard series lga/smd thin-film fuse –The Important Information/Disclaimer is incorporated in the catalog where these specifications came from or available online at www.kyocera-avx.com/disclaimer/ by reference and should be reviewed in full before placing any order.3Accu-Guard® II Low CurrentLGA Miniature 0201, 0402 and 0603 Size Thin-Film FusesTDS-FUSE-0002 ¦ Rev 7FUSE TIME–CURRENT CHARACTERISTICS – accu-guard series lga/smd thin-film fuse –The Important Information/Disclaimer is incorporated in the catalog where these specifications came from or available online at www.kyocera-avx.com/disclaimer/ by reference and should be reviewed in full before placing any order.4Accu-Guard® II Low CurrentLGA Miniature 0201, 0402 and 0603 Size Thin-Film FusesTDS-FUSE-0002 ¦ Rev 7FUSE PRE–ARC JOULE INTEGRALS VS CURRENT – accu-guard series lga/smd thin-film fuse –The Important Information/Disclaimer is incorporated in the catalog where these specifications came from or available online at www.kyocera-avx.com/disclaimer/ by reference and should be reviewed in full before placing any order.5Accu-Guard® II Low CurrentLGA Miniature 0201, 0402 and 0603 Size Thin-Film FusesTDS-FUSE-0002 ¦ Rev 7FUSE PRE–ARC JOULE INTEGRALS VS PRE–ARC TIME – accu-guard series lga/smd thin-film fuse –The Important Information/Disclaimer is incorporated in the catalog where these specifications came from or available online at www.kyocera-avx.com/disclaimer/ by reference and should be reviewed in full before placing any order.
https://www.belfuse.com/resources/datasheets/circuitprotection/ds-cp-0678h-series.pdf | fuses | Type 0678H Enhanced-breaking Capability Brick Fuse belfuse.com/circuit-protection 0678H Series-3912 Size RoHS Compliant Features - Enhanced – Breaking capacity - Surface mount high current fuse - Current rating from 500mA to 40A - Wide operating temperature range from -55℃ to 125℃ - Tape & Reel for auto-insert SMD process - Compatible with 260℃, IR Pb-free solder process - RoHS compliant with exemption 7(a) Full compliance with EU Directive 2011/65/EU and amending directive 2015/863 - Halogen Free, (MSL=1) - AEC-Q Compliant - Meets Bel automotive qualification* * - Largely based on internal AEC-Q test plan Applications - Voltage regulator module - PC server - Office electronic equipment - Industrial equipment - Medical equipment - POE, POE+ - Power supply - DC-DC converter - Mass storage systems HALOGEN FREE = Physical Specifications Safety Agency Approvals Electrical Characteristics (UL/CSA STD.248-14) Materials Body : Ceramic Terminations : Silver Plated Caps /Palladium Plated Caps Marking On Fuse : ”Current Rating”, “H”- laser marked on ceramic tube, “bel” stamped in end caps. On Label : "bel", "0678H", "Current Rating", "Voltage Rating", "Interrupting Rating", "Appropriate Safety Logos" and " ", " " (China RoHS compliant). Safety Agency Safety Agency Certificate Ampere Rating/ Voltage Rating Ampere Range / Volt @ I.R. ability* E20624 500mA-40A/250V AC 125V DC 500mA-5A /125V@1000A AC 250V@300A AC 125V@2000A DC >5A-20A /250V@100A AC 125V@500A AC 125V@1000A DC 100V@1500A DC >20A-30A /250V@100A AC 125V@200A AC 125V@1000A DC 35A-40A /250V@100A AC 125V@500A AC 125V@1000A DC 40A / 100V@1500A DC R 50544942 EN 60127-1: 2006+A1+A2 EN 60127-4: 2005+A1+A2 J 50545350 EN 60127-1: 2006+A1+A2 EN 60127-7: 2016 E20624 35A / 100V@1500A DC *I.R.= Interrupting Rating = Short Circuit Rating(Amps) Testing Current Blow Time Minimum Maximum 100% 4 hrs. N/A 200% N/A 60 sec Specifications subject to change without notice AEC-Q Compliant Type 0678H 2 / 4 Bel Fuse Inc. 206 Van Vorst Street Jersey City, NJ 07302 USA +1 201.432.0463 Bel.US.CS@belf.com belfuse.com/circuit-protection © 2023 Bel Fuse, Inc. Rev.0678H Apr2023 Temperature Derating Curve Average Time Current Curve Electrical Specifications Part Number Ampere Rating Nominal Cold Resistance (ohms) Nominal Volt-drop @100%In (Volt) Voltage and Interrupting Ratings Melting I²T @10 In (A² Sec) Nominal Power Dissipation (W) Agency Approvals 0678H0500-XX 500mA 0.66 1.00 See Table of Safety Approvals on Page 1 for Voltage and associated Interrupting Ratings 0.03 0.5 Y Y 0678H0630-XX 630mA 0.54 1.30 0.06 0.8 Y Y 0678H0800-XX 800mA 0.38 1.10 0.08 0.9 Y Y 0678H1000-XX 1A 0.21 0.70 0.3 0.7 Y Y 0678H1250-XX 1.25A 0.10 0.20 0.4 0.3 Y Y 0678H1600-XX 1.6A 0.08 0.19 0.5 0.3 Y Y 0678H2000-XX 2A 0.059 0.18 1.0 0.4 Y Y 0678H2500-XX 2.5A 0.043 0.18 1.8 0.5 Y Y 0678H3150-XX 3.15A 0.035 0.18 2.8 0.6 Y Y 0678H4000-XX 4A 0.021 0.18 7.8 0.7 Y Y 0678H5000-XX 5A 0.016 0.18 10 0.9 Y Y 0678H6300-XX 6.3A 0.013 0.17 20 1.1 Y Y 0678H8000-XX 8A 0.010 0.15 34 1.2 Y Y 0678H9100-XX 10A 0.0060 0.13 90 1.3 Y Y 0678H9150-XX 15A 0.0041 0.12 220 1.8 Y Y 0678H9200-XX 20A 0.0028 0.09 420 1.8 Y Y 0678H9250-XX 25A 0.0023 0.08 660 2.0 Y Y 0678H9300-XX 30A 0.0015 0.08 2000 2.4 Y Y 0678H9350-XX 35A 0.0016 0.11 735 3.9 Y Y 0678H9400-XX 40A 0.0015 0.11 1000 4.4 Y Y Consult manufacturer for other ratings XX - Packaging code (see “ordering information”) NOTES: All tests were conducted with the fuses soldered to a printed circuit boards with a nominal thickness of 1.6 mm. The copper test circuit trace was a printed circuit with an overall length of 100 mm, copper thickness/width as described below. The printed circuit boards were mounted by screws to a test fixture having brass blocks for connection of the test leads. All samples were soldered to the test boards by the manufacturer. Caution - Minimum fusing point: The 0678H Series fuse are NOT intended to be operated at currents between 100% and 200% of ampere rating. Prolonged operation at currents in this range may result in overheating of the fuse and/or desoldering of the fuse caps from the PCB pad. Fuse rating Test Board Trace Dimensions 500mA-5A 1 oz. copper, 5.0mm wide. >5A-30A 3 oz. copper, 10mm wide. >30A-40A 3 oz. copper, 15mm wide. Specifications subject to change without notice Type 0678H 3 / 4 Bel Fuse Inc. 206 Van Vorst Street Jersey City, NJ 07302 USA +1 201.432.0463 Bel.US.CS@belf.com belfuse.com/circuit-protection © 2023 Bel Fuse, Inc. Rev.0678H Apr2023 Environmental Specifications Soldering Parameters IR Reflow Profile (IPC/JEDEC J-STD-020D) Preheat & Soak Temperature min (Tsmin) Temperature max (Tsmax) Time (Tsmin to Tsmax) (ts) 150℃ 200℃ 60-120 seconds Average ramp-up rate(Tsmax to Tp) 3℃ / second max. Liquidous temperature(TL) Time at liquidous (tL) 217℃ 60 – 150 seconds Peak temperature (Tp) 260℃ max Time (tp) within 5℃ of the specified classification temperature (Tc) 30 seconds Average ramp-down rate(Tp to Tsmax) 6℃ / second max. Time 25℃ to peak temperature 8 minutes max. Lead-free Wave Soldering Profile Wave Soldering Parameter Average ramp-up rate 200℃ / second Heating rate during preheat typical 1 - 2℃ / second Max 4℃ / second Final preheat temperature within 125℃ of soldering temperature Peak temperature Tp 260℃ Time within +0℃ / -5℃ of actual peak temperature 10 seconds Ramp-down rate 5℃ / second max. Shock Resistance MIL-STD-202G, Method 213B, Test Condition 1 (100 G's peak for 6 milliseconds; Sawtooth waveform) Vibration Resistance MIL-STD-202G, Method 201A (10-55 Hz, 0.06 inch, total excursion). Salt Spray Resistance MIL-STD-202G, Method 101E, Test Condition B (48 hrs.). Insulation Resistance MIL-STD-202G, Method 302, Test Condition A (After Opening) 10,000 ohms minimum. Solderability MIL-STD-202G, Method 208H Resistance to solder Heat MIL-STD-202G, Method 210F, Test Condition C. Top Side (260℃, 20 sec) MIL-STD-202G, Method 210F, Test Condition D. Bottom Side (260℃, 10 sec) Thermal Shock MIL-STD-202G, Method 107G, Test Condition B (-65℃ to +125℃). Operating Temperature -55℃ to +125℃ Moisture Sensitivity Level 1 (According to IPC J-Std-020) High temperature storage MIL-STD-202 Method 108 Temperature cycling JESD22 Method JA-104,Test Condition B Biased humidity MIL-STD-202 Method 103, 85C/85% RH with 10% operating power for 1000 hrs. Operational life MIL-STD-202 Method 108, Test Condition D Resistance to solvents MIL-STD-202 Method 215 Mechanical shock MIL-STD-202 Method 213,Test Condition C Vibration MIL-STD-202 Method 204 Resistance to soldering heat MIL-STD-202 Method 210,Test condition B Thermal shock MIL-STD-202 Method 107 Solderability J-STD-002 Board flex(SMD) AEC-Q200-005 Terminal strength AEC-Q200-006 Electrical characterization 3 temperature electrical Specifications subject to change without notice Type 0678H 4 / 4 Bel Fuse Inc. 206 Van Vorst Street Jersey City, NJ 07302 USA +1 201.432.0463 Bel.US.CS@belf.com belfuse.com/circuit-protection © 2023 Bel Fuse, Inc. Rev.0678H Apr2023 Fuse FGNO Explanation 0678H [XXXX] -XX 0678H=0678H Series; [XXXX]=Ampere Rating; XX=See Ordering Information as below Mechanical Dimensions Ordering Information Packaging Packaging Tape & Reel Packaging Specification Quantity Quantity & Packaging Code 16mm wide tape with 13 inches Diameter reel EIA Standard 481-E 2000 2 Fraction Decimal Milliamps Bel FGNO[XXXX] 1/2 0.500 500 0500 .630 630 0630 8/10 .800 800 0800 Fraction Decimal Amps Bel FGNO[XXXX] 1.0 1 1000 1-1/4 1.25 1.25 1250 1.60 1.6 1600 2.0 2 2000 2-1/2 2.5 2.5 2500 3.15 3.15 3150 4.0 4 4000 5.0 5 5000 6.3 6.3 6300 8.0 8 8000 10 9100 15 9150 20 9200 25 9250 30 9300 35 9350 40 9400 Specifications subject to change without notice
https://www.belfuse.com/resources/datasheets/circuitprotection/ds-cp-0678l-series.pdf | fuses | Type 0678L Square Ceramic Surface Mount Medium Blow Fuse belfuse.com/circuit-protection 0678L Series-3912 Size RoHS Compliant Features - Medium blow, Surface mount high current fuse - Current rating from 10A to 30A - Wide operating temperature range from -55℃ to 125℃ - Tape & Reel for auto-insert SMD process - Compatible with 260℃, IR Pb-free solder process - RoHS compliant with exemption 7(a) Full compliance with EU Directive 2011/65/EU and amending directive 2015/863 - Halogen Free, (MSL=1) - AEC-Q Compliant - Meets Bel automotive qualification* * - Largely based on internal AEC-Q test plan Applications - Voltage regulator module - PC server - Office electronic equipment - Industrial equipment - Medical equipment - POE, POE+ - Power supply - DC-DC converter HALOGEN FREE = Physical Specifications Electrical Characteristics (UL/CSA STD.248-14) Safety Agency Approvals Materials Body : Ceramic Terminations : Silver Plated Caps /Palladium Plated Caps Marking On Fuse : ”Current Rating”, “L” – laser marked on ceramic tube, “bel” stamped in end caps. On Label : "bel", "0678L", "Current Rating", "Voltage Rating", "Interrupting Rating", "Appropriate Safety Logos" and " ", " "(China RoHS compliant). Testing Current Blow Time Minimum Maximum 100% 4 hrs. N/A 200% N/A 60 sec Safety Agency Safety Agency Certificate Ampere Rating/ Voltage Rating Ampere Range / Volt @ I.R. ability* E20624 10A-30A / 250V AC 72V DC 10A-30A /250V @ 100A AC 125V @ 150A AC 72V @ 130A DC 65V @ 300A DC *I.R.= Interrupting Rating = Short Circuit Rating(Amps) Specifications subject to change without notice AEC-Q Compliant Type 0678L 2 / 4 Bel Fuse Inc. 206 Van Vorst Street Jersey City, NJ 07302 USA +1 201.432.0463 Bel.US.CS@belf.com belfuse.com/circuit-protection © 2023 Bel Fuse, Inc. Rev.0678L Apr2023 Temperature Derating Curve Average Time Current Curve Electrical Specifications Part Number Ampere Rating Nominal Cold Resistance (ohms) Nominal Volt-drop @100%In (Volt) max. Voltage and Interrupting Ratings Melting I²T @10 In (A² Sec) Min. Nominal Power Dissipation (W) Agency Approvals 0678L9100-XX 10A 0.0056 0.18 See Table of Safety Approvals on Page 1 for Voltage and associated Interrupting Ratings 50 1.8 Y 0678L9150-XX 15A 0.0036 0.12 110 1.8 Y 0678L9200-XX 20A 0.0025 0.09 270 1.8 Y 0678L9250-XX 25A 0.0019 0.08 420 2.0 Y 0678L9300-XX 30A 0.0013 0.07 1000 2.1 Y Consult manufacturer for other ratings XX-Packaging code (see “ordering information”) NOTES: Test Conditions For all 0678L data, as well as UL Component investigation, all tests were conducted with fuse samples soldered on a PCB (1.6mm thick) test board with copper traces measuring 0.1mm nominal thickness (3 oz. clad), 10mm wide and 100mm overall length. - UL Condition of Acceptability - The following information is contained in the UL Component Recognition for 0678L Fuse Series: The maximum temperature recorded in open air was 100℃ in a 21℃ ambient (79℃ rise). Consideration should be given to checking operating temperatures in end-use application with regard to thermal index of surrounding materials and components. (Maximum temperature recorded at 80% of rating (24A) for the 0678L 30 rating was 69℃ (48℃ rise). Caution: - Minimum fusing point: The 0678L Series fuse are NOT intended to be operated at currents between 100% and 200% of ampere rating. Prolonged operation at currents in this range may result in overheating of the fuse and/or desoldering of the fuse caps from the PCB pad. 0.010.11101001000100001000001010010000678L - TIME CURRENT CHARACTERISTIC CURVE10A15A20A25A30ACURRENT IN AMPERESSpecifications subject to change without notice TIME IN SECONDS Type 0678L 3 / 4 Bel Fuse Inc. 206 Van Vorst Street Jersey City, NJ 07302 USA +1 201.432.0463 Bel.US.CS@belf.com belfuse.com/circuit-protection © 2023 Bel Fuse, Inc. Rev.0678L Apr2023 Environmental Specifications Soldering Parameters IR Reflow Profile (IPC/JEDEC J-STD-020D) Preheat & Soak Temperature min (Tsmin) Temperature max (Tsmax) Time (Tsmin to Tsmax) (ts) 150℃ 200℃ 60-120 seconds Average ramp-up rate(Tsmax to Tp) 3℃ / second max. Liquidous temperature(TL) Time at liquidous (tL) 217℃ 60 – 150 seconds Peak temperature (Tp) 260℃ max Time (tp) within 5℃ of the specified classification temperature (Tc) 30 seconds Average ramp-down rate(Tp to Tsmax) 6℃ / second max. Time 25℃ to peak temperature 8 minutes max. Lead-free Wave Soldering Profile Wave Soldering Parameter Average ramp-up rate 200℃ / second Heating rate during preheat typical 1 - 2℃ / second Max 4℃ / second Final preheat temperature within 125℃ of soldering temperature Peak temperature Tp 260℃ Time within +0℃ / -5℃ of actual peak temperature 10 seconds Ramp-down rate 5℃ / second max. Shock Resistance MIL-STD-202G, Method 213B, Test Condition 1 (100 G's peak for 6 milliseconds; Sawtooth waveform) Vibration Resistance MIL-STD-202G, Method 201A (10-55 Hz, 0.06 inch, total excursion). Salt Spray Resistance MIL-STD-202G, Method 101E, Test Condition B (48 hrs.). Insulation Resistance MIL-STD-202G, Method 302, Test Condition A (After Opening) 10,000 ohms minimum. Solderability MIL-STD-202G, Method 208H Resistance to solder Heat MIL-STD-202G, Method 210F, Test Condition C. Top Side (260℃, 20 sec) MIL-STD-202G, Method 210F, Test Condition D. Bottom Side (260℃, 10 sec) Thermal Shock MIL-STD-202G, Method 107G, Test Condition B (-65℃ to +125℃). Operating Temperature -55℃ to +125℃ Moisture Sensitivity Level 1 (According to IPC J-Std-020) High temperature storage MIL-STD-202 Method 108 Temperature cycling JESD22 Method JA-104,Test Condition B Biased humidity MIL-STD-202 Method 103, 85C/85% RH with 10% operating power for 1000 hrs. Operational life MIL-STD-202 Method 108, Test Condition D Resistance to solvents MIL-STD-202 Method 215 Mechanical shock MIL-STD-202 Method 213,Test Condition C Vibration MIL-STD-202 Method 204 Resistance to soldering heat MIL-STD-202 Method 210,Test condition B Thermal shock MIL-STD-202 Method 107 Solderability J-STD-002 Board flex(SMD) AEC-Q200-005 Terminal strength AEC-Q200-006 Electrical characterization 3 temperature electrical Specifications subject to change without notice Type 0678L 4 / 4 Bel Fuse Inc. 206 Van Vorst Street Jersey City, NJ 07302 USA +1 201.432.0463 Bel.US.CS@belf.com belfuse.com/circuit-protection © 2023 Bel Fuse, Inc. Rev.0678L Apr2023 Fuse FGNO Explanation 0678L [XXXX] -XX 0678L=0678L Series; [XXXX]=Ampere Rating; XX=See Ordering Information as below Mechanical Dimensions Ordering Information Packaging Packaging Tape & Reel Packaging Specification Quantity Quantity & Packaging Code 16mm wide tape with 13 inches Diameter reel EIA Standard 481-E 2000 2 Amps Bel FGNO[XXXX] 10 9100 15 9150 20 9200 25 9250 30 9300 Specifications subject to change without notice
https://www.belfuse.com/resources/datasheets/circuitprotection/ds-CP-0685P-series.pdf | fuses | Type 0685P Surface Mount Fast Acting Chip Fuse belfuse.com/circuit-protection 0685P Series – 1206 Size RoHS Compliant Features - Fast Acting, with improved surge withstand performance - Small size, 1206 SMD - Current rating from 2A to 50A, fuse marked with ampere code - Wide operating temperature range from -55℃ to 125℃ - Tape and Reel for automatic SMD placement - Compatible with 260℃ IR Pb-free and wave soldering process - Full compliance with EU Directive 2011/65/EU and amending directive 2015/863 (MSL = 1) - Halogen Free and Lead Free - AEC-Q Compliant - Meets Bel automotive qualification* * - Largely based on internal AEC-Q test plan Applications - Automotive Navigation System - Thin film transistor LCD flat-panel display screen - Notebook - PC computer - Office electronic equipment - Industrial equipment - Medical equipment - POE, POE+ - LCD / LED monitor - Power supply - LCD / LED TV LEAD FREE = - DC-DC Converter HALOGEN FREE = Electrical Characteristics (UL STD. 248-14) Amp Rating Testing Current Blow Time Minimum Maximum 2A-50A 100% 4 Hrs. N/A 2A-8A 250% N/A 5 Sec 10A-50A 350% N/A 5 Sec Safety Agency Approvals Physical Specifications Materials Body : Ceramic Substrate Terminations : Ag / Ni / Sn (100% Lead-free) Element Cover Coating : Lead-free Glass Marking On Fuse : Marking Code On Label : "bel", "0685P", "Current Rating", "Voltage Rating", "Interrupting Rating", "Appropriate Safety Logos" and " ", " "(China RoHS compliant). Safety Agency Safety Agency Certificate Ampere Rating / Voltage Rating Ampere Range / Volt @ I.R. ability* E20624 2A–8A/50V AC /63V DC >8A-30A/50V DC >30A-50A/32V DC 2A–8A/50A@50VAC /100A@63V DC >8A-25A/150A@50V DC >25A-30A/250A @50V DC >30A-50A/200A@32V DC *I.R.= Interrupting Rating = Short Circuit Rating(Amps) Typical Part Marking Fuse body (ceramic white side) marked with marking code. Example: Specifications subject to change without notice 2A 2 10A 10 2.5A T 12A 12 3A 3 15A 15 3.5A Z 20A 20 4A 4 25A 25 5A 5 30A 30 6A 6 40A 40 7A 7 50A 50 8A 8 AEC-Q Compliant Type 0685P 2 / 4 Bel Fuse Inc. 206 Van Vorst Street Jersey City, NJ 07302 USA +1 201.432.0463 Bel.US.CS@belf.com belfuse.com/circuit-protection © 2023 Bel Fuse, Inc. Rev. 0685P May2023 Temperature Derating Curve Average Time Current Curve Electrical Specifications Part Number Ampere Rating (A) Marking Code Nominal Cold Resistance (mohms) Maximum Volt-drop @100% In (Volt) max. Voltage and Interrupting Ratings Nominal Melting I²T @10 In (A² Sec) Maximum Power Dissipation @100% In (W) Agency Approvals 0685P2000-01 2 2 115.0 0.370 See Table of Safety Approvals on Page 1 for Voltage and associated Interrupting Ratings 0.2 0.74 Y 0685P2500-01 2.5 T 82.0 0.305 0.6 0.76 Y 0685P3000-01 3 3 60.0 0.270 1.3 0.81 Y 0685P3500-01 3.5 Z 50.0 0.240 2.6 0.84 Y 0685P4000-01 4 4 40.0 0.210 4.0 0.84 Y 0685P5000-01 5 5 26.0 0.205 4.1 1.03 Y 0685P6000-01 6 6 20.0 0.166 8.0 1.00 Y 0685P7000-01 7 7 16.0 0.159 12.5 1.11 Y 0685P8000-01 8 8 12.0 0.128 19 1.02 Y 0685P9100-01 10 10 5.70 0.065 25 0.65 Y 0685P9120-01 12 12 4.60 0.065 48 0.78 Y 0685P9150-01 15 15 3.40 0.065 80 0.98 Y 0685P9200-01 20 20 2.20 0.050 100 1.00 Y 0685P9250-01 25 25 1.60 0.050 225 1.25 Y 0685P9300-01 30 30 1.30 0.050 255 1.50 Y 0685P9400-01 40 40 1.05 0.054 320 2.16 Y 0685P9500-01 50 50 0.80 0.072 500 3.60 Y Consult manufacturer for other ratings NOTES: Test Conditions All test were conducted with the fuses soldered to a PCB with a nominal thickness of 1.6mm with copper traces measuring 100mm overall length. Copper trace/width as described below. Device designed to be mounted with marking facing up. Device designed to carry rated current for 4 hours minimum. It is recommended that device be operated continuously at no more than 80% of rated current when in a +25°C ambient, with further derating at elevated ambient temperatures. Specifications subject to change without notice 0.0010.010.11101000.11101001000TIME IN SECONDSCURRENT IN AMPERES0685P - TIME CURRENT CHARACTERISTIC CURVEType 0685P 3 / 4 Bel Fuse Inc. 206 Van Vorst Street Jersey City, NJ 07302 USA +1 201.432.0463 Bel.US.CS@belf.com belfuse.com/circuit-protection © 2023 Bel Fuse, Inc. Rev. 0685P May2023 Environmental Specifications High temperature storage MIL-STD-202 Method 108 Temperature cycling JESD22 Method JA-104,Test Condition B Biased humidity MIL-STD-202 Method 103, 85C/85% RH with 10% operating power for 1000 hrs. Operational life MIL-STD-202 Method 108, Test Condition D Resistance to solvents MIL-STD-202 Method 215 Mechanical shock MIL-STD-202 Method 213,Test Condition C Vibration MIL-STD-202 Method 204 Resistance to soldering heat MIL-STD-202 Method 210,Test condition B Thermal shock MIL-STD-202 Method 107 Solderability J-STD-002 Board flex(SMD) AEC-Q200-005 Terminal strength AEC-Q200-006 Electrical characterization 3 temperature electrical Soldering Parameters Shock Resistance MIL-STD-202G, Method 213B, Test Condition 1 (100 G's peak for 6 milliseconds; Sawtooth waveform) Vibration Resistance MIL-STD-202G, Method 201A (10-55 Hz, 0.06 inch, total excursion). Salt Spray Resistance MIL-STD-202G, Method 101E, Test Condition B (48 hrs.). Insulation Resistance MIL-STD-202G, Method 302, Test Condition A (After Opening) 10,000 ohms minimum. Solderability MIL-STD-202G, Method 208H Resistance to solder Heat MIL-STD-202G, Method 210F, Test Condition C. Top Side(260℃,20 sec) MIL-STD-202G, Method 210F, Test Condition D. Bottom Side(260℃,10 sec) Thermal Shock MIL-STD-202G, Method 107G, Test Condition B (-65℃ to +125℃). Operating Temperature -55℃ to +125℃ Moisture Sensitivity Level 1 (According to IPC J-Std-020) IR Reflow Profile (IPC/JEDEC J-STD-020D) Preheat & Soak Temperature min (Tsmin) Temperature max (Tsmax) Time (Tsmin to Tsmax) (ts) 150℃ 200℃ 60-120 seconds Average ramp-up rate (Tsmax to Tp) 3℃/second max. Liquidous temperature (TL) Time at liquidous (tL) 217℃ 60-150 seconds Peak temperature (Tp) 260℃ max Time (tp) within 5℃ of the specified classification temperature (Tc) 30 seconds Average ramp-down rate (Tp to Tsmax) 6℃/second max. Time 25℃ to peak temperature 8 minutes max. Lead-free Wave Soldering Profile Wave Soldering Parameter Average ramp-up rate 200℃ / second Heating rate during preheat typical 1 - 2℃ / second Max 4℃ / second Final preheat temperature within 125℃ of soldering temperature Peak temperature Tp 260℃ Time within +0℃ / -5℃ of actual peak temperature 10 seconds Ramp-down rate 5℃ / second max. Specifications subject to change without notice Type 0685P 4 / 4 Bel Fuse Inc. 206 Van Vorst Street Jersey City, NJ 07302 USA +1 201.432.0463 Bel.US.CS@belf.com belfuse.com/circuit-protection © 2023 Bel Fuse, Inc. Rev. 0685P May2023 Fuse FGNO Explanation 0685 P [XXXX] -XX 0685P=0685P; [XXXX]=Ampere Rating; XX=See Ordering Information as below Amps Bel FGNO[XXXX] Amps Bel FGNO[XXXX] 2 2000 10 9100 2.5 2500 12 9120 3 3000 15 9150 3.5 3500 20 9200 4 4000 25 9250 5 5000 30 9300 6 6000 40 9400 7 7000 50 9500 8 8000 Mechanical Dimensions Ordering Information Packaging Packaging Tape & Reel Packaging Specification Quantity Quantity & Packaging Code 8 mm wide tape with 7 inches Diameter reel EIA Standard 481-E 5000 0685PXXXX-01 Specifications subject to change without notice
https://www.littelfuse.com/media?resourcetype=datasheets&itemid=4a59f034-1cca-460e-a5ba-e1e66247c76d&filename=littelfuse_fuse_467_datasheet.pdf | fuses | Fuse Datasheet© 2023 Littelfuse, Inc.Specifications are subject to change without notice.Revised: GD. 02/27/231467 Series0603 Fast-Acting FuseDescriptionAgency ApprovalsAgencyAgency File NumberAmpere RangeE104800.250 A - 5 A298620.250 A - 5 AR504664390.250 A - 5 AElectrical CharacteristicsFeatures & Benefits ■ Compatible with lead-free solders and higher temperature profiles ■ High performance materials provide improved performance in elevated ambient temperature applications ■ Marked on top surface with code to allow amp rating identification without testing ■ Low profile for height sensitive applications ■ Flat top surface for pick-and-place operations ■ Element covering material is resistant to industry standard cleaning operations ■ Mounting pad and electrical performance is identical to Littelfuse 431 and 434 Series products ■ Halogen free, Lead-free and RoHS compliant ■ Recognized to UL/CSA/NMX 248-1 and UL/CSA/NMX 248-14 ■ Conforms to EN 60127-1 and EN 60127-7% of Ampere RatingOpening Time at 25OC100%4 hours, Minimum200%5 sec., Maximum300%0.2 sec., MaximumApplicationsThe 467 Series Fast-Acting Surface Mount Fuse (SMF) is an ultra small (0603 size) thin-film device designed for secondary protection of circuits used in space constrained applications such as hand-held portable electronic devices. This series is 100% lead-free and meets the requirements of the RoHS directive. New Halogen-Free 467 Series fuses are available–to order use the “HF” suffix. See Part Numbering section for additional information.. ■ Cell phones ■ Battery packs ■ Digital cameras ■ DVD players ■ Hard disk drives.Secondary protection for space constrained applications:Ampere Rating(A)Amp CodeMaxVoltage Rating (V)InterruptingRatingNominal Cold Resistance (Ohms)Nominal Melting I2t (A2sec)NomVoltage Drop (mV)NomPower Dissipation (W)Agency Approvals0.250 .250 32 50A @32V AC/DC0.56500.0014158.560.0396xxx0.375 .375 32 0.30000.0035128.030.0480xxx0.500 .500 32 0.18700.0087 138.500.0693xxx0.750 .750 32 0.11700.0171 123.300.0925xxx1.00001. 32 0.07000.0212 67.400.0674xxx1.25 1.25 32 35A @32V AC/DC13A @65V DC0.05100.0518 84.320.1054xxx1.50 01.5 32 0.03850.0766 71.600.1074xxx1.75 1.75 32 35A @32V AC/DC0.03100.0903 78.750.1378xxx2.00 002. 32 0.02800.189178.220.1564xxx2.50 02.5 32 0.02100.206676.100.1903xxx3.00 003. 32 0.01700.2403 75.040.2251xxx3.50 03.5 32 0.01390.4306 65.300.2286xxx4.00 004. 32 0.01180.841063.100.2524xxx5.00 005. 32 0.00890.9000 61.200.3060xxxElectrical Specifications1. Measured at 10% of rated current, 25ºC. 2. Measured at rated voltage.RoHSPbResourcesAccessoriesSamplesAdditional InformationFuse Datasheet© 2023 Littelfuse, Inc.Specifications are subject to change without notice.Revised: GD. 02/27/232467 Series0603 Fast-Acting FuseAverage Time Current CurvesTIME IN SECONDSCURRENT IN AMPERES0.010.10.11110100101000.0013.50 A3.00 A2.50 A2.00 A1.75 A1.50 A1.25 A1.00 A0.750 A0.500 A0.375 A0.250 A4.00 A5.00 ATemperature Rerating CurveReflow ConditionPb – Free assemblyPre Heat- Temperature Min (Ts(min))150°C - Temperature Max (Ts(max))200°C- Time (Min to Max) (ts)60 – 180 secsAverage ramp up rate (Liquidus Temp (TL) to peak5°C/second maxTS(max) to TL - Ramp-up Rate5°C/second maxReflow- Temperature (TL) (Liquidus)217°C - Temperature (tL)60 – 150 secondsPeak Temperature (TP)250+0/-5 °CTime within 5°C of actual peak Temperature (tp)20 – 40 secondsRamp-down Rate5°C/second maxTime 25°C to peak Temperature (TP)8 minutes Max.Do not exceed260°CSoldering ParametersWave Soldering260°C, 10 seconds max.Note:1. Rerating depicted in this curve is in addition to the standard derating of 25% for continuous operation.Example: For continuous operation at 70 degrees celsius, the fuse should be deratedas follows: I = (0.75)(0.80)IRAT = (0.60)IRAT2. The temperature derating curve represents the nominal conditions. For questions about temperature derating curve, please consult Littelfuse technical support for assistance.Time (t)Temperature (T)TPTLTS(max)TS(min)25ºCtPtLtSt 25ºC to PeakRamp-downRamp-upPreheatCritical ZoneTL to TPFuse Datasheet© 2023 Littelfuse, Inc.Specifications are subject to change without notice.Revised: GD. 02/27/233467 Series0603 Fast-Acting FuseMaterialsBody: Advanced High Temperature Substrate Terminations: 100% Tin over Nickel over CopperElement Cover Coat: Conformal CoatingOperating Temperature– 55OC to 90OC. Consult temperature re-rating curve chart. For operation above 90°C contact Littelfuse.HumidityMIL-STD-202, Method 103, Condition DThermal ShockWithstands 5 cycles of – 55OC to 125OCVibrationPer MIL-STD-202Insulation Resistance (After Opening) Greater than 10,000 ohms.Resistance to Soldering HeatMIL-STD-202, Method 210, Condition DProduct CharacteristicsDimensions mm (inches)Part Marking System1.09(.043")REFLOW SOLDER1.60±0.102(.063"±0.004")0.330±0.102(.013"±0.004")0.279±0.076(.011"±0.003").18(.007")0.127±0.102(.005"±0.004")MARKING CODE VARIES WITH AMPERAGE RATING(SEE CHART)R REF.1.02(.040").762(.030")2.54(.100")1.09(.043")WAVE SOLDER3.20(.126")1.09(.043")1.02(.040")0.813±0.076(.032"±0.003")SnSnCuSnCoatingAmp CodeMarking Code.250 D.375 E.500 F.750 G001. H1.25 J01.5 K1.75 LPart Numbering SystemPackagingPackaging OptionPackaging SpecificationQuantityQuantity & Packaging Code8mm Tape and ReelEIA-481 Rev. D (IEC 60286, part 3)5000NR0467002.NRHFSERIESAMP Code‘HF’ SUFFIX HALOGEN FREE ITEMPACKAGING CodeThe dot is poisitioned before the Pack-aging Suffix with whole ratings and within the numbering sequence for fractional ratings. Refer to Amp Code column in the Electrical Specifications table. NR = Tape and Reel, 5000 pcsExample:1.5 amp product is 046701.5NRHF (2 amp product shown above).Amp CodeMarking Code002. N02.5 O003. P03.5 R004. S005. TDisclaimer Notice - Information furnished is believed to be accurate and reliable. However, users should independently evaluate the suitability of and test each product selected for their own applications. Littelfuse products are not designed for, and may not be used in, all applications. Read complete Disclaimer Notice at: www.littelfuse.com/disclaimer-electronics.
https://datasheets.kyocera-avx.com/AccuGuardLC_0402.pdf | fuses | 1Accu-Guard® IntroductionTDS-FUSE-0002 ¦ Rev 7ACCU–GUARD® TECHNOLOGYAPPLICATIONSFor RoHS compliant products, please select correct termination style.APPROVAL FILE NUMBERSFEATURESThe Accu-Guard® series of fuses is based on thin-film techniques. This technology provides a level of control on the component electrical and physical characteristics that is generally not possible with standard fuse technologies. This has allowed KYOCERA AVX to offer a series of devices which are designed for modern surface mount circuit boards which require protection.• Two-Way Radios• Home Appliances• Battery Management Systems• Battery Chargers• Rechargeable Battery Packs• Computers• Hard Disk Drives• PDA’s• LCD Screens• SCSI Interface• Digital Cameras• Video Cameras• UL, cUL: RCD#E143842• Accurate current rating• Fast acting• Small-standard 0402, 0805, 1206 and 0612 chip sizes• Taped and reeled• Completely compatible with all soldering systems used for SMT• Lead Free Series (F0201G, F0402G, F0603G, F0402E, F0603E, F0805B, F1206B)DIMENSIONS mm (inches)HOW TO ORDERF0402E and F0603EF0201G, F0402G, F0603GRated CurrentCurrent expressed in Amps. Letter R de-notes decimal point e.g. 0.20A=0R20 1.75A=1R750R20Fuse SpeedF = FastFS = Nickel/Lead-Free Solder coated (Sn 100), SMDW = Nickel/solder coated (Sn 63, Pb 37) Solder Coated (Sn100)N = Nickel/Lead-Free Solder Coated (Sn100), LGATerminationWTR = Tape and reelPackagingTRProduct FuseFSizeSee table for standard sizes0603B= Accu-Guard® IIE= Accu-Guard® II 0402, 0603G= Accu-Guard® II Low Current 0201, 0402, 0603Fuse VersionALTB1WB2BTLW LTSWABHF0201GF0402GF0603GF0402EF0603EF0805BF1206BL0.60 ± 0.05(0.023 ± 0.002)1.00±0.05 (0.039±0.002)1.60±0.10(0.063±0.004)1.00±0.10(0.039±0.004)1.60±0.10(0.063±0.004)2.10±0.20(0.083±0.008)3.10±0.20(0.122±0.008)W0.325 ± 0.05(0.0128 ± 0.002)0.58 ±0.04(0.023±0.002)0.81±0.10(0.032±0.004)0.55±0.07(0.022±0.003)0.81±0.10(0.032±0.004)1.27±0.10(0.050±0.004)1.60±0.10(0.063±0.004)T0.225 ± 0.05(0.009 ± 0.002)0.35±0.05(0.014±0.002)0.61±0.10(0.024±0.004)0.40±0.10(0.016±0.004)0.63±0.10(0.025±0.004)0.90±0.2(0.035±0.008)1.20±0.20(0.047±0.008)B0.275 ± 0.025(0.011 ± 0.001)0.48±0.05(0.019±0.002)0.71±0.05(0.028±0.002)0.20±0.10(0.008±0.004)0.35±0.15(0.014±0.006)0.30±0.15(0.012±0.006)0.43±0.25(0.017±0.010)A0.10 ± 0.025(0.004 ± 0.001)0.20±0.05(0.008±0.002)0.28±0.05(0.011±0.002)S, H0.025 ± 0.025(0.001 ± 0.001)0.05±0.05(0.002±0.002)0.05±0.05(0.002±0.002)F0805B and F1206B – accu-guard series lga/smd thin-film fuse –The Important Information/Disclaimer is incorporated in the catalog where these specifications came from or available online at www.kyocera-avx.com/disclaimer/ by reference and should be reviewed in full before placing any order.2Accu-Guard® II Low CurrentLGA Miniature 0201, 0402 and 0603 Size Thin-Film FusesTDS-FUSE-0002 ¦ Rev 7ENVIRONMENTAL CHARACTERISTICSRECOMMENDED PAD LAYOUT mm (inches)ELECTRICAL SPECIFICATIONSThe new Accu-Guard® series of fuses is based on thin-film technology which allows precise control of the component electrical and physical characteristics that is not possible with standard fuse technologies. The Accu-Guard Low Current series encompasses the lowest current ratings in compact 0402 and 0603 packages and features LGA terminations.Operating temperature: -55°C to +125°CCurrent carrying capacity: -55°C to -11°C 107% of rating -10°C to +60°C 100% of rating +61°C to +100°C 85% of rating +101°C to +125°C 80% of ratingRated voltage: 32V (0201), 63V (F0603G), 32V (F0402G)Post-fusing resistance: >1MΩInterrupt rating: 50A Termination: Nickel/SolderF0402GF0201GF0603G0.55(0.022)1.15 (0.045)0.31 (0.012) 0.85 (0.033)2.4 (0.095)1.1(0.043)Part NumberCurrent Rating AResistance @0.1 x I rated Ω (max.)Voltage Drop @ I rated mV (max.)Fusing Current (within 5 sec) APre-Arc I2t @10x I rated A2-sec (typ)Color CodeF0201G0R02FNTR / F0402G0R02FNTR / F0603G0R02FNTR0.0287.52900.0706 x 10-7GreenF0201G0R03FNTR / F0402G0R03FNTR / F0603G0R03FNTR0.03754.82300.0948 x 10-7RedF0201G0R05FNTR / F0402G0R05FNTR / F0603G0R05FNTR0.0503.42500.1252 x 10-6BlueF0201G0R06FNTR / F0402G0R06FNTR / F0603G0R06FNTR0.0622.52800.1552 x 10-6YellowF0201G0R07FNTR / F0402G0R07FNTR / F0603G0R07FNTR0.0752.02800.1884 x 10-6BrownF0201G0R10FNTR / F0402G0R10FNTR / F0603G0R10FNTR0.1002.43000.2507 x 10-6RedF0201G0R12FNTR / F0402G0R12FNTR / F0603G0R12FNTR0.1251.62500.3121 x 10-5WhiteF0201G0R15FNTR / F0402G0R15FNTR / F0603G0R15FNTR0.1501.22200.3752 x 10-5GreenF0201G0R20FNTR* / F0402G0R20FNTR / F0603G0R20FNTR0.2000.82100.5004 x 10-5PinkF0402G0R25FNTR / F0603G0R25FNTR0.250.551800.6252 x 10-4BlueF0402G0R37FNTR / F0603G0R37FNTR0.3750.301500.9383 x 10-4RedF0402G0R50FNTR / F0603G0R50FNTR0.50.201401.257 x 10-4GreenTestConditionsRequiredSolderabilityComponents completely immersed in a solder bath at 245 ±5°C for 3 secs.Total area of imperfections in solder coatup to 5% of the land suface areaLeach ResistanceComponents completely immersed in a solder bath at 255 ±5°C for 60 secs.Dissolution of termination ≤ 15% of the land surface areaStorage12 months minimum with components stored in “as received” packaging.Good solderabilityShearComponents mounted to a substrate. Increasing shearing force applied paralled to the sufstrate till destruction.Destruction force: • 5N for 0402 and 0603 size• 2N for 0201 sizeTemperature CyclingComponents mounted to a flexible substrate (e.g. FR – 4). 1000 cycles -55ºC to +125ºC.No Visible damage ∆R/R<10%BendTested as shown in diagram45mm45mm3 mmDeflectionNo visible damage ∆R/R<10%*Blue Color Code – accu-guard series lga/smd thin-film fuse –The Important Information/Disclaimer is incorporated in the catalog where these specifications came from or available online at www.kyocera-avx.com/disclaimer/ by reference and should be reviewed in full before placing any order.3Accu-Guard® II Low CurrentLGA Miniature 0201, 0402 and 0603 Size Thin-Film FusesTDS-FUSE-0002 ¦ Rev 7FUSE TIME–CURRENT CHARACTERISTICS – accu-guard series lga/smd thin-film fuse –The Important Information/Disclaimer is incorporated in the catalog where these specifications came from or available online at www.kyocera-avx.com/disclaimer/ by reference and should be reviewed in full before placing any order.4Accu-Guard® II Low CurrentLGA Miniature 0201, 0402 and 0603 Size Thin-Film FusesTDS-FUSE-0002 ¦ Rev 7FUSE PRE–ARC JOULE INTEGRALS VS CURRENT – accu-guard series lga/smd thin-film fuse –The Important Information/Disclaimer is incorporated in the catalog where these specifications came from or available online at www.kyocera-avx.com/disclaimer/ by reference and should be reviewed in full before placing any order.5Accu-Guard® II Low CurrentLGA Miniature 0201, 0402 and 0603 Size Thin-Film FusesTDS-FUSE-0002 ¦ Rev 7FUSE PRE–ARC JOULE INTEGRALS VS PRE–ARC TIME – accu-guard series lga/smd thin-film fuse –The Important Information/Disclaimer is incorporated in the catalog where these specifications came from or available online at www.kyocera-avx.com/disclaimer/ by reference and should be reviewed in full before placing any order.
https://www.littelfuse.com/media?resourcetype=datasheets&itemid=940d0796-6fe6-45c7-8a1a-6bc17d56c743&filename=littelfuse_fuse_440_datasheet.pdf | fuses | Fuse Datasheet© 2024 Littelfuse, Inc.Specifications are subject to change without notice.Revised: GD. 05/30/241440 Series1206 High I2t FuseDescriptionThe 440 Series is a 100% RoHS Compliant, lead-free and halogen-free fuse series designed specifically to provide over-current protection to circuits that operate under high working ambient temperatures up to 150ºC and high inrush currents. The general design ensures excellent temperature stability and performance reliability. This high I2t fuse series is designed to have ultra high inrush current withstand capability to avoid nuisance fuse open.Agency ApprovalsAgencyAgency File NumberAmpere RangeE104800.25A - 8A298620.25A - 8AFeatures and BenefitsElectrical Characteristics for Series ■ Operating Temperature from -55ºC to +150ºC ■ RoHS compliant, lead-free and halogen-free ■ Suitable for both leaded and lead-free reflow / wave soldering ■ Ultra high I2t values ■ Recognized to UL/CSA/NMX 248-1 and UL/CSA/NMX 248-14% of Ampere RatingAmpere RatingOpening Time at 25ºC100%0.25A - 8A4 hours, Minimum350%0.25A - 8A5 secs., MaximumApplicationsAmpere Rating(A)Amp CodeMax. Voltage Rating (V)Interrupting Rating(AC/DC)Nominal Resistance (Ohms)1Nominal Melting I2t (A2Sec.)2Nominal Voltage Drop At Rated Current (V)3Nominal Power Dissipation At Rated Current (W)Agency Approvals0.250.25012550 A @ 125 V AC/DC2.1400.006490.52600.132XX0.375.3751251.2160.014550.49930.187XX0.500.5006350 A @ 63 V AC/DC 0.83840.03990.48310.242XX0.750.750630.46240.11620.39830.299XX1.00001.5050 A @ 50 VAC/DC0.30960.22000.34570.346XX1.251.25500.22650.39000.32400.405XX1.5001.5500.17590.50800.32150.482XX1.751.753250 A @ 32 V AC/DC0.04500.40000.07770.136XX2.00002.320.03850.47000.07920.158XX2.5002.5320.028500.82000.07470.187XX3.00003.320.022521.24700.07420.223XX3.5003.5320.018452.38000.07570.265XX4.00004.320.015533.1360.07090.284XX5.00005.320.01205.9490.06540.327XX7.00007.320.0075310.380.06960.487XX8.00008.320.0063413.030.06550.524XXElectrical Specifications by ItemNotes:1. Nominal Resistance measured with < 10% rated current.2. Contact Littelfuse if application transient surges are less than 1 ms.3. Nominal Voltage Drop measured at rated current after temperature has stabilized.RoHSPb ■ LCD Displays ■ Servers ■ Notebook Computers ■ Printers ■ Scanners ■ Data Modems ■ Hard Disk DrivesDevices designed to carry rated current for 4 hours minimum. It is recommended that devices be operated continuously at no more than 80% rated current. See “Temperature Derating Curve”for additional derating information.Devices designed to be mounted with marking code facing up.Web ResourcesDownload ECAD models, order samples, and find technical recources at www.littelfuse.comFuse Datasheet© 2024 Littelfuse, Inc.Specifications are subject to change without notice.Revised: GD. 05/30/242440 Series1206 High I2t FuseAverage Time Current Curves0.001 0.1 1.010.0100.01000.0.01 0.1 1 10 100 TIME IN SECONDS CURRENT IN AMPERES 2A1.75A2.5A3A3.5A4A5A7A8A0.25A.5A.75A1A1.25A1.5A.375AReflow ConditionPb-free assemblyPre Heat- Temperature Min (Ts(min))150°C - Temperature Max (Ts(max))200°C- Time (Min to Max) (ts)60 – 180 secondsAverage Ramp-Up Rate (Liquidus Temp (TL) to peak)3°C/second max.TS(max) to TL - Ramp-up Rate5°C/second max.Reflow- Temperature (TL) (Liquidus)217°C - Temperature (tL)60 – 150 secondsPeak Temperature (TP)260+0/-5 °CTime within 5°C of actual peak Temperature (tp)10 – 30 secondsRamp-down Rate6°C/second max.Time 25°C to peak Temperature (TP)8 minutes max.Do not exceed260°CSoldering ParametersTemperature Rerating Curve406080100120140-65 -45 -25 -5 15 35 55 75 95 115 135 155TEMPERATURE (°C)PERCENT OF RATINGTime (t)Temperature (T)TPTLTS(max)TS(min)25ºCtPtLtSt 25ºC to PeakRamp-downRamp-upPreheatCritical ZoneTL to TPExample: For continuous operation at 75 degrees celsius, the fuse should be derated as follows: I = (0.80)(0.85)In = (0.68)InNote: 1. Rerating depicted in this curve is in addition to the standard derating of 20% for continuous operation.Wave Soldering260°C, 10 seconds max.Fuse Datasheet© 2024 Littelfuse, Inc.Specifications are subject to change without notice.Revised: GD. 05/30/243440 Series1206 High I2t FuseMaterialsBody: Advanced CeramicTerminations: Ag / Ni / Sn (100% Lead-free)Element Cover Coating: Lead-free GlassMoisture Sensitivity LevelIPC/JEDEC J-STD-020, Level 1SolderabilityIPC/ECA/JEDEC J-STD-002, Condition CHumidity TestMIL-STD-202, Method 103, Conditions DResistance to Solder HeatMIL-STD-202, Method 210, Condition BProduct CharacteristicsMoisture ResistanceMIL-STD-202, Method 106Thermal ShockMIL-STD-202, Method 107, Condition BMechanical ShockMIL-STD-202, Method 213, Condition AVibrationMIL-STD-202, Method 201Vibration, High FrequencyMIL-STD-202, Method 204, Condition DDissolution of MetallizationIPC/ECA/JEDEC J-STD-002, Condition DTerminal StrengthIEC 60127-4Dimensions mm (inches)X3.200 ± .1778[.126 ± .007]1.500[.059]1.800[.071]3.500[.138]1.000[.039]0.835 +/- 0.15(0.033 +/- 0.006)0.520 ± .200[.020 ± .008]TERMINATION1.63 + .10/ -.20[.064 + .004/ -.008]PackagingPart Marking SystemPackaging OptionPackaging SpecificationQuantityQuantity & Packaging Code8mm Tape and ReelEIA-481, IEC 60286, Part 33000WRPart Numbering System0440 008. W RSERIESAMP CODEQUANTITY CODEW = 3000 pcsPACKING CODER = Reel PackAmp CodeMarking Code.250D.375E.500F.750G001.H1.25J01.5K1.75LAmp CodeMarking Code002.N02.5O003.P03.5R004.S005.T007.W008.XDisclaimer Notice - Littelfuse products are not designed for, and shall not be used for, any purpose (including, without limitation, automotive, military, aerospace, medical, life-saving, life-sustaining or nuclear facility applications, devices intended for surgical implant into the body, or any other application in which the failure or lack of desired operation of the product may result in personal injury, death, or property damage) other than those expressly set forth in applicable Littelfuse product documentation. Warranties granted by Littelfuse shall be deemed void for products used for any purpose not expressly set forth in applicable Littelfuse documentation. Littelfuse shall not be liable for any claims or damages arising out of products used in applications not expressly intended by Littelfuse as set forth in applicable Littelfuse documentation. The sale and use of Littelfuse products is subject to Littelfuse Terms and Conditions of Sale, unless otherwise agreed by Littelfuse. Information furnished is believed to be accurate and reliable. However, users should independently evaluate the suitability of and test each product selected for their own applications. Littelfuse products are not designed for, and may not be used in, all applications. Read complete Disclaimer Notice at www.littelfuse.com/disclaimer-electronics.
https://www.littelfuse.com/media?resourcetype=datasheets&itemid=f47a0bb7-8ede-4679-9646-7114c3787688&filename=littelfuse_fuse_251_253_datasheet.pdf | fuses | Fuse Datasheet© 2024 Littelfuse, Inc.Specifications are subject to change without notice.Revised: GD.03/28/241251/253 SeriesPICO® II Very Fast-Acting FuseDescriptionThe PICO® II Very Fast-Acting Fuse is designed to meet an extensive array of performance characteristics in a space-saving subminiature package.Agency ApprovalsFeatures and BenefitsElectrical Characteristics for Series% of Ampere RatingAmpere RatingOpening Time100%0.062A - 15A4 Hours, Min.200%0.062A - 7A1 Second, Max.10A3 Seconds, Max.12 - 15A10 Seconds, Max.275%0.500A, 1A, 2A, 2.5A, 3A, 4A, 5A300 msecs., Max.400%0.5A, 1A, 2A, 2.5A, 3A, 4A, 5A30 msecs., Max.1000%0.500A, 1A, 2A, 2.5A, 3A, 4A, 5A4 msecs., Max.ApplicationsPSE ■ Flat–panel display TV ■ LCD monitor ■ LCD backlight inverter ■ Office machines ■ Power supply ■ Audio/Video system ■ Lighting system ■ Medical equipmentSecondary protection for space constrained applicationsQPL ■ Very fast-acting ■ Small size ■ Wide current rating range (0.062A- 15A) ■ Halogen-free available ■ Wide operating temperature range ■ Low temperature re-ratingAgencyAgency File/Certificate NumberAmpere Range253 Series251 SeriesN/AN/A0.062A - 15AN/AN/A0.062A - 15A N/AE104800.062A - 15AN/A298620.062A - 15APSEN/APSE_NBK200416-JP10211A - 5AN/AJ501583790.500A - 10AQPLFM10N/A0.062A - 15AN/A20209702070000610.500A, 1A, 2A, 2.5A, 3A, 4A, 5ANote: See Electrical Specifications by Item table for specific approved ratings. Web ResourcesDownload ECAD models, order samples, and find technical recources at www.littelfuse.com/251Download ECAD models, order samples, and find technical recources at www.littelfuse.com/253Fuse Datasheet© 2024 Littelfuse, Inc.Specifications are subject to change without notice.Revised: GD.03/28/242251/253 SeriesPICO® II Very Fast-Acting FuseElectrical Specifications by ItemNote: Higher ampere ratings are available. Please contact Littelfuse Technical Support or your Littelfuse products representative for assistance.Ampere Rating(A)Amp CodeOrdering Number (Std.)Ordering Number (Mil.)MaxVoltage Rating (V)InterruptingRatingNominal Cold Resistance (Ohms)Nominal Melting I2t (A2 sec)NomVoltage Drop (V)Agency ApprovalsPSEQPL253 Series Only.062.062251.062253.062125300 A @ 125VDC50A@125VAC7.000 0.0001131.4xxxx--x-.125.125251.125253.1251251.700 0.001740.285xxxx--x-.200.200251.200253.2001250.8950.00480.345xxxx----.250.250251.250253.2501250.665 0.01160.24xxxx--x-.375.375251.375253.3751250.395 0.02960.215xxxx--x-.500.500251.500253.5001250.302 0.05980.2165xxxx-xxx.630.630251.6301250.2050.080.188xxxx----.750.750251.750253.7501250.175 0.1530.176xxxx-xx-1.00001.251001.253001.1250.128 0.2560.194xxxxxxxx1.251.252511.251250.100 0.3900.2xxxxx---1.5001.525101.525301.51250.0823 0.5870.21xxxxxxx-2.00002. 251002.253002.1250.0473 0.4050.141xxxxxxxx2.5002.525102.51250.0360 0.7210.132xxxxxx-x3.00003.251003.253003.1250.0295 1.190.131xxxxxxxx3.5003.525103.51250.0240 1.580.1205xxxxxx--4.00004.251004.253004.1250.0204 2.450.114xxxxxxxx5.00005.251005.253005.1250.0158 4.140.11xxxxxxxx7.00007.251007.253007.1250.010710.40.102xxxx-xx-10.0010.251010.253010.1250.007225.50.1xxxx-xx-12.0012.251012. 32300A@32VDC& 50A@32VAC0.005945.20.0878xxxx----15.0015.251015.253015. 320.0044668.80.071xxxx--x-Average Time Current Curves1001010.10.010.001.062A0.05 0.11101001000.125A.250A.375A.500A.750A.630A1A1.5A2A2.5A3A3.5A4A5A7A10A12A15ATIME IN SECONDSCURRENT IN AMPERES1.25ANote:1. Re-rating depicted in this curve is in addition to the standard derating of 25% for continuous operation.Temperature Re-rating CurveFuse Datasheet© 2024 Littelfuse, Inc.Specifications are subject to change without notice.Revised: GD.03/28/243251/253 SeriesPICO® II Very Fast-Acting FuseSoldering ParametersRecommended Hand Soldering Parameters:Solder Iron Temperature: 350°C +/- 5°C Heating Time: 5 seconds max.Note: These devices are not recommended for IR or Convection Reflow processRecommended Process Parameters:Wave ParameterLead-Free Recommendation for 251 Series onlyPreheat:(Depends on Flux Activation Temperature)(Typical Industry Recommendation)Temperature Minimum:100°CTemperature Maximum:150°CPreheat Time:60-180 secondsSolder Pot Temperature:260°C MaximumSolder Dwell Time:2-5 secondsMaterialsEncapsulated, Epoxy-coated Body251 Series: Pure tin-coated copper wire leads253 Series: Solder-coated copper wire leadsSolderabilityMIL-STD-202, Method 208Lead Pull ForceMIL-STD-202, Method 211, Test Condition A (will withstand a 7lbs. axial pull test)Fuses To MIL SPECFor fuses to MIL-PRF-23419, FM10 change the series number from 251 to 253Operating Temperature–55ºC to +125ºC (Consider re-rating)Product CharacteristicsVibrationMIL-STD-202, Method 201 (10–55 Hz); Method 204, Test Condition C (55–2000 Hz at 10 G’s Peak)ShockMIL-STD-202, Method 213, Test Condition I (100 G’s peak for 6 msecs.)Insulation Resistance(After Opening):MIL-STD-202, Method 302,Test Condition A (10,000 ohmsminimum at 100 volts)Moisture ResistanceMIL-STD-202, Method 106Resistance to Soldering Heat Withstands 60 seconds above 200OC and up to 260ºC, maximumFlammability RatingUL 94V–0DimensionsPart Numbering System 0251 xxxx N R T1 Lead LengthType of PackagingQuantityCurrent RatingSeriesThe default lead length for Ammo pack and Loose pack is now T1 for 251 series, and remains T3 for 253 series, therefore:T1 = 52.4mm (2.062”), 251 series only*Blank = 52.4mm (2.062”) for 251 series* or 73mm (2.874”) for 253 series**R = ReelA = Ammo PackX = Loose PackN = 5000P = 2000M = 1000H = 100Refer to Amp Code column of Electrical Speciﬁcations Table251 = Standard type253 = Military typeOption CodesL L = RoHS + HF(Only applies to 251 Series)Wire Diameter:0.64 (.025") for 0.062-10 amp,0.81 (.032") for 15 amp2.61 (.103")MAX6.35 (.25")tape5.0 (.197")6.35 (.25")tape38.1(1.5")38.1(1.5")7.11 (.280")83.31 (3.28")253 Series Markings (T3 lead length)L1 AL1 A73.0 (2.874")**Wire Diameter:0.64 (.025") for 0.062-10 amp,0.81 (.032") for 12-15 ampFL1 AFL1 A27.78(1.094")27.78(1.094")7.11 (.280")62.7 (2.468")52.4 (2.062")*2.80(.11")MAX6.35 (.25")tape5.0 (.197")6.35 (.25")tape251 Series Markings (T1 lead length)Wire Diameter:Wire Diameter:0.64 (.025") for 0.62-10.0 amp,0.64 (.025") for 0.62-10.0 amp,0.81 (.032") for 12-15 amp0.81 (.032") for 12-15 ampL1 A1 AFL1 A1 A27.7827.78(1.094")(1.094")27.7827.78(1.094")(1.094")7.11 (.280")7.11 (.280")62.7 (2.468")62.7 (2.468")52.4 (2.062")*52.4 (2.062")*2.802.80(.11")(.11")MAXMAX6.35 (.25")6.35 (.25")tapetape5.0 (.197")5.0 (.197")6.35 (.25")6.35 (.25")tapetape251 Series (Halogen-free Version) Markings 251 Series (Halogen-free Version) Markings (T1 lead length)(T1 lead length)FFFPackagingPackaging OptionPackaging SpecificationQuantity & Packaging Code*T1: 52.4mm (2.062") Tape and ReelEIA 296Please refer to available quantities above in "Part Numbering System”**T3: 73mm (2.874') Tape and ReelEIA 296The default lead length for both ammo pack and loose pack is T1 for 251 and is T3 for 253.Notes: * T1 dimension is defined as the length of the component between the two tapes. The full component length is 62.7mm (2.468"). T1 length is for 251 series only.** T3 dimension is defined as the length of the component between the two tapes. The full component length is 83.3.7mm (3.28”). T3 length is for 253 series only.Disclaimer Notice - Information furnished is believed to be accurate and reliable. However, users should independently evaluate the suitability of and test each product selected for their own applications. Littelfuse products are not designed for, and may not be used in, all applications. Read complete Disclaimer Notice at: www.littelfuse.com/disclaimer-electronics.
https://www.littelfuse.com/media?resourcetype=datasheets&itemid=f47a0bb7-8ede-4679-9646-7114c3787688&filename=littelfuse_fuse_251_253_datasheet.pdf | fuses | Fuse Datasheet© 2024 Littelfuse, Inc.Specifications are subject to change without notice.Revised: GD.03/28/241251/253 SeriesPICO® II Very Fast-Acting FuseDescriptionThe PICO® II Very Fast-Acting Fuse is designed to meet an extensive array of performance characteristics in a space-saving subminiature package.Agency ApprovalsFeatures and BenefitsElectrical Characteristics for Series% of Ampere RatingAmpere RatingOpening Time100%0.062A - 15A4 Hours, Min.200%0.062A - 7A1 Second, Max.10A3 Seconds, Max.12 - 15A10 Seconds, Max.275%0.500A, 1A, 2A, 2.5A, 3A, 4A, 5A300 msecs., Max.400%0.5A, 1A, 2A, 2.5A, 3A, 4A, 5A30 msecs., Max.1000%0.500A, 1A, 2A, 2.5A, 3A, 4A, 5A4 msecs., Max.ApplicationsPSE ■ Flat–panel display TV ■ LCD monitor ■ LCD backlight inverter ■ Office machines ■ Power supply ■ Audio/Video system ■ Lighting system ■ Medical equipmentSecondary protection for space constrained applicationsQPL ■ Very fast-acting ■ Small size ■ Wide current rating range (0.062A- 15A) ■ Halogen-free available ■ Wide operating temperature range ■ Low temperature re-ratingAgencyAgency File/Certificate NumberAmpere Range253 Series251 SeriesN/AN/A0.062A - 15AN/AN/A0.062A - 15A N/AE104800.062A - 15AN/A298620.062A - 15APSEN/APSE_NBK200416-JP10211A - 5AN/AJ501583790.500A - 10AQPLFM10N/A0.062A - 15AN/A20209702070000610.500A, 1A, 2A, 2.5A, 3A, 4A, 5ANote: See Electrical Specifications by Item table for specific approved ratings. Web ResourcesDownload ECAD models, order samples, and find technical recources at www.littelfuse.com/251Download ECAD models, order samples, and find technical recources at www.littelfuse.com/253Fuse Datasheet© 2024 Littelfuse, Inc.Specifications are subject to change without notice.Revised: GD.03/28/242251/253 SeriesPICO® II Very Fast-Acting FuseElectrical Specifications by ItemNote: Higher ampere ratings are available. Please contact Littelfuse Technical Support or your Littelfuse products representative for assistance.Ampere Rating(A)Amp CodeOrdering Number (Std.)Ordering Number (Mil.)MaxVoltage Rating (V)InterruptingRatingNominal Cold Resistance (Ohms)Nominal Melting I2t (A2 sec)NomVoltage Drop (V)Agency ApprovalsPSEQPL253 Series Only.062.062251.062253.062125300 A @ 125VDC50A@125VAC7.000 0.0001131.4xxxx--x-.125.125251.125253.1251251.700 0.001740.285xxxx--x-.200.200251.200253.2001250.8950.00480.345xxxx----.250.250251.250253.2501250.665 0.01160.24xxxx--x-.375.375251.375253.3751250.395 0.02960.215xxxx--x-.500.500251.500253.5001250.302 0.05980.2165xxxx-xxx.630.630251.6301250.2050.080.188xxxx----.750.750251.750253.7501250.175 0.1530.176xxxx-xx-1.00001.251001.253001.1250.128 0.2560.194xxxxxxxx1.251.252511.251250.100 0.3900.2xxxxx---1.5001.525101.525301.51250.0823 0.5870.21xxxxxxx-2.00002. 251002.253002.1250.0473 0.4050.141xxxxxxxx2.5002.525102.51250.0360 0.7210.132xxxxxx-x3.00003.251003.253003.1250.0295 1.190.131xxxxxxxx3.5003.525103.51250.0240 1.580.1205xxxxxx--4.00004.251004.253004.1250.0204 2.450.114xxxxxxxx5.00005.251005.253005.1250.0158 4.140.11xxxxxxxx7.00007.251007.253007.1250.010710.40.102xxxx-xx-10.0010.251010.253010.1250.007225.50.1xxxx-xx-12.0012.251012. 32300A@32VDC& 50A@32VAC0.005945.20.0878xxxx----15.0015.251015.253015. 320.0044668.80.071xxxx--x-Average Time Current Curves1001010.10.010.001.062A0.05 0.11101001000.125A.250A.375A.500A.750A.630A1A1.5A2A2.5A3A3.5A4A5A7A10A12A15ATIME IN SECONDSCURRENT IN AMPERES1.25ANote:1. Re-rating depicted in this curve is in addition to the standard derating of 25% for continuous operation.Temperature Re-rating CurveFuse Datasheet© 2024 Littelfuse, Inc.Specifications are subject to change without notice.Revised: GD.03/28/243251/253 SeriesPICO® II Very Fast-Acting FuseSoldering ParametersRecommended Hand Soldering Parameters:Solder Iron Temperature: 350°C +/- 5°C Heating Time: 5 seconds max.Note: These devices are not recommended for IR or Convection Reflow processRecommended Process Parameters:Wave ParameterLead-Free Recommendation for 251 Series onlyPreheat:(Depends on Flux Activation Temperature)(Typical Industry Recommendation)Temperature Minimum:100°CTemperature Maximum:150°CPreheat Time:60-180 secondsSolder Pot Temperature:260°C MaximumSolder Dwell Time:2-5 secondsMaterialsEncapsulated, Epoxy-coated Body251 Series: Pure tin-coated copper wire leads253 Series: Solder-coated copper wire leadsSolderabilityMIL-STD-202, Method 208Lead Pull ForceMIL-STD-202, Method 211, Test Condition A (will withstand a 7lbs. axial pull test)Fuses To MIL SPECFor fuses to MIL-PRF-23419, FM10 change the series number from 251 to 253Operating Temperature–55ºC to +125ºC (Consider re-rating)Product CharacteristicsVibrationMIL-STD-202, Method 201 (10–55 Hz); Method 204, Test Condition C (55–2000 Hz at 10 G’s Peak)ShockMIL-STD-202, Method 213, Test Condition I (100 G’s peak for 6 msecs.)Insulation Resistance(After Opening):MIL-STD-202, Method 302,Test Condition A (10,000 ohmsminimum at 100 volts)Moisture ResistanceMIL-STD-202, Method 106Resistance to Soldering Heat Withstands 60 seconds above 200OC and up to 260ºC, maximumFlammability RatingUL 94V–0DimensionsPart Numbering System 0251 xxxx N R T1 Lead LengthType of PackagingQuantityCurrent RatingSeriesThe default lead length for Ammo pack and Loose pack is now T1 for 251 series, and remains T3 for 253 series, therefore:T1 = 52.4mm (2.062”), 251 series only*Blank = 52.4mm (2.062”) for 251 series* or 73mm (2.874”) for 253 series**R = ReelA = Ammo PackX = Loose PackN = 5000P = 2000M = 1000H = 100Refer to Amp Code column of Electrical Speciﬁcations Table251 = Standard type253 = Military typeOption CodesL L = RoHS + HF(Only applies to 251 Series)Wire Diameter:0.64 (.025") for 0.062-10 amp,0.81 (.032") for 15 amp2.61 (.103")MAX6.35 (.25")tape5.0 (.197")6.35 (.25")tape38.1(1.5")38.1(1.5")7.11 (.280")83.31 (3.28")253 Series Markings (T3 lead length)L1 AL1 A73.0 (2.874")**Wire Diameter:0.64 (.025") for 0.062-10 amp,0.81 (.032") for 12-15 ampFL1 AFL1 A27.78(1.094")27.78(1.094")7.11 (.280")62.7 (2.468")52.4 (2.062")*2.80(.11")MAX6.35 (.25")tape5.0 (.197")6.35 (.25")tape251 Series Markings (T1 lead length)Wire Diameter:Wire Diameter:0.64 (.025") for 0.62-10.0 amp,0.64 (.025") for 0.62-10.0 amp,0.81 (.032") for 12-15 amp0.81 (.032") for 12-15 ampL1 A1 AFL1 A1 A27.7827.78(1.094")(1.094")27.7827.78(1.094")(1.094")7.11 (.280")7.11 (.280")62.7 (2.468")62.7 (2.468")52.4 (2.062")*52.4 (2.062")*2.802.80(.11")(.11")MAXMAX6.35 (.25")6.35 (.25")tapetape5.0 (.197")5.0 (.197")6.35 (.25")6.35 (.25")tapetape251 Series (Halogen-free Version) Markings 251 Series (Halogen-free Version) Markings (T1 lead length)(T1 lead length)FFFPackagingPackaging OptionPackaging SpecificationQuantity & Packaging Code*T1: 52.4mm (2.062") Tape and ReelEIA 296Please refer to available quantities above in "Part Numbering System”**T3: 73mm (2.874') Tape and ReelEIA 296The default lead length for both ammo pack and loose pack is T1 for 251 and is T3 for 253.Notes: * T1 dimension is defined as the length of the component between the two tapes. The full component length is 62.7mm (2.468"). T1 length is for 251 series only.** T3 dimension is defined as the length of the component between the two tapes. The full component length is 83.3.7mm (3.28”). T3 length is for 253 series only.Disclaimer Notice - Information furnished is believed to be accurate and reliable. However, users should independently evaluate the suitability of and test each product selected for their own applications. Littelfuse products are not designed for, and may not be used in, all applications. Read complete Disclaimer Notice at: www.littelfuse.com/disclaimer-electronics.
https://www.littelfuse.com/media?resourcetype=datasheets&itemid=f47a0bb7-8ede-4679-9646-7114c3787688&filename=littelfuse-fuse-251-253-datasheet | fuses | %PDF-1.7%âãÏÓ53 0 obj< >endobj xref53 1170000000016 00000 n0000003229 00000 n0000003356 00000 n0000005367 00000 n0000005399 00000 n0000005534 00000 n0000005668 00000 n0000006301 00000 n0000006821 00000 n0000007240 00000 n0000007701 00000 n0000008346 00000 n0000009011 00000 n0000009571 00000 n0000010032 00000 n0000010476 00000 n0000010855 00000 n0000011342 00000 n0000011378 00000 n0000011422 00000 n0000011858 00000 n0000011941 00000 n0000012054 00000 n0000012165 00000 n0000012279 00000 n0000013872 00000 n0000014003 00000 n0000014370 00000 n0000014560 00000 n0000014737 00000 n0000016312 00000 n0000018080 00000 n0000019556 00000 n0000019860 00000 n0000020283 00000 n0000020458 00000 n0000021795 00000 n0000022061 00000 n0000022251 00000 n0000022832 00000 n0000023407 00000 n0000023929 00000 n0000024126 00000 n0000024212 00000 n0000026133 00000 n0000028124 00000 n0000030687 00000 n0000031738 00000 n0000032004 00000 n0000032581 00000 n0000034100 00000 n0000035078 00000 n0000037924 00000 n0000041834 00000 n0000044249 00000 n0000044580 00000 n0000044944 00000 n0000045286 00000 n0000045577 00000 n0000052632 00000 n0000052671 00000 n0000055329 00000 n0000055688 00000 n0000056059 00000 n0000056461 00000 n0000056966 00000 n0000057018 00000 n0000057403 00000 n0000057788 00000 n0000059231 00000 n0000064456 00000 n0000069057 00000 n0000072667 00000 n0000076104 00000 n0000076174 00000 n0000076265 00000 n0000086707 00000 n0000086970 00000 n0000087133 00000 n0000087160 00000 n0000087470 00000 n0000088249 00000 n0000088535 00000 n0000088858 00000 n0000114020 00000 n0000114059 00000 n0000134269 00000 n0000134308 00000 n0000138237 00000 n0000138276 00000 n0000139245 00000 n0000139284 00000 n0000159923 00000 n0000159962 00000 n0000160931 00000 n0000160970 00000 n0000164899 00000 n0000164938 00000 n0000187812 00000 n0000187851 00000 n0000188804 00000 n0000188843 00000 n0000189796 00000 n0000189835 00000 n0000210045 00000 n0000210084 00000 n0000235246 00000 n0000235285 00000 n0000237352 00000 n0000287624 00000 n0000288009 00000 n0000288394 00000 n0000290234 00000 n0000290505 00000 n0000290636 00000 n0000290795 00000 n0000002636 00000 ntrailer< <8C31CBE072004FF3A28C078FD0BD8030>]/Prev 513744>>startxref0%%EOF 169 0 obj< >streamhŞb``àc`à:ÍÀÎÀØoÃ Ä€Bl@Q�<[>;Ú``xŸÇ@`¦É!¬2)I¹i…”�A£RsËıõ.îı«£6‹ñJmË{xú{¾Ü¾v&�33�”L¨4juîR²ĞØ¸˜YÃKÁÃ%şïwÕï�òİì+íª±�ºm^ğtõöşx“„c2k•Àmtq-/ï@€„C”””ÔË+°I)™¸¤¥!46@½ì¼�tC´H3°``eÈaÈfŠc¦ËØÁ¸‰)‹©�I”qãBÆÆ3œ‚Œ3,ÂBÂÙä2C3Lcãa;Ëº’Q”±‡a«Ã{†ÅLZL*ŒïV1X³§±¯á¦Áe&5Ö+ÌÛ¹™ùµ9C­9¤Kx¸Ü}#Ëï1H2¦1¦±vˆøŞãıÏÄ Íà ±�áC£4ÓFfF�$}¿ë<üv<ÌëxZ 4ˆidÏƒ`��ZöG\A¦²‹2¦aÈ`ha�geütõ+F†óŒ^Œ‘Œ­Œ—K[±Ä³>ûfW Íâ°m†Ğ1XÔÙ?y$õ€ª¥ *´�Ø„�ıòI(ÿÿÿÿ'Ğ�{endstreamendobj54 0 obj< >>>endobj55 0 obj< >/ExtGState< >/Font< >/ProcSet[/PDF/Text/ImageC/ImageI]/Properties< >/XObject< >>>/Rotate 0/Tabs/W/Thumb 47 0 R/TrimBox[0.0 0.0 612.0 792.0]/Type/Page/PieceInfo< /LastModified /NumberOfPageItemsInPage 6/NumberofPages 1/OriginalDocumentID /PageItemUIDToLocationDataMap< >/PageTransformationMatrixList< >/PageUIDList< >/PageWidthList< >>>>>>>endobj56 0 obj[57 0 R 58 0 R]endobj57 0 obj< >/Border[0 0 0]/H/N/Rect[61.12 479.407 299.24 445.115]/Subtype/Link/Type/Annot>>endobj58 0 obj< >/Border[0 0 0]/H/N/Rect[61.12 435.91 299.24 401.618]/Subtype/Link/Type/Annot>>endobj59 0 obj< >endobj60 0 obj< >endobj61 0 obj< >endobj62 0 obj< >endobj63 0 obj< >endobj64 0 obj< >streamH‰\ÔÍ�¢@à=OQËîE±nİ«1ñ§;q1?g¡tHF$ˆß~êpLO2&6‡Æº~9BåÛınßµ£Ë¿×úGwj»fˆ·ë}¨£;ÆsÛeÅÜ5m=>Ï¦¿õ¥ê³<-> ñóÑG7ŸÎbêko}UÇ¡êÎ1+géµråGz­²Ø5ÿ]_<—OõïjÈÊâ#}x6SMïå*+ç³é<R�3Ï‘s@VfE6fC^0/�—ÌÓÌ5óyÃ¼AŞ2o‘wÌ;äwæwdúÒ!+=m6_0Ètz8½göÈÂ,Èô{ø=ı~O¿‡ßÓïá÷ô{ø=ı~O¿‡_èx„�Gèx„�Gèx„�Gèx„�Gèx„�Gèx„™<ìSĞ§°OAŸÂ>}ûôèğšÌ�æs 9Àh0šÌ�æsàü€ùÊN�(ç+æ+ç+æ+ç+æ+ç+æ«>ïKdÎWÌWv¢èDÙÉtß*{Pô ìAÑƒ²EÊ=èó¾‡ÓØƒ¡£Ù`6šf£Ù`6šf£Ù`6šf£Ù`6šf£Ù`6ş�†ßq‰ïšÏü)Ì0/•ß»¦ÿ†æÌÎI<ğÏ'�~Ú¡Üç¾Rß‡!m)Ó66í%ØEÚ.~îtıµwiŞÙ_ÿÿÿÿì“,qendstreamendobj65 0 obj< >streamH‰\“İn£0…ïy_¶ÆãVBHiÒJ¹Ømv€€“"5€r‘·_Ÿ¨+m$âÁßO¾Ùmwã°˜üg˜º½_Ìqûà/Ó5tŞüi³Uiú¡[îgé¿;·s–Çâıí²øón ´ãÉgu�©ßã¯ÉüØÿwİZ–�İG²zõo.Õx¼4Y]é<.‘-Ù‚•¬àgò3ø…œj·ä-ø�üæ3â’ÕÕ*q\"—ä\‘+0Ÿ[á¹Õš¼�,¬ÔkµÂZA­YÀì#è#ôøışB�¿lÈ0³²³²³²X¾+‹weéfáféfáféfáféfáfécácÙEVöQôQöQôQöQôQöQôQfTdT½K0{jêÉ¼Š¼Ê¼é[ë+ùÌìŠìÊìŠìÊìŠìzß+Èî˜İ!»£§ƒ§£§ƒ§£§ƒ§£§ƒ§£§ƒ§£›ƒ›£[\°qï;[8Nšùš�îB�4�i&0Ãè¿&v�f«pdÿÿÿÿö÷îßendstreamendobj66 0 obj< >endobj67 0 obj< >streamH‰\’ÏŠƒ0Æï>E�í¡hµIZ¡Ø<ìÖİ°qìkÑ¦û�É”.l@ç2óå#3qY�*ÛÏ"~÷£©a]o[Óx÷Än½�¶©h{3?váo†ÆE1×Ë4ÃPÙnŒò\Äx8Í~«c;^aÅo¾ßÛ›X}•õZÄõİ¹ÀÎ"E!ZèPè¥q¯Í"e›ªÅó~^6Xó—ñ¹8iØoÙŒ[˜\cÀ7öQ�à*D~ÁUD`ÛçYÂe×Î¦7>ÊSJNÈgæ3r¶Œ9eN‰3æŒX2Kâ#óy·ŒyÏ¼'fıéK¾WÒ½’õ%éKÖ—¤/YG’�b?Šü(ÎQ”£8G…ö£È�RÌŠX3kbö£È�:0ˆKæ’øÄ¦"fÏŠ<«3>l®Ù³&Ïšıhò£Ù�&?šõ1P#/N-ÁÉÏ~›»÷Øê0^¡ÇÔİŞÂsİèVÑıÿÿÿÿ�2³fendstreamendobj68 0 obj< >endobj69 0 obj< >streamH‰\’İjã0Fïõºl/‚ÿG)CHSÈEw—Íö{’Ù(ÎEŞ~õù]Xƒ£#4ã9M²İ¿îı0ÛäW»ƒÎö4ø>èu¼…NíQÏƒ7Ynû¡›»å·»´“Ibòá~�õ²÷§ÑÔµM~ÇÃëîöiÓ�G}6ÉÏĞküÙ>}lÏ69Ü¦éK/êg›Ú¦±½�â‡ŞÛéG{Q›,i«}Ï‡ù¾Š9ÿ"şÜ'µù²Ï(Ó�½^§¶ÓĞú³š:�Ocë·ø4F}ÿßy±fÚñÔ}¶ÁÔÙ[NS‘ø¾4¦ÎÓe—È[ò¼#ïÀÌ‰‹©Æˆ/rr.È¸$—à5yŞ�7‘KÆ”ˆ)Ù�_Èp+éSÂ§b­µ*ÖªPK2şŸÌAŒ0F–ÖÔ’Š\�åÑ0Bg�³Ğgé•Ğ_à/t¸{%è•<ú‹^9öÊ¡W�nn�nn�nn�nn�nn�nnúÄ—ı¸U\{œNû=Sİ-„8NË/s„¼~Où4N6fá5ÿÿÿÿUQÇ.endstreamendobj70 0 obj[/ICCBased 113 0 R]endobj71 0 obj[/Indexed 70 0 R 0 118 0 R]endobj72 0 obj< >endobj73 0 obj< >endobj74 0 obj< >endobj75 0 obj< >endobj76 0 obj< >endobj77 0 obj< >streamH‰œWÛn7}×WÌK-Ñ¼,¹Ü¾)Î¥.Ò¦�…¾$E¡¬×¶R[R$ÙIş¾g†\]¦‹X-–s9sf†~é½9Õt±ìi½=z}­éå¬÷WïÅ¨wtŒ…fIZ~´l¦,kXöhdşÕdhtŞ²Èë ¬5�œWÖ]÷ú­7dµ-éídµj¯Îo–ís:™6ª}îŒUVeitÖëŸÎÛfòQ»ª¯&³é’Æ‹––7Ÿ>·ÍŠV3j.ÇÓ‹–¾NV—³›Mg«IÓŠ)Xò¾bKÎ9±õ¾½�,Û³_èÍK¥İ‘�G¶dIFnò(È#9]y¤QUQ€}5ê}+w2k† ¯¼3x:»&HwÙäf •F”£†òËW2V\ãÏOÁ;Uá�?ô_¶ÅÀ8Ò_âæ©ßàÅ«HıE1pÊPR*¨?ÇBÉVÅ T¥,XUS6-şıÖ{$q.áÒ’�iM*µŠº2ÑF[¿„[ê·ô'ÜFx‚—š�Ëy še?rœHzB�²–¡×J‰…ïôºà2€�1¯D;æ˜"[@Ò3C¡Á&>�H`„íYe*şğá‚ÍZö¦³±” Ÿğì.éŒéH1óí3‰‘E/™­DÈÅg´*‚rà˜®Y0Å”Õ†}®Hb�Ì”r¸Ä=×å‰õoÈ¥eƒÙ\GÌ”Qø4‰ŸÛÂrŒíÚøB UéEücÅ1§³sšw5³E¸«Yí¼íY§´èh½–Âë2á::ËD¸�Ôœ Å`Ş†Ó¡ÀJV«î¸è×‰Ø$¼ËfìÒ%w´N0�iİód~Ç�Ë�¼Í¥ƒ˜Mj¥À¨Ç·]Ë vD©Ânøìó´h{®Fsûú‘Õ2ÔªªÖ‹L3Î©¼ˆt«Ú BU;ÏOkïx~×¦U6çm¯�Jt�³ÀÚóÆDç„ÿërmÂbã@©m;yT¢s’:'[&²[9*û„“Ç%²“Nà¾“ó4ïŸ’‘�ÿjÑ_‰›Ìr“}Á‚”=e�eæ¶šk9pù‰Ì\õN1#lä“í�– xÆCn±ÅÕ1Ô;f°3coxÜõş:ë¦f�Ì–NæVß×ÙÆv°ÉÈ.4•O‡³ë&gõ¾›�ÎŞn™veBf °LåÂ“ÁXlì•?(˜»^öˆeo/›X âüA¡ğŒaêÃsÇË¡ìïeS™i¿0UÙOèØ×_ít¶k�ê´{~~ÌÁ~Ö°�qö Nû)l›UÂ!Ü÷³ûûÙp [º‡Æs°®ieÈ]l:>Ñ÷ıìÁÁ�üğô‹3é!* jÍ¶ê~aí©³qWçNX/F]>+ù„“�Sk¼Tˆ%vcØ3¾¸³Õğz�ÑÊétáy?^M¦2_ñ�ÈGcÆÃì‹#U¦T¥ë�äûïæí4š\·Åè³LÌ.MÌ<,c'Mc%ªQÀb²)qhjœ2ÎãSº˜À�yC2ş ßÖ›ÉÄ‰Í'l;¤™Â#:?L±dUfl%ı:»Y,ŸÓï“©bp¦÷q¾$»&ÖÉ�…3=uò†.F†&¶±vSÙB�Ã¡İ`VmfÓ3Øûô?ÿÿÿÿå9º»endstreamendobj78 0 obj< >endobj79 0 obj< >endobj80 0 obj< >endobj81 0 obj< >endobj82 0 obj< >streamH‰ÌWÛn7}ß¯àKmQË;ÇPÔ­éCRêj«ÕÍ–\Çß3Ã]]bZ5ig–äÌ™©Ã~%«àÄ¨­p/úAåD_I—¬MŠ�=U•}öNÊßF?O§©AZïHœ=#†M½\LÖ¯ÅÅø«,Gı(­ö‡–JW‰�}‘%—MF©bkˆæ�¯ê{4­¯à±Š¢¯Ö³[Ü+ò¤ÓA8¯³ˆ@­á£:y-¾ßl¦bwÀ¥´ËV¤Ã Á×âP°¨�·oÑtöÄ¦İÔkù0“s.æé¶›şŠ§x’Ş™#¦{¸2v+#fìa;D•deöÍ˜oĞ`pk*Q?¨(Ğ%Ğ©2Q’«ª$Œ¯6ÄgÏ¦W~¸}Œ›F�Â/"ëzQŞ+ñe]Fê³JŒ®(¸*tÑ‘t/ò�FYé,ÀØ”¤uì'¥•VôVÀ/#�³RË zÓºì;‰$Œ7¥‘/J'•è-Ë@ÚbÍÑ��ŠÁål\7“w·ãÕõ´ƒ‹ÓJ¼y{*Š³ü(A†{�‘€Nù$¦„Oíœ¨çŸ˜£Õ*á¥²ZÌTÆYZ5Ëİûëâªx_ÜÖ'äÄ¼4ÖQ�Xeòâ¶)~¶[1<ıÙqÎˆ{aÅ…x'thÂ!%�@£v8+~y]�ê}ñfÔ9å*¡:¶­Î¶ƒ¬TÁğœ,YPU&g$EE¥é]s¿êd¨�©5Î�èø1ÙÏ`¸/��'õæn<5_7Gçgççhçt¦¦œ«Ù{DS$i"’fêq´‘kŞk\ÀÁ©ş\e³Àà+›Ï¡#$Ìg ÛHßU×�f»Dñ&Ëíßaç³ñæ“Ö(›™(ûŠvÎdº^ÍÆØoÔebôA´»î©¶çD~O¨á´âƒÖñAûœáñ>ú>{9ØCğ±÷Óé[$�õæËÅt³¼}ù‘ÿûxG?´!ÿ>®ùOîÏÙôËõFLmíÿâ3·¹İ4ÿ”‡ÿ7-ıËU‰ó§÷©2¡nÄ¼ízºhÖÏ„rÒâïÁJïÍlàËG8ş¨n÷mõº�^ß­V³‡—ßĞÕ<)!÷î&ÓåàÃtÒ,Åú�ÃZošù‹îÉg:�hCN_¶5üîè_@!Ÿ'ÍdZ�g]š›»éjŞ,69~ĞÕŞTè8d…½B€?qî¡aIKñÿFOğ)KÌiYVD«x@›àê XHX×mÙ7¦(a¿'V·¥2’·–R4¼)‰I·6ÛôtdnÀáQ4E¶¶ØÈUVd¶ooóÛuÖÀú§ÈÛåÁGP™®Aùj‘òØ�5y&Nˆ‘Äà ¶ëÉfd$>#�‰Gœgo�kö�á·äËmké5MT<¡•™OËÀ2y�,…$§³9~lÄ™A±hÛ˜Ù íâÇªÈsò‹ò-QñAÆ“mvCWZ)¡ )]n¡ÑÏ™RR#PÎµ��Šî•œŸNá‚ÃF«D‘`³Sí[±‹KQµp2æ¸¶ÉJk>OoÃ�ëä:cô¦ÀzÂˆ­˜R§*ÎeŸ*Ñ)[óYI‰ÿæ¢Ãx9¾ ÃÍt+¶J¯5[7yQ ÃJrİ^çŞÿ÷}ˆ´Zô�ÁMÆú¸Û‡8�&ì!$.N¨„ˆ~Î0kCÉoÒAÙÆy–ÂNU=‡m^ˆ¿ÿÿÿÿª»ôñendstreamendobj83 0 obj< >streamH‰ÌWÛn7}ß¯à£`)Ş/€a qâ´ER$°Ğ<$E *ò¥�äXvìº_ßsÈ•´²ÔEÓ"0 å˜œ+ÏpfZ«eVY´ÆI¯-¾VZ�ÖJe�hµ‘)é5=iÚ(7V¬4�ûZªà…’¿­Á!ïyÚÈ�L‘�¢³¦õÒºTNØD›d¶ø¦õF[%É®¥.VÕ}pÅÄãFšÂÖÑÚI¥ª¾î?^ÆH¾Ê¯d^ç!0Õÿ{épRIŸ†Êç<½=kNš·ø»lì6.køˆ¿–¤òÁZá Ïh7”m„2/�<�`ñœ­A€È„ó5Ç°Í•“p¸ˆèØV ad¼•@óÊHd™qFf�9ÄrÚ¼œ¾ éÈhœ+ñü¢hTôÀåHNq¦øsãÄk±Vğ�9¦gÎq3¦3O¦Ÿ^.ÇŸÏÎ'bøúĞˆgÏEóâ5~à�bPEˆFz…E…ëèVş<5Ã‘şˆØ‰ÑIÃàx1šˆú½eä³÷¶sPfƒ8®¥ ‹Ñ¼Ù{ûf0ú½y1ªqü§jUQùU}–aÂ?·4¾êîÆÀöbPÌq—m»uM44«³G�å”tÉŠ[Ñ½÷x©¦Bî%¼K¸Ë­7ÁJ©øxl ŒM„qvkO´Y@vµ�lHÙ¯y;R•“u½Ú©¦[R×B«ÊJª�C)g@Ã=W\’.xº˜�½ç�Ï™"–»E÷¹YmÀö ¨¨[Ü5H"d.A£, ûİš^Qd�”ÒÑ`ÖZt¬•¸kø®3~ç�«Mì¨ºféŠR:2H�ŠT¹:â®¸ü–ĞÚN¬«É¢‡°áñçñbøtrıe<Mÿ¸Ş?zqt¤”Ê:©+‹GÊ&d›�(ZJˆ _œ~ıô€_«·â1^±ln ÆQëãÉñ¦<›‰«ó?á�ÔğI¦×¶?F{Ï¿�ŞÑxûnĞò¢Î?MÅäËr ±^N×b9æ­á³8]Ö›£{¦ÄÍÓVè�‹úağ¢„ª�ğèP0¾e�Àbğd>2}×û½Æ³‹Óé¢=YN´xÎ€ñ²ß›ŠøóÙø·ÙßbæÑ©ü?�¾ƒ‹ÏÓîò¯§ó²ÏDø²ÜAÂ^ÁÇ êú.ÓcËËWåŠ.Êïmß½êÜrÚVÏ‹—›Úüæùë²«¶^6.ãõ×vS�ù¸úí‚¼ò¾W¹ŠENµ�§œb¯rÁoö�Qsî�•‚#g™‚cWŠşvÂFP“ŠhëPK}¬ÅÊ±aºe)Â˜Ğ°1®�Ü¢±ô±ô�š5¾3w•Ë Ã"Íw*ÖnŞ À²ùÉµßuÖv$g,40l´!İÉèb·S¬K‰¦µOˆ‰ç4'œj*Ú@]Ôeœc_ïXAa©FYe‹ÃÉ‚s@ÌèX‚g…F­å4’Lâf-Ä"á¢©è¸MÉ�Dv�“�-c‘‰mª·MHFsZÜÓ,É@Ì�FŞC�9Lg»Tm½!¯*ÆF[†9Su�*¡Ëù��ˆ�bh”/aÏ5æÔÑ²?A�¯àŞéşüV÷÷õ´º´ÑŸ§`kû�[sè–¢Ó"¡W�1GƒuLğ@{›!dkjmæ;‹(±7ˆ¸Ÿí�m{½ü¬ì­6SIo‰ë¾ƒLÊz—öå�uƒèj¹:Eœ¹û$ÅŸ­g¿í2Ğ¥òÃ.C¯åğ…¶»O¢—©XeSÜ!7O¸ú’®÷Iô~)lo“}wÑ¶æ!‡<ÎÈãÕÃc1<XL„ÊÆs4Ö@pæL“¤õÌú�ç¦b½b?mZ±w/IÈ§Ù­ˆzòdõf�:¹�zkÂ9S’dL‘KC Ë×Íi>â/ÿÿÿÿ§¢Ï{endstreamendobj84 0 obj< >streamH‰”WK�7İ×)ê]E}¨uY%€á#4âd1�x‘ëçñ£êê�‘áÀ@µŞPÔã_ò-Ôó��Vi¿¥£R�&z+;Ty¿o7:RbÀÂ} Rºäò‘{ó�ù`öÓ=ö\Ş7aqE,)éšºà›`Í}KÇh-Ğ›"üæƒ…ö)Öc9ë²™FnD}¢¤fuÖuêº.RmWbã*I&82`{:B§F?Éá¯èßxè7‹àÛÆØ=÷Æ%Õì4ô@Ñ5—k¸ÏÜm›AœF¶·oP¥¢¤£L€èéQ41²˜Ï5Ü½…0!.n_¶OÛß;¢‚´—Ÿ`t2àï×M_s&1_İ"ß¯°"°Q—�ÕÉŞO`NÀË€ÈZfå²mS 4¦ÔB—6¤V°ÂÉ¦™WWëÑ‹Q¶>�&ÁêÒaÒE6â¤û{ç©�>¼Gş-øÓı¤©©C+IKœ­ÄÉ2�P…FK„°VF¬²‘åÑjÊ¾qpÓŒiı¿]0¸ôĞ{7ŠV&2Õ„z F�O€Âl‡€¥y¾Êğb�ÈCŠRÒ¢cü˜ÕµÑDV?–Ü�Âúb{©”�İkÍ1Â—´\¢Œ³�‚&ZïiX½—>XöÊy�a3õX{»İ/eù.™ÜÁšé%™…ÅÆ²öÙ¦ƒ"¦1‡tm]æ½�‹ÙUªîJ¤ßl­ŸR¶Y •{7­“› Ÿr`\¯�Ç•ÇÊ%çö\¦ ,Ù®¯j†ú¬P*�Oøv�ìˆ(>ÉG¬yP=µº‹UœÌ6Ön&rw`û¾0^~têÖ)ÅÖÕæİåâ.'­Õ¦°iU‘ˆ¢=ZÌ·™…ª >¦i@\½MtºşQ=b“�¢*ùQæ¸MŠ´\[üëw˜A�€*dk¬¿�ù×Ëîçs®“7YİĞá#İ÷u‚Öízµûaˆ•ÇÚĞjx{hÜ.'ù�:ìf{hÜfõ´>/Ç„¥§Ó^‚š1~jÖ 48× v»NÉÒ�}$'b+o[ª‡šßpÛu¦Â¤Vè¬˜§]Q×a[�–ÕÅ:`k}f¢Š›!é�ßmşU�Ø¼’¡µ"‡æÿ„Ğï5�j(ÍËó@±� 4kÜäzıáÂYEÀò�€t™€Ñnv3LÈ_X2úJÒ�5·6ıp>7Kj/Ù-Éš¼B’ÍØ&6ûù¤¥–îsôE¦vÁdwÄ­›kš˜ƒJ·ÌHrí¤]¿J{@Ü�xßœºT0QÆWX]cVF&µÛòş”e/£O[²´â[²}eß¿İÿÚ*#�xíu�Û�Û¡&à€¼ÿóû6´kRâ�¤a°ĞaCÎá97´~pş@¿i¯´½À§rU'ğÉ)ú¼H¿èÛÎZcØìèõ'£‹ Ò§Ñ§Ú$éŠ4Ä¯¤Ó£‡G§xRk3�%uHWÔ!^Q‡xA�Îè+ê)]POñ‚zŠWÔ]ßöKê�®¨C¼¢ñ+õ—óÿ�Ï˜FK;¦tı¯¢âUâÓ@#-©Cº¢ñŠ:Ä«è~—å>¥«è‡xı¯¨+ü£ÜåÊ¢“W.¤!›¤reÙd”§dşù7}¿Õıß�Òşë¾ıôËç¼ÿñír:�Óƒ®oN·ÿmûütƒ�ŞÛ? 1±'Å“‚pıˆ÷óGV!@„§w*OCğ¢0W\]+¦ìÅGF=Ï´µÆw„&â}3� ©¼H§…­?¾ÿ¬ÇUğ­³‚/V¬ï£÷ğáU!Jø;*]ÿ×ùÜ~¥ğNX¥ô{çïÿÿÿÿÿoÀt÷endstreamendobj85 0 obj< >streamH‰\�ÏjÄ Æï>Åw‹Ùœ%P¶rèšöŒNR¡ebyû�6l¡*ã÷ıäsô­ì)dĞoİ€¦@�q�;„ç@êÚ‚.]İİb“ÒûšqéiŠÊĞï"®™w8=ø8âYéWöÈ�f8}Ş†3èaKé¤txœä¡g›^ì‚ +vé½è!ïaş{Bhkıã¢Ç5Y‡liFe©Ì“T§�ü?ı ÆÉ}YV¦-Ş¦‘£x�ÛBÉçàÉmÌ’¦N Æ(á}H)&ª,õÿÿÿÿÙÆo0endstreamendobj86 0 obj< >endobj87 0 obj< >endobj88 0 obj< >streamH‰¬WÉnÜF½ó+ú(ÔÓÕÕëQ^b$€�$À‡$”±l+�Ûräïóªš¤8âÈ±¢Şt-]¯RİOİgCÆá?ï«MÅøÂ¶R"³»íäà¶KÙ²‡tÓ]4Èd]¡‰½Í43ˆğk„…ƒ0ÁÉ¦ª³ñ°AHÖú–I,–ü1·"/BToK9¡×?ÚÿHÓãK¼aä5f[ë^gË¼�´«l“�Oõ8Æ±Ç‰za‰Ù¥ÈÕüc1Ìu%Ã3ƒ'îÓŸ ÂÈ+,òšÖ�,óêĞ‹i¯³¼íBS^³��0ò‹Âkx�,/İš­s+x�…XØ¹GûŸĞ´`iåa\µ7ËkVíÌ`iÕÎ–VíÌ`?ëg[ıÙs¿»ë6¯.È¦¸ï6[úİÃÉö}—õ4›ˆ&‹Ø��‚ÇÙm÷ËÉù©wæäƒ>¯îvÿ�ş¶ı¡CÄ3[¡¾}w@Ë¦w}sµy~õEùzı«ã¼»üÚÎÍ›¿oÿÀ‘x¢b³ælêëöÙYİŸ/ïz·ªæ�eÇ{>²¹€I€ÖõÕ½ê!–Äzš)¼ÜvŸS²¬ñ�¥jªÍ!âÉÉ¦¹êŞš;¨€0'„^YX†Ş¥Ô3sMF]WSîİ”˜S’bl¾¿%óâ/”@‹ Œsc¼¨‹bÈ¡ÿˆdÓVœOBùÉ›ÍùéöÏ®Ø„şÑ†ŸğE¡� I9ë’?7g†N#òŠç{iEÜ÷²WDBO¦%g¡:.}Vœş‘i.¢LSïÆ•H}Z~’Ö<Ÿ,GÿK.›o.wWï^}¹üôñzg6¯ŸgóìÅsÓ½¦�2E`\™H>70w6†T‡Dæ¦@7¡DLl™KšN?ÚÊ'ùP1äŠ&wYä”DæP°“²ÎRPJx¾UO^\è9é#‚ëT K$(°²Ä¬á¢ÿYƒ�áj,r–‘*Y*)7E�ŞzŒ²xä£‰¸ë`ŠiR@6TÑ�PÈëí�Çû7t#ˆ5LÉf8) ~£ÈÕ%µ¡!ºr%/ù;ù5Åæ×yAAÖ•P‚¤T™j™�§íwò,z]b6C-`)ó®%“Ë‹ì¹¥$Z=¬AÎœPË uñuJ^ÈaÀ@…tç”ÊÄµ¯ˆ`Ù·»÷{+:Ô®Hâ‹Ó—:i5ìì¶Ô›t†%¯_ú=d¼˜4kä@±j•G ¹�8Å‹“:­À$�·2ÍÒYÿ¦ëkÏIù“€ÂÂµ»�Jhs6èDšCs´›eŸ0�)3²Çñ h2hò·��™¾'ÍØşÙ·¹ÑÉ üÊœlÃGõa4`î“×¢ÉÜLpöZõÈZbYdR=7"µÅÊê¡ÈQıhgô€É·�({‡[¹ZKìÁÖÒ#l¤:]ÊÑ«Î#Bü¾ºı©ÌbVClµI�û¦+,9é˜¢�IÛ™´ï¹jÊLµZ?? Öf°É¥—ÛÔí&�9ëæ„^ÂÈÀ'æ0=*gm“ÏST$O•KU¹êÄ·5ÊN9wrÒõèôú¡aşÿÿÿÿ�Šéendstreamendobj89 0 obj< >endobj90 0 obj< >endobj91 0 obj< >endobj92 0 obj< >streamH‰\“K‹Û0…÷şZÎ,?$]%`yt ‹>hÚàØJjhl£8‹üûêè„¨ÁÖ¾�ï İ¦wØÆaQù�0uG¿¨ó0öÁß¦{è¼:ùË0fe¥ú¡[�»ô
https://www.littelfuse.com/media?resourcetype=datasheets&itemid=f47a0bb7-8ede-4679-9646-7114c3787688&filename=littelfuse-fuse-251-253-datasheet | fuses | %PDF-1.7%âãÏÓ53 0 obj< >endobj xref53 1170000000016 00000 n0000003229 00000 n0000003356 00000 n0000005367 00000 n0000005399 00000 n0000005534 00000 n0000005668 00000 n0000006301 00000 n0000006821 00000 n0000007240 00000 n0000007701 00000 n0000008346 00000 n0000009011 00000 n0000009571 00000 n0000010032 00000 n0000010476 00000 n0000010855 00000 n0000011342 00000 n0000011378 00000 n0000011422 00000 n0000011858 00000 n0000011941 00000 n0000012054 00000 n0000012165 00000 n0000012279 00000 n0000013872 00000 n0000014003 00000 n0000014370 00000 n0000014560 00000 n0000014737 00000 n0000016312 00000 n0000018080 00000 n0000019556 00000 n0000019860 00000 n0000020283 00000 n0000020458 00000 n0000021795 00000 n0000022061 00000 n0000022251 00000 n0000022832 00000 n0000023407 00000 n0000023929 00000 n0000024126 00000 n0000024212 00000 n0000026133 00000 n0000028124 00000 n0000030687 00000 n0000031738 00000 n0000032004 00000 n0000032581 00000 n0000034100 00000 n0000035078 00000 n0000037924 00000 n0000041834 00000 n0000044249 00000 n0000044580 00000 n0000044944 00000 n0000045286 00000 n0000045577 00000 n0000052632 00000 n0000052671 00000 n0000055329 00000 n0000055688 00000 n0000056059 00000 n0000056461 00000 n0000056966 00000 n0000057018 00000 n0000057403 00000 n0000057788 00000 n0000059231 00000 n0000064456 00000 n0000069057 00000 n0000072667 00000 n0000076104 00000 n0000076174 00000 n0000076265 00000 n0000086707 00000 n0000086970 00000 n0000087133 00000 n0000087160 00000 n0000087470 00000 n0000088249 00000 n0000088535 00000 n0000088858 00000 n0000114020 00000 n0000114059 00000 n0000134269 00000 n0000134308 00000 n0000138237 00000 n0000138276 00000 n0000139245 00000 n0000139284 00000 n0000159923 00000 n0000159962 00000 n0000160931 00000 n0000160970 00000 n0000164899 00000 n0000164938 00000 n0000187812 00000 n0000187851 00000 n0000188804 00000 n0000188843 00000 n0000189796 00000 n0000189835 00000 n0000210045 00000 n0000210084 00000 n0000235246 00000 n0000235285 00000 n0000237352 00000 n0000287624 00000 n0000288009 00000 n0000288394 00000 n0000290234 00000 n0000290505 00000 n0000290636 00000 n0000290795 00000 n0000002636 00000 ntrailer< <8C31CBE072004FF3A28C078FD0BD8030>]/Prev 513744>>startxref0%%EOF 169 0 obj< >streamhŞb``àc`à:ÍÀÎÀØoÃ Ä€Bl@Q�<[>;Ú``xŸÇ@`¦É!¬2)I¹i…”�A£RsËıõ.îı«£6‹ñJmË{xú{¾Ü¾v&�33�”L¨4juîR²ĞØ¸˜YÃKÁÃ%şïwÕï�òİì+íª±�ºm^ğtõöşx“„c2k•Àmtq-/ï@€„C”””ÔË+°I)™¸¤¥!46@½ì¼�tC´H3°``eÈaÈfŠc¦ËØÁ¸‰)‹©�I”qãBÆÆ3œ‚Œ3,ÂBÂÙä2C3Lcãa;Ëº’Q”±‡a«Ã{†ÅLZL*ŒïV1X³§±¯á¦Áe&5Ö+ÌÛ¹™ùµ9C­9¤Kx¸Ü}#Ëï1H2¦1¦±vˆøŞãıÏÄ Íà ±�áC£4ÓFfF�$}¿ë<üv<ÌëxZ 4ˆidÏƒ`��ZöG\A¦²‹2¦aÈ`ha�geütõ+F†óŒ^Œ‘Œ­Œ—K[±Ä³>ûfW Íâ°m†Ğ1XÔÙ?y$õ€ª¥ *´�Ø„�ıòI(ÿÿÿÿ'Ğ�{endstreamendobj54 0 obj< >>>endobj55 0 obj< >/ExtGState< >/Font< >/ProcSet[/PDF/Text/ImageC/ImageI]/Properties< >/XObject< >>>/Rotate 0/Tabs/W/Thumb 47 0 R/TrimBox[0.0 0.0 612.0 792.0]/Type/Page/PieceInfo< /LastModified /NumberOfPageItemsInPage 6/NumberofPages 1/OriginalDocumentID /PageItemUIDToLocationDataMap< >/PageTransformationMatrixList< >/PageUIDList< >/PageWidthList< >>>>>>>endobj56 0 obj[57 0 R 58 0 R]endobj57 0 obj< >/Border[0 0 0]/H/N/Rect[61.12 479.407 299.24 445.115]/Subtype/Link/Type/Annot>>endobj58 0 obj< >/Border[0 0 0]/H/N/Rect[61.12 435.91 299.24 401.618]/Subtype/Link/Type/Annot>>endobj59 0 obj< >endobj60 0 obj< >endobj61 0 obj< >endobj62 0 obj< >endobj63 0 obj< >endobj64 0 obj< >streamH‰\ÔÍ�¢@à=OQËîE±nİ«1ñ§;q1?g¡tHF$ˆß~êpLO2&6‡Æº~9BåÛınßµ£Ë¿×úGwj»fˆ·ë}¨£;ÆsÛeÅÜ5m=>Ï¦¿õ¥ê³<-> ñóÑG7ŸÎbêko}UÇ¡êÎ1+géµråGz­²Ø5ÿ]_<—OõïjÈÊâ#}x6SMïå*+ç³é<R�3Ï‘s@VfE6fC^0/�—ÌÓÌ5óyÃ¼AŞ2o‘wÌ;äwæwdúÒ!+=m6_0Ètz8½göÈÂ,Èô{ø=ı~O¿‡ßÓïá÷ô{ø=ı~O¿‡_èx„�Gèx„�Gèx„�Gèx„�Gèx„�Gèx„™<ìSĞ§°OAŸÂ>}ûôèğšÌ�æs 9Àh0šÌ�æsàü€ùÊN�(ç+æ+ç+æ+ç+æ+ç+æ«>ïKdÎWÌWv¢èDÙÉtß*{Pô ìAÑƒ²EÊ=èó¾‡ÓØƒ¡£Ù`6šf£Ù`6šf£Ù`6šf£Ù`6šf£Ù`6ş�†ßq‰ïšÏü)Ì0/•ß»¦ÿ†æÌÎI<ğÏ'�~Ú¡Üç¾Rß‡!m)Ó66í%ØEÚ.~îtıµwiŞÙ_ÿÿÿÿì“,qendstreamendobj65 0 obj< >streamH‰\“İn£0…ïy_¶ÆãVBHiÒJ¹Ømv€€“"5€r‘·_Ÿ¨+m$âÁßO¾Ùmwã°˜üg˜º½_Ìqûà/Ó5tŞüi³Uiú¡[îgé¿;·s–Ç
https://www.littelfuse.com/media?resourcetype=datasheets&itemid=f47a0bb7-8ede-4679-9646-7114c3787688&filename=littelfuse_fuse_251_253_datasheet.pdf | fuses | Fuse Datasheet© 2024 Littelfuse, Inc.Specifications are subject to change without notice.Revised: GD.03/28/241251/253 SeriesPICO® II Very Fast-Acting FuseDescriptionThe PICO® II Very Fast-Acting Fuse is designed to meet an extensive array of performance characteristics in a space-saving subminiature package.Agency ApprovalsFeatures and BenefitsElectrical Characteristics for Series% of Ampere RatingAmpere RatingOpening Time100%0.062A - 15A4 Hours, Min.200%0.062A - 7A1 Second, Max.10A3 Seconds, Max.12 - 15A10 Seconds, Max.275%0.500A, 1A, 2A, 2.5A, 3A, 4A, 5A300 msecs., Max.400%0.5A, 1A, 2A, 2.5A, 3A, 4A, 5A30 msecs., Max.1000%0.500A, 1A, 2A, 2.5A, 3A, 4A, 5A4 msecs., Max.ApplicationsPSE ■ Flat–panel display TV ■ LCD monitor ■ LCD backlight inverter ■ Office machines ■ Power supply ■ Audio/Video system ■ Lighting system ■ Medical equipmentSecondary protection for space constrained applicationsQPL ■ Very fast-acting ■ Small size ■ Wide current rating range (0.062A- 15A) ■ Halogen-free available ■ Wide operating temperature range ■ Low temperature re-ratingAgencyAgency File/Certificate NumberAmpere Range253 Series251 SeriesN/AN/A0.062A - 15AN/AN/A0.062A - 15A N/AE104800.062A - 15AN/A298620.062A - 15APSEN/APSE_NBK200416-JP10211A - 5AN/AJ501583790.500A - 10AQPLFM10N/A0.062A - 15AN/A20209702070000610.500A, 1A, 2A, 2.5A, 3A, 4A, 5ANote: See Electrical Specifications by Item table for specific approved ratings. Web ResourcesDownload ECAD models, order samples, and find technical recources at www.littelfuse.com/251Download ECAD models, order samples, and find technical recources at www.littelfuse.com/253Fuse Datasheet© 2024 Littelfuse, Inc.Specifications are subject to change without notice.Revised: GD.03/28/242251/253 SeriesPICO® II Very Fast-Acting FuseElectrical Specifications by ItemNote: Higher ampere ratings are available. Please contact Littelfuse Technical Support or your Littelfuse products representative for assistance.Ampere Rating(A)Amp CodeOrdering Number (Std.)Ordering Number (Mil.)MaxVoltage Rating (V)InterruptingRatingNominal Cold Resistance (Ohms)Nominal Melting I2t (A2 sec)NomVoltage Drop (V)Agency ApprovalsPSEQPL253 Series Only.062.062251.062253.062125300 A @ 125VDC50A@125VAC7.000 0.0001131.4xxxx--x-.125.125251.125253.1251251.700 0.001740.285xxxx--x-.200.200251.200253.2001250.8950.00480.345xxxx----.250.250251.250253.2501250.665 0.01160.24xxxx--x-.375.375251.375253.3751250.395 0.02960.215xxxx--x-.500.500251.500253.5001250.302 0.05980.2165xxxx-xxx.630.630251.6301250.2050.080.188xxxx----.750.750251.750253.7501250.175 0.1530.176xxxx-xx-1.00001.251001.253001.1250.128 0.2560.194xxxxxxxx1.251.252511.251250.100 0.3900.2xxxxx---1.5001.525101.525301.51250.0823 0.5870.21xxxxxxx-2.00002. 251002.253002.1250.0473 0.4050.141xxxxxxxx2.5002.525102.51250.0360 0.7210.132xxxxxx-x3.00003.251003.253003.1250.0295 1.190.131xxxxxxxx3.5003.525103.51250.0240 1.580.1205xxxxxx--4.00004.251004.253004.1250.0204 2.450.114xxxxxxxx5.00005.251005.253005.1250.0158 4.140.11xxxxxxxx7.00007.251007.253007.1250.010710.40.102xxxx-xx-10.0010.251010.253010.1250.007225.50.1xxxx-xx-12.0012.251012. 32300A@32VDC& 50A@32VAC0.005945.20.0878xxxx----15.0015.251015.253015. 320.0044668.80.071xxxx--x-Average Time Current Curves1001010.10.010.001.062A0.05 0.11101001000.125A.250A.375A.500A.750A.630A1A1.5A2A2.5A3A3.5A4A5A7A10A12A15ATIME IN SECONDSCURRENT IN AMPERES1.25ANote:1. Re-rating depicted in this curve is in addition to the standard derating of 25% for continuous operation.Temperature Re-rating CurveFuse Datasheet© 2024 Littelfuse, Inc.Specifications are subject to change without notice.Revised: GD.03/28/243251/253 SeriesPICO® II Very Fast-Acting FuseSoldering ParametersRecommended Hand Soldering Parameters:Solder Iron Temperature: 350°C +/- 5°C Heating Time: 5 seconds max.Note: These devices are not recommended for IR or Convection Reflow processRecommended Process Parameters:Wave ParameterLead-Free Recommendation for 251 Series onlyPreheat:(Depends on Flux Activation Temperature)(Typical Industry Recommendation)Temperature Minimum:100°CTemperature Maximum:150°CPreheat Time:60-180 secondsSolder Pot Temperature:260°C MaximumSolder Dwell Time:2-5 secondsMaterialsEncapsulated, Epoxy-coated Body251 Series: Pure tin-coated copper wire leads253 Series: Solder-coated copper wire leadsSolderabilityMIL-STD-202, Method 208Lead Pull ForceMIL-STD-202, Method 211, Test Condition A (will withstand a 7lbs. axial pull test)Fuses To MIL SPECFor fuses to MIL-PRF-23419, FM10 change the series number from 251 to 253Operating Temperature–55ºC to +125ºC (Consider re-rating)Product CharacteristicsVibrationMIL-STD-202, Method 201 (10–55 Hz); Method 204, Test Condition C (55–2000 Hz at 10 G’s Peak)ShockMIL-STD-202, Method 213, Test Condition I (100 G’s peak for 6 msecs.)Insulation Resistance(After Opening):MIL-STD-202, Method 302,Test Condition A (10,000 ohmsminimum at 100 volts)Moisture ResistanceMIL-STD-202, Method 106Resistance to Soldering Heat Withstands 60 seconds above 200OC and up to 260ºC, maximumFlammability RatingUL 94V–0DimensionsPart Numbering System 0251 xxxx N R T1 Lead LengthType of PackagingQuantityCurrent RatingSeriesThe default lead length for Ammo pack and Loose pack is now T1 for 251 series, and remains T3 for 253 series, therefore:T1 = 52.4mm (2.062”), 251 series only*Blank = 52.4mm (2.062”) for 251 series* or 73mm (2.874”) for 253 series**R = ReelA = Ammo PackX = Loose PackN = 5000P = 2000M = 1000H = 100Refer to Amp Code column of Electrical Speciﬁcations Table251 = Standard type253 = Military typeOption CodesL L = RoHS + HF(Only applies to 251 Series)Wire Diameter:0.64 (.025") for 0.062-10 amp,0.81 (.032") for 15 amp2.61 (.103")MAX6.35 (.25")tape5.0 (.197")6.35 (.25")tape38.1(1.5")38.1(1.5")7.11 (.280")83.31 (3.28")253 Series Markings (T3 lead length)L1 AL1 A73.0 (2.874")**Wire Diameter:0.64 (.025") for 0.062-10 amp,0.81 (.032") for 12-15 ampFL1 AFL1 A27.78(1.094")27.78(1.094")7.11 (.280")62.7 (2.468")52.4 (2.062")*2.80(.11")MAX6.35 (.25")tape5.0 (.197")6.35 (.25")tape251 Series Markings (T1 lead length)Wire Diameter:Wire Diameter:0.64 (.025") for 0.62-10.0 amp,0.64 (.025") for 0.62-10.0 amp,0.81 (.032") for 12-15 amp0.81 (.032") for 12-15 ampL1 A1 AFL1 A1 A27.7827.78(1.094")(1.094")27.7827.78(1.094")(1.094")7.11 (.280")7.11 (.280")62.7 (2.468")62.7 (2.468")52.4 (2.062")*52.4 (2.062")*2.802.80(.11")(.11")MAXMAX6.35 (.25")6.35 (.25")tapetape5.0 (.197")5.0 (.197")6.35 (.25")6.35 (.25")tapetape251 Series (Halogen-free Version) Markings 251 Series (Halogen-free Version) Markings (T1 lead length)(T1 lead length)FFFPackagingPackaging OptionPackaging SpecificationQuantity & Packaging Code*T1: 52.4mm (2.062") Tape and ReelEIA 296Please refer to available quantities above in "Part Numbering System”**T3: 73mm (2.874') Tape and ReelEIA 296The default lead length for both ammo pack and loose pack is T1 for 251 and is T3 for 253.Notes: * T1 dimension is defined as the length of the component between the two tapes. The full component length is 62.7mm (2.468"). T1 length is for 251 series only.** T3 dimension is defined as the length of the component between the two tapes. The full component length is 83.3.7mm (3.28”). T3 length is for 253 series only.Disclaimer Notice - Information furnished is believed to be accurate and reliable. However, users should independently evaluate the suitability of and test each product selected for their own applications. Littelfuse products are not designed for, and may not be used in, all applications. Read complete Disclaimer Notice at: www.littelfuse.com/disclaimer-electronics.
https://www.littelfuse.com/media?resourcetype=datasheets&itemid=f47a0bb7-8ede-4679-9646-7114c3787688&filename=littelfuse_fuse_251_253_datasheet.pdf | fuses | Fuse Datasheet© 2024 Littelfuse, Inc.Specifications are subject to change without notice.Revised: GD.03/28/241251/253 SeriesPICO® II Very Fast-Acting FuseDescriptionThe PICO® II Very Fast-Acting Fuse is designed to meet an extensive array of performance characteristics in a space-saving subminiature package.Agency ApprovalsFeatures and BenefitsElectrical Characteristics for Series% of Ampere RatingAmpere RatingOpening Time100%0.062A - 15A4 Hours, Min.200%0.062A - 7A1 Second, Max.10A3 Seconds, Max.12 - 15A10 Seconds, Max.275%0.500A, 1A, 2A, 2.5A, 3A, 4A, 5A300 msecs., Max.400%0.5A, 1A, 2A, 2.5A, 3A, 4A, 5A30 msecs., Max.1000%0.500A, 1A, 2A, 2.5A, 3A, 4A, 5A4 msecs., Max.ApplicationsPSE ■ Flat–panel display TV ■ LCD monitor ■ LCD backlight inverter ■ Office machines ■ Power supply ■ Audio/Video system ■ Lighting system ■ Medical equipmentSecondary protection for space constrained applicationsQPL ■ Very fast-acting ■ Small size ■ Wide current rating range (0.062A- 15A) ■ Halogen-free available ■ Wide operating temperature range ■ Low temperature re-ratingAgencyAgency File/Certificate NumberAmpere Range253 Series251 SeriesN/AN/A0.062A - 15AN/AN/A0.062A - 15A N/AE104800.062A - 15AN/A298620.062A - 15APSEN/APSE_NBK200416-JP10211A - 5AN/AJ501583790.500A - 10AQPLFM10N/A0.062A - 15AN/A20209702070000610.500A, 1A, 2A, 2.5A, 3A, 4A, 5ANote: See Electrical Specifications by Item table for specific approved ratings. Web ResourcesDownload ECAD models, order samples, and find technical recources at www.littelfuse.com/251Download ECAD models, order samples, and find technical recources at www.littelfuse.com/253Fuse Datasheet© 2024 Littelfuse, Inc.Specifications are subject to change without notice.Revised: GD.03/28/242251/253 SeriesPICO® II Very Fast-Acting FuseElectrical Specifications by ItemNote: Higher ampere ratings are available. Please contact Littelfuse Technical Support or your Littelfuse products representative for assistance.Ampere Rating(A)Amp CodeOrdering Number (Std.)Ordering Number (Mil.)MaxVoltage Rating (V)InterruptingRatingNominal Cold Resistance (Ohms)Nominal Melting I2t (A2 sec)NomVoltage Drop (V)Agency ApprovalsPSEQPL253 Series Only.062.062251.062253.062125300 A @ 125VDC50A@125VAC7.000 0.0001131.4xxxx--x-.125.125251.125253.1251251.700 0.001740.285xxxx--x-.200.200251.200253.2001250.8950.00480.345xxxx----.250.250251.250253.2501250.665 0.01160.24xxxx--x-.375.375251.375253.3751250.395 0.02960.215xxxx--x-.500.500251.500253.5001250.302 0.05980.2165xxxx-xxx.630.630251.6301250.2050.080.188xxxx----.750.750251.750253.7501250.175 0.1530.176xxxx-xx-1.00001.251001.253001.1250.128 0.2560.194xxxxxxxx1.251.252511.251250.100 0.3900.2xxxxx---1.5001.525101.525301.51250.0823 0.5870.21xxxxxxx-2.00002. 251002.253002.1250.0473 0.4050.141xxxxxxxx2.5002.525102.51250.0360 0.7210.132xxxxxx-x3.00003.251003.253003.1250.0295 1.190.131xxxxxxxx3.5003.525103.51250.0240 1.580.1205xxxxxx--4.00004.251004.253004.1250.0204 2.450.114xxxxxxxx5.00005.251005.253005.1250.0158 4.140.11xxxxxxxx7.00007.251007.253007.1250.010710.40.102xxxx-xx-10.0010.251010.253010.1250.007225.50.1xxxx-xx-12.0012.251012. 32300A@32VDC& 50A@32VAC0.005945.20.0878xxxx----15.0015.251015.253015. 320.0044668.80.071xxxx--x-Average Time Current Curves1001010.10.010.001.062A0.05 0.11101001000.125A.250A.375A.500A.750A.630A1A1.5A2A2.5A3A3.5A4A5A7A10A12A15ATIME IN SECONDSCURRENT IN AMPERES1.25ANote:1. Re-rating depicted in this curve is in addition to the standard derating of 25% for continuous operation.Temperature Re-rating CurveFuse Datasheet© 2024 Littelfuse, Inc.Specifications are subject to change without notice.Revised: GD.03/28/243251/253 SeriesPICO® II Very Fast-Acting FuseSoldering ParametersRecommended Hand Soldering Parameters:Solder Iron Temperature: 350°C +/- 5°C Heating Time: 5 seconds max.Note: These devices are not recommended for IR or Convection Reflow processRecommended Process Parameters:Wave ParameterLead-Free Recommendation for 251 Series onlyPreheat:(Depends on Flux Activation Temperature)(Typical Industry Recommendation)Temperature Minimum:100°CTemperature Maximum:150°CPreheat Time:60-180 secondsSolder Pot Temperature:260°C MaximumSolder Dwell Time:2-5 secondsMaterialsEncapsulated, Epoxy-coated Body251 Series: Pure tin-coated copper wire leads253 Series: Solder-coated copper wire leadsSolderabilityMIL-STD-202, Method 208Lead Pull ForceMIL-STD-202, Method 211, Test Condition A (will withstand a 7lbs. axial pull test)Fuses To MIL SPECFor fuses to MIL-PRF-23419, FM10 change the series number from 251 to 253Operating Temperature–55ºC to +125ºC (Consider re-rating)Product CharacteristicsVibrationMIL-STD-202, Method 201 (10–55 Hz); Method 204, Test Condition C (55–2000 Hz at 10 G’s Peak)ShockMIL-STD-202, Method 213, Test Condition I (100 G’s peak for 6 msecs.)Insulation Resistance(After Opening):MIL-STD-202, Method 302,Test Condition A (10,000 ohmsminimum at 100 volts)Moisture ResistanceMIL-STD-202, Method 106Resistance to Soldering Heat Withstands 60 seconds above 200OC and up to 260ºC, maximumFlammability RatingUL 94V–0DimensionsPart Numbering System 0251 xxxx N R T1 Lead LengthType of PackagingQuantityCurrent RatingSeriesThe default lead length for Ammo pack and Loose pack is now T1 for 251 series, and remains T3 for 253 series, therefore:T1 = 52.4mm (2.062”), 251 series only*Blank = 52.4mm (2.062”) for 251 series* or 73mm (2.874”) for 253 series**R = ReelA = Ammo PackX = Loose PackN = 5000P = 2000M = 1000H = 100Refer to Amp Code column of Electrical Speciﬁcations Table251 = Standard type253 = Military typeOption CodesL L = RoHS + HF(Only applies to 251 Series)Wire Diameter:0.64 (.025") for 0.062-10 amp,0.81 (.032") for 15 amp2.61 (.103")MAX6.35 (.25")tape5.0 (.197")6.35 (.25")tape38.1(1.5")38.1(1.5")7.11 (.280")83.31 (3.28")253 Series Markings (T3 lead length)L1 AL1 A73.0 (2.874")**Wire Diameter:0.64 (.025") for 0.062-10 amp,0.81 (.032") for 12-15 ampFL1 AFL1 A27.78(1.094")27.78(1.094")7.11 (.280")62.7 (2.468")52.4 (2.062")*2.80(.11")MAX6.35 (.25")tape5.0 (.197")6.35 (.25")tape251 Series Markings (T1 lead length)Wire Diameter:Wire Diameter:0.64 (.025") for 0.62-10.0 amp,0.64 (.025") for 0.62-10.0 amp,0.81 (.032") for 12-15 amp0.81 (.032") for 12-15 ampL1 A1 AFL1 A1 A27.7827.78(1.094")(1.094")27.7827.78(1.094")(1.094")7.11 (.280")7.11 (.280")62.7 (2.468")62.7 (2.468")52.4 (2.062")*52.4 (2.062")*2.802.80(.11")(.11")MAXMAX6.35 (.25")6.35 (.25")tapetape5.0 (.197")5.0 (.197")6.35 (.25")6.35 (.25")tapetape251 Series (Halogen-free Version) Markings 251 Series (Halogen-free Version) Markings (T1 lead length)(T1 lead length)FFFPackagingPackaging OptionPackaging SpecificationQuantity & Packaging Code*T1: 52.4mm (2.062") Tape and ReelEIA 296Please refer to available quantities above in "Part Numbering System”**T3: 73mm (2.874') Tape and ReelEIA 296The default lead length for both ammo pack and loose pack is T1 for 251 and is T3 for 253.Notes: * T1 dimension is defined as the length of the component between the two tapes. The full component length is 62.7mm (2.468"). T1 length is for 251 series only.** T3 dimension is defined as the length of the component between the two tapes. The full component length is 83.3.7mm (3.28”). T3 length is for 253 series only.Disclaimer Notice - Information furnished is believed to be accurate and reliable. However, users should independently evaluate the suitability of and test each product selected for their own applications. Littelfuse products are not designed for, and may not be used in, all applications. Read complete Disclaimer Notice at: www.littelfuse.com/disclaimer-electronics.
https://www.littelfuse.com/media?resourcetype=datasheets&itemid=f47a0bb7-8ede-4679-9646-7114c3787688&filename=littelfuse_fuse_251_253_datasheet.pdf | fuses | Fuse Datasheet© 2024 Littelfuse, Inc.Specifications are subject to change without notice.Revised: GD.03/28/241251/253 SeriesPICO® II Very Fast-Acting FuseDescriptionThe PICO® II Very Fast-Acting Fuse is designed to meet an extensive array of performance characteristics in a space-saving subminiature package.Agency ApprovalsFeatures and BenefitsElectrical Characteristics for Series% of Ampere RatingAmpere RatingOpening Time100%0.062A - 15A4 Hours, Min.200%0.062A - 7A1 Second, Max.10A3 Seconds, Max.12 - 15A10 Seconds, Max.275%0.500A, 1A, 2A, 2.5A, 3A, 4A, 5A300 msecs., Max.400%0.5A, 1A, 2A, 2.5A, 3A, 4A, 5A30 msecs., Max.1000%0.500A, 1A, 2A, 2.5A, 3A, 4A, 5A4 msecs., Max.ApplicationsPSE ■ Flat–panel display TV ■ LCD monitor ■ LCD backlight inverter ■ Office machines ■ Power supply ■ Audio/Video system ■ Lighting system ■ Medical equipmentSecondary protection for space constrained applicationsQPL ■ Very fast-acting ■ Small size ■ Wide current rating range (0.062A- 15A) ■ Halogen-free available ■ Wide operating temperature range ■ Low temperature re-ratingAgencyAgency File/Certificate NumberAmpere Range253 Series251 SeriesN/AN/A0.062A - 15AN/AN/A0.062A - 15A N/AE104800.062A - 15AN/A298620.062A - 15APSEN/APSE_NBK200416-JP10211A - 5AN/AJ501583790.500A - 10AQPLFM10N/A0.062A - 15AN/A20209702070000610.500A, 1A, 2A, 2.5A, 3A, 4A, 5ANote: See Electrical Specifications by Item table for specific approved ratings. Web ResourcesDownload ECAD models, order samples, and find technical recources at www.littelfuse.com/251Download ECAD models, order samples, and find technical recources at www.littelfuse.com/253Fuse Datasheet© 2024 Littelfuse, Inc.Specifications are subject to change without notice.Revised: GD.03/28/242251/253 SeriesPICO® II Very Fast-Acting FuseElectrical Specifications by ItemNote: Higher ampere ratings are available. Please contact Littelfuse Technical Support or your Littelfuse products representative for assistance.Ampere Rating(A)Amp CodeOrdering Number (Std.)Ordering Number (Mil.)MaxVoltage Rating (V)InterruptingRatingNominal Cold Resistance (Ohms)Nominal Melting I2t (A2 sec)NomVoltage Drop (V)Agency ApprovalsPSEQPL253 Series Only.062.062251.062253.062125300 A @ 125VDC50A@125VAC7.000 0.0001131.4xxxx--x-.125.125251.125253.1251251.700 0.001740.285xxxx--x-.200.200251.200253.2001250.8950.00480.345xxxx----.250.250251.250253.2501250.665 0.01160.24xxxx--x-.375.375251.375253.3751250.395 0.02960.215xxxx--x-.500.500251.500253.5001250.302 0.05980.2165xxxx-xxx.630.630251.6301250.2050.080.188xxxx----.750.750251.750253.7501250.175 0.1530.176xxxx-xx-1.00001.251001.253001.1250.128 0.2560.194xxxxxxxx1.251.252511.251250.100 0.3900.2xxxxx---1.5001.525101.525301.51250.0823 0.5870.21xxxxxxx-2.00002. 251002.253002.1250.0473 0.4050.141xxxxxxxx2.5002.525102.51250.0360 0.7210.132xxxxxx-x3.00003.251003.253003.1250.0295 1.190.131xxxxxxxx3.5003.525103.51250.0240 1.580.1205xxxxxx--4.00004.251004.253004.1250.0204 2.450.114xxxxxxxx5.00005.251005.253005.1250.0158 4.140.11xxxxxxxx7.00007.251007.253007.1250.010710.40.102xxxx-xx-10.0010.251010.253010.1250.007225.50.1xxxx-xx-12.0012.251012. 32300A@32VDC& 50A@32VAC0.005945.20.0878xxxx----15.0015.251015.253015. 320.0044668.80.071xxxx--x-Average Time Current Curves1001010.10.010.001.062A0.05 0.11101001000.125A.250A.375A.500A.750A.630A1A1.5A2A2.5A3A3.5A4A5A7A10A12A15ATIME IN SECONDSCURRENT IN AMPERES1.25ANote:1. Re-rating depicted in this curve is in addition to the standard derating of 25% for continuous operation.Temperature Re-rating CurveFuse Datasheet© 2024 Littelfuse, Inc.Specifications are subject to change without notice.Revised: GD.03/28/243251/253 SeriesPICO® II Very Fast-Acting FuseSoldering ParametersRecommended Hand Soldering Parameters:Solder Iron Temperature: 350°C +/- 5°C Heating Time: 5 seconds max.Note: These devices are not recommended for IR or Convection Reflow processRecommended Process Parameters:Wave ParameterLead-Free Recommendation for 251 Series onlyPreheat:(Depends on Flux Activation Temperature)(Typical Industry Recommendation)Temperature Minimum:100°CTemperature Maximum:150°CPreheat Time:60-180 secondsSolder Pot Temperature:260°C MaximumSolder Dwell Time:2-5 secondsMaterialsEncapsulated, Epoxy-coated Body251 Series: Pure tin-coated copper wire leads253 Series: Solder-coated copper wire leadsSolderabilityMIL-STD-202, Method 208Lead Pull ForceMIL-STD-202, Method 211, Test Condition A (will withstand a 7lbs. axial pull test)Fuses To MIL SPECFor fuses to MIL-PRF-23419, FM10 change the series number from 251 to 253Operating Temperature–55ºC to +125ºC (Consider re-rating)Product CharacteristicsVibrationMIL-STD-202, Method 201 (10–55 Hz); Method 204, Test Condition C (55–2000 Hz at 10 G’s Peak)ShockMIL-STD-202, Method 213, Test Condition I (100 G’s peak for 6 msecs.)Insulation Resistance(After Opening):MIL-STD-202, Method 302,Test Condition A (10,000 ohmsminimum at 100 volts)Moisture ResistanceMIL-STD-202, Method 106Resistance to Soldering Heat Withstands 60 seconds above 200OC and up to 260ºC, maximumFlammability RatingUL 94V–0DimensionsPart Numbering System 0251 xxxx N R T1 Lead LengthType of PackagingQuantityCurrent RatingSeriesThe default lead length for Ammo pack and Loose pack is now T1 for 251 series, and remains T3 for 253 series, therefore:T1 = 52.4mm (2.062”), 251 series only*Blank = 52.4mm (2.062”) for 251 series* or 73mm (2.874”) for 253 series**R = ReelA = Ammo PackX = Loose PackN = 5000P = 2000M = 1000H = 100Refer to Amp Code column of Electrical Speciﬁcations Table251 = Standard type253 = Military typeOption CodesL L = RoHS + HF(Only applies to 251 Series)Wire Diameter:0.64 (.025") for 0.062-10 amp,0.81 (.032") for 15 amp2.61 (.103")MAX6.35 (.25")tape5.0 (.197")6.35 (.25")tape38.1(1.5")38.1(1.5")7.11 (.280")83.31 (3.28")253 Series Markings (T3 lead length)L1 AL1 A73.0 (2.874")**Wire Diameter:0.64 (.025") for 0.062-10 amp,0.81 (.032") for 12-15 ampFL1 AFL1 A27.78(1.094")27.78(1.094")7.11 (.280")62.7 (2.468")52.4 (2.062")*2.80(.11")MAX6.35 (.25")tape5.0 (.197")6.35 (.25")tape251 Series Markings (T1 lead length)Wire Diameter:Wire Diameter:0.64 (.025") for 0.62-10.0 amp,0.64 (.025") for 0.62-10.0 amp,0.81 (.032") for 12-15 amp0.81 (.032") for 12-15 ampL1 A1 AFL1 A1 A27.7827.78(1.094")(1.094")27.7827.78(1.094")(1.094")7.11 (.280")7.11 (.280")62.7 (2.468")62.7 (2.468")52.4 (2.062")*52.4 (2.062")*2.802.80(.11")(.11")MAXMAX6.35 (.25")6.35 (.25")tapetape5.0 (.197")5.0 (.197")6.35 (.25")6.35 (.25")tapetape251 Series (Halogen-free Version) Markings 251 Series (Halogen-free Version) Markings (T1 lead length)(T1 lead length)FFFPackagingPackaging OptionPackaging SpecificationQuantity & Packaging Code*T1: 52.4mm (2.062") Tape and ReelEIA 296Please refer to available quantities above in "Part Numbering System”**T3: 73mm (2.874') Tape and ReelEIA 296The default lead length for both ammo pack and loose pack is T1 for 251 and is T3 for 253.Notes: * T1 dimension is defined as the length of the component between the two tapes. The full component length is 62.7mm (2.468"). T1 length is for 251 series only.** T3 dimension is defined as the length of the component between the two tapes. The full component length is 83.3.7mm (3.28”). T3 length is for 253 series only.Disclaimer Notice - Information furnished is believed to be accurate and reliable. However, users should independently evaluate the suitability of and test each product selected for their own applications. Littelfuse products are not designed for, and may not be used in, all applications. Read complete Disclaimer Notice at: www.littelfuse.com/disclaimer-electronics.
https://www.littelfuse.com/media?resourcetype=datasheets&itemid=f47a0bb7-8ede-4679-9646-7114c3787688&filename=littelfuse-fuse-251-253-datasheet | fuses | %PDF-1.7%âãÏÓ53 0 obj< >endobj xref53 1170000000016 00000 n0000003229 00000 n0000003356 00000 n0000005367 00000 n0000005399 00000 n0000005534 00000 n0000005668 00000 n0000006301 00000 n0000006821 00000 n0000007240 00000 n0000007701 00000 n0000008346 00000 n0000009011 00000 n0000009571 00000 n0000010032 00000 n0000010476 00000 n0000010855 00000 n0000011342 00000 n0000011378 00000 n0000011422 00000 n0000011858 00000 n0000011941 00000 n0000012054 00000 n0000012165 00000 n0000012279 00000 n0000013872 00000 n0000014003 00000 n0000014370 00000 n0000014560 00000 n0000014737 00000 n0000016312 00000 n0000018080 00000 n0000019556 00000 n0000019860 00000 n0000020283 00000 n0000020458 00000 n0000021795 00000 n0000022061 00000 n0000022251 00000 n0000022832 00000 n0000023407 00000 n0000023929 00000 n0000024126 00000 n0000024212 00000 n0000026133 00000 n0000028124 00000 n0000030687 00000 n0000031738 00000 n0000032004 00000 n0000032581 00000 n0000034100 00000 n0000035078 00000 n0000037924 00000 n0000041834 00000 n0000044249 00000 n0000044580 00000 n0000044944 00000 n0000045286 00000 n0000045577 00000 n0000052632 00000 n0000052671 00000 n0000055329 00000 n0000055688 00000 n0000056059 00000 n0000056461 00000 n0000056966 00000 n0000057018 00000 n0000057403 00000 n0000057788 00000 n0000059231 00000 n0000064456 00000 n0000069057 00000 n0000072667 00000 n0000076104 00000 n0000076174 00000 n0000076265 00000 n0000086707 00000 n0000086970 00000 n0000087133 00000 n0000087160 00000 n0000087470 00000 n0000088249 00000 n0000088535 00000 n0000088858 00000 n0000114020 00000 n0000114059 00000 n0000134269 00000 n0000134308 00000 n0000138237 00000 n0000138276 00000 n0000139245 00000 n0000139284 00000 n0000159923 00000 n0000159962 00000 n0000160931 00000 n0000160970 00000 n0000164899 00000 n0000164938 00000 n0000187812 00000 n0000187851 00000 n0000188804 00000 n0000188843 00000 n0000189796 00000 n0000189835 00000 n0000210045 00000 n0000210084 00000 n0000235246 00000 n0000235285 00000 n0000237352 00000 n0000287624 00000 n0000288009 00000 n0000288394 00000 n0000290234 00000 n0000290505 00000 n0000290636 00000 n0000290795 00000 n0000002636 00000 ntrailer< <8C31CBE072004FF3A28C078FD0BD8030>]/Prev 513744>>startxref0%%EOF 169 0 obj< >streamhŞb``àc`à:ÍÀÎÀØoÃ Ä€Bl@Q�<[>;Ú``xŸÇ@`¦É!¬2)I¹i…”�A£RsËıõ.îı«£6‹ñJmË{xú{¾Ü¾v&�33�”L¨4juîR²ĞØ¸˜YÃKÁÃ%şïwÕï�òİì+íª±�ºm^ğtõöşx“„c2k•Àmtq-/ï@€„C”””ÔË+°I)™¸¤¥!46@½ì¼�tC´H3°``eÈaÈfŠc¦ËØÁ¸‰)‹©�I”qãBÆÆ3œ‚Œ3,ÂBÂÙä2C3Lcãa;Ëº’Q”±‡a«Ã{†ÅLZL*ŒïV1X³§±¯á¦Áe&5Ö+ÌÛ¹™ùµ9C­9¤Kx¸Ü}#Ëï1H2¦1¦±vˆøŞãıÏÄ Íà ±�áC£4ÓFfF�$}¿ë<üv<ÌëxZ 4ˆidÏƒ`��ZöG\A¦²‹2¦aÈ`ha�geütõ+F†
https://www.littelfuse.com/media?resourcetype=datasheets&itemid=f47a0bb7-8ede-4679-9646-7114c3787688&filename=littelfuse-fuse-251-253-datasheet | fuses | %PDF-1.7%âãÏÓ53 0 obj< >endobj xref53 1170000000016 00000 n0000003229 00000 n0000003356 00000 n0000005367 00000 n0000005399 00000 n0000005534 00000 n0000005668 00000 n0000006301 00000 n0000006821 00000 n0000007240 00000 n0000007701 00000 n0000008346 00000 n0000009011 00000 n0000009571 00000 n0000010032 00000 n0000010476 00000 n0000010855 00000 n0000011342 00000 n0000011378 00000 n0000011422 00000 n0000011858 00000 n0000011941 00000 n0000012054 00000 n0000012165 00000 n0000012279 00000 n0000013872 00000 n0000014003 00000 n0000014370 00000 n0000014560 00000 n0000014737 00000 n0000016312 00000 n0000018080 00000 n0000019556 00000 n0000019860 00000 n0000020283 00000 n0000020458 00000 n0000021795 00000 n0000022061 00000 n0000022251 00000 n0000022832 00000 n0000023407 00000 n0000023929 00000 n0000024126 00000 n0000024212 00000 n0000026133 00000 n0000028124 00000 n0000030687 00000 n0000031738 00000 n0000032004 00000 n0000032581 00000 n0000034100 00000 n0000035078 00000 n0000037924 00000 n0000041834 00000 n0000044249 00000 n0000044580 00000 n0000044944 00000 n0000045286 00000 n0000045577 00000 n0000052632 00000 n0000052671 00000 n0000055329 00000 n0000055688 00000 n0000056059 00000 n0000056461 00000 n0000056966 00000 n0000057018 00000 n0000057403 00000 n0000057788 00000 n0000059231 00000 n0000064456 00000 n0000069057 00000 n0000072667 00000 n0000076104 00000 n0000076174 00000 n0000076265 00000 n0000086707 00000 n0000086970 00000 n0000087133 00000 n0000087160 00000 n0000087470 00000 n0000088249 00000 n0000088535 00000 n0000088858 00000 n0000114020 00000 n0000114059 00000 n0000134269 00000 n0000134308 00000 n0000138237 00000 n0000138276 00000 n0000139245 00000 n0000139284 00000 n0000159923 00000 n0000159962 00000 n0000160931 00000 n0000160970 00000 n0000164899 00000 n0000164938 00000 n0000187812 00000 n0000187851 00000 n0000188804 00000 n0000188843 00000 n0000189796 00000 n0000189835 00000 n0000210045 00000 n0000210084 00000 n0000235246 00000 n0000235285 00000 n0000237352 00000 n0000287624 00000 n0000288009 00000 n0000288394 00000 n0000290234 00000 n0000290505 00000 n0000290636 00000 n0000290795 00000 n0000002636 00000 ntrailer< <8C31CBE072004FF3A28C078FD0BD8030>]/Prev 513744>>startxref0%%EOF 169 0 obj< >streamhŞb``àc`à:ÍÀÎÀØoÃ Ä€Bl@Q�<[>;Ú``xŸÇ@`¦É!¬2)I¹i…”�A£RsËıõ.îı«£6‹ñJmË{xú{¾Ü¾v&�33�”L¨4juîR²ĞØ¸˜YÃKÁÃ%şïwÕï�òİì+íª±�ºm^ğtõöşx“„c2k•Àmtq-/ï@€„C”””ÔË+°I)™¸¤¥!46@½ì¼�tC´H3°``eÈaÈfŠc¦ËØÁ¸‰)‹©�I”qãBÆÆ3œ‚Œ3,ÂBÂÙä2C3Lcãa;Ëº’Q”±‡a«Ã{†ÅLZL*ŒïV1X³§±¯á¦Áe&5Ö+ÌÛ¹™ùµ9C­9¤Kx¸Ü}#Ëï1H2¦1¦±vˆøŞãıÏÄ Íà ±�áC£4ÓFfF�$}¿ë<üv<ÌëxZ 4ˆidÏƒ`��ZöG\A¦²‹2¦aÈ`ha�geütõ+F†óŒ^Œ‘Œ­Œ—K[±Ä³>ûfW Íâ°m†Ğ1XÔÙ?y$õ€ª¥ *´�Ø„�ıòI(ÿÿÿÿ'Ğ�{endstreamendobj54 0 obj< >>>endobj55 0 obj< >/ExtGState< >/Font< >/ProcSet[/PDF/Text/ImageC/ImageI]/Properties< >/XObject< >>>/Rotate 0/Tabs/W/Thumb 47 0 R/TrimBox[0.0 0.0 612.0 792.0]/Type/Page/PieceInfo< /LastModified /NumberOfPageItemsInPage 6/NumberofPages 1/OriginalDocumentID /PageItemUIDToLocationDataMap< >/PageTransformationMatrixList< >/PageUIDList< >/PageWidthList< >>>>>>>endobj56 0 obj[57 0 R 58 0 R]endobj57 0 obj< >/Border[0 0 0]/H/N/Rect[61.12 479.407 299.24 445.115]/Subtype/Link/Type/Annot>>endobj58 0 obj< >/Border[0 0 0]/H/N/Rect[61.12 435.91 299.24 401.618]/Subtype/Link/Type/Annot>>endobj59 0 obj< >endobj60 0 obj< >endobj61 0 obj< >endobj62 0 obj< >endobj63 0 obj< >endobj64 0 obj< >streamH‰\ÔÍ�¢@à=OQËîE±nİ«1ñ§;q1?g¡tHF$ˆß~êpLO2&6‡Æº~9BåÛınßµ£Ë¿×úGwj»fˆ·ë}¨£;ÆsÛeÅÜ5m=>Ï¦¿õ¥ê³<-> ñóÑG7ŸÎbêko}UÇ¡êÎ1+géµråGz­²Ø5ÿ]_<—OõïjÈÊâ#}x6SMïå*+ç³é<R�3Ï‘s@VfE6fC^0/�—ÌÓÌ5óyÃ¼AŞ2o‘wÌ;äwæwdúÒ!+=m6_0Ètz8½göÈÂ,Èô{ø=ı~O¿‡ßÓïá÷ô{ø=ı~O¿‡_èx„�Gèx„�Gèx„�Gèx„�Gèx„�Gèx„™<ìSĞ§°OAŸÂ>}ûôèğšÌ�æs 9Àh0šÌ�æsàü€ùÊN�(ç+æ+ç+æ+ç+æ+ç+æ«>ïKdÎWÌWv¢èDÙÉtß*{Pô ìAÑƒ²EÊ=èó¾‡ÓØƒ¡£Ù`6šf£Ù`6šf£Ù`6šf£Ù`6šf£Ù`6ş�†ßq‰ïšÏü)Ì0/•ß»¦ÿ†æÌÎI<ğÏ'�~Ú¡Üç¾Rß‡!m)Ó66í%ØEÚ.~îtıµwiŞÙ_ÿÿÿÿì“,qendstreamendobj65 0 obj< >streamH‰\“İn£0…ïy_¶ÆãVBHiÒJ¹Ømv€€“"5€r‘·_Ÿ¨+m$âÁßO¾Ùmwã°˜üg˜º½_Ìqûà/Ó5tŞüi³Uiú¡[îgé¿;·s–Çâıí²øón ´ãÉgu�©ßã¯ÉüØÿwİZ–�İG²zõo.Õx¼4Y]é<.‘-Ù‚•¬àgò3ø…œj·ä-ø�üæ3â’ÕÕ*q\"—ä\‘+0Ÿ[á¹Õš¼�,¬ÔkµÂZA­YÀì#è#ôøışB�¿lÈ0³²³²³²X¾+‹weéfáféfáféfáféfáfécácÙEVöQôQöQôQöQôQöQôQfTdT½K0{jêÉ¼Š¼Ê¼é[ë+ùÌìŠìÊìŠìÊìŠìzß+Èî˜İ!»£§ƒ§£§ƒ§£§ƒ§£§ƒ§£§ƒ§£›ƒ›£[\°qï;[8Nšùš�îB�4�i&0Ãè¿&v�f«pdÿÿÿÿö÷îßendstreamendobj66 0 obj< >endobj67 0 obj< >streamH‰\’ÏŠƒ0Æï>E�í¡hµIZ¡Ø<ìÖİ°qìkÑ¦û�É”.l@ç2óå#3qY�*ÛÏ"~÷£©a]o[Óx÷Än½�¶©h{3?váo†ÆE1×Ë4ÃPÙnŒò\Äx8Í~«c;^aÅo¾ßÛ›X}•õZÄõİ¹ÀÎ"E!ZèPè¥q¯Í"e›ªÅó~^6Xó—ñ¹8iØoÙŒ[˜\cÀ7öQ�à*D~ÁUD`ÛçYÂe×Î¦7>ÊSJNÈgæ3r¶Œ9eN‰3æŒX2Kâ#óy·ŒyÏ¼'fıéK¾WÒ½’õ%éKÖ—¤/YG’�b?Šü(ÎQ”£8G…ö£È�RÌŠX3kbö£È�:0ˆKæ’øÄ¦"fÏŠ<«3>l®Ù³&Ïšıhò£Ù�&?šõ1P#/N-ÁÉÏ~›»÷Øê0^¡ÇÔİŞÂsİèVÑ
https://www.littelfuse.com/~/media/electronics/datasheets/fuses/littelfuse_fuse_501_datasheet.pdf.pdf | fuses | © 2017 Littelfuse, Inc.Specifications are subject to change without notice.Revised: 12/14/17Surface Mount FusesCeramic Fuse > 501 Series501 Series – High Current 1206 Fast-Acting FuseDescriptionThe 501 Series is a 100% Lead-free, RoHS compliant and Halogen-free fuse series designed specifically to provide over- current protection to circuits that operate under high working ambient temperature up to 150°C.The general design ensures excellent temperature stability and performance reliability.The high I2t values which is typical in the Littelfuse Ceramic Fuse family, ensure high inrush current withstand capability.Agency ApprovalsAGENCYAGENCY FILE NUMBERAMPERE RANGEE1048010A - 20A2986210A - 20AFeatures• Operating Temperature from -55ºC to +150ºC• Designed to provide over-current protection in high current voltage regulator module (VRM) applications• 100% Lead-free, RoHS compliant and Halogen-free• Suitable for both leaded and lead-free reflow / wave solderingElectrical Characteristics for Series% of Ampere RatingAmpere RatingOpening Time at 25ºC100%10A – 20A4 Hours, Minimum350%10A – 20A5 Seconds, MaximumApplicationsRoHSPb• Voltage Regulator Module (VRM) Equipment• Notebook PC• DC-DC ConverterAmpere Rating(A)Amp CodeMax. Voltage Rating (V)Interrupting Rating (DC)1Nominal Resistance (Ohms)2Nominal Melting I2T (A2Sec.)3Nominal Voltage Drop At Rated Current (V)4Nominal Power Dissipation At Rated Current (W)Agency Approvals10010.32150 A @ 32 VDC 0.0036210.3850.044070.4407xx12012.320.0031120.341 0.049270.5912xx15015.320.0025039.7000.048430.7265xx20020.320.0019486.3600.058881.1776xxElectrical Specifications by ItemNotes:1. DC Interrupting Rating tested at rated voltage with time constant < 0.5 msec.2. Nominal Resistance measured with < 10% rated current.3. Nominal Melting I2t measured at 1 msec. opening time. For other I2t data refer to chart.4. Nominal Voltage Drop measured at rated current after temperature has stabilized and with fuse mounted on board with 3-oz Cu trace.Devices designed to carry rated current for 4 hours minimum. It is recommended that devices be operated continuously at no more than 80% rated current. See “Temperature Re-rating Curve”for additional re-rating information.Devices designed to be mounted with marking code facing up.Specifications are subject to change without notice. Application testing is strongly recommended.Additional InformationDatasheetSamplesResources© 2017 Littelfuse, Inc.Specifications are subject to change without notice.Revised: 12/14/17 Surface Mount FusesCeramic Fuse > 501 SeriesAverage Time Current Curves0.0010.0100.1001.00010.000100.000TIME IN SECONDS1101001000CURRENT IN AMPERES10A20A15A12AReflow ConditionPb – free assemblyPre Heat- Temperature Min (Ts(min))150°C - Temperature Max (Ts(max))200°C- Time (Min to Max) (ts)60 – 180 secondsAverage Ramp-up Rate (Liquidus Temp (TL) to peak)3°C/second max.TS(max) to TL - Ramp-up Rate5°C/second max.Reflow- Temperature (TL) (Liquidus)217°C - Temperature (tL)60 – 150 secondsPeak Temperature (TP)260+0/-5 °CTime within 5°C of actual peak Temperature (tp)10 – 30 secondsRamp-down Rate6°C/second max.Time 25°C to peak Temperature (TP)8 minutes max.Do not exceed260°CSoldering ParametersTemperature Re-rating Curve406080100120140-65 -45 -25 -5 15 35 55 75 95 115 135 155TEMPERATURE (°C)PERCENT OF RATINGWave Soldering260°C, 10 seconds max.Example: For continuous operation at 75 degrees celsius, the fuse should be rerated as follows: I = (0.80)(0.85)IRAT = (0.68)IRATNote: 1. Re-rating depicted in this curve is in addition to the standard re-rating of 20% for continuous operation.TimeTemperatureTPTLTS(max)TS(min)25tPtLtStime to peak temperature(t 25ºC to peak)Ramp-downRamp-upPreheatCritical ZoneTL to TP© 2017 Littelfuse, Inc.Specifications are subject to change without notice.Revised: 12/14/17Surface Mount FusesCeramic Fuse > 501 SeriesMaterialsBody: Advanced CeramicTerminations: Ag / Ni / Sn (100% Lead-free)Element Cover Coating: Lead-free GlassMoisture Sensitivity LevelIPC/JEDEC J-STD-020, Level 1SolderabilityIPC/ECA/JEDEC J-STD-002, Condition BHumidity TestMIL-STD-202, Method 103, Conditions DResistance to SolventsMIL-STD-202, Method 210, Condition BProduct CharacteristicsMoisture ResistanceMIL-STD-202, Method 106Thermal ShockMIL-STD-202, Method 107, Condition BMechanical ShockMIL-STD-202, Method 213, Condition AVibrationMIL-STD-202, Method 201Vibration, High FrequencyMIL-STD-202, Method 204, Condition DDissolution of MetallizationIPC/ECA/JEDEC J-STD-002, Condition DTerminal StrengthIEC 60127-4DimensionsPackagingPart Marking SystemPackaging OptionPackaging SpecificationQuantityQuantity & Packaging Code8mm Tape and ReelEIA-481, IEC 60286, Part 33000WRPart Numbering System201.00[.04]1.63 +.10/-.20[.064 +.004/-.008]3.200 ± .1778[.126 ± .007]0.835 ± 0.15[.033 ± .006].520 ± .200[.020 ± .008]1.500[.059]1.800[.071]3.500[.138]1.000[.039]Amp CodeMarking Code010.10012.12015.15020.200501 020. W R SeriesAMP CodeW = 3000 pcsQuantityR = Reel PackPacking CodeDisclaimer Notice - Littelfuse products are not designed for, and shall not be used for, any purpose (including, without limitation, automotive, military, aerospace, medical, life-saving, life-sustaining or nuclear facility applications, devices intended for surgical implant into the body, or any other application in which the failure or lack of desired operation of the product may result in personal injury, death, or property damage) other than those expressly set forth in applicable Littelfuse product documentation. Warranties granted by Littelfuse shall be deemed void for products used for any purpose not expressly set forth in applicable Littelfuse documentation. Littelfuse shall not be liable for any claims or damages arising out of products used in applications not expressly intended by Littelfuse as set forth in applicable Littelfuse documentation. The sale and use of Littelfuse products is subject to Littelfuse Terms and Conditions of Sale, unless otherwise agreed by Littelfuse. Information furnished is believed to be accurate and reliable. However, users should independently evaluate the suitability of and test each product selected for their own applications. Littelfuse products are not designed for, and may not be used in, all applications. Read complete Disclaimer Notice at www.littelfuse.com/disclaimer-electronics.
https://www.littelfuse.com/~/media/electronics/datasheets/fuses/littelfuse_fuse_437_datasheet.pdf.pdf | fuses | © 2020 Littelfuse, Inc.Specifications are subject to change without notice.Revised: GD. 10/19/20Ceramic Fuse > 437 SeriesSurface Mount Fuses437 Series – 1206 Fast-Acting FuseDescriptionThis 100% Lead-free, RoHS compliant and Halogen-free fuse series has been designed specifically to provide over current protection to circuits might encounter high working ambient temperatures (up to 150ºC).The general design ensures excellent temperature stability and performance reliability.In addition to this, the high I²t values typical of the Littelfuse Ceramic Fuse family ensure high inrush current withstand capability.Agency ApprovalsAgencyAgency File NumberAmpere RangeE104800.250A - 8A298620.250A - 8AFeaturesElectrical Characteristics for Series• Operating Temperature from -55ºC to +150ºC• 100% Lead-free, Halogen-Free and RoHS compliant• Suitable for both leaded and lead-free reflow / wave soldering• UL Recognized to UL/CSA/NMX 248-1 and UL/CSA/NMX 248-14% of Ampere RatingAmpere RatingOpening Time at 25ºC100%250mA - 8A4 hours, Minimum250%750mA - 8A5 seconds, Maximum350%250mA -500mA5 seconds, Maximum350%750mA - 8A1 second, MaximumApplicationsAmpere Rating(A)Amp CodeMax. Voltage Rating (V)Interrupting Rating1Nominal Resistance (Ohms)2Nominal Melting I2t (A2Sec.)3Nominal Voltage Drop At Rated Current (V)4Nominal Power Dissipation At Rated Current (W)Agency Approvals0.25.25012550 A @ 125 V AC/DC2.290.0030.780.195xx0.375.3751251.330.010.60.225xx0.5.5006350 A @ 63 V AC/DC0.9080.0180.520.26xx0.75.750630.6650.0640.450.338xx1.0001.630.420.10.410.41xx1.251.25630.3180.2560.40.5xx1.501.5630.2090.3240.390.585xx1.751.75630.0710.0750.270.473xx2.0002.630.0580.2250.20.4xx2.502.54550A @ 45V AC/63V DC0.0430.4410.150.375xx3.0003.450.0330.5060.140.42xx3.503.5450.0270.7770.130.455xx4.0004.450.0221.0240.130.52xx5.0005.450.01592.30.130.65xx7.0007.3250 A @ 32 V AC/35 V DC0.015.020.130.91xx8.0008.320.0087.230.131.04xxElectrical Specifications by ItemNotes:1. AC Interrupting Rating tested at rated voltage with unity power factor. DC Interrupting Rating tested at rated voltage with time constant < 0.8 msec.2. Nominal Resistance measured with < 10% rated current.3. Contact Littelfuse if application transient surges are less than 1 ms.4. Nominal Voltage Drop measured at rated current after temperature has stabilized.Devices designed to carry rated current for 4 hours minimum. It is recommended that devices be operated continuously at no more than 80% rated current. See “Temperature Re-rating Curve”for additional re-rating information.Devices designed to be mounted with marking code facing up.RoHSPb• LCD Displays• Servers• Printers• Scanners• Data ModemsAdditional InformationDatasheetSamplesResources© 2020 Littelfuse, Inc.Specifications are subject to change without notice.Revised: GD. 10/19/20Ceramic Fuse > 437 SeriesSurface Mount FusesAverage Time Current Curves.250A4A3.5A3A2.5A2A1.75A1.5A 1.25A 1A.500A.375A7A5A.750A8A0.0010.010.1110TIME IN SECONDS0.1110100CURRENT IN AMPERESReflow ConditionPb – free assemblyPre Heat- Temperature Min (Ts(min))150°C - Temperature Max (Ts(max))200°C- Time (Min to Max) (ts)60 – 180 secondsAverage Ramp-up Rate (Liquidus Temp (TL) to peak) 3°C/second max.TS(max) to TL - Ramp-up Rate5°C/second max.Reflow- Temperature (TL) (Liquidus)217°C - Temperature (tL)60 – 150 secondsPeak Temperature (TP)260+0/-5 °CTime within 5°C of actual peak Temperature (tp)10 – 30 secondsRamp-down Rate6°C/second max.Time 25°C to peak Temperature (TP)8 minutes max.Do not exceed260°CSoldering ParametersTemperature Re-rating Curve406080100120140-65 -45 -25 -5 15 35 55 75 95 115 135 155TEMPERATURE (°C)PERCENT OF RATINGTimeTemperatureTPTLTS(max)TS(min)25tPtLtStime to peak temperature(t 25ºC to peak)Ramp-downRamp-upPreheatCritical ZoneTL to TPExample: For continuous operation at 75 degrees celsius, the fuse should be rerated as follows: I = (0.80)(0.85)IRAT = (0.68)IRATNote: 1. Re-rating depicted in this curve is in addition to the standard re-rating of 20% for continuous operation.Wave Soldering260°C, 10 seconds max.© 2020 Littelfuse, Inc.Specifications are subject to change without notice.Revised: GD. 10/19/20Ceramic Fuse > 437 SeriesSurface Mount FusesMaterialsBody: Advanced CeramicTerminations: Ag / Ni / Sn (100% Lead-free)Element Cover Coating: Ceramic/Lead-free GlassMoisture Sensitivity LevelIPC/JEDEC J-STD-020, Level 1SolderabilityIPC/EIC/JEDEC J-STD-002, Condition BHumidity TestMIL-STD-202, Method 103, Condition DResistance to Solder HeatMIL-STD-202, Method 210, Condition BMoisture ResistanceMIL-STD-202, Method 106Product CharacteristicsThermal ShockMIL-STD-202, Method 107, Condition BMechanical ShockMIL-STD-202, Method 213, Condition AVibrationMIL-STD-202, Method 201Vibration, High FrequencyMIL-STD-202, Method 204, Condition DDissolution of MetallizationIPC/EIC/JEDEC J-STD-002, Condition DTerminal StrengthIEC 60127-4Dimensions0.520 ± 0.200[0.020 ± 0.008]3.200 ± 0.1778[0.126 ± 0.007]1.000[0.039]1.63 +0.10 / -0.2[0.064 +0.004 / -0.008]1.500[0.059]1.800[0.071]3.500[0.138]1.000[0.039]0.835 ± 0.15[0.0329 ± 0.006]3.200 ± 0.1778[0.126 ± 0.007]1.63 +0.10 / -0.2[0.064 +0.004 / -0.008]NHHPackagingPart Marking SystemPackaging OptionPackaging SpecificationQuantity Quantity & Packaging Code8mm Tape & ReelEIA-481, IEC 60286-33000WRPart Numbering System0437 008. W RSeriesAMP CodeQuantity CodePackaging CodeW = 3000 pcsR = Reel PackAmp CodeMarking Code0.25D0.375E0.5F0.75G1.0H1.25J1.5K1.75LAmp CodeMarking Code2.0N2.5O3.0P3.5R4.0S5.0T7.0W8.0XDisclaimer Notice - Littelfuse products are not designed for, and shall not be used for, any purpose (including, without limitation, automotive, military, aerospace, medical, life-saving, life-sustaining or nuclear facility applications, devices intended for surgical implant into the body, or any other application in which the failure or lack of desired operation of the product may result in personal injury, death, or property damage) other than those expressly set forth in applicable Littelfuse product documentation. Warranties granted by Littelfuse shall be deemed void for products used for any purpose not expressly set forth in applicable Littelfuse documentation. Littelfuse shall not be liable for any claims or damages arising out of products used in applications not expressly intended by Littelfuse as set forth in applicable Littelfuse documentation. The sale and use of Littelfuse products is subject to Littelfuse Terms and Conditions of Sale, unless otherwise agreed by Littelfuse. Information furnished is believed to be accurate and reliable. However, users should independently evaluate the suitability of and test each product selected for their own applications. Littelfuse products are not designed for, and may not be used in, all applications. Read complete Disclaimer Notice at www.littelfuse.com/disclaimer-electronics.
https://www.littelfuse.com/media?resourcetype=brochures&itemid=b04f3712-6b2d-4c40-a36a-e051935607f2&filename=fuse-holder-brochure2022 | fuses | %PDF-1.4%����5567 0 obj< >endobj xref5567 600000000016 00000 n0000003031 00000 n0000003213 00000 n0000006458 00000 n0000006573 00000 n0000006612 00000 n0000006651 00000 n0000007840 00000 n0000008861 00000 n0000009976 00000 n0000011008 00000 n0000012170 00000 n0000013276 00000 n0000013455 00000 n0000014075 00000 n0000014656 00000 n0000014791 00000 n0000015371 00000 n0000015954 00000 n0000016042 00000 n0000016685 00000 n0000017144 00000 n0000017234 00000 n0000018132 00000 n0000019342 00000 n0000024283 00000 n0000024639 00000 n0000029884 00000 n0000030408 00000 n0000030479 00000 n0000030564 00000 n0000041019 00000 n0000041285 00000 n0000041451 00000 n0000041480 00000 n0000041782 00000 n0000055896 00000 n0000056147 00000 n0000056444 00000 n0000062230 00000 n0000062271 00000 n0000063080 00000 n0000271902 00000 n0000272810 00000 n0000601990 00000 n0000602797 00000 n0000802946 00000 n0000813718 00000 n0000826528 00000 n0000836606 00000 n0000850781 00000 n0000860725 00000 n0000882658 00000 n0000886761 00000 n0000903653 00000 n0000907756 00000 n0000939847 00000 n0000943467 00000 n0000002758 00000 n0000001526 00000 ntrailer< <088D4498AEC84D908966F0EC5B67B0CC>]/Prev 7541424/XRefStm 2758>>startxref0%%EOF 5626 0 obj< >streamhޔT}Lg�]{�*kK[9:"Y�Pu3�K��!�1����-�u�,PHa�t���!蜡�c�XV��ka����-c�ٖe�v�ߞ�M���=����O�g@d�x��1f��� 6{]-x.���:�����{�5��'_H���{Q�}y�͟z%#�K��� �׈»������{��pB��&q8��rA�/�dʟ�D8^���p8�ˢl]�\��1��q���u����T�̱�㸓�(__��IpE"Q�*�"�gȵR����1�{�J]X��jsT�N���]���#�d��\.�@�A��Ƀ+�H��L��[Q%�e0r ��P��a~c@(����{L�W��'�Y�N���%�癑���uendstreamendobj5625 0 obj< >/Filter/FlateDecode/Index[521 5046]/Length 118/Size 5567/Type/XRef/W[1 2 1]>>streamh���A ��v�- O�`����Lo&IeQz<`.̅�0��\�sa.̅�0��\�s��\�sa.̅�0��\�sa.̅�0g.̅�0��\�sa.̅�0��\�s��0�uZ�endstreamendobj5568 0 obj< >/Metadata 519 0 R/PageLabels 512 0 R/Pages 515 0 R/StructTreeRoot 521 0 R/Type/Catalog/ViewerPreferences< >>>endobj5569 0 obj< >/ExtGState< >/Font< >/ProcSet[/PDF/Text/ImageC]/Properties< >/XObject< >>>/Rotate 0/StructParents 0/TrimBox[0.0 0.0 612.0 792.0]/Type/Page/PieceInfo< /LastModified /NumberOfPageItemsInPage 23/NumberofPages 1/OriginalDocumentID /PageItemUIDToLocationDataMap< >/PageTransformationMatrixList< >/PageUIDList< >/PageWidthList< >>>>>>>endobj5570 0 obj< >endobj5571 0 obj[/ICCBased 5594 0 R]endobj5572 0 obj[/ICCBased 5592 0 R]endobj5573 0 obj< >streamH��VɎ7��W�Z-nZÇx�1r����ǎ'��瑪���9�H���H����z�O/^߾zs�Jz��Wi���(�5)I枘)���#SM��˯�N_�R��?fɃ��Z�$2�Z:�fI:l��Ɩ�J.*d����r¦�P�������[�z���p�?�ߟ�{����O�O�%�F��C �0S��(Q�\U�qV[�%�����uUz�}��n��S��[B.y�"��<,���:���@��D2u��p�\-�r��B׮dX�<�v�h=j.LpAy��̺_��Uҁ3��N��S�P��e04dn��[(���5�����}�=��樶F��&\����IR��~��J% ����Q�����ǔ�_�݅�6Fh�}9�����J���ze��wwH�<}�bQ�p�`EqI8�:"7(.��gA�B��v묁.�L����Zp0��ܦ�N�%W�QB����^Ȋ8`]��.�v��s����3]�#�r�YG��lQ��"/͝�R"���U��m�����u��z�Wc�k-9�'p�AT�;2�Y���7P�Z.��t����z�$��Ѿ��* �x�;�:NSu��#����4���B���)Β��?F����5�S�J�Q=0�p���֑ /J�ցp��ngO>-$��}�[�F����G��=��9��a~����cК��=OL�^�U�� u?ZcG����'�>�0��0��'���W���N"TE���9K���ǍX������P�fȑq�����������z����Ian��I�PJC�~X�=�G,�ڈ���f�\�u�Q�m0��]:-N���]�8���kkW��?�¦�ۣe�'�&bvq�tUl!��S{&G�ΣO��m沭n�M("Wt�?�E;^���ٿf¦��V��CL��߇I�h� m�W0\����T�şB�!�S��B���B���e��,V-W�J8�{L2���.O^s<S:����t�d��]u��L[�㺮��)m��'�n����e5KI;��Ӭ���Q1�D���X�����w�G�fۿ�iI0��endstreamendobj5574 0 obj< >streamH��VI�1�����HzF�0@ �C�I����&���vY"Ud�ؾk!9�4;�VD���2in0�x�-HR:��!�2}����#=��¦P�f���[��\�"���Stb�>O�"m~�qP=��������9Y}��Eǐ�:j��������L�S�Ҽ�.v"�6u��4dYAw'_���\��!�Yw�;�ylF��D:)m��D�&m�L"q��v���µp�Ǌ�E����c�Ѕ�$��v��Z$Nv Z��C<[�OX�������`%/=�?g�G%�(�!�6~�8Op��/\�?EM�8!�������L�r,@��O�ق�9�Q��xQ�Ԗ�����X�v%B±�Zǂ�Lۣ�z���¦1-��g�]3g� 3��ʒ��̎�����7YS�\�͐����H7b���P�\AE����]��:̱W46A �q�7�;�.¦�n������ދya�#ihx�c��b���@i��)�4c�I1V0�*�����0��f�0�ĩɪ��p�S$x��v��$w��#�X�b�!{�-_��ӓ�ď�nR�漼rrSOo�����w�g���B���xV�b���5��T7���#t�sU�%]��c�@�5�J������5�&��-����aB23¦��h�8�[�&1L$����w����Pdi-ms��Ĭֺ����_3[l���ၷ����F�;��c�vXQʛ��� ƶ��`�9V��k�������(��"q�/��VG��_/=ga׹Q\l�~Y�֬ȺS�7�ߏM�4H��K���a��F���(¦Ðv�s9��"��+����h@�6��T��k��"s��Е^���Obc\Ԗ��j����v����^�f�^o��Ի��-���+x��������@�����z����/�~A:U���/�ɉ��n�endstreamendobj5575 0 obj< >streamH�lVAr�8��+���(���g�R5�����,@���d.#�I�!�n��1���г͟?_���ȹ�嶥����ǟ�?���$���n~�کs�������Ǉ�]B����Ρq¦��K?�)H���ոֱ�x������hؤ簕��#���N���YD�l:�q���d����.mv��� h,0�1]�6��ɍ����_��{qALӿ��O�������dy2<�a�ӑ��B��yU)1N�3d浌���6�I䑨�H����)�k(�~n�����}�s�$/B&h��ge��% H!�[��{7���z�"��e���W3e-B�zBt�1�5J����I� �23����(M���*� �XO [�Q/%A� �dmڈ�̲�GF=�/�zn���\V^��]���~��c �@ᘃ�p�F�,���e��¦��֮��C���h ۬rï�R뙧[lU�u�������EU:qG�,��D^B�}�f�I0��O�\Q�D��R��B��*�Ѯ�5�vo՘�By�\���@J�w��PR{�b�#���ܳ��f���B�)�l��-�I6�zl�s� �)��,X��y6�7d֨F�jV������-wm�ܿ=�'&G[J��.�L,���Z+դ�jB�ϵ�lU��Ս�w{�e�2}���6��RLϩ��w�fag��2R�1�g�pzZ�Zζ�'h+��J�f��v�"Q��]�S�����X^��g�'���0q���E����45�$�"�F%�ٽ*=�����d��:�H:���aˍ?����Ba���`:�a��n�l�h�a�d�/��m��R=�io���_��w�!P��/0���Wh@%P��7���i6 7��6���ucl���~�"�W��oᇁ��PO��u��.��(k�&E{��ED��C��0a���t�CƼ�뙼��R�u�7����B�So�Wf?��9N:����*a��į��I� �ѷ�!&�^�aG5�~��Ώ�?����!endstreamendobj5576 0 obj< >streamH��VA�$)��+��06?c���jՇ��e�6Te��}�UK-��NjQҳ���LN*��k,�ίc#�����l��#�J�E�ZD ���A�q�]N�vr���`��q��щM���-�g[c'1d�P�JSB�5������D�zmث�4�>�ak�Y��#����p�Sra��n�q�FAS�U*}B�ٛ�cn}���� �q�gHA0�������OD�E��<��!���ogF�i~�¦���Y�(���Z���C��� �$��:7¦n�2㜌[L=\#¦`����,���ƲHG���#ɭ��H[��I�)��Bβ���~&Ϝ�Qd�v�H�Kh��'��(xױQP1y�6$��^cP]��0��բ*(��WF��-2grkTI��.ns�'L����v����S����#[����?�X����<��t�,���j:�9;W�`z��5�sFrSbcoP�F�k�����{�z�6`��-d��ŰɷW��Z�}5���^�t���aH3]p����a-]�~ahJ$����zB���y���(/�E���Fy)�J��L�������"� ��.K��s���ZV\^��Co��ڢ����������Y�z-O7��M\���o��$ʻ�z�T(¦��q�����2����7CeI��V��>ښu���n��3�Ʉ/p�DUX��������/F-־�����9.��K������r����8�f�0��q�j�G�Ƒ�q��8��7�ߴ���7¦�����7��o�/�iWߴ�}3.���o������6T�M���t���m��~��(�Gc8iΧS6�\� >#ۓo������sC���r�B��k2���#¦�z�d\�ɚ'`����!z���?���7܆V����w]ʭ!}�x���[n�߿��?����endstreamendobj5577 0 obj< >streamH�lVA��6��+��5HJ��g������*R�{��ܪ�,�b�r����z¦��l�H,�4�
https://www.littelfuse.com/media?resourcetype=datasheets&itemid=24deec6d-9c03-4f0e-b612-8499127355f3&filename=littelfuse_fuse_314_324_datasheet.pdf | fuses | © 2020 Littelfuse, Inc.Specifications are subject to change without notice.Revised: GD. 10/21/20Axial Lead & Cartridge Fuses3AB > Fast-Acting > 314/324 SeriesThe 3AB Fast-Acting Fuse with ceramic body construction permits higher interrupting ratings and voltage ratings. Ideal for applications where high current loads are expected.Agency ApprovalsAgencyAgency File NumberAmpere RangeE104800.375A - 15A298620.375A - 20AE1048020A - 40APSE314 Series:NBK030805-E10480ANBK030805-E10480CNBK030805-E10480ENBK260106-JP1021A324 Series: NBK030805-E10480B NBK030805-E10480D NBK030805-E10480F NBK260106-JP1021B1A - 3.5A4A - 5A6A - 15A20A - 30A 1A - 3.5A 4A - 5A 6A - 15A 20A - 30ASU05001-6003SU05001-6001SU05001-7006SU05001-8002SU05001-8003SU05001-60023A4-6A7-10A12-15A20A25-30AN/A0.375A - 30AJ 50440217*15A/*20AFeaturesElectrical Characteristics for SeriesApplicationsRoHS% of Ampere RatingAmpere RatingOpening Time100%0.375 - 404 hours, Minimum135%0.375 - 301 hour, Maximum200%0.375 - 1215 secs., Maximum15 - 3030 secs., Maximum250%4030 secs., Maximum• In accordance with UL Standard 248-14• Available in cartridge and axial lead format and with various forming dimensions• RoHS compliant and Lead-free• UL Listed and Recognized to UL/CSA/NMX 248-1 and UL/CSA/NMX 248-14• Conforms to DENAN’s Appendix 3• Conforms to EN 60127-1 and EN 60127-7 (15A, 20A only)Used as supplementary protection in appliance or utilization equipment to provide individual protection for components or internal circuits.Pb314/324 Series Lead-free 3AB, Fast-Acting FusePSEDescriptionAdditional InformationDatasheetSamplesResourcesDatasheetSamplesResources314 Series314 Series314 Series314 & 324 SeriesAccessoriesFor recommended fuse accessories for this product series, see ‘Recommended Accessories’ section.324 Series324 Series324 Series* - Approved for axial leaded version only.© 2020 Littelfuse, Inc.Specifications are subject to change without notice.Revised: GD. 10/21/20Axial Lead & Cartridge Fuses3AB > Fast-Acting > 314/324 SeriesAverage Time Current Curves10001001010.10.010.11101001000.375A.500A.750A1A2A3A4A5A6A7A8A10A12A15A20A25A30A40ATIME IN SECONDSCURRENT IN AMPERESTemperature Re-rating CurveNote: Rerating depicted in this curve is in addition to the standard derating of 25% for continuous operation.Electrical Specification by ItemAmp CodeAmpere Rating(A)Voltage Rating (V)InterruptingRating+Nominal Cold Resistance (Ohms)Nominal Melting I2t (A2 sec)***Agency ApprovalsPSE.3750.37525035 A @ 250 VAC10 kA @ 125 VAC10 kA @ 125 VDC0.8200.210xx---x-.5000.52500.5000.639xx---x-.7500.752500.2502.061xx---x-001.1250100 A @ 250 VAC10 kA @ 125 VAC10 kA @ 125 VDC0.1890.690xx--xx-002.22500.07005.700xx--xx-003.32500.043214.6xxx-xx-004.4250750 A @ 250 VAC10 kA @ 125 VAC10 kA @ 125 VDC0.047010.4xxx-xx-005.52500.030026.0xxx-xx-006.62500.024045.0xxx-xx-007.72500.018771.0xxx-xx-008.82500.0153105xxx-xx-010.102500.0105206xxx-xx-010.*102800.0105206---x-x-012.122500.00760570xxx-xx-015.152500.00505292xxx-xxx****015.*152800.00505292-xx-020.202501000 A @ 250 VAC200 A @ 300 VAC10 kA @ 125 VAC10 kA @ 125 VDC0.00355631-xxxxxx****020.*202800.00355631---x-x-025.25250100 A @ 250 VAC1000 A @ 75 VDC400 A @ 125 VAC400 A @ 125 VDC0.002351450--xxxx-025.**252800.002351450---x-x-030.302500.001822490--xxxx-040.402501000 A @ 250 VAC400 A @ 150 VDC0.001422925---x-x-* 350A@280VAC interrupting rating available for 10A, 15A and 20A. ** 50A@280VAC for 25A. Add suffix ’280’. Example: 0324020.MX280P. ***I2t test at 10x rated current****Approved for axial leaded versions only, and interrupting rating is 750A@250Vac for 15A,1000A@250Vac for 20A+ - Interrupting Rating may differ based on Agency Approval. See Agency Approval certificate for more details.© 2020 Littelfuse, Inc.Specifications are subject to change without notice.Revised: GD. 10/21/20Axial Lead & Cartridge Fuses3AB > Fast-Acting > 314/324 SeriesSoldering Parameters - Wave SolderingDwell Time0204060801001201401601802002202402602803000102030405060708090100110120130140150160170180190200210220230240Time (Seconds)Temperature (°C) - Measured on bottom side of boardCooling TimePreheat TimeWave ParameterLead-Free RecommendationPreheat:(Depends on Flux Activation Temperature)(Typical Industry Recommendation) Temperature Minimum:100°C Temperature Maximum:150°C Preheat Time:60-180 secondsSolder Pot Temperature:260°C MaximumSolder Dwell Time:2-5 secondsRecommended Hand-Solder Parameters:Solder Iron Temperature: 350°C +/- 5°C Heating Time: 5 seconds max.Note: These devices are not recommended for IR or Convection Reflow process.Recommended Process Parameters:Product CharacteristicsMaterialsBody: CeramicCap: Nickel–plated BrassLeads: Tin–plated CopperTerminal StrengthMIL-STD-202, Method 211, Test Condition ASolderabilityMIL-STD-202 Method 208Product MarkingCap1: Brand logo, current and voltage ratingsCap2: Series and agency approval marksOperating Temperature–55ºC to +125ºCThermal ShockMIL-STD-202, Method 107, Test Condition B (5 cycles, -65°C to +125°C)VibrationMIL-STD-202, Method 201HumidityMIL-STD-202, Method 103, Test Condition A (High RH (95%) and Elevated temperature (40°C) for 240 hours)Salt SprayMIL- STD-202, Method 101, Test Condition B314 000P Series(cartridge)324 000P Series(axial leaded)6.35±0.3 (.25")32.72±1.12(1.288")31.75±1.12(1.25")6.985±0.3 (.275")Axial Lead Diameter:0.81±0.05 (.032") for(0.375A - 15A)1.02±0.06 (.040") for(20A - 40A)Axial Lead Length:38.1±3.15 (1.50") TYP.52±3 (2.0") for Long LeadAxial Lead Material: Tin-coated copperPart Numbering System0314M X PxxxxLead-freePackaging CodeQuantity CodeAmp CodeSeriesX = FillerM = 1000Refer to Amp Code column of Electrical Speciﬁcation Table314 = Cartridge 324 = Axial LeadedDimensionsMeasurements displayed in millimeters (inches)© 2020 Littelfuse, Inc.Specifications are subject to change without notice.Revised: GD. 10/21/20Axial Lead & Cartridge Fuses3AB > Fast-Acting > 314/324 SeriesRecommended AccessoriesAccessory TypeSeriesDescriptionMax Application VoltageMax Application AmperageHolder155100Twist-Lock In-Line Fuseholder3220342Traditional Panel Mount Fuseholder25020346Panel Mount Flip-Top Shock-Safe Fuseholder25015345Shock-Safe Fuseholder with PC Mount, Solder Mount and Panel Mount options25020Block354Low Profile OMNI-BLOK® Fuse Block60030359High Current Screw Terminal Fuse Block 30Clip122High Current Traditional PC Board Fuse Clip 100030101Rivet/Eyelet Type Fuse Clip100015Notes: 1. Do not use in applications above rating. 2. Please refer to fuseholder data sheet for specific re-rating information.3. Please contact factory for applications greater than the max voltage and amperage shown.PackagingPackaging OptionPackaging SpecificationQuantityQuantity & Packaging CodeTaping Width314 SeriesBulkN/A5VXN/ABulkN/A100HXN/ABulkN/A1000MXN/ABulkN/A1000MX52L (long lead)N/ABulkN/A1000MXCCN/ABulkN/A1000MX52LE (long lead)N/A324 SeriesBulkN/A5VXN/ABulkN/A100HXN/ABulkN/A1000MXN/ABulkN/A1000MX280N/ABulkN/A1000MX52LN/ABulkN/A1000MXF24N/ADisclaimer Notice - Information furnished is believed to be accurate and reliable. However, users should independently evaluate the suitability of and test each product selected for their own applications. Littelfuse products are not designed for, and may not be used in, all applications. Read complete Disclaimer Notice at https://www.littelfuse.com/legal/disclaimers/product-disclaimer.aspx.
https://www.littelfuse.com/media?resourcetype=datasheets&itemid=4a59f034-1cca-460e-a5ba-e1e66247c76d&filename=littelfuse_fuse_467_datasheet.pdf | fuses | Fuse Datasheet© 2023 Littelfuse, Inc.Specifications are subject to change without notice.Revised: GD. 02/27/231467 Series0603 Fast-Acting FuseDescriptionAgency ApprovalsAgencyAgency File NumberAmpere RangeE104800.250 A - 5 A298620.250 A - 5 AR504664390.250 A - 5 AElectrical CharacteristicsFeatures & Benefits ■ Compatible with lead-free solders and higher temperature profiles ■ High performance materials provide improved performance in elevated ambient temperature applications ■ Marked on top surface with code to allow amp rating identification without testing ■ Low profile for height sensitive applications ■ Flat top surface for pick-and-place operations ■ Element covering material is resistant to industry standard cleaning operations ■ Mounting pad and electrical performance is identical to Littelfuse 431 and 434 Series products ■ Halogen free, Lead-free and RoHS compliant ■ Recognized to UL/CSA/NMX 248-1 and UL/CSA/NMX 248-14 ■ Conforms to EN 60127-1 and EN 60127-7% of Ampere RatingOpening Time at 25OC100%4 hours, Minimum200%5 sec., Maximum300%0.2 sec., MaximumApplicationsThe 467 Series Fast-Acting Surface Mount Fuse (SMF) is an ultra small (0603 size) thin-film device designed for secondary protection of circuits used in space constrained applications such as hand-held portable electronic devices. This series is 100% lead-free and meets the requirements of the RoHS directive. New Halogen-Free 467 Series fuses are available–to order use the “HF” suffix. See Part Numbering section for additional information.. ■ Cell phones ■ Battery packs ■ Digital cameras ■ DVD players ■ Hard disk drives.Secondary protection for space constrained applications:Ampere Rating(A)Amp CodeMaxVoltage Rating (V)InterruptingRatingNominal Cold Resistance (Ohms)Nominal Melting I2t (A2sec)NomVoltage Drop (mV)NomPower Dissipation (W)Agency Approvals0.250 .250 32 50A @32V AC/DC0.56500.0014158.560.0396xxx0.375 .375 32 0.30000.0035128.030.0480xxx0.500 .500 32 0.18700.0087 138.500.0693xxx0.750 .750 32 0.11700.0171 123.300.0925xxx1.00001. 32 0.07000.0212 67.400.0674xxx1.25 1.25 32 35A @32V AC/DC13A @65V DC0.05100.0518 84.320.1054xxx1.50 01.5 32 0.03850.0766 71.600.1074xxx1.75 1.75 32 35A @32V AC/DC0.03100.0903 78.750.1378xxx2.00 002. 32 0.02800.189178.220.1564xxx2.50 02.5 32 0.02100.206676.100.1903xxx3.00 003. 32 0.01700.2403 75.040.2251xxx3.50 03.5 32 0.01390.4306 65.300.2286xxx4.00 004. 32 0.01180.841063.100.2524xxx5.00 005. 32 0.00890.9000 61.200.3060xxxElectrical Specifications1. Measured at 10% of rated current, 25ºC. 2. Measured at rated voltage.RoHSPbResourcesAccessoriesSamplesAdditional InformationFuse Datasheet© 2023 Littelfuse, Inc.Specifications are subject to change without notice.Revised: GD. 02/27/232467 Series0603 Fast-Acting FuseAverage Time Current CurvesTIME IN SECONDSCURRENT IN AMPERES0.010.10.11110100101000.0013.50 A3.00 A2.50 A2.00 A1.75 A1.50 A1.25 A1.00 A0.750 A0.500 A0.375 A0.250 A4.00 A5.00 ATemperature Rerating CurveReflow ConditionPb – Free assemblyPre Heat- Temperature Min (Ts(min))150°C - Temperature Max (Ts(max))200°C- Time (Min to Max) (ts)60 – 180 secsAverage ramp up rate (Liquidus Temp (TL) to peak5°C/second maxTS(max) to TL - Ramp-up Rate5°C/second maxReflow- Temperature (TL) (Liquidus)217°C - Temperature (tL)60 – 150 secondsPeak Temperature (TP)250+0/-5 °CTime within 5°C of actual peak Temperature (tp)20 – 40 secondsRamp-down Rate5°C/second maxTime 25°C to peak Temperature (TP)8 minutes Max.Do not exceed260°CSoldering ParametersWave Soldering260°C, 10 seconds max.Note:1. Rerating depicted in this curve is in addition to the standard derating of 25% for continuous operation.Example: For continuous operation at 70 degrees celsius, the fuse should be deratedas follows: I = (0.75)(0.80)IRAT = (0.60)IRAT2. The temperature derating curve represents the nominal conditions. For questions about temperature derating curve, please consult Littelfuse technical support for assistance.Time (t)Temperature (T)TPTLTS(max)TS(min)25ºCtPtLtSt 25ºC to PeakRamp-downRamp-upPreheatCritical ZoneTL to TPFuse Datasheet© 2023 Littelfuse, Inc.Specifications are subject to change without notice.Revised: GD. 02/27/233467 Series0603 Fast-Acting FuseMaterialsBody: Advanced High Temperature Substrate Terminations: 100% Tin over Nickel over CopperElement Cover Coat: Conformal CoatingOperating Temperature– 55OC to 90OC. Consult temperature re-rating curve chart. For operation above 90°C contact Littelfuse.HumidityMIL-STD-202, Method 103, Condition DThermal ShockWithstands 5 cycles of – 55OC to 125OCVibrationPer MIL-STD-202Insulation Resistance (After Opening) Greater than 10,000 ohms.Resistance to Soldering HeatMIL-STD-202, Method 210, Condition DProduct CharacteristicsDimensions mm (inches)Part Marking System1.09(.043")REFLOW SOLDER1.60±0.102(.063"±0.004")0.330±0.102(.013"±0.004")0.279±0.076(.011"±0.003").18(.007")0.127±0.102(.005"±0.004")MARKING CODE VARIES WITH AMPERAGE RATING(SEE CHART)R REF.1.02(.040").762(.030")2.54(.100")1.09(.043")WAVE SOLDER3.20(.126")1.09(.043")1.02(.040")0.813±0.076(.032"±0.003")SnSnCuSnCoatingAmp CodeMarking Code.250 D.375 E.500 F.750 G001. H1.25 J01.5 K1.75 LPart Numbering SystemPackagingPackaging OptionPackaging SpecificationQuantityQuantity & Packaging Code8mm Tape and ReelEIA-481 Rev. D (IEC 60286, part 3)5000NR0467002.NRHFSERIESAMP Code‘HF’ SUFFIX HALOGEN FREE ITEMPACKAGING CodeThe dot is poisitioned before the Pack-aging Suffix with whole ratings and within the numbering sequence for fractional ratings. Refer to Amp Code column in the Electrical Specifications table. NR = Tape and Reel, 5000 pcsExample:1.5 amp product is 046701.5NRHF (2 amp product shown above).Amp CodeMarking Code002. N02.5 O003. P03.5 R004. S005. TDisclaimer Notice - Information furnished is believed to be accurate and reliable. However, users should independently evaluate the suitability of and test each product selected for their own applications. Littelfuse products are not designed for, and may not be used in, all applications. Read complete Disclaimer Notice at: www.littelfuse.com/disclaimer-electronics.
https://www.littelfuse.com/media?resourcetype=datasheets&itemid=a96d72b7-5296-4815-88b4-98b2f6738874&filename=littelfuse_fuse_218_datasheet.pdf | fuses | Axial Lead & Cartridge Fuse Datasheet© 2024 Littelfuse, Inc.Specifications are subject to change without notice.Revised: GD. 02/09/241218 Series5×20 mm, Time-Lag FuseAgency ApprovalsAgencyAgency File NumberAmpere RangePSECartridge:NBK090205-E10480ANBK120802-E10480CLeaded:NBK090205-E10480BNBK120802-E10480D1A – 5A6.3A – 15A1A – 5A6.3A – 15A 20209702070000650.032A – 6.3A SU05001-3005 SU05001-2008SU05001-20090.032A – 0.040A 0.050A – 0.800A 1A – 10A E104800.032A – 16A298620.032A - 10A; 15A 23008690.032A – 6.3A 400134960.032A – 10A4001660415A*KM414620.080A – 6.3AN/A0.032A – 16AFeatures & Benefits ■ Designed to International IEC Standards for use globally ■ Meets the IEC 60127-2, Sheet 3 specification for Time-Lag fuses ■ Available in cartridge and axial lead form ■ RoHS compliant and lead-freeApplicationsRoHSPb* - Approval for Cartridge versions onlyElectrical CharacteristicsThe 218 series fuse is a 5x20mm time-lag glass body cartridge fuse designed to IEC specification.Used as supplementary protection in appliance or utilization equipment to provide individual protection for components or internal circuits.PSE% of Ampere RatingAmpere RatingOpening Time150%0.032A - 0.100A60 minutes, Minimum0.125A - 6.3A60 minutes, Minimum8A - 16A30 minutes, Minimum210%0.032A - 0.100A120 sec., Maximum0.125A - 6.3A120 sec., Maximum8A - 16A120 sec., Maximum275%0.032A - 0.100A200 ms., Min.; 10 sec. Max.0.125A - 6.3A600 ms., Min.; 10 sec. Max.8A - 16A600 ms., Min.; 10 sec. Max.400%0.032A - 0.100A40 ms., Min.; 3 sec. Max.0.125A - 6.3A150 ms., Min.; 3 sec. Max.8A - 16A150 ms., Min.; 3 sec. Max.1000%0.032A - 0.100A10 ms., Min.; 300 ms. Max.0.125A - 6.3A20 ms., Min.; 300 ms. Max.8A - 16A20 ms., Min.; 300 ms. Max.DescriptionWeb ResourcesDownload ECAD models, order samples, and find technical recources at www.littelfuse.comAxial Lead & Cartridge Fuse Datasheet© 2024 Littelfuse, Inc.Specifications are subject to change without notice.Revised: GD. 02/09/242218 Series5×20 mm, Time-Lag FuseAmp CodeAmp Rating(A)Voltage Rating (V)InterruptingRatingNominal Cold Resistance (Ohms)Nominal Melting I2t (A2 sec)Maximum Voltage Drop at Rated Current (mV)Maximum Power Dissipation At 1.5ln(W)Agency ApprovalsPSE.0320.03225035 A @ 250 VAC48.2580.01150001.6-xx-xxxxx.0400.0425031.8620.01140001.6-xx-xxxxx.0500.0525021.2920.02735001.6-xx-xxxxx.0630.06325014.2680.04630001.6-xx-xxxxx.0800.082509.070.07525001.6xxx-xxxxx.1000.12506.0180.07920001.6xxx-xxxxx.1250.1252504.20.146519001.6xxx-xxxxx.1600.162503.70.14415001.6xxx-xxxxx.2000.22501.60.34113001.6xxx-xxxxx.2500.252501.04950.540511001.6xxx-xxxxx.3150.3152500.84751.1110001.6xxx-xxxxx.4000.42500.5351.3259001.6xxx-xxxxx.5000.52500.372.8253001.6xxx-xxxxx.6300.632500.2754.6752501.6xxx-xxxxx.8000.82500.08133.371501.6xxx-xxxxx001.12500.06136.731501.6xxxxxxxxx1.251.252500.044612.651501.6xxxxxxxxx01.61.62500.033623.351501.6xxxxxxxxx002.22500.029314.451501.6xxxxxxxxx02.52.52500.021923.251201.6xxxxxxxxx3.153.152500.017338.151001.6xxxxxxxxx004.425040 A @ 250 VAC0.012969.11001.6xxxxxxxxx005.525050 A @ 250 VAC0.0104111.01001.6xxxxxxxxx06.36.325063 A @ 250 VAC0.0076198.51001.6xxxxxxxxx008.825080 A @ 250 VAC0.0059341.51004-x-xxx-xx010.10250100 A @ 250 VAC0.0045568.01004-x-xxx-xx12.512.525063 A @ 250 VAC0.0034889.01004---xx--x-015.15250100 A @ 250 VAC0.00281405.001004---xxx-xx*016.1625063 A @ 250 VAC0.00211955.001004----x--x-Electrical CharacteristicsAverage Time Current CurvesTemperature Re-rating Curve* - Approval for cartidge versions only0.01 0.1 1 10 100 1000 10000 0.01 0.1 1 10 100 TIME IN SECONDS CURRENT IN AMPERES 0.032A0.040A0.050A0.063A0.080A0.100A0.125A0.160A0.200A0.250A0.315A0.400A0.500A0.630A0.800A1A1.25A1.6A2A2.5A3.15A4A5A6.3A8A10A12.5A15A16AAxial Lead & Cartridge Fuse Datasheet© 2024 Littelfuse, Inc.Specifications are subject to change without notice.Revised: GD. 02/09/243218 Series5×20 mm, Time-Lag FuseProduct CharacteristicsOperating Temperature–55ºC to +125ºCThermal ShockMIL-STD-202, Method 107, Test Condition B (5 cycles, –65°C to +125°C)VibrationMIL-STD-202, Method 201HumidityMIL-STD-202, Method 103, Test Condition A (High RH (95%) and elevated temperature (40°C) for 240 hours)Salt SprayMIL-STD-202, Method 101, Test Condition BMaterialBody: Glass Cap: Nickel–plated Brass Leads: Tin–plated CopperTerminal StrengthMIL-STD-202, Method 211, Test Condition ASolderabilityMIL-STD-202, Method 208Product MarkingCap1: Brand logo, current and voltage ratingsCap2: Agency approval marksPackagingAvailable in Bulk (M=1000 pcs/pkg) or on Tape/Reel (MRET1=1000 pcs/reel)Soldering Parameters - Wave SolderingDwell Time0204060801001201401601802002202402602803000102030405060708090100110120130140150160170180190200210220230240Time (Seconds)Temperature (°C) - Measured on bottom side of boardCooling TimePreheat TimeWave ParameterLead-Free RecommendationPreheat:(Depends on Flux Activation Temperature)(Typical Industry Recommendation) Temperature Minimum:100°C Temperature Maximum:150°C Preheat Time:60-180 secondsSolder Pot Temperature:260°C MaximumSolder Dwell Time:2-5 secondsRecommended Hand-Solder Parameters:Solder Iron Temperature: 350°C +/- 5°C Heating Time: 5 seconds max.Note: These devices are not recommended for IR or Convection Reflow process.Recommended Process Parameters:Dimensions 0218 000P 20+0.55.1+0.65.2+0.1-0.25.1+0.6 40±1.021.5±1.05.5±0.30218016. XEP0218.125 XEPto 0218.100XEP0218.032 XEPto 0.65±0.05See Notes*40±1.021.5±1.05.6±0.4All dimensions in mmNotes: * 0.032A-6.3A have 0.65±0.05 diameter lead. 8A-16A have 0.8±0.05 diameter lead.Part Numbering System0218 xxxx M X E PSeriesAmp CodeRefer to Amp Code column of Electrical Characteristics TableLead-freeQuantity CodeM = 1000Option CodesBlank : Cartidge Type FuseE : Axial Lead FusePackaging CodeX = FillerAxial Lead & Cartridge Fuse Datasheet© 2024 Littelfuse, Inc.Specifications are subject to change without notice.Revised: GD. 02/09/244218 Series5×20 mm, Time-Lag FusePackagingPackaging OptionPackaging SpecificationQuantityQuantity & Packaging CodeTaping Width218 SeriesBulkN/A1000MXN/ABulkN/A1000MXEN/AReel and TapeEIA 296-E1000MRET1T1=53mm (2.087”)BulkN/A1000MXGN/ABulkN/A1000MXBN/ABulkN/A100HXN/ARecommended AccessoriesAccessory TypeSeriesDescriptionMax Application VoltageMax Application AmperageHolder345_ISFPanel Mount Shock-Safe Fuseholder25020345Shock-Safe Fuseholder with PC Mount, Solder Mount and Panel Mount options20830PC Mount Shock-Safe Miniature Fuseholder16Block520Metric OMNI-BLOK® Fuse Block 10646PC Mount Miniature Fuse Block 6.3658Surface Mount Miniature Fuse Block 10Clip520_WPC Mount Miniature Fuse Clip 6.3111PC Board Mount Fuse Clip 10445PC Board Mount Fuse Clip 10Disclaimer Notice - Information furnished is believed to be accurate and reliable. However, users should independently evaluate the suitability of and test each product selected for their own applications. Littelfuse products are not designed for, and may not be used in, all applications. Read complete Disclaimer Notice at: www.littelfuse.com/disclaimer-electronics.Notes: 1. Do not use in applications above rating. 2. Please refer to fuseholder data sheet for specific re-rating information.3. Please contact factory for applications greater than the max voltage and amperage shown.
https://datasheets.kyocera-avx.com/AccuGuardLC_0402.pdf | fuses | 1Accu-Guard® IntroductionTDS-FUSE-0002 ¦ Rev 7ACCU–GUARD® TECHNOLOGYAPPLICATIONSFor RoHS compliant products, please select correct termination style.APPROVAL FILE NUMBERSFEATURESThe Accu-Guard® series of fuses is based on thin-film techniques. This technology provides a level of control on the component electrical and physical characteristics that is generally not possible with standard fuse technologies. This has allowed KYOCERA AVX to offer a series of devices which are designed for modern surface mount circuit boards which require protection.• Two-Way Radios• Home Appliances• Battery Management Systems• Battery Chargers• Rechargeable Battery Packs• Computers• Hard Disk Drives• PDA’s• LCD Screens• SCSI Interface• Digital Cameras• Video Cameras• UL, cUL: RCD#E143842• Accurate current rating• Fast acting• Small-standard 0402, 0805, 1206 and 0612 chip sizes• Taped and reeled• Completely compatible with all soldering systems used for SMT• Lead Free Series (F0201G, F0402G, F0603G, F0402E, F0603E, F0805B, F1206B)DIMENSIONS mm (inches)HOW TO ORDERF0402E and F0603EF0201G, F0402G, F0603GRated CurrentCurrent expressed in Amps. Letter R de-notes decimal point e.g. 0.20A=0R20 1.75A=1R750R20Fuse SpeedF = FastFS = Nickel/Lead-Free Solder coated (Sn 100), SMDW = Nickel/solder coated (Sn 63, Pb 37) Solder Coated (Sn100)N = Nickel/Lead-Free Solder Coated (Sn100), LGATerminationWTR = Tape and reelPackagingTRProduct FuseFSizeSee table for standard sizes0603B= Accu-Guard® IIE= Accu-Guard® II 0402, 0603G= Accu-Guard® II Low Current 0201, 0402, 0603Fuse VersionALTB1WB2BTLW LTSWABHF0201GF0402GF0603GF0402EF0603EF0805BF1206BL0.60 ± 0.05(0.023 ± 0.002)1.00±0.05 (0.039±0.002)1.60±0.10(0.063±0.004)1.00±0.10(0.039±0.004)1.60±0.10(0.063±0.004)2.10±0.20(0.083±0.008)3.10±0.20(0.122±0.008)W0.325 ± 0.05(0.0128 ± 0.002)0.58 ±0.04(0.023±0.002)0.81±0.10(0.032±0.004)0.55±0.07(0.022±0.003)0.81±0.10(0.032±0.004)1.27±0.10(0.050±0.004)1.60±0.10(0.063±0.004)T0.225 ± 0.05(0.009 ± 0.002)0.35±0.05(0.014±0.002)0.61±0.10(0.024±0.004)0.40±0.10(0.016±0.004)0.63±0.10(0.025±0.004)0.90±0.2(0.035±0.008)1.20±0.20(0.047±0.008)B0.275 ± 0.025(0.011 ± 0.001)0.48±0.05(0.019±0.002)0.71±0.05(0.028±0.002)0.20±0.10(0.008±0.004)0.35±0.15(0.014±0.006)0.30±0.15(0.012±0.006)0.43±0.25(0.017±0.010)A0.10 ± 0.025(0.004 ± 0.001)0.20±0.05(0.008±0.002)0.28±0.05(0.011±0.002)S, H0.025 ± 0.025(0.001 ± 0.001)0.05±0.05(0.002±0.002)0.05±0.05(0.002±0.002)F0805B and F1206B – accu-guard series lga/smd thin-film fuse –The Important Information/Disclaimer is incorporated in the catalog where these specifications came from or available online at www.kyocera-avx.com/disclaimer/ by reference and should be reviewed in full before placing any order.2Accu-Guard® II Low CurrentLGA Miniature 0201, 0402 and 0603 Size Thin-Film FusesTDS-FUSE-0002 ¦ Rev 7ENVIRONMENTAL CHARACTERISTICSRECOMMENDED PAD LAYOUT mm (inches)ELECTRICAL SPECIFICATIONSThe new Accu-Guard® series of fuses is based on thin-film technology which allows precise control of the component electrical and physical characteristics that is not possible with standard fuse technologies. The Accu-Guard Low Current series encompasses the lowest current ratings in compact 0402 and 0603 packages and features LGA terminations.Operating temperature: -55°C to +125°CCurrent carrying capacity: -55°C to -11°C 107% of rating -10°C to +60°C 100% of rating +61°C to +100°C 85% of rating +101°C to +125°C 80% of ratingRated voltage: 32V (0201), 63V (F0603G), 32V (F0402G)Post-fusing resistance: >1MΩInterrupt rating: 50A Termination: Nickel/SolderF0402GF0201GF0603G0.55(0.022)1.15 (0.045)0.31 (0.012) 0.85 (0.033)2.4 (0.095)1.1(0.043)Part NumberCurrent Rating AResistance @0.1 x I rated Ω (max.)Voltage Drop @ I rated mV (max.)Fusing Current (within 5 sec) APre-Arc I2t @10x I rated A2-sec (typ)Color CodeF0201G0R02FNTR / F0402G0R02FNTR / F0603G0R02FNTR0.0287.52900.0706 x 10-7GreenF0201G0R03FNTR / F0402G0R03FNTR / F0603G0R03FNTR0.03754.82300.0948 x 10-7RedF0201G0R05FNTR / F0402G0R05FNTR / F0603G0R05FNTR0.0503.42500.1252 x 10-6BlueF0201G0R06FNTR / F0402G0R06FNTR / F0603G0R06FNTR0.0622.52800.1552 x 10-6YellowF0201G0R07FNTR / F0402G0R07FNTR / F0603G0R07FNTR0.0752.02800.1884 x 10-6BrownF0201G0R10FNTR / F0402G0R10FNTR / F0603G0R10FNTR0.1002.43000.2507 x 10-6RedF0201G0R12FNTR / F0402G0R12FNTR / F0603G0R12FNTR0.1251.62500.3121 x 10-5WhiteF0201G0R15FNTR / F0402G0R15FNTR / F0603G0R15FNTR0.1501.22200.3752 x 10-5GreenF0201G0R20FNTR* / F0402G0R20FNTR / F0603G0R20FNTR0.2000.82100.5004 x 10-5PinkF0402G0R25FNTR / F0603G0R25FNTR0.250.551800.6252 x 10-4BlueF0402G0R37FNTR / F0603G0R37FNTR0.3750.301500.9383 x 10-4RedF0402G0R50FNTR / F0603G0R50FNTR0.50.201401.257 x 10-4GreenTestConditionsRequiredSolderabilityComponents completely immersed in a solder bath at 245 ±5°C for 3 secs.Total area of imperfections in solder coatup to 5% of the land suface areaLeach ResistanceComponents completely immersed in a solder bath at 255 ±5°C for 60 secs.Dissolution of termination ≤ 15% of the land surface areaStorage12 months minimum with components stored in “as received” packaging.Good solderabilityShearComponents mounted to a substrate. Increasing shearing force applied paralled to the sufstrate till destruction.Destruction force: • 5N for 0402 and 0603 size• 2N for 0201 sizeTemperature CyclingComponents mounted to a flexible substrate (e.g. FR – 4). 1000 cycles -55ºC to +125ºC.No Visible damage ∆R/R<10%BendTested as shown in diagram45mm45mm3 mmDeflectionNo visible damage ∆R/R<10%*Blue Color Code – accu-guard series lga/smd thin-film fuse –The Important Information/Disclaimer is incorporated in the catalog where these specifications came from or available online at www.kyocera-avx.com/disclaimer/ by reference and should be reviewed in full before placing any order.3Accu-Guard® II Low CurrentLGA Miniature 0201, 0402 and 0603 Size Thin-Film FusesTDS-FUSE-0002 ¦ Rev 7FUSE TIME–CURRENT CHARACTERISTICS – accu-guard series lga/smd thin-film fuse –The Important Information/Disclaimer is incorporated in the catalog where these specifications came from or available online at www.kyocera-avx.com/disclaimer/ by reference and should be reviewed in full before placing any order.4Accu-Guard® II Low CurrentLGA Miniature 0201, 0402 and 0603 Size Thin-Film FusesTDS-FUSE-0002 ¦ Rev 7FUSE PRE–ARC JOULE INTEGRALS VS CURRENT – accu-guard series lga/smd thin-film fuse –The Important Information/Disclaimer is incorporated in the catalog where these specifications came from or available online at www.kyocera-avx.com/disclaimer/ by reference and should be reviewed in full before placing any order.5Accu-Guard® II Low CurrentLGA Miniature 0201, 0402 and 0603 Size Thin-Film FusesTDS-FUSE-0002 ¦ Rev 7FUSE PRE–ARC JOULE INTEGRALS VS PRE–ARC TIME – accu-guard series lga/smd thin-film fuse –The Important Information/Disclaimer is incorporated in the catalog where these specifications came from or available online at www.kyocera-avx.com/disclaimer/ by reference and should be reviewed in full before placing any order.
https://www.littelfuse.com/media?resourcetype=datasheets&itemid=a96d72b7-5296-4815-88b4-98b2f6738874&filename=littelfuse_fuse_218_datasheet.pdf | fuses | Axial Lead & Cartridge Fuse Datasheet© 2024 Littelfuse, Inc.Specifications are subject to change without notice.Revised: GD. 02/09/241218 Series5×20 mm, Time-Lag FuseAgency ApprovalsAgencyAgency File NumberAmpere RangePSECartridge:NBK090205-E10480ANBK120802-E10480CLeaded:NBK090205-E10480BNBK120802-E10480D1A – 5A6.3A – 15A1A – 5A6.3A – 15A 20209702070000650.032A – 6.3A SU05001-3005 SU05001-2008SU05001-20090.032A – 0.040A 0.050A – 0.800A 1A – 10A E104800.032A – 16A298620.032A - 10A; 15A 23008690.032A – 6.3A 400134960.032A – 10A4001660415A*KM414620.080A – 6.3AN/A0.032A – 16AFeatures & Benefits ■ Designed to International IEC Standards for use globally ■ Meets the IEC 60127-2, Sheet 3 specification for Time-Lag fuses ■ Available in cartridge and axial lead form ■ RoHS compliant and lead-freeApplicationsRoHSPb* - Approval for Cartridge versions onlyElectrical CharacteristicsThe 218 series fuse is a 5x20mm time-lag glass body cartridge fuse designed to IEC specification.Used as supplementary protection in appliance or utilization equipment to provide individual protection for components or internal circuits.PSE% of Ampere RatingAmpere RatingOpening Time150%0.032A - 0.100A60 minutes, Minimum0.125A - 6.3A60 minutes, Minimum8A - 16A30 minutes, Minimum210%0.032A - 0.100A120 sec., Maximum0.125A - 6.3A120 sec., Maximum8A - 16A120 sec., Maximum275%0.032A - 0.100A200 ms., Min.; 10 sec. Max.0.125A - 6.3A600 ms., Min.; 10 sec. Max.8A - 16A600 ms., Min.; 10 sec. Max.400%0.032A - 0.100A40 ms., Min.; 3 sec. Max.0.125A - 6.3A150 ms., Min.; 3 sec. Max.8A - 16A150 ms., Min.; 3 sec. Max.1000%0.032A - 0.100A10 ms., Min.; 300 ms. Max.0.125A - 6.3A20 ms., Min.; 300 ms. Max.8A - 16A20 ms., Min.; 300 ms. Max.DescriptionWeb ResourcesDownload ECAD models, order samples, and find technical recources at www.littelfuse.comAxial Lead & Cartridge Fuse Datasheet© 2024 Littelfuse, Inc.Specifications are subject to change without notice.Revised: GD. 02/09/242218 Series5×20 mm, Time-Lag FuseAmp CodeAmp Rating(A)Voltage Rating (V)InterruptingRatingNominal Cold Resistance (Ohms)Nominal Melting I2t (A2 sec)Maximum Voltage Drop at Rated Current (mV)Maximum Power Dissipation At 1.5ln(W)Agency ApprovalsPSE.0320.03225035 A @ 250 VAC48.2580.01150001.6-xx-xxxxx.0400.0425031.8620.01140001.6-xx-xxxxx.0500.0525021.2920.02735001.6-xx-xxxxx.0630.06325014.2680.04630001.6-xx-xxxxx.0800.082509.070.07525001.6xxx-xxxxx.1000.12506.0180.07920001.6xxx-xxxxx.1250.1252504.20.146519001.6xxx-xxxxx.1600.162503.70.14415001.6xxx-xxxxx.2000.22501.60.34113001.6xxx-xxxxx.2500.252501.04950.540511001.6xxx-xxxxx.3150.3152500.84751.1110001.6xxx-xxxxx.4000.42500.5351.3259001.6xxx-xxxxx.5000.52500.372.8253001.6xxx-xxxxx.6300.632500.2754.6752501.6xxx-xxxxx.8000.82500.08133.371501.6xxx-xxxxx001.12500.06136.731501.6xxxxxxxxx1.251.252500.044612.651501.6xxxxxxxxx01.61.62500.033623.351501.6xxxxxxxxx002.22500.029314.451501.6xxxxxxxxx02.52.52500.021923.251201.6xxxxxxxxx3.153.152500.017338.151001.6xxxxxxxxx004.425040 A @ 250 VAC0.012969.11001.6xxxxxxxxx005.525050 A @ 250 VAC0.0104111.01001.6xxxxxxxxx06.36.325063 A @ 250 VAC0.0076198.51001.6xxxxxxxxx008.825080 A @ 250 VAC0.0059341.51004-x-xxx-xx010.10250100 A @ 250 VAC0.0045568.01004-x-xxx-xx12.512.525063 A @ 250 VAC0.0034889.01004---xx--x-015.15250100 A @ 250 VAC0.00281405.001004---xxx-xx*016.1625063 A @ 250 VAC0.00211955.001004----x--x-Electrical CharacteristicsAverage Time Current CurvesTemperature Re-rating Curve* - Approval for cartidge versions only0.01 0.1 1 10 100 1000 10000 0.01 0.1 1 10 100 TIME IN SECONDS CURRENT IN AMPERES 0.032A0.040A0.050A0.063A0.080A0.100A0.125A0.160A0.200A0.250A0.315A0.400A0.500A0.630A0.800A1A1.25A1.6A2A2.5A3.15A4A5A6.3A8A10A12.5A15A16AAxial Lead & Cartridge Fuse Datasheet© 2024 Littelfuse, Inc.Specifications are subject to change without notice.Revised: GD. 02/09/243218 Series5×20 mm, Time-Lag FuseProduct CharacteristicsOperating Temperature–55ºC to +125ºCThermal ShockMIL-STD-202, Method 107, Test Condition B (5 cycles, –65°C to +125°C)VibrationMIL-STD-202, Method 201HumidityMIL-STD-202, Method 103, Test Condition A (High RH (95%) and elevated temperature (40°C) for 240 hours)Salt SprayMIL-STD-202, Method 101, Test Condition BMaterialBody: Glass Cap: Nickel–plated Brass Leads: Tin–plated CopperTerminal StrengthMIL-STD-202, Method 211, Test Condition ASolderabilityMIL-STD-202, Method 208Product MarkingCap1: Brand logo, current and voltage ratingsCap2: Agency approval marksPackagingAvailable in Bulk (M=1000 pcs/pkg) or on Tape/Reel (MRET1=1000 pcs/reel)Soldering Parameters - Wave SolderingDwell Time0204060801001201401601802002202402602803000102030405060708090100110120130140150160170180190200210220230240Time (Seconds)Temperature (°C) - Measured on bottom side of boardCooling TimePreheat TimeWave ParameterLead-Free RecommendationPreheat:(Depends on Flux Activation Temperature)(Typical Industry Recommendation) Temperature Minimum:100°C Temperature Maximum:150°C Preheat Time:60-180 secondsSolder Pot Temperature:260°C MaximumSolder Dwell Time:2-5 secondsRecommended Hand-Solder Parameters:Solder Iron Temperature: 350°C +/- 5°C Heating Time: 5 seconds max.Note: These devices are not recommended for IR or Convection Reflow process.Recommended Process Parameters:Dimensions 0218 000P 20+0.55.1+0.65.2+0.1-0.25.1+0.6 40±1.021.5±1.05.5±0.30218016. XEP0218.125 XEPto 0218.100XEP0218.032 XEPto 0.65±0.05See Notes*40±1.021.5±1.05.6±0.4All dimensions in mmNotes: * 0.032A-6.3A have 0.65±0.05 diameter lead. 8A-16A have 0.8±0.05 diameter lead.Part Numbering System0218 xxxx M X E PSeriesAmp CodeRefer to Amp Code column of Electrical Characteristics TableLead-freeQuantity CodeM = 1000Option CodesBlank : Cartidge Type FuseE : Axial Lead FusePackaging CodeX = FillerAxial Lead & Cartridge Fuse Datasheet© 2024 Littelfuse, Inc.Specifications are subject to change without notice.Revised: GD. 02/09/244218 Series5×20 mm, Time-Lag FusePackagingPackaging OptionPackaging SpecificationQuantityQuantity & Packaging CodeTaping Width218 SeriesBulkN/A1000MXN/ABulkN/A1000MXEN/AReel and TapeEIA 296-E1000MRET1T1=53mm (2.087”)BulkN/A1000MXGN/ABulkN/A1000MXBN/ABulkN/A100HXN/ARecommended AccessoriesAccessory TypeSeriesDescriptionMax Application VoltageMax Application AmperageHolder345_ISFPanel Mount Shock-Safe Fuseholder25020345Shock-Safe Fuseholder with PC Mount, Solder Mount and Panel Mount options20830PC Mount Shock-Safe Miniature Fuseholder16Block520Metric OMNI-BLOK® Fuse Block 10646PC Mount Miniature Fuse Block 6.3658Surface Mount Miniature Fuse Block 10Clip520_WPC Mount Miniature Fuse Clip 6.3111PC Board Mount Fuse Clip 10445PC Board Mount Fuse Clip 10Disclaimer Notice - Information furnished is believed to be accurate and reliable. However, users should independently evaluate the suitability of and test each product selected for their own applications. Littelfuse products are not designed for, and may not be used in, all applications. Read complete Disclaimer Notice at: www.littelfuse.com/disclaimer-electronics.Notes: 1. Do not use in applications above rating. 2. Please refer to fuseholder data sheet for specific re-rating information.3. Please contact factory for applications greater than the max voltage and amperage shown.
https://www.littelfuse.com/media?resourcetype=datasheets&itemid=a96d72b7-5296-4815-88b4-98b2f6738874&filename=littelfuse_fuse_218_datasheet.pdf | fuses | Axial Lead & Cartridge Fuse Datasheet© 2024 Littelfuse, Inc.Specifications are subject to change without notice.Revised: GD. 02/09/241218 Series5×20 mm, Time-Lag FuseAgency ApprovalsAgencyAgency File NumberAmpere RangePSECartridge:NBK090205-E10480ANBK120802-E10480CLeaded:NBK090205-E10480BNBK120802-E10480D1A – 5A6.3A – 15A1A – 5A6.3A – 15A 20209702070000650.032A – 6.3A SU05001-3005 SU05001-2008SU05001-20090.032A – 0.040A 0.050A – 0.800A 1A – 10A E104800.032A – 16A298620.032A - 10A; 15A 23008690.032A – 6.3A 400134960.032A – 10A4001660415A*KM414620.080A – 6.3AN/A0.032A – 16AFeatures & Benefits ■ Designed to International IEC Standards for use globally ■ Meets the IEC 60127-2, Sheet 3 specification for Time-Lag fuses ■ Available in cartridge and axial lead form ■ RoHS compliant and lead-freeApplicationsRoHSPb* - Approval for Cartridge versions onlyElectrical CharacteristicsThe 218 series fuse is a 5x20mm time-lag glass body cartridge fuse designed to IEC specification.Used as supplementary protection in appliance or utilization equipment to provide individual protection for components or internal circuits.PSE% of Ampere RatingAmpere RatingOpening Time150%0.032A - 0.100A60 minutes, Minimum0.125A - 6.3A60 minutes, Minimum8A - 16A30 minutes, Minimum210%0.032A - 0.100A120 sec., Maximum0.125A - 6.3A120 sec., Maximum8A - 16A120 sec., Maximum275%0.032A - 0.100A200 ms., Min.; 10 sec. Max.0.125A - 6.3A600 ms., Min.; 10 sec. Max.8A - 16A600 ms., Min.; 10 sec. Max.400%0.032A - 0.100A40 ms., Min.; 3 sec. Max.0.125A - 6.3A150 ms., Min.; 3 sec. Max.8A - 16A150 ms., Min.; 3 sec. Max.1000%0.032A - 0.100A10 ms., Min.; 300 ms. Max.0.125A - 6.3A20 ms., Min.; 300 ms. Max.8A - 16A20 ms., Min.; 300 ms. Max.DescriptionWeb ResourcesDownload ECAD models, order samples, and find technical recources at www.littelfuse.comAxial Lead & Cartridge Fuse Datasheet© 2024 Littelfuse, Inc.Specifications are subject to change without notice.Revised: GD. 02/09/242218 Series5×20 mm, Time-Lag FuseAmp CodeAmp Rating(A)Voltage Rating (V)InterruptingRatingNominal Cold Resistance (Ohms)Nominal Melting I2t (A2 sec)Maximum Voltage Drop at Rated Current (mV)Maximum Power Dissipation At 1.5ln(W)Agency ApprovalsPSE.0320.03225035 A @ 250 VAC48.2580.01150001.6-xx-xxxxx.0400.0425031.8620.01140001.6-xx-xxxxx.0500.0525021.2920.02735001.6-xx-xxxxx.0630.06325014.2680.04630001.6-xx-xxxxx.0800.082509.070.07525001.6xxx-xxxxx.1000.12506.0180.07920001.6xxx-xxxxx.1250.1252504.20.146519001.6xxx-xxxxx.1600.162503.70.14415001.6xxx-xxxxx.2000.22501.60.34113001.6xxx-xxxxx.2500.252501.04950.540511001.6xxx-xxxxx.3150.3152500.84751.1110001.6xxx-xxxxx.4000.42500.5351.3259001.6xxx-xxxxx.5000.52500.372.8253001.6xxx-xxxxx.6300.632500.2754.6752501.6xxx-xxxxx.8000.82500.08133.371501.6xxx-xxxxx001.12500.06136.731501.6xxxxxxxxx1.251.252500.044612.651501.6xxxxxxxxx01.61.62500.033623.351501.6xxxxxxxxx002.22500.029314.451501.6xxxxxxxxx02.52.52500.021923.251201.6xxxxxxxxx3.153.152500.017338.151001.6xxxxxxxxx004.425040 A @ 250 VAC0.012969.11001.6xxxxxxxxx005.525050 A @ 250 VAC0.0104111.01001.6xxxxxxxxx06.36.325063 A @ 250 VAC0.0076198.51001.6xxxxxxxxx008.825080 A @ 250 VAC0.0059341.51004-x-xxx-xx010.10250100 A @ 250 VAC0.0045568.01004-x-xxx-xx12.512.525063 A @ 250 VAC0.0034889.01004---xx--x-015.15250100 A @ 250 VAC0.00281405.001004---xxx-xx*016.1625063 A @ 250 VAC0.00211955.001004----x--x-Electrical CharacteristicsAverage Time Current CurvesTemperature Re-rating Curve* - Approval for cartidge versions only0.01 0.1 1 10 100 1000 10000 0.01 0.1 1 10 100 TIME IN SECONDS CURRENT IN AMPERES 0.032A0.040A0.050A0.063A0.080A0.100A0.125A0.160A0.200A0.250A0.315A0.400A0.500A0.630A0.800A1A1.25A1.6A2A2.5A3.15A4A5A6.3A8A10A12.5A15A16AAxial Lead & Cartridge Fuse Datasheet© 2024 Littelfuse, Inc.Specifications are subject to change without notice.Revised: GD. 02/09/243218 Series5×20 mm, Time-Lag FuseProduct CharacteristicsOperating Temperature–55ºC to +125ºCThermal ShockMIL-STD-202, Method 107, Test Condition B (5 cycles, –65°C to +125°C)VibrationMIL-STD-202, Method 201HumidityMIL-STD-202, Method 103, Test Condition A (High RH (95%) and elevated temperature (40°C) for 240 hours)Salt SprayMIL-STD-202, Method 101, Test Condition BMaterialBody: Glass Cap: Nickel–plated Brass Leads: Tin–plated CopperTerminal StrengthMIL-STD-202, Method 211, Test Condition ASolderabilityMIL-STD-202, Method 208Product MarkingCap1: Brand logo, current and voltage ratingsCap2: Agency approval marksPackagingAvailable in Bulk (M=1000 pcs/pkg) or on Tape/Reel (MRET1=1000 pcs/reel)Soldering Parameters - Wave SolderingDwell Time0204060801001201401601802002202402602803000102030405060708090100110120130140150160170180190200210220230240Time (Seconds)Temperature (°C) - Measured on bottom side of boardCooling TimePreheat TimeWave ParameterLead-Free RecommendationPreheat:(Depends on Flux Activation Temperature)(Typical Industry Recommendation) Temperature Minimum:100°C Temperature Maximum:150°C Preheat Time:60-180 secondsSolder Pot Temperature:260°C MaximumSolder Dwell Time:2-5 secondsRecommended Hand-Solder Parameters:Solder Iron Temperature: 350°C +/- 5°C Heating Time: 5 seconds max.Note: These devices are not recommended for IR or Convection Reflow process.Recommended Process Parameters:Dimensions 0218 000P 20+0.55.1+0.65.2+0.1-0.25.1+0.6 40±1.021.5±1.05.5±0.30218016. XEP0218.125 XEPto 0218.100XEP0218.032 XEPto 0.65±0.05See Notes*40±1.021.5±1.05.6±0.4All dimensions in mmNotes: * 0.032A-6.3A have 0.65±0.05 diameter lead. 8A-16A have 0.8±0.05 diameter lead.Part Numbering System0218 xxxx M X E PSeriesAmp CodeRefer to Amp Code column of Electrical Characteristics TableLead-freeQuantity CodeM = 1000Option CodesBlank : Cartidge Type FuseE : Axial Lead FusePackaging CodeX = FillerAxial Lead & Cartridge Fuse Datasheet© 2024 Littelfuse, Inc.Specifications are subject to change without notice.Revised: GD. 02/09/244218 Series5×20 mm, Time-Lag FusePackagingPackaging OptionPackaging SpecificationQuantityQuantity & Packaging CodeTaping Width218 SeriesBulkN/A1000MXN/ABulkN/A1000MXEN/AReel and TapeEIA 296-E1000MRET1T1=53mm (2.087”)BulkN/A1000MXGN/ABulkN/A1000MXBN/ABulkN/A100HXN/ARecommended AccessoriesAccessory TypeSeriesDescriptionMax Application VoltageMax Application AmperageHolder345_ISFPanel Mount Shock-Safe Fuseholder25020345Shock-Safe Fuseholder with PC Mount, Solder Mount and Panel Mount options20830PC Mount Shock-Safe Miniature Fuseholder16Block520Metric OMNI-BLOK® Fuse Block 10646PC Mount Miniature Fuse Block 6.3658Surface Mount Miniature Fuse Block 10Clip520_WPC Mount Miniature Fuse Clip 6.3111PC Board Mount Fuse Clip 10445PC Board Mount Fuse Clip 10Disclaimer Notice - Information furnished is believed to be accurate and reliable. However, users should independently evaluate the suitability of and test each product selected for their own applications. Littelfuse products are not designed for, and may not be used in, all applications. Read complete Disclaimer Notice at: www.littelfuse.com/disclaimer-electronics.Notes: 1. Do not use in applications above rating. 2. Please refer to fuseholder data sheet for specific re-rating information.3. Please contact factory for applications greater than the max voltage and amperage shown.
https://www.littelfuse.com/~/media/electronics/datasheets/fuses/littelfuse_fuse_459_datasheet.pdf.pdf | fuses | © 2015 Littelfuse, Inc.Specifications are subject to change without notice. Revised: 11/11/15 Surface Mount FusesPICO® SMF Fuse > 459 Series459 Series PICO® Very Fast-Acting Surface Mount FuseDescriptionRoHSElectrical Characteristics for SeriesFeatures% of Ampere RatingOpening Time100%4 hours, Minimum200%1 second, Maximum300%0.1 second, MaximumElectrical Specifications by ItemAmpere Rating(A)Amp CodeMaxVoltage Rating (V)InterruptingRatingNominal Cold Resistance (Ohms)Nominal Melting I2t (A2sec)Agency ApprovalsPSE0.062.06212550 A @125 VAC300 A @125 VDC7.00000.000075x0.125.1251251.70000.00163xx0.250.2501250.66500.0106xx0.375.3751250.39500.0254xx0.500.5001250.30200.0546xx0.750.7501250.17500.155xx1.00001.1250.12800.281xxx1.5001.51250.08160.650xxx2.00002.1250.04680.421xxx2.5002.51250.03500.721xxx3.00003.1250.02901.23xxx3.5003.51250.02331.65xxx4.00004.1250.01972.35xxx5.00005.1250.01513.90xxxThe 459 Series Very Fast-Acting SMF Fuse is based on Littelfuse PICO® fuse technology, though offered in a surface mount package.This series of devices meets the requirements of the RoHS directive.Applications• Very Fast-Acting• Wide current rating range: 62mA to 5A• Wide operating temperature range• Low temperature re-rating• RoHS compliant• Wireless basestation• Network equipment• Telecom equipment PSEAgency ApprovalsAGENCYAGENCY FILE NUMBERAMPERE RANGEE104800.062 - 5A298620.125 - 5APSENBK030205-E10480B1A - 5AApplication testing is strongly recommended.Additional InformationDatasheetSamplesResources© 2015 Littelfuse, Inc.Specifications are subject to change without notice. Revised: 11/11/15Surface Mount FusesPICO® SMF Fuse > 459 SeriesMaterialsBody: Molded ThermoplasticTerminations: 100% Tin-plated CopperSolderabilityMIL-STD-202, Method 208Product MarkingBody: Brand Logo, Current Rating, Voltage Rating, Series Code, Date Code, Agency Approved LogoMoisture SensitivityLevel 1 J-STD - 020Operating Temp.–55OC to 125OC (Consider re-rating)ShockMIL-STD-202, Method 213, Test Condition I (100 G’s peak for 6 msecs.)VibrationMIL-STD-202, Method 201 (10–55 Hz, 0.06 inch total excursion)Salt SprayMIL-STD-202, Method 101, Test Condition B (48 hours)Insulation Resistance (After Opening)MIL-STD-202, Method 302, (10,000 ohms minimum at 100 volts)Thermal ShockMIL-STD-202, Method 107,Test Condition B (–65 to 125°C)Moisture ResistanceMIL-STD-202, Method 106, High Humidity (90-98 RH), Heat (65°C)Product Characteristics4.32(.170")5 A 1 2 5 VLF4 5 9B 3®®3.05(.120")2.97(.117")7.24(.285")REF.8.26(.325")1.65(.065")4.95(.195")1.30(.051")REF.2.03(.080")RECOMMENDEDPAD LAYOUTDimensionsPart Numbering System0459 .500 URSERIESAMP CodeQUANTITY CodePACKAGING CodeRefer to Electrical Characteristics tableUR = 500 pcsER = 2500 pcsR = Tape and ReelExample:0.62 Amp product is 0459 .062 UR (.5 Amp product shown above).Average Time Current Curves1001010.10.010.001.062A0.050.1110100.125A.25A.375A.500A.750A1A1.5A2A2.5A3A3.5A4A5ATIME IN SECONDSCURRENT IN AMPERESSoldering ParametersTemperature Re-rating CurveNote:1. Re-rating depicted in this curve is in addition to the standard derating of 25% for continuous operation.Wave Soldering260°C, 10 seconds max.Reflow Soldering260°C, 30 seconds max.PackagingPackaging OptionPackaging SpecificationQuantityQuantity & Packaging Code12mm Tape and ReelEIA RS-481-1 (IEC 286, part 3)500UR2500ER
https://us.schurter.com/en/datasheet/typ_UMZ_250.pdf | fuses | 1FusesUMZ 250https://www.schurter.com /PG01_2Circuit ProtectionSurface Mount Fuse with Clip, 4.2 x 11.1 mm, Time-Lag T, UMZ 250 = UMT 250 (Au) + UMC 250See below: Approvals and CompliancesIEC 60127-4 · 250 VAC · 125 VDC · Time-Lag TDescription- VDE/UL Approvals UMT 250, UMT 250 (Au), UMC 250 , see variants- High breaking capacity of 200 A @ 250 VAC (IEC)- UL approval for 0.08 A - 4 A 277 VAC and 250 VDCUnique Selling Proposition- Compact design- Maximum breaking capacity at minimal footprintApplications- Primary protection on SMD PCBsReferencesFuse Kit Fuse Kit UMT 250 / UMZ 250 Weblinkspdf data sheet, html datasheet, General Product Information, Distributor-Stock-Check, Detailed request for product, MicrositeTechnical DataRated Voltage250 VAC, 125 VDCRated current0.08 - 4 ABreaking Capacity200 ACharacteristicTime-Lag TMountingPCB,SMTAdmissible Ambient Temp.-40 °C to 85 °CClimatic Category40/085/21 acc. to IEC 60068-1Material: HousingCeramicsMaterial: TerminalsGold-Plated Copper AlloyStorage Conditions0 °C to 60 °C, max. 70% r.h.Product Marking, Rated current, Rated Voltage, Cha-racteristic, Breaking Capacity Soldering MethodsReflow Soldering ProfileSolderability245 °C / 3 sec acc. to IEC 60068-2-58Resistance to Soldering Heat260 °C / 10 sec acc. to IEC 60068-2-58Moisture Sensitivity LevelMSL 1, J-STD-020 Moisture Resistance TestMIL-STD-202, Method 106 (50 cycles in a temp./mister chamber)Operational LifeMIL-STD-202, Method 108 (1000h @ 0.42*In @ 70°C)Mechanical ShockMIL-STD-202, Method 213 Condition AResistance to SolventsCleaning with common solventsTerminal StrengthMIL-STD-202, Method 211A (Deflection of board 1 mm for 1 minute)Approvals and CompliancesDetailed information on product approvals, code requirements, usage instructions and detailed test conditions can be looked up in Details about Approvals SCHURTER products are designed for use in industrial environments. They have approvals from independent testing bodies according to national and international standards. Products with specific characteristics and requirements such as required in the automotive sector according to IATF 16949, medical technology according to ISO 13485 or in the aerospace industry can be offered exclusively with customer-specific, individual agree-ments by SCHURTER.ApprovalsThe approval mark is used by the testing authorities to certify compliance with the safety requirements placed on electronic products. Approval Reference Type: UMZ 250Approval LogoCertificatesCertification BodyDescriptionVDE ApprovalsVDEVDE Certificate Number: 40013121 / 40023291UL ApprovalsULUR File Number: E393282FusesUMZ 250https://www.schurter.com /PG01_2Circuit ProtectionProduct standardsProduct standards that are referencedOrganizationDesignStandardDescriptionDesigned according toIEC 60127-6Miniature fuses. Part 6. Fuse-holders for miniature fuse-linksDesigned according toIEC 60127-4Miniature fuses. Part 4. Universal modular fuse-links for through-hole and surface mount typesDesigned according toUL 248-14 / 4248-1Low voltage fuses - Part 14: Supplemental fusesDesigned according toCSA22.2 No. 248.14 / No. 4248.1Low-Voltage Fuses - Part 14: Supplemental FusesApplication standardsApplication standards where the product can be usedOrganizationDesignStandardDescriptionSuitable for applications acc.IEC/UL 62368-1Audio/video, information and communication technology equipment - Part 1: Safety requirementsCompliancesThe product complies with following Guide LinesIdentificationDetailsInitiatorDescriptionCE declaration of conformitySCHURTER AGThe CE marking declares that the product complies with the applicable requirements laid down in the harmonisation of Community legislation on its affixing in accordance with EU Regulation 765/2008.UKCA declaration of conformitySCHURTER AGThe UKCA marking declares that the product complies with the applicable requirements laid down in the British Amendment of Regulation (EC) 765/2008.RoHSSCHURTER AGDirective RoHS 2011/65/EU, Amendment (EU) 2015/863REACHSCHURTER AGOn 1 June 2007, Regulation (EC) No 1907/2006 on the Registration, Evaluation, Authorization and Restriction of Chemicals 1 (abbreviated as "REACH") entered into force.Dimension [mm] 11.3 mm 10.110.711.33.64+0.2 06.724.2335.54.75Soldering padsPre-Arcing TimeRated Current In1.25 x In min.2.0 x In max.10.0 x In min.10.0 x In max.0.08 A - 4.0 A60 min120 s10 ms100 ms3FusesUMZ 250https://www.schurter.com /PG01_2Circuit ProtectionTime-Current-CurvesTime in Seconds1 10 0.1 0.0001 0.001 0.01 100 1000 10000 0.1 10 1 100 80 mA100 mA125 mA160 mA200 mA250 mA315 mA400 mA500 mA630 mA800 mA1 A1.25 A1.6 A2 A2.5 A3.15 A4 ACurrent in Amperes All Variants Rated Cur-rent [A]Rated Vol-tage [VAC]Rated Vol-tage [VDC]Breaking CapacityVoltage Drop 1.0 In max. [mV]Voltage Drop 1.0 In typ. [mV]Power Dissi-pation 1.25 In max [mW]Melting I²t 10.0 In typ. [A²s]Order Number0.082502501)130010302000.022 l3404.2405.110.082502501)130010302000.022 l3404.2405.220.12501252)13008502000.04ll3404.2406.110.12501252)13008502000.04ll3404.2406.220.1252501252)10007002000.055ll3404.2407.110.1252501252)10007002000.055ll3404.2407.220.162502501)10005402400.057ll3404.2408.110.162502501)10005402400.057ll3404.2408.220.22501252)10004605000.092ll3404.2409.110.22501252)10004605000.092ll3404.2409.220.252501252)8003955000.2ll3404.2410.110.252501252)8003955000.2ll3404.2410.220.3152501252)7503445000.27ll3404.2411.110.3152501252)7503445000.27ll3404.2411.220.42501252)7003205000.4ll3404.2412.110.42501252)7003205000.4ll3404.2412.220.52501252)6002645000.54ll3404.2413.110.52501252)6002645000.54ll3404.2413.220.632501252)5002165001.1ll3404.2414.110.632501252)5002165001.1ll3404.2414.220.82501252)4001745001.4ll3404.2415.110.82501252)4001745001.4ll3404.2415.2212501253)3001745002.8ll3404.2416.11█12501253)3001745002.8ll3404.2416.22█1.252501253)30014010004.5ll3404.2417.111.252501253)30014010004.5ll3404.2417.221.62501253)30013010006.9ll3404.2418.111.62501253)30013010006.9ll3404.2418.224FusesUMZ 250https://www.schurter.com /PG01_2Circuit ProtectionRated Cur-rent [A]Rated Vol-tage [VAC]Rated Vol-tage [VDC]Breaking CapacityVoltage Drop 1.0 In max. [mV]Voltage Drop 1.0 In typ. [mV]Power Dissi-pation 1.25 In max [mW]Melting I²t 10.0 In typ. [A²s]Order Number22501253)30010310007.3ll3404.2419.1122501253)30010310007.3ll3404.2419.222.52501253)3009012007.5ll3404.2420.112.52501253)3009012007.5ll3404.2420.223.152501253)30095150014ll3404.2421.11█3.152501253)30095150014ll3404.2421.22█42501253)30083200026ll3404.2422.11█42501253)30083200026ll3404.2422.22██ Most Popular.Availability for all products can be searched real-time: https://www.schurter.com/en/info-center/support-tools/stock-check-distributors1) IEC: 200 A @ 250 VAC / 100 A @ 250 VDC1) UL: 200 A @ 277 VAC / 100 A @ 125 VDC / 35 A @ 250 VDC / 200 A @ 63 VAC/DC2) IEC: 200 A @ 250 VAC / 100 A @ 125 VDC2) UL: 200 A @ 277 VAC / 100 A @ 125 VDC / 35 A @ 250 VDC / 200 A @ 63 VAC/DC3) IEC: 200 A @ 250 VAC / 100 A @ 125 VDC3) UL: 200 A @ 277 VAC / 100 A @ 125 VDC / 35 A @ 250 VDC / 200 A @ 63 VAC/DCApproval OverviewUMT 250 -> Fuse with tin-plated caps, Approval Status: VDE, UL LISTED, cURus, Free of CCC, PSE JET, KTLUMT 250 (Au) -> Fuse with gold-plated caps, Approval Status: VDE, cURus and PSE JETUMC 250 -> Clip, Approval Status: VDE UG Mark and cURusUMZ 250 = UMT 250 (Au) + UMC 250There is no approval existing for the combination fuse and clip UMZ 250, but the fuse and the clip are fully approved independently at VDE/UL. See details above.In the reflow soldering process, the fuse must have gold-plated caps, otherwise fuse and clip would be soldered together. For fuse replacement in the field, a standard UMT 250 fuse with tin-plated caps can be used. This is not allowed for the 80 mA version. This must be replaced with an original UMZ with gold caps.It is not allowed to replace higher rated current than 4 A in the clip.Packaging Unit acc. IEC 60286-3 Type 2a.xx = .11100 pcs. in tape in ESD-plastic bag.xx = .221000 pcs. in tape [W: 24mm and P1: 8mm] on reel [A: 33cm]The specifications, descriptions and illustrations indicated in this document are based on current information. All content is subject to modifications and amendments. Information furnished is believed to be accurate and reliable. However, users should independently evaluate the suitability and test each product selected for their own applications.26.03.2024
https://www.littelfuse.com/media?resourcetype=datasheets&itemid=a96d72b7-5296-4815-88b4-98b2f6738874&filename=littelfuse_fuse_218_datasheet.pdf | fuses | Axial Lead & Cartridge Fuse Datasheet© 2024 Littelfuse, Inc.Specifications are subject to change without notice.Revised: GD. 02/09/241218 Series5×20 mm, Time-Lag FuseAgency ApprovalsAgencyAgency File NumberAmpere RangePSECartridge:NBK090205-E10480ANBK120802-E10480CLeaded:NBK090205-E10480BNBK120802-E10480D1A – 5A6.3A – 15A1A – 5A6.3A – 15A 20209702070000650.032A – 6.3A SU05001-3005 SU05001-2008SU05001-20090.032A – 0.040A 0.050A – 0.800A 1A – 10A E104800.032A – 16A298620.032A - 10A; 15A 23008690.032A – 6.3A 400134960.032A – 10A4001660415A*KM414620.080A – 6.3AN/A0.032A – 16AFeatures & Benefits ■ Designed to International IEC Standards for use globally ■ Meets the IEC 60127-2, Sheet 3 specification for Time-Lag fuses ■ Available in cartridge and axial lead form ■ RoHS compliant and lead-freeApplicationsRoHSPb* - Approval for Cartridge versions onlyElectrical CharacteristicsThe 218 series fuse is a 5x20mm time-lag glass body cartridge fuse designed to IEC specification.Used as supplementary protection in appliance or utilization equipment to provide individual protection for components or internal circuits.PSE% of Ampere RatingAmpere RatingOpening Time150%0.032A - 0.100A60 minutes, Minimum0.125A - 6.3A60 minutes, Minimum8A - 16A30 minutes, Minimum210%0.032A - 0.100A120 sec., Maximum0.125A - 6.3A120 sec., Maximum8A - 16A120 sec., Maximum275%0.032A - 0.100A200 ms., Min.; 10 sec. Max.0.125A - 6.3A600 ms., Min.; 10 sec. Max.8A - 16A600 ms., Min.; 10 sec. Max.400%0.032A - 0.100A40 ms., Min.; 3 sec. Max.0.125A - 6.3A150 ms., Min.; 3 sec. Max.8A - 16A150 ms., Min.; 3 sec. Max.1000%0.032A - 0.100A10 ms., Min.; 300 ms. Max.0.125A - 6.3A20 ms., Min.; 300 ms. Max.8A - 16A20 ms., Min.; 300 ms. Max.DescriptionWeb ResourcesDownload ECAD models, order samples, and find technical recources at www.littelfuse.comAxial Lead & Cartridge Fuse Datasheet© 2024 Littelfuse, Inc.Specifications are subject to change without notice.Revised: GD. 02/09/242218 Series5×20 mm, Time-Lag FuseAmp CodeAmp Rating(A)Voltage Rating (V)InterruptingRatingNominal Cold Resistance (Ohms)Nominal Melting I2t (A2 sec)Maximum Voltage Drop at Rated Current (mV)Maximum Power Dissipation At 1.5ln(W)Agency ApprovalsPSE.0320.03225035 A @ 250 VAC48.2580.01150001.6-xx-xxxxx.0400.0425031.8620.01140001.6-xx-xxxxx.0500.0525021.2920.02735001.6-xx-xxxxx.0630.06325014.2680.04630001.6-xx-xxxxx.0800.082509.070.07525001.6xxx-xxxxx.1000.12506.0180.07920001.6xxx-xxxxx.1250.1252504.20.146519001.6xxx-xxxxx.1600.162503.70.14415001.6xxx-xxxxx.2000.22501.60.34113001.6xxx-xxxxx.2500.252501.04950.540511001.6xxx-xxxxx.3150.3152500.84751.1110001.6xxx-xxxxx.4000.42500.5351.3259001.6xxx-xxxxx.5000.52500.372.8253001.6xxx-xxxxx.6300.632500.2754.6752501.6xxx-xxxxx.8000.82500.08133.371501.6xxx-xxxxx001.12500.06136.731501.6xxxxxxxxx1.251.252500.044612.651501.6xxxxxxxxx01.61.62500.033623.351501.6xxxxxxxxx002.22500.029314.451501.6xxxxxxxxx02.52.52500.021923.251201.6xxxxxxxxx3.153.152500.017338.151001.6xxxxxxxxx004.425040 A @ 250 VAC0.012969.11001.6xxxxxxxxx005.525050 A @ 250 VAC0.0104111.01001.6xxxxxxxxx06.36.325063 A @ 250 VAC0.0076198.51001.6xxxxxxxxx008.825080 A @ 250 VAC0.0059341.51004-x-xxx-xx010.10250100 A @ 250 VAC0.0045568.01004-x-xxx-xx12.512.525063 A @ 250 VAC0.0034889.01004---xx--x-015.15250100 A @ 250 VAC0.00281405.001004---xxx-xx*016.1625063 A @ 250 VAC0.00211955.001004----x--x-Electrical CharacteristicsAverage Time Current CurvesTemperature Re-rating Curve* - Approval for cartidge versions only0.01 0.1 1 10 100 1000 10000 0.01 0.1 1 10 100 TIME IN SECONDS CURRENT IN AMPERES 0.032A0.040A0.050A0.063A0.080A0.100A0.125A0.160A0.200A0.250A0.315A0.400A0.500A0.630A0.800A1A1.25A1.6A2A2.5A3.15A4A5A6.3A8A10A12.5A15A16AAxial Lead & Cartridge Fuse Datasheet© 2024 Littelfuse, Inc.Specifications are subject to change without notice.Revised: GD. 02/09/243218 Series5×20 mm, Time-Lag FuseProduct CharacteristicsOperating Temperature–55ºC to +125ºCThermal ShockMIL-STD-202, Method 107, Test Condition B (5 cycles, –65°C to +125°C)VibrationMIL-STD-202, Method 201HumidityMIL-STD-202, Method 103, Test Condition A (High RH (95%) and elevated temperature (40°C) for 240 hours)Salt SprayMIL-STD-202, Method 101, Test Condition BMaterialBody: Glass Cap: Nickel–plated Brass Leads: Tin–plated CopperTerminal StrengthMIL-STD-202, Method 211, Test Condition ASolderabilityMIL-STD-202, Method 208Product MarkingCap1: Brand logo, current and voltage ratingsCap2: Agency approval marksPackagingAvailable in Bulk (M=1000 pcs/pkg) or on Tape/Reel (MRET1=1000 pcs/reel)Soldering Parameters - Wave SolderingDwell Time0204060801001201401601802002202402602803000102030405060708090100110120130140150160170180190200210220230240Time (Seconds)Temperature (°C) - Measured on bottom side of boardCooling TimePreheat TimeWave ParameterLead-Free RecommendationPreheat:(Depends on Flux Activation Temperature)(Typical Industry Recommendation) Temperature Minimum:100°C Temperature Maximum:150°C Preheat Time:60-180 secondsSolder Pot Temperature:260°C MaximumSolder Dwell Time:2-5 secondsRecommended Hand-Solder Parameters:Solder Iron Temperature: 350°C +/- 5°C Heating Time: 5 seconds max.Note: These devices are not recommended for IR or Convection Reflow process.Recommended Process Parameters:Dimensions 0218 000P 20+0.55.1+0.65.2+0.1-0.25.1+0.6 40±1.021.5±1.05.5±0.30218016. XEP0218.125 XEPto 0218.100XEP0218.032 XEPto 0.65±0.05See Notes*40±1.021.5±1.05.6±0.4All dimensions in mmNotes: * 0.032A-6.3A have 0.65±0.05 diameter lead. 8A-16A have 0.8±0.05 diameter lead.Part Numbering System0218 xxxx M X E PSeriesAmp CodeRefer to Amp Code column of Electrical Characteristics TableLead-freeQuantity CodeM = 1000Option CodesBlank : Cartidge Type FuseE : Axial Lead FusePackaging CodeX = FillerAxial Lead & Cartridge Fuse Datasheet© 2024 Littelfuse, Inc.Specifications are subject to change without notice.Revised: GD. 02/09/244218 Series5×20 mm, Time-Lag FusePackagingPackaging OptionPackaging SpecificationQuantityQuantity & Packaging CodeTaping Width218 SeriesBulkN/A1000MXN/ABulkN/A1000MXEN/AReel and TapeEIA 296-E1000MRET1T1=53mm (2.087”)BulkN/A1000MXGN/ABulkN/A1000MXBN/ABulkN/A100HXN/ARecommended AccessoriesAccessory TypeSeriesDescriptionMax Application VoltageMax Application AmperageHolder345_ISFPanel Mount Shock-Safe Fuseholder25020345Shock-Safe Fuseholder with PC Mount, Solder Mount and Panel Mount options20830PC Mount Shock-Safe Miniature Fuseholder16Block520Metric OMNI-BLOK® Fuse Block 10646PC Mount Miniature Fuse Block 6.3658Surface Mount Miniature Fuse Block 10Clip520_WPC Mount Miniature Fuse Clip 6.3111PC Board Mount Fuse Clip 10445PC Board Mount Fuse Clip 10Disclaimer Notice - Information furnished is believed to be accurate and reliable. However, users should independently evaluate the suitability of and test each product selected for their own applications. Littelfuse products are not designed for, and may not be used in, all applications. Read complete Disclaimer Notice at: www.littelfuse.com/disclaimer-electronics.Notes: 1. Do not use in applications above rating. 2. Please refer to fuseholder data sheet for specific re-rating information.3. Please contact factory for applications greater than the max voltage and amperage shown.
https://www.littelfuse.com/media?resourcetype=datasheets&itemid=3baa8060-00d2-4ce6-8f59-8ee52bea992a&filename=littelfuse_fuse_239_datasheet.pdf | fuses | © 2019 Littelfuse, Inc.Specifications are subject to change without notice.Revised: 07/31/19Axial Lead & Cartridge Fuses5×20 mm > Slo-Blo® Fuse > 239 SeriesAgency ApprovalsFeaturesApplicationsAgencyAgency File NumberAmpere RangePSECartridge: NBK030609-JP1021A NBK190609-JP1021A NBK030609-JP1021BLeaded: NBK030609-JP1021C NBK190609-JP1021B NBK030609-JP1021D1A – 3.5A4A – 5A7A1A – 3.5A4A – 5A7A SU05001 – 2004A SU05001 – 2014A0.200A – 3.15A4A – 7A E104800.080A – 7A 298620.200A – 3.15A4A – 7A N/A0.080A – 7A• Designed to UL/CSA/ANCE 248-1 and 248-14 Standards • Available in cartridge and axial lead format • RoHS compliant and lead-freeElectrical Characteristics for Series% of Ampere RatingAmpere RatingsOpening Time100%All Ratings4 hours, Minimum135%1 hour, Maximum200%2 minutes, MaximumRoHSPb5×20mm Slo-Blo® glass body cartridge fuse designed to UL specification.Used as supplementary protection in appliance or utilization equipment to provide individual protection for components or internal circuits.239 Series, 5×20 mm, Slo-Blo® FusePSEDescriptionAdditional InformationDatasheetSamplesResourcesAccessoriesFor recommended fuse accessories for this product series, see ‘Recommended Accessories’ section.© 2019 Littelfuse, Inc.Specifications are subject to change without notice.Revised: 07/31/19Axial Lead & Cartridge Fuses5×20 mm > Slo-Blo® Fuse > 239 SeriesAmp CodeAmp Rating(A)Voltage Rating (V)InterruptingRatingNominal Cold Resistance (Ohms)Nominal Melting I2t (A2 sec)Agency ApprovalsPSE.0800.0825035A @ 250 VAC10kA @ 125 VAC28.17500.02500xx.1000.125017.34250.05500xx.1250.12525011.60000.08500xx.1500.152508.10000.13000xx.2000.22503.87250.16500xxxx.2500.252503.07000.34000xxxx.3000.32502.30000.61500xxxx.4000.42501.47502.02000xxxx.5000.52500.90901.98500xxxx.6000.62500.69902.41500xxxx.7000.72500.53754.12000xxxx.7500.752500.47105.42500xxxx.8000.82500.41557.56500xxxx001.12500.296511.29500xxxxx1.251.2525010kA @ 125 VAC100A @ 250 VAC0.198019.52500xxxxx01.61.62500.120530.43000xxxxx002.22500.094350.58500xxxxx02.52.52500.058379.70500xxxxx003.32500.04877129.51000xxxxx3.153.152500.0414128.05000xxxxx03.23.22500.0385128.05000xxx03.53.52500.0370128.05000xxx004.412510kA @ 125 VAC0.0312270.703xxxxx005.51250.0199302.836xxxxx007.71250.0114305.758xxxxxElectrical Characteristic Specification by ItemAverage Time Current CurvesTemperature Re-rating CurveCURRENT IN AMPERES100000.200A0.250A0.300A0.400A0.500A0.600A0.700A0.750A0.800A1A1.25A1.6A 2A 2.5A 3A3.15A 4A5A 7A10001001010.10.010.111010010000.001TIME IN SECONDSNote: Rerating depicted in this curve is in addition to the standard derating of 25% for continuous operation.© 2019 Littelfuse, Inc.Specifications are subject to change without notice.Revised: 07/31/19Axial Lead & Cartridge Fuses5×20 mm > Slo-Blo® Fuse > 239 SeriesSoldering Parameters - Wave SolderingDwell Time0204060801001201401601802002202402602803000102030405060708090100110120130140150160170180190200210220230240Time (Seconds)Temperature (°C) - Measured on bottom side of boardCooling TimePreheat TimeWave ParameterLead-Free RecommendationPreheat: (Depends on Flux Activation Temperature)(Typical Industry Recommendation) Temperature Minimum:100°C Temperature Maximum:150°C Preheat Time:60-180 secondsSolder Pot Temperature:260°C MaximumSolder Dwell Time:2-5 secondsRecommended Hand-Solder Parameters:Solder Iron Temperature: 350°C +/- 5°C Heating Time: 5 seconds max.Note: These devices are not recommended for IR or Convection Reflow process.Recommended Process Parameters:MaterialsBody: Glass Cap: Nickel–plated brass Leads: Tin–plated CopperTerminal StrengthMIL-STD-202, Method 211, Test Condition ASolderabilityMIL-STD-202 Method 208Product MarkingCap 1: Brand logo, current and voltage ratingCap 2: Series and agency approval markingsProduct CharacteristicsOperating Temperature–55ºC to +125ºCThermal ShockMIL-STD-202, Method 107, Test Condition B: (5 cycles –65ºC to +125ºC)VibrationMIL-STD-202, Method 201HumidityMIL-STD-202, Method 103, Test Condition A. high RH (95%) and elevated temp (40ºC) for 240 hoursSalt SprayMIL-STD-202, Method 101, Test Condition B© 2019 Littelfuse, Inc.Specifications are subject to change without notice.Revised: 07/31/19Axial Lead & Cartridge Fuses5×20 mm > Slo-Blo® Fuse > 239 SeriesRecommended AccessoriesAccessory TypeSeriesDescriptionMax Application VoltageMax Application AmperageHolder345_ISFPanel Mount Shock-Safe Fuseholder25010345Shock-Safe Fuseholder with PC Mount, Solder Mount and Panel Mount options20830PC Mount Shock-Safe Miniature Fuseholder16Block520Metric OMNI-BLOK® Fuse Block 10646PC Mount Miniature Fuse Block 6.3658Surface Mount Miniature Fuse Block 10Clip520_WPC Mount Miniature Fuse Clip 6.3111PC Board Mount Fuse Clip 10445PC Board Mount Fuse Clip 10 Notes: 1. Do not use in applications above rating. 2. Please refer to fuseholder data sheet for specific re-rating information.3. Please contact factory for applications greater than the max voltage and amperage shown.PackagingPackaging OptionPackaging SpecificationQuantityQuantity & Packaging CodeTaping Width239 SeriesBulkN/A1000MXN/ABulkN/A1000MXEN/AReel and TapeEIA 296-E1000MRET1T1=52mm (2.062”)BulkN/A1000MXBN/ABulkN/A100HXN/ABulkN/A100HXEN/ADimensions 0239 000P 20+0.55.1+0.65.2+0.1-0.25.1+0.60239 000XEP0.65±0.05*40±1.021.5±1.05.5±0.3All dimensions in mmNotes: * Ratings above 6.3A have 0.8±0.05 diameter lead. Part Numbering System0239M X PxxxxLead-freePackaging CodeQuantity CodeAmp CodeSeriesX = FillerM = 1000Refer to Amp Code column of Electrical Characteristics TableDisclaimer Notice - Information furnished is believed to be accurate and reliable. However, users should independently evaluate the suitability of and test each product selected for their own applications. Littelfuse products are not designed for, and may not be used in, all applications. Read complete Disclaimer Notice at: www.littelfuse.com/disclaimer-electronics.
https://us.schurter.com/en/datasheet/typ_UMZ_250.pdf | fuses | 1FusesUMZ 250https://www.schurter.com /PG01_2Circuit ProtectionSurface Mount Fuse with Clip, 4.2 x 11.1 mm, Time-Lag T, UMZ 250 = UMT 250 (Au) + UMC 250See below: Approvals and CompliancesIEC 60127-4 · 250 VAC · 125 VDC · Time-Lag TDescription- VDE/UL Approvals UMT 250, UMT 250 (Au), UMC 250 , see variants- High breaking capacity of 200 A @ 250 VAC (IEC)- UL approval for 0.08 A - 4 A 277 VAC and 250 VDCUnique Selling Proposition- Compact design- Maximum breaking capacity at minimal footprintApplications- Primary protection on SMD PCBsReferencesFuse Kit Fuse Kit UMT 250 / UMZ 250 Weblinkspdf data sheet, html datasheet, General Product Information, Distributor-Stock-Check, Detailed request for product, MicrositeTechnical DataRated Voltage250 VAC, 125 VDCRated current0.08 - 4 ABreaking Capacity200 ACharacteristicTime-Lag TMountingPCB,SMTAdmissible Ambient Temp.-40 °C to 85 °CClimatic Category40/085/21 acc. to IEC 60068-1Material: HousingCeramicsMaterial: TerminalsGold-Plated Copper AlloyStorage Conditions0 °C to 60 °C, max. 70% r.h.Product Marking, Rated current, Rated Voltage, Cha-racteristic, Breaking Capacity Soldering MethodsReflow Soldering ProfileSolderability245 °C / 3 sec acc. to IEC 60068-2-58Resistance to Soldering Heat260 °C / 10 sec acc. to IEC 60068-2-58Moisture Sensitivity LevelMSL 1, J-STD-020 Moisture Resistance TestMIL-STD-202, Method 106 (50 cycles in a temp./mister chamber)Operational LifeMIL-STD-202, Method 108 (1000h @ 0.42*In @ 70°C)Mechanical ShockMIL-STD-202, Method 213 Condition AResistance to SolventsCleaning with common solventsTerminal StrengthMIL-STD-202, Method 211A (Deflection of board 1 mm for 1 minute)Approvals and CompliancesDetailed information on product approvals, code requirements, usage instructions and detailed test conditions can be looked up in Details about Approvals SCHURTER products are designed for use in industrial environments. They have approvals from independent testing bodies according to national and international standards. Products with specific characteristics and requirements such as required in the automotive sector according to IATF 16949, medical technology according to ISO 13485 or in the aerospace industry can be offered exclusively with customer-specific, individual agree-ments by SCHURTER.ApprovalsThe approval mark is used by the testing authorities to certify compliance with the safety requirements placed on electronic products. Approval Reference Type: UMZ 250Approval LogoCertificatesCertification BodyDescriptionVDE ApprovalsVDEVDE Certificate Number: 40013121 / 40023291UL ApprovalsULUR File Number: E393282FusesUMZ 250https://www.schurter.com /PG01_2Circuit ProtectionProduct standardsProduct standards that are referencedOrganizationDesignStandardDescriptionDesigned according toIEC 60127-6Miniature fuses. Part 6. Fuse-holders for miniature fuse-linksDesigned according toIEC 60127-4Miniature fuses. Part 4. Universal modular fuse-links for through-hole and surface mount typesDesigned according toUL 248-14 / 4248-1Low voltage fuses - Part 14: Supplemental fusesDesigned according toCSA22.2 No. 248.14 / No. 4248.1Low-Voltage Fuses - Part 14: Supplemental FusesApplication standardsApplication standards where the product can be usedOrganizationDesignStandardDescriptionSuitable for applications acc.IEC/UL 62368-1Audio/video, information and communication technology equipment - Part 1: Safety requirementsCompliancesThe product complies with following Guide LinesIdentificationDetailsInitiatorDescriptionCE declaration of conformitySCHURTER AGThe CE marking declares that the product complies with the applicable requirements laid down in the harmonisation of Community legislation on its affixing in accordance with EU Regulation 765/2008.UKCA declaration of conformitySCHURTER AGThe UKCA marking declares that the product complies with the applicable requirements laid down in the British Amendment of Regulation (EC) 765/2008.RoHSSCHURTER AGDirective RoHS 2011/65/EU, Amendment (EU) 2015/863REACHSCHURTER AGOn 1 June 2007, Regulation (EC) No 1907/2006 on the Registration, Evaluation, Authorization and Restriction of Chemicals 1 (abbreviated as "REACH") entered into force.Dimension [mm] 11.3 mm 10.110.711.33.64+0.2 06.724.2335.54.75Soldering padsPre-Arcing TimeRated Current In1.25 x In min.2.0 x In max.10.0 x In min.10.0 x In max.0.08 A - 4.0 A60 min120 s10 ms100 ms3FusesUMZ 250https://www.schurter.com /PG01_2Circuit ProtectionTime-Current-CurvesTime in Seconds1 10 0.1 0.0001 0.001 0.01 100 1000 10000 0.1 10 1 100 80 mA100 mA125 mA160 mA200 mA250 mA315 mA400 mA500 mA630 mA800 mA1 A1.25 A1.6 A2 A2.5 A3.15 A4 ACurrent in Amperes All Variants Rated Cur-rent [A]Rated Vol-tage [VAC]Rated Vol-tage [VDC]Breaking CapacityVoltage Drop 1.0 In max. [mV]Voltage Drop 1.0 In typ. [mV]Power Dissi-pation 1.25 In max [mW]Melting I²t 10.0 In typ. [A²s]Order Number0.082502501)130010302000.022 l3404.2405.110.082502501)130010302000.022 l3404.2405.220.12501252)13008502000.04ll3404.2406.110.12501252)13008502000.04ll3404.2406.220.1252501252)10007002000.055ll3404.2407.110.1252501252)10007002000.055ll3404.2407.220.162502501)10005402400.057ll3404.2408.110.162502501)10005402400.057ll3404.2408.220.22501252)10004605000.092ll3404.2409.110.22501252)10004605000.092ll3404.2409.220.252501252)8003955000.2ll3404.2410.110.252501252)8003955000.2ll3404.2410.220.3152501252)7503445000.27ll3404.2411.110.3152501252)7503445000.27ll3404.2411.220.42501252)7003205000.4ll3404.2412.110.42501252)7003205000.4ll3404.2412.220.52501252)6002645000.54ll3404.2413.110.52501252)6002645000.54ll3404.2413.220.632501252)5002165001.1ll3404.2414.110.632501252)5002165001.1ll3404.2414.220.82501252)4001745001.4ll3404.2415.110.82501252)4001745001.4ll3404.2415.2212501253)3001745002.8ll3404.2416.11█12501253)3001745002.8ll3404.2416.22█1.252501253)30014010004.5ll3404.2417.111.252501253)30014010004.5ll3404.2417.221.62501253)30013010006.9ll3404.2418.111.62501253)30013010006.9ll3404.2418.224FusesUMZ 250https://www.schurter.com /PG01_2Circuit ProtectionRated Cur-rent [A]Rated Vol-tage [VAC]Rated Vol-tage [VDC]Breaking CapacityVoltage Drop 1.0 In max. [mV]Voltage Drop 1.0 In typ. [mV]Power Dissi-pation 1.25 In max [mW]Melting I²t 10.0 In typ. [A²s]Order Number22501253)30010310007.3ll3404.2419.1122501253)30010310007.3ll3404.2419.222.52501253)3009012007.5ll3404.2420.112.52501253)3009012007.5ll3404.2420.223.152501253)30095150014ll3404.2421.11█3.152501253)30095150014ll3404.2421.22█42501253)30083200026ll3404.2422.11█42501253)30083200026ll3404.2422.22██ Most Popular.Availability for all products can be searched real-time: https://www.schurter.com/en/info-center/support-tools/stock-check-distributors1) IEC: 200 A @ 250 VAC / 100 A @ 250 VDC1) UL: 200 A @ 277 VAC / 100 A @ 125 VDC / 35 A @ 250 VDC / 200 A @ 63 VAC/DC2) IEC: 200 A @ 250 VAC / 100 A @ 125 VDC2) UL: 200 A @ 277 VAC / 100 A @ 125 VDC / 35 A @ 250 VDC / 200 A @ 63 VAC/DC3) IEC: 200 A @ 250 VAC / 100 A @ 125 VDC3) UL: 200 A @ 277 VAC / 100 A @ 125 VDC / 35 A @ 250 VDC / 200 A @ 63 VAC/DCApproval OverviewUMT 250 -> Fuse with tin-plated caps, Approval Status: VDE, UL LISTED, cURus, Free of CCC, PSE JET, KTLUMT 250 (Au) -> Fuse with gold-plated caps, Approval Status: VDE, cURus and PSE JETUMC 250 -> Clip, Approval Status: VDE UG Mark and cURusUMZ 250 = UMT 250 (Au) + UMC 250There is no approval existing for the combination fuse and clip UMZ 250, but the fuse and the clip are fully approved independently at VDE/UL. See details above.In the reflow soldering process, the fuse must have gold-plated caps, otherwise fuse and clip would be soldered together. For fuse replacement in the field, a standard UMT 250 fuse with tin-plated caps can be used. This is not allowed for the 80 mA version. This must be replaced with an original UMZ with gold caps.It is not allowed to replace higher rated current than 4 A in the clip.Packaging Unit acc. IEC 60286-3 Type 2a.xx = .11100 pcs. in tape in ESD-plastic bag.xx = .221000 pcs. in tape [W: 24mm and P1: 8mm] on reel [A: 33cm]The specifications, descriptions and illustrations indicated in this document are based on current information. All content is subject to modifications and amendments. Information furnished is believed to be accurate and reliable. However, users should independently evaluate the suitability and test each product selected for their own applications.26.03.2024
https://www.littelfuse.com/media?resourcetype=datasheets&itemid=eca83f55-0201-4b68-9d42-dbdda8349159&filename=littelfuse_fuse_234_datasheet.pdf | fuses | © 2019 Littelfuse, Inc.Specifications are subject to change without notice.Revised: 01/15/19Axial Lead & Cartridge Fuses5×20 mm > Medium-Acting > 234 SeriesAgency ApprovalsFeaturesApplicationsAgencyAgency File NumberAmpere RangePSECartridge: NBK040609-JP1021A NBK040609-JP1021CLeaded: NBK040609-JP1021B NBK040609-JP1021D1A - 5A6A - 10A1A - 5A6A - 10A N/A1A - 10A SU05001-3001 SU05001-4001 SU05001-20161A - 3.15A3.5A4A - 10A E104801A - 10A 298621A - 10A• Designed to UL/CSA/ANCE 248-1 and 248-14 Standards• Available in cartridge and axial lead format • Glass body for 1-3.5A, Ceramic body for 4-10A• RoHS compliant and lead-freeElectrical Characteristics for Series% of Ampere RatingAmpere RatingOpening Time100%1 – 3.54 hours, Minimum4 – 101 hour, Minimum135%1 – 3.53 sec., Min; 1 hr. Max4 – 103 sec., Min; 1 hr. Max200%1 – 3.5400ms., Min; 2.25 sec. Max4 – 10400ms., Min; 4 sec. MaxRoHSPbAmp CodeAmpere Rating(A)Voltage Rating (V)InterruptingRatingNominal Cold Resistance (Ohms)Nominal Melting I2t (A2 sec)Agency ApprovalsPSE001.1250100A @ 250 VAC10000A @ 125 VAC0.17501.97500xxxxx 1.251.252500.12622.06000xxxxx 01.61.62500.08846.14000xxxxx 002.22500.06849.97000xxxxx 02.52.52500.052117.04500xxxxx 003.32500.043126.2400xxxxx 3.153.152500.038029.79500xxxxx 03.53.52500.032236.27500xxxxx 004.4250200A @ 250 VAC10000A @ 125 VAC0.030410.37000xxxxx 005.52500.021420.64500xxxxx 006.62500.019433.01500xxxxx 06.36.32500.016837.68500xxxxx 008.82500.014480.67500xxxxx 010.102500.010751.40000xxxxxElectrical Characteristic Specification by ItemUsed as supplementary protection in appliance or utilization equipment to provide individual protection for components or internal circuits.234 Series, 5×20 mm, Medium-Acting FusePSE5×20mm medium-acting glass/ceramic body cartridge fuse designed to UL specification.DescriptionApplication testing is strongly recommended.Additional InformationDatasheetSamplesResourcesAccessoriesFor recommended fuse accessories for this product series, see ‘Recommended Accessories’ section.© 2019 Littelfuse, Inc.Specifications are subject to change without notice.Revised: 01/15/19 Axial Lead & Cartridge Fuses5×20 mm > Medium-Acting > 234 Series1000010001001010.10.010.0011101001000CURRENT IN AMPERESTIME IN SECONDS1A1.25A1.6A2A2.5A3A3.15A3.5A4A5A6A6.3A8A10ADwell Time0204060801001201401601802002202402602803000102030405060708090100110120130140150160170180190200210220230240Time (Seconds)Temperature (°C) - Measured on bottom side of boardCooling TimePreheat TimeWave ParameterLead-Free RecommendationPreheat:(Depends on Flux Activation Temperature)(Typical Industry Recommendation) Temperature Minimum:100°C Temperature Maximum:150°C Preheat Time:60-180 secondsSolder Pot Temperature:260°C MaximumSolder Dwell Time:2-5 secondsRecommended Hand-Solder Parameters:Solder Iron Temperature: 350°C +/- 5°C Heating Time: 5 seconds max.Note: These devices are not recommended for IR or Convection Reflow process.Average Time Current CurvesTemperature Re-rating CurveSoldering Parameters - Wave SolderingRecommended Process Parameters:Note: Rerating depicted in this curve is in addition to the standard derating of 25% for continuous operation.PackagingPackaging OptionPackaging SpecificationQuantityQuantity & Packaging CodeTaping Width234 SeriesBulkN/A1000MXN/ABulkN/A1000MXEN/AReel and TapeEIA 296-E1000MRET1T1=53mm (2.087”)© 2019 Littelfuse, Inc.Specifications are subject to change without notice.Revised: 01/15/19Axial Lead & Cartridge Fuses5×20 mm > Medium-Acting > 234 SeriesMaterialsBody: Glass(1A-3.5A), Ceramic(4A-10A)Cap: Nickel–plated brassLeads: Tin–plated CopperFilter: Sand (4A – 10A)Terminal StrengthMIL-STD-202, Method 211, Test Condition ASolderabilityMIL-STD-202 Method 208Product MarkingCap 1: Brand logo, current and voltage ratingCap 2: Series and agency approval markingsPackagingAvailable in Bulk (V=5, H=100, M=1000 pcs/pkg) or on Tape/Reel (MRET1=1000 pcs/reel)Operating Temperature–55ºC to +125ºCThermal ShockMIL-STD-202, Method 107, Test Condition B: (5 cycles –65ºC to +125ºC)VibrationMIL-STD-202 Method 201HumidityMIL-STD-202, Method 103, Test Condition A. high RH (95%) and elevated temp (40ºC) for 240 hoursSalt SprayMIL-STD-202, Method 101, Test Condition BDimensions 0234 000P 20+0.55.1+0.65.2+0.1-0.25.1+0.60234 000XEP 0.65±0.05*40±1.021.5±1.05.5±0.3All dimensions in mmNotes: * Ratings above 6.3A have 0.8±0.05 diameter lead. Part Numbering System0234M X PxxxxLead-freePackaging CodeQuantity CodeAmp CodeSeriesX = FillerM = 1000Refer to Amp Code column of Electrical Characteristics TableProduct CharacteristicsRecommended AccessoriesAccessory TypeSeriesDescriptionMax Application VoltageMax Application AmperageHolder345_ISFPanel Mount Shock-Safe Fuseholder25010345Shock-Safe Fuseholder with PC Mount, Solder Mount and Panel Mount options20830PC Mount Shock-Safe Miniature Fuseholder16Block520Metric OMNI-BLOK® Fuse Block 10646PC Mount Miniature Fuse Block 6.3658Surface Mount Miniature Fuse Block 10Clip520_WPC Mount Miniature Fuse Clip 6.3111PC Board Mount Fuse Clip 10445PC Board Mount Fuse Clip 10 Notes: 1. Do not use in applications above rating. 2. Please refer to fuseholder data sheet for specific re-rating information.3. Please contact factory for applications greater than the max voltage and amperage shown.Disclaimer Notice - Information furnished is believed to be accurate and reliable. However, users should independently evaluate the suitability of and test each product selected for their own applications. Littelfuse products are not designed for, and may not be used in, all applications. Read complete Disclaimer Notice at: www.littelfuse.com/disclaimer-electronics.
https://us.schurter.com/en/datasheet/typ_UMZ_250.pdf | fuses | 1FusesUMZ 250https://www.schurter.com /PG01_2Circuit ProtectionSurface Mount Fuse with Clip, 4.2 x 11.1 mm, Time-Lag T, UMZ 250 = UMT 250 (Au) + UMC 250See below: Approvals and CompliancesIEC 60127-4 · 250 VAC · 125 VDC · Time-Lag TDescription- VDE/UL Approvals UMT 250, UMT 250 (Au), UMC 250 , see variants- High breaking capacity of 200 A @ 250 VAC (IEC)- UL approval for 0.08 A - 4 A 277 VAC and 250 VDCUnique Selling Proposition- Compact design- Maximum breaking capacity at minimal footprintApplications- Primary protection on SMD PCBsReferencesFuse Kit Fuse Kit UMT 250 / UMZ 250 Weblinkspdf data sheet, html datasheet, General Product Information, Distributor-Stock-Check, Detailed request for product, MicrositeTechnical DataRated Voltage250 VAC, 125 VDCRated current0.08 - 4 ABreaking Capacity200 ACharacteristicTime-Lag TMountingPCB,SMTAdmissible Ambient Temp.-40 °C to 85 °CClimatic Category40/085/21 acc. to IEC 60068-1Material: HousingCeramicsMaterial: TerminalsGold-Plated Copper AlloyStorage Conditions0 °C to 60 °C, max. 70% r.h.Product Marking, Rated current, Rated Voltage, Cha-racteristic, Breaking Capacity Soldering MethodsReflow Soldering ProfileSolderability245 °C / 3 sec acc. to IEC 60068-2-58Resistance to Soldering Heat260 °C / 10 sec acc. to IEC 60068-2-58Moisture Sensitivity LevelMSL 1, J-STD-020 Moisture Resistance TestMIL-STD-202, Method 106 (50 cycles in a temp./mister chamber)Operational LifeMIL-STD-202, Method 108 (1000h @ 0.42*In @ 70°C)Mechanical ShockMIL-STD-202, Method 213 Condition AResistance to SolventsCleaning with common solventsTerminal StrengthMIL-STD-202, Method 211A (Deflection of board 1 mm for 1 minute)Approvals and CompliancesDetailed information on product approvals, code requirements, usage instructions and detailed test conditions can be looked up in Details about Approvals SCHURTER products are designed for use in industrial environments. They have approvals from independent testing bodies according to national and international standards. Products with specific characteristics and requirements such as required in the automotive sector according to IATF 16949, medical technology according to ISO 13485 or in the aerospace industry can be offered exclusively with customer-specific, individual agree-ments by SCHURTER.ApprovalsThe approval mark is used by the testing authorities to certify compliance with the safety requirements placed on electronic products. Approval Reference Type: UMZ 250Approval LogoCertificatesCertification BodyDescriptionVDE ApprovalsVDEVDE Certificate Number: 40013121 / 40023291UL ApprovalsULUR File Number: E393282FusesUMZ 250https://www.schurter.com /PG01_2Circuit ProtectionProduct standardsProduct standards that are referencedOrganizationDesignStandardDescriptionDesigned according toIEC 60127-6Miniature fuses. Part 6. Fuse-holders for miniature fuse-linksDesigned according toIEC 60127-4Miniature fuses. Part 4. Universal modular fuse-links for through-hole and surface mount typesDesigned according toUL 248-14 / 4248-1Low voltage fuses - Part 14: Supplemental fusesDesigned according toCSA22.2 No. 248.14 / No. 4248.1Low-Voltage Fuses - Part 14: Supplemental FusesApplication standardsApplication standards where the product can be usedOrganizationDesignStandardDescriptionSuitable for applications acc.IEC/UL 62368-1Audio/video, information and communication technology equipment - Part 1: Safety requirementsCompliancesThe product complies with following Guide LinesIdentificationDetailsInitiatorDescriptionCE declaration of conformitySCHURTER AGThe CE marking declares that the product complies with the applicable requirements laid down in the harmonisation of Community legislation on its affixing in accordance with EU Regulation 765/2008.UKCA declaration of conformitySCHURTER AGThe UKCA marking declares that the product complies with the applicable requirements laid down in the British Amendment of Regulation (EC) 765/2008.RoHSSCHURTER AGDirective RoHS 2011/65/EU, Amendment (EU) 2015/863REACHSCHURTER AGOn 1 June 2007, Regulation (EC) No 1907/2006 on the Registration, Evaluation, Authorization and Restriction of Chemicals 1 (abbreviated as "REACH") entered into force.Dimension [mm] 11.3 mm 10.110.711.33.64+0.2 06.724.2335.54.75Soldering padsPre-Arcing TimeRated Current In1.25 x In min.2.0 x In max.10.0 x In min.10.0 x In max.0.08 A - 4.0 A60 min120 s10 ms100 ms3FusesUMZ 250https://www.schurter.com /PG01_2Circuit ProtectionTime-Current-CurvesTime in Seconds1 10 0.1 0.0001 0.001 0.01 100 1000 10000 0.1 10 1 100 80 mA100 mA125 mA160 mA200 mA250 mA315 mA400 mA500 mA630 mA800 mA1 A1.25 A1.6 A2 A2.5 A3.15 A4 ACurrent in Amperes All Variants Rated Cur-rent [A]Rated Vol-tage [VAC]Rated Vol-tage [VDC]Breaking CapacityVoltage Drop 1.0 In max. [mV]Voltage Drop 1.0 In typ. [mV]Power Dissi-pation 1.25 In max [mW]Melting I²t 10.0 In typ. [A²s]Order Number0.082502501)130010302000.022 l3404.2405.110.082502501)130010302000.022 l3404.2405.220.12501252)13008502000.04ll3404.2406.110.12501252)13008502000.04ll3404.2406.220.1252501252)10007002000.055ll3404.2407.110.1252501252)10007002000.055ll3404.2407.220.162502501)10005402400.057ll3404.2408.110.162502501)10005402400.057ll3404.2408.220.22501252)10004605000.092ll3404.2409.110.22501252)10004605000.092ll3404.2409.220.252501252)8003955000.2ll3404.2410.110.252501252)8003955000.2ll3404.2410.220.3152501252)7503445000.27ll3404.2411.110.3152501252)7503445000.27ll3404.2411.220.42501252)7003205000.4ll3404.2412.110.42501252)7003205000.4ll3404.2412.220.52501252)6002645000.54ll3404.2413.110.52501252)6002645000.54ll3404.2413.220.632501252)5002165001.1ll3404.2414.110.632501252)5002165001.1ll3404.2414.220.82501252)4001745001.4ll3404.2415.110.82501252)4001745001.4ll3404.2415.2212501253)3001745002.8ll3404.2416.11█12501253)3001745002.8ll3404.2416.22█1.252501253)30014010004.5ll3404.2417.111.252501253)30014010004.5ll3404.2417.221.62501253)30013010006.9ll3404.2418.111.62501253)30013010006.9ll3404.2418.224FusesUMZ 250https://www.schurter.com /PG01_2Circuit ProtectionRated Cur-rent [A]Rated Vol-tage [VAC]Rated Vol-tage [VDC]Breaking CapacityVoltage Drop 1.0 In max. [mV]Voltage Drop 1.0 In typ. [mV]Power Dissi-pation 1.25 In max [mW]Melting I²t 10.0 In typ. [A²s]Order Number22501253)30010310007.3ll3404.2419.1122501253)30010310007.3ll3404.2419.222.52501253)3009012007.5ll3404.2420.112.52501253)3009012007.5ll3404.2420.223.152501253)30095150014ll3404.2421.11█3.152501253)30095150014ll3404.2421.22█42501253)30083200026ll3404.2422.11█42501253)30083200026ll3404.2422.22██ Most Popular.Availability for all products can be searched real-time: https://www.schurter.com/en/info-center/support-tools/stock-check-distributors1) IEC: 200 A @ 250 VAC / 100 A @ 250 VDC1) UL: 200 A @ 277 VAC / 100 A @ 125 VDC / 35 A @ 250 VDC / 200 A @ 63 VAC/DC2) IEC: 200 A @ 250 VAC / 100 A @ 125 VDC2) UL: 200 A @ 277 VAC / 100 A @ 125 VDC / 35 A @ 250 VDC / 200 A @ 63 VAC/DC3) IEC: 200 A @ 250 VAC / 100 A @ 125 VDC3) UL: 200 A @ 277 VAC / 100 A @ 125 VDC / 35 A @ 250 VDC / 200 A @ 63 VAC/DCApproval OverviewUMT 250 -> Fuse with tin-plated caps, Approval Status: VDE, UL LISTED, cURus, Free of CCC, PSE JET, KTLUMT 250 (Au) -> Fuse with gold-plated caps, Approval Status: VDE, cURus and PSE JETUMC 250 -> Clip, Approval Status: VDE UG Mark and cURusUMZ 250 = UMT 250 (Au) + UMC 250There is no approval existing for the combination fuse and clip UMZ 250, but the fuse and the clip are fully approved independently at VDE/UL. See details above.In the reflow soldering process, the fuse must have gold-plated caps, otherwise fuse and clip would be soldered together. For fuse replacement in the field, a standard UMT 250 fuse with tin-plated caps can be used. This is not allowed for the 80 mA version. This must be replaced with an original UMZ with gold caps.It is not allowed to replace higher rated current than 4 A in the clip.Packaging Unit acc. IEC 60286-3 Type 2a.xx = .11100 pcs. in tape in ESD-plastic bag.xx = .221000 pcs. in tape [W: 24mm and P1: 8mm] on reel [A: 33cm]The specifications, descriptions and illustrations indicated in this document are based on current information. All content is subject to modifications and amendments. Information furnished is believed to be accurate and reliable. However, users should independently evaluate the suitability and test each product selected for their own applications.26.03.2024
https://www.littelfuse.com/media?resourcetype=datasheets&itemid=a96d72b7-5296-4815-88b4-98b2f6738874&filename=littelfuse_fuse_218_datasheet.pdf | fuses | Axial Lead & Cartridge Fuse Datasheet© 2024 Littelfuse, Inc.Specifications are subject to change without notice.Revised: GD. 02/09/241218 Series5×20 mm, Time-Lag FuseAgency ApprovalsAgencyAgency File NumberAmpere RangePSECartridge:NBK090205-E10480ANBK120802-E10480CLeaded:NBK090205-E10480BNBK120802-E10480D1A – 5A6.3A – 15A1A – 5A6.3A – 15A 20209702070000650.032A – 6.3A SU05001-3005 SU05001-2008SU05001-20090.032A – 0.040A 0.050A – 0.800A 1A – 10A E104800.032A – 16A298620.032A - 10A; 15A 23008690.032A – 6.3A 400134960.032A – 10A4001660415A*KM414620.080A – 6.3AN/A0.032A – 16AFeatures & Benefits ■ Designed to International IEC Standards for use globally ■ Meets the IEC 60127-2, Sheet 3 specification for Time-Lag fuses ■ Available in cartridge and axial lead form ■ RoHS compliant and lead-freeApplicationsRoHSPb* - Approval for Cartridge versions onlyElectrical CharacteristicsThe 218 series fuse is a 5x20mm time-lag glass body cartridge fuse designed to IEC specification.Used as supplementary protection in appliance or utilization equipment to provide individual protection for components or internal circuits.PSE% of Ampere RatingAmpere RatingOpening Time150%0.032A - 0.100A60 minutes, Minimum0.125A - 6.3A60 minutes, Minimum8A - 16A30 minutes, Minimum210%0.032A - 0.100A120 sec., Maximum0.125A - 6.3A120 sec., Maximum8A - 16A120 sec., Maximum275%0.032A - 0.100A200 ms., Min.; 10 sec. Max.0.125A - 6.3A600 ms., Min.; 10 sec. Max.8A - 16A600 ms., Min.; 10 sec. Max.400%0.032A - 0.100A40 ms., Min.; 3 sec. Max.0.125A - 6.3A150 ms., Min.; 3 sec. Max.8A - 16A150 ms., Min.; 3 sec. Max.1000%0.032A - 0.100A10 ms., Min.; 300 ms. Max.0.125A - 6.3A20 ms., Min.; 300 ms. Max.8A - 16A20 ms., Min.; 300 ms. Max.DescriptionWeb ResourcesDownload ECAD models, order samples, and find technical recources at www.littelfuse.comAxial Lead & Cartridge Fuse Datasheet© 2024 Littelfuse, Inc.Specifications are subject to change without notice.Revised: GD. 02/09/242218 Series5×20 mm, Time-Lag FuseAmp CodeAmp Rating(A)Voltage Rating (V)InterruptingRatingNominal Cold Resistance (Ohms)Nominal Melting I2t (A2 sec)Maximum Voltage Drop at Rated Current (mV)Maximum Power Dissipation At 1.5ln(W)Agency ApprovalsPSE.0320.03225035 A @ 250 VAC48.2580.01150001.6-xx-xxxxx.0400.0425031.8620.01140001.6-xx-xxxxx.0500.0525021.2920.02735001.6-xx-xxxxx.0630.06325014.2680.04630001.6-xx-xxxxx.0800.082509.070.07525001.6xxx-xxxxx.1000.12506.0180.07920001.6xxx-xxxxx.1250.1252504.20.146519001.6xxx-xxxxx.1600.162503.70.14415001.6xxx-xxxxx.2000.22501.60.34113001.6xxx-xxxxx.2500.252501.04950.540511001.6xxx-xxxxx.3150.3152500.84751.1110001.6xxx-xxxxx.4000.42500.5351.3259001.6xxx-xxxxx.5000.52500.372.8253001.6xxx-xxxxx.6300.632500.2754.6752501.6xxx-xxxxx.8000.82500.08133.371501.6xxx-xxxxx001.12500.06136.731501.6xxxxxxxxx1.251.252500.044612.651501.6xxxxxxxxx01.61.62500.033623.351501.6xxxxxxxxx002.22500.029314.451501.6xxxxxxxxx02.52.52500.021923.251201.6xxxxxxxxx3.153.152500.017338.151001.6xxxxxxxxx004.425040 A @ 250 VAC0.012969.11001.6xxxxxxxxx005.525050 A @ 250 VAC0.0104111.01001.6xxxxxxxxx06.36.325063 A @ 250 VAC0.0076198.51001.6xxxxxxxxx008.825080 A @ 250 VAC0.0059341.51004-x-xxx-xx010.10250100 A @ 250 VAC0.0045568.01004-x-xxx-xx12.512.525063 A @ 250 VAC0.0034889.01004---xx--x-015.15250100 A @ 250 VAC0.00281405.001004---xxx-xx*016.1625063 A @ 250 VAC0.00211955.001004----x--x-Electrical CharacteristicsAverage Time Current CurvesTemperature Re-rating Curve* - Approval for cartidge versions only0.01 0.1 1 10 100 1000 10000 0.01 0.1 1 10 100 TIME IN SECONDS CURRENT IN AMPERES 0.032A0.040A0.050A0.063A0.080A0.100A0.125A0.160A0.200A0.250A0.315A0.400A0.500A0.630A0.800A1A1.25A1.6A2A2.5A3.15A4A5A6.3A8A10A12.5A15A16AAxial Lead & Cartridge Fuse Datasheet© 2024 Littelfuse, Inc.Specifications are subject to change without notice.Revised: GD. 02/09/243218 Series5×20 mm, Time-Lag FuseProduct CharacteristicsOperating Temperature–55ºC to +125ºCThermal ShockMIL-STD-202, Method 107, Test Condition B (5 cycles, –65°C to +125°C)VibrationMIL-STD-202, Method 201HumidityMIL-STD-202, Method 103, Test Condition A (High RH (95%) and elevated temperature (40°C) for 240 hours)Salt SprayMIL-STD-202, Method 101, Test Condition BMaterialBody: Glass Cap: Nickel–plated Brass Leads: Tin–plated CopperTerminal StrengthMIL-STD-202, Method 211, Test Condition ASolderabilityMIL-STD-202, Method 208Product MarkingCap1: Brand logo, current and voltage ratingsCap2: Agency approval marksPackagingAvailable in Bulk (M=1000 pcs/pkg) or on Tape/Reel (MRET1=1000 pcs/reel)Soldering Parameters - Wave SolderingDwell Time0204060801001201401601802002202402602803000102030405060708090100110120130140150160170180190200210220230240Time (Seconds)Temperature (°C) - Measured on bottom side of boardCooling TimePreheat TimeWave ParameterLead-Free RecommendationPreheat:(Depends on Flux Activation Temperature)(Typical Industry Recommendation) Temperature Minimum:100°C Temperature Maximum:150°C Preheat Time:60-180 secondsSolder Pot Temperature:260°C MaximumSolder Dwell Time:2-5 secondsRecommended Hand-Solder Parameters:Solder Iron Temperature: 350°C +/- 5°C Heating Time: 5 seconds max.Note: These devices are not recommended for IR or Convection Reflow process.Recommended Process Parameters:Dimensions 0218 000P 20+0.55.1+0.65.2+0.1-0.25.1+0.6 40±1.021.5±1.05.5±0.30218016. XEP0218.125 XEPto 0218.100XEP0218.032 XEPto 0.65±0.05See Notes*40±1.021.5±1.05.6±0.4All dimensions in mmNotes: * 0.032A-6.3A have 0.65±0.05 diameter lead. 8A-16A have 0.8±0.05 diameter lead.Part Numbering System0218 xxxx M X E PSeriesAmp CodeRefer to Amp Code column of Electrical Characteristics TableLead-freeQuantity CodeM = 1000Option CodesBlank : Cartidge Type FuseE : Axial Lead FusePackaging CodeX = FillerAxial Lead & Cartridge Fuse Datasheet© 2024 Littelfuse, Inc.Specifications are subject to change without notice.Revised: GD. 02/09/244218 Series5×20 mm, Time-Lag FusePackagingPackaging OptionPackaging SpecificationQuantityQuantity & Packaging CodeTaping Width218 SeriesBulkN/A1000MXN/ABulkN/A1000MXEN/AReel and TapeEIA 296-E1000MRET1T1=53mm (2.087”)BulkN/A1000MXGN/ABulkN/A1000MXBN/ABulkN/A100HXN/ARecommended AccessoriesAccessory TypeSeriesDescriptionMax Application VoltageMax Application AmperageHolder345_ISFPanel Mount Shock-Safe Fuseholder25020345Shock-Safe Fuseholder with PC Mount, Solder Mount and Panel Mount options20830PC Mount Shock-Safe Miniature Fuseholder16Block520Metric OMNI-BLOK® Fuse Block 10646PC Mount Miniature Fuse Block 6.3658Surface Mount Miniature Fuse Block 10Clip520_WPC Mount Miniature Fuse Clip 6.3111PC Board Mount Fuse Clip 10445PC Board Mount Fuse Clip 10Disclaimer Notice - Information furnished is believed to be accurate and reliable. However, users should independently evaluate the suitability of and test each product selected for their own applications. Littelfuse products are not designed for, and may not be used in, all applications. Read complete Disclaimer Notice at: www.littelfuse.com/disclaimer-electronics.Notes: 1. Do not use in applications above rating. 2. Please refer to fuseholder data sheet for specific re-rating information.3. Please contact factory for applications greater than the max voltage and amperage shown.
https://www.littelfuse.com/media?resourcetype=datasheets&itemid=a96d72b7-5296-4815-88b4-98b2f6738874&filename=littelfuse_fuse_218_datasheet.pdf | fuses | Axial Lead & Cartridge Fuse Datasheet© 2024 Littelfuse, Inc.Specifications are subject to change without notice.Revised: GD. 02/09/241218 Series5×20 mm, Time-Lag FuseAgency ApprovalsAgencyAgency File NumberAmpere RangePSECartridge:NBK090205-E10480ANBK120802-E10480CLeaded:NBK090205-E10480BNBK120802-E10480D1A – 5A6.3A – 15A1A – 5A6.3A – 15A 20209702070000650.032A – 6.3A SU05001-3005 SU05001-2008SU05001-20090.032A – 0.040A 0.050A – 0.800A 1A – 10A E104800.032A – 16A298620.032A - 10A; 15A 23008690.032A – 6.3A 400134960.032A – 10A4001660415A*KM414620.080A – 6.3AN/A0.032A – 16AFeatures & Benefits ■ Designed to International IEC Standards for use globally ■ Meets the IEC 60127-2, Sheet 3 specification for Time-Lag fuses ■ Available in cartridge and axial lead form ■ RoHS compliant and lead-freeApplicationsRoHSPb* - Approval for Cartridge versions onlyElectrical CharacteristicsThe 218 series fuse is a 5x20mm time-lag glass body cartridge fuse designed to IEC specification.Used as supplementary protection in appliance or utilization equipment to provide individual protection for components or internal circuits.PSE% of Ampere RatingAmpere RatingOpening Time150%0.032A - 0.100A60 minutes, Minimum0.125A - 6.3A60 minutes, Minimum8A - 16A30 minutes, Minimum210%0.032A - 0.100A120 sec., Maximum0.125A - 6.3A120 sec., Maximum8A - 16A120 sec., Maximum275%0.032A - 0.100A200 ms., Min.; 10 sec. Max.0.125A - 6.3A600 ms., Min.; 10 sec. Max.8A - 16A600 ms., Min.; 10 sec. Max.400%0.032A - 0.100A40 ms., Min.; 3 sec. Max.0.125A - 6.3A150 ms., Min.; 3 sec. Max.8A - 16A150 ms., Min.; 3 sec. Max.1000%0.032A - 0.100A10 ms., Min.; 300 ms. Max.0.125A - 6.3A20 ms., Min.; 300 ms. Max.8A - 16A20 ms., Min.; 300 ms. Max.DescriptionWeb ResourcesDownload ECAD models, order samples, and find technical recources at www.littelfuse.comAxial Lead & Cartridge Fuse Datasheet© 2024 Littelfuse, Inc.Specifications are subject to change without notice.Revised: GD. 02/09/242218 Series5×20 mm, Time-Lag FuseAmp CodeAmp Rating(A)Voltage Rating (V)InterruptingRatingNominal Cold Resistance (Ohms)Nominal Melting I2t (A2 sec)Maximum Voltage Drop at Rated Current (mV)Maximum Power Dissipation At 1.5ln(W)Agency ApprovalsPSE.0320.03225035 A @ 250 VAC48.2580.01150001.6-xx-xxxxx.0400.0425031.8620.01140001.6-xx-xxxxx.0500.0525021.2920.02735001.6-xx-xxxxx.0630.06325014.2680.04630001.6-xx-xxxxx.0800.082509.070.07525001.6xxx-xxxxx.1000.12506.0180.07920001.6xxx-xxxxx.1250.1252504.20.146519001.6xxx-xxxxx.1600.162503.70.14415001.6xxx-xxxxx.2000.22501.60.34113001.6xxx-xxxxx.2500.252501.04950.540511001.6xxx-xxxxx.3150.3152500.84751.1110001.6xxx-xxxxx.4000.42500.5351.3259001.6xxx-xxxxx.5000.52500.372.8253001.6xxx-xxxxx.6300.632500.2754.6752501.6xxx-xxxxx.8000.82500.08133.371501.6xxx-xxxxx001.12500.06136.731501.6xxxxxxxxx1.251.252500.044612.651501.6xxxxxxxxx01.61.62500.033623.351501.6xxxxxxxxx002.22500.029314.451501.6xxxxxxxxx02.52.52500.021923.251201.6xxxxxxxxx3.153.152500.017338.151001.6xxxxxxxxx004.425040 A @ 250 VAC0.012969.11001.6xxxxxxxxx005.525050 A @ 250 VAC0.0104111.01001.6xxxxxxxxx06.36.325063 A @ 250 VAC0.0076198.51001.6xxxxxxxxx008.825080 A @ 250 VAC0.0059341.51004-x-xxx-xx010.10250100 A @ 250 VAC0.0045568.01004-x-xxx-xx12.512.525063 A @ 250 VAC0.0034889.01004---xx--x-015.15250100 A @ 250 VAC0.00281405.001004---xxx-xx*016.1625063 A @ 250 VAC0.00211955.001004----x--x-Electrical CharacteristicsAverage Time Current CurvesTemperature Re-rating Curve* - Approval for cartidge versions only0.01 0.1 1 10 100 1000 10000 0.01 0.1 1 10 100 TIME IN SECONDS CURRENT IN AMPERES 0.032A0.040A0.050A0.063A0.080A0.100A0.125A0.160A0.200A0.250A0.315A0.400A0.500A0.630A0.800A1A1.25A1.6A2A2.5A3.15A4A5A6.3A8A10A12.5A15A16AAxial Lead & Cartridge Fuse Datasheet© 2024 Littelfuse, Inc.Specifications are subject to change without notice.Revised: GD. 02/09/243218 Series5×20 mm, Time-Lag FuseProduct CharacteristicsOperating Temperature–55ºC to +125ºCThermal ShockMIL-STD-202, Method 107, Test Condition B (5 cycles, –65°C to +125°C)VibrationMIL-STD-202, Method 201HumidityMIL-STD-202, Method 103, Test Condition A (High RH (95%) and elevated temperature (40°C) for 240 hours)Salt SprayMIL-STD-202, Method 101, Test Condition BMaterialBody: Glass Cap: Nickel–plated Brass Leads: Tin–plated CopperTerminal StrengthMIL-STD-202, Method 211, Test Condition ASolderabilityMIL-STD-202, Method 208Product MarkingCap1: Brand logo, current and voltage ratingsCap2: Agency approval marksPackagingAvailable in Bulk (M=1000 pcs/pkg) or on Tape/Reel (MRET1=1000 pcs/reel)Soldering Parameters - Wave SolderingDwell Time0204060801001201401601802002202402602803000102030405060708090100110120130140150160170180190200210220230240Time (Seconds)Temperature (°C) - Measured on bottom side of boardCooling TimePreheat TimeWave ParameterLead-Free RecommendationPreheat:(Depends on Flux Activation Temperature)(Typical Industry Recommendation) Temperature Minimum:100°C Temperature Maximum:150°C Preheat Time:60-180 secondsSolder Pot Temperature:260°C MaximumSolder Dwell Time:2-5 secondsRecommended Hand-Solder Parameters:Solder Iron Temperature: 350°C +/- 5°C Heating Time: 5 seconds max.Note: These devices are not recommended for IR or Convection Reflow process.Recommended Process Parameters:Dimensions 0218 000P 20+0.55.1+0.65.2+0.1-0.25.1+0.6 40±1.021.5±1.05.5±0.30218016. XEP0218.125 XEPto 0218.100XEP0218.032 XEPto 0.65±0.05See Notes*40±1.021.5±1.05.6±0.4All dimensions in mmNotes: * 0.032A-6.3A have 0.65±0.05 diameter lead. 8A-16A have 0.8±0.05 diameter lead.Part Numbering System0218 xxxx M X E PSeriesAmp CodeRefer to Amp Code column of Electrical Characteristics TableLead-freeQuantity CodeM = 1000Option CodesBlank : Cartidge Type FuseE : Axial Lead FusePackaging CodeX = FillerAxial Lead & Cartridge Fuse Datasheet© 2024 Littelfuse, Inc.Specifications are subject to change without notice.Revised: GD. 02/09/244218 Series5×20 mm, Time-Lag FusePackagingPackaging OptionPackaging SpecificationQuantityQuantity & Packaging CodeTaping Width218 SeriesBulkN/A1000MXN/ABulkN/A1000MXEN/AReel and TapeEIA 296-E1000MRET1T1=53mm (2.087”)BulkN/A1000MXGN/ABulkN/A1000MXBN/ABulkN/A100HXN/ARecommended AccessoriesAccessory TypeSeriesDescriptionMax Application VoltageMax Application AmperageHolder345_ISFPanel Mount Shock-Safe Fuseholder25020345Shock-Safe Fuseholder with PC Mount, Solder Mount and Panel Mount options20830PC Mount Shock-Safe Miniature Fuseholder16Block520Metric OMNI-BLOK® Fuse Block 10646PC Mount Miniature Fuse Block 6.3658Surface Mount Miniature Fuse Block 10Clip520_WPC Mount Miniature Fuse Clip 6.3111PC Board Mount Fuse Clip 10445PC Board Mount Fuse Clip 10Disclaimer Notice - Information furnished is believed to be accurate and reliable. However, users should independently evaluate the suitability of and test each product selected for their own applications. Littelfuse products are not designed for, and may not be used in, all applications. Read complete Disclaimer Notice at: www.littelfuse.com/disclaimer-electronics.Notes: 1. Do not use in applications above rating. 2. Please refer to fuseholder data sheet for specific re-rating information.3. Please contact factory for applications greater than the max voltage and amperage shown.
https://www.littelfuse.com/~/media/electronics/datasheets/fuses/littelfuse_fuse_468_datasheet.pdf.pdf | fuses | Fuse Datasheet© 2021 Littelfuse, Inc.Specifications are subject to change without notice.Revised: GD. 10/27/211468 Series1206 Slo-Blo® FuseRoHSPbDescriptionAgency ApprovalsAgencyAgency File NumberAmpere RangeE104800.5A - 3A298620.5A - 3AElectrical Characteristics for SeriesFeatures and Benefits ■ Complies with electronic industry environmental standards for lead reduction. ■ Product is compatible with lead-free solders and higher temperature profiles. ■ Time delay feature withstands high inrush currents and prevents nuisance openings. ■ Package is visually distinct from fast-acting version for easy identification. ■ Top side marking allows visual verification of amperage rating. ■ Lead-free, halogen-free and ROHS compliant.% of Ampere RatingOpening Time at 25OC100%4 hours, Minimum200%1 sec., Min.; 120 sec., Max.300%0.05 sec., Min.; 1.5 sec., Max800%0.0015 sec., Min.; 0.05 sec., Max.ApplicationsAmpere Rating(A)Amp CodeMaxVoltage Rating (V)InterruptingRatingNominal Cold Resistance (Ohms)1Nominal Melting I2t (A2sec)NomVoltage Drop (mV)NomPower Dissipation (W)Agency Approvals0.50.5006350A @63 VAC/VDC0.270000.0310156.770.0784xx1.00001.630.07900.127094.700.0947xx1.5001.5630.04400.288082.320.1235xx2.00002.6335A @63 VAC 50A @63 VDC 0.03250.506077.270.1545xx2.5002.5630.02401.011073.920.1848xx3.00003.3250A @32 VAC/VDC0.019501.270072.950.2189xxElectrical Specifications by Item1. Measured at 10% of rated current, 25˚C.2. Measured at rated voltage.The 468 Series Slo-Blo® Surface Mount Fuse (SMF) is a small (1206 size) thin-film device designed for secondary protection of circuits used in space constrained applications such as hand-held portable electronic devices. This series is 100% lead-free and meets the requirements of the RoHS directive. New Halogen-Free 468 Series fuses are available–to order use the “HF” suffix. See Part Numbering section for additional information. ■ Cell phones ■ Battery packs ■ Digital cameras ■ DVD players ■ Hard disk drives.Secondary protection for space constrained applications:ResourcesAccessoriesSamplesAdditional InformationFuse Datasheet© 2021 Littelfuse, Inc.Specifications are subject to change without notice.Revised: GD. 10/27/212468 Series1206 Slo-Blo® FuseAverage Time Current CurvesTemperature Re-rating CurveReflow ConditionPb – Free assemblyPre Heat- Temperature Min (Ts(min))150°C - Temperature Max (Ts(max))200°C- Time (Min to Max) (ts)60 – 180 secsAverage ramp up rate (Liquidus Temp (TL) to peak5°C/second maxTS(max) to TL - Ramp-up Rate5°C/second maxReflow- Temperature (TL) (Liquidus)217°C - Temperature (tL)60 – 150 secondsPeak Temperature (TP)260+0/- 5 °CTime within 5°C of actual peak Temperature (tp)20 – 40 secondsRamp-down Rate5°C/second maxTime 25°C to peak Temperature (TP)8 minutes Max.Do not exceed260°CSoldering ParametersWave Soldering260°C, 10 seconds max.Note:1. Rerating depicted in this curve is in addition to the standard derating of 25% for continuous operation.Example: For continuous operation at 70 degrees celsius, the fuse should be deratedas follows: I = (0.75)(0.80)IRAT = (0.60)IRAT2. The temperature derating curve represents the nominal conditions. For questions about temperature derating curve, please consult Littelfuse technical support for assistance.Time (t)Temperature (T)TPTLTS(max)TS(min)25ºCtPtLtSt 25ºC to PeakRamp-downRamp-upPreheatCritical ZoneTL to TP0.0010.010.11101001001010Current in AmperesTime in Seconds3A2A2.5A1A1.5A.5AFuse Datasheet© 2021 Littelfuse, Inc.Specifications are subject to change without notice.Revised: GD. 10/27/213468 Series1206 Slo-Blo® FuseMaterialsBody: Epoxy SubstrateTerminations: 100% Tin over Nickel overCopperElement Cover Coat: Conformal CoatingOperating Temperature–55OC to 90OC. Consult temperaturere-rating curve chart. For operation above 90°C please contact LittelfuseThermal ShockWithstands 5 cycles of – 50OC to 125OCHumidityMIL-STD-202, Method 103, Condition DVibrationWithstands 10-55 Hz per MIL-STD-202, Method 201 and10-2000 Hz at 20 g’s per MIL-STD-202, Method 204, Condition DInsulation Resistance (After Opening) Greater than 10,000 ohms. Resistance to Soldering HeatMIL-STD-202, Method 210, Condition DProduct CharacteristicsDimensionsPart Marking SystemMARKING CODE VARIES WITH AMPERAGE RATING(SEE CHART)0.635±0.127(0.025"±0.005")Coating0.66±0.127(0.026"±0.005")2.03(.080")2.03(.080")WAVE SOLDERINFARED SOLDER3.81(.150")1.52(.060")1.14(.045")4.83(.190")1.65(.065")1.52(.060")3.18±0.127(0.125"±0.005")1.52±0.127(0.060"±0.005")1.27±0.127(0.050"±0.005")Part Numbering SystemPackagingPackaging OptionPackaging SpecificationQuantityQuantity & Packaging CodeTape & Reel – 8mm tapeEIA-481 Rev. D (IEC 60286, part 3)5000NRAmp CodeMarking Code.500 TF001. TH01.5 TK002. TN02.5 TO003. TP0468002.NRHFSERIESAMP Code‘HF’ SUFFIX HALOGEN FREE ITEMPACKAGING CodeThe dot is poisitioned before the Pack-aging Suffix with whole ratings and within the numbering sequence for fractional ratings. Refer to Amp Code column in the Electrical Specifications table. NR = Tape and Reel, 5000 pcsExample:1.5 amp product is 046801.5NRHF (2 amp product shown above).Disclaimer Notice - Littelfuse products are not designed for, and shall not be used for, any purpose (including, without limitation, automotive, military, aerospace, medical, life-saving, life-sustaining or nuclear facility applications, devices intended for surgical implant into the body, or any other application in which the failure or lack of desired operation of the product may result in personal injury, death, or property damage) other than those expressly set forth in applicable Littelfuse product documentation. Warranties granted by Littelfuse shall be deemed void for products used for any purpose not expressly set forth in applicable Littelfuse documentation. Littelfuse shall not be liable for any claims or damages arising out of products used in applications not expressly intended by Littelfuse as set forth in applicable Littelfuse documentation. The sale and use of Littelfuse products is subject to Littelfuse Terms and Conditions of Sale, unless otherwise agreed by Littelfuse. Information furnished is believed to be accurate and reliable. However, users should independently evaluate the suitability of and test each product selected for their own applications. Littelfuse products are not designed for, and may not be used in, all applications. Read complete Disclaimer Notice at www.littelfuse.com/disclaimer-electronics.
https://www.littelfuse.com/~/media/electronics/datasheets/fuses/littelfuse_fuse_468_datasheet.pdf.pdf | fuses | Fuse Datasheet© 2021 Littelfuse, Inc.Specifications are subject to change without notice.Revised: GD. 10/27/211468 Series1206 Slo-Blo® FuseRoHSPbDescriptionAgency ApprovalsAgencyAgency File NumberAmpere RangeE104800.5A - 3A298620.5A - 3AElectrical Characteristics for SeriesFeatures and Benefits ■ Complies with electronic industry environmental standards for lead reduction. ■ Product is compatible with lead-free solders and higher temperature profiles. ■ Time delay feature withstands high inrush currents and prevents nuisance openings. ■ Package is visually distinct from fast-acting version for easy identification. ■ Top side marking allows visual verification of amperage rating. ■ Lead-free, halogen-free and ROHS compliant.% of Ampere RatingOpening Time at 25OC100%4 hours, Minimum200%1 sec., Min.; 120 sec., Max.300%0.05 sec., Min.; 1.5 sec., Max800%0.0015 sec., Min.; 0.05 sec., Max.ApplicationsAmpere Rating(A)Amp CodeMaxVoltage Rating (V)InterruptingRatingNominal Cold Resistance (Ohms)1Nominal Melting I2t (A2sec)NomVoltage Drop (mV)NomPower Dissipation (W)Agency Approvals0.50.5006350A @63 VAC/VDC0.270000.0310156.770.0784xx1.00001.630.07900.127094.700.0947xx1.5001.5630.04400.288082.320.1235xx2.00002.6335A @63 VAC 50A @63 VDC 0.03250.506077.270.1545xx2.5002.5630.02401.011073.920.1848xx3.00003.3250A @32 VAC/VDC0.019501.270072.950.2189xxElectrical Specifications by Item1. Measured at 10% of rated current, 25˚C.2. Measured at rated voltage.The 468 Series Slo-Blo® Surface Mount Fuse (SMF) is a small (1206 size) thin-film device designed for secondary protection of circuits used in space constrained applications such as hand-held portable electronic devices. This series is 100% lead-free and meets the requirements of the RoHS directive. New Halogen-Free 468 Series fuses are available–to order use the “HF” suffix. See Part Numbering section for additional information. ■ Cell phones ■ Battery packs ■ Digital cameras ■ DVD players ■ Hard disk drives.Secondary protection for space constrained applications:ResourcesAccessoriesSamplesAdditional InformationFuse Datasheet© 2021 Littelfuse, Inc.Specifications are subject to change without notice.Revised: GD. 10/27/212468 Series1206 Slo-Blo® FuseAverage Time Current CurvesTemperature Re-rating CurveReflow ConditionPb – Free assemblyPre Heat- Temperature Min (Ts(min))150°C - Temperature Max (Ts(max))200°C- Time (Min to Max) (ts)60 – 180 secsAverage ramp up rate (Liquidus Temp (TL) to peak5°C/second maxTS(max) to TL - Ramp-up Rate5°C/second maxReflow- Temperature (TL) (Liquidus)217°C - Temperature (tL)60 – 150 secondsPeak Temperature (TP)260+0/- 5 °CTime within 5°C of actual peak Temperature (tp)20 – 40 secondsRamp-down Rate5°C/second maxTime 25°C to peak Temperature (TP)8 minutes Max.Do not exceed260°CSoldering ParametersWave Soldering260°C, 10 seconds max.Note:1. Rerating depicted in this curve is in addition to the standard derating of 25% for continuous operation.Example: For continuous operation at 70 degrees celsius, the fuse should be deratedas follows: I = (0.75)(0.80)IRAT = (0.60)IRAT2. The temperature derating curve represents the nominal conditions. For questions about temperature derating curve, please consult Littelfuse technical support for assistance.Time (t)Temperature (T)TPTLTS(max)TS(min)25ºCtPtLtSt 25ºC to PeakRamp-downRamp-upPreheatCritical ZoneTL to TP0.0010.010.11101001001010Current in AmperesTime in Seconds3A2A2.5A1A1.5A.5AFuse Datasheet© 2021 Littelfuse, Inc.Specifications are subject to change without notice.Revised: GD. 10/27/213468 Series1206 Slo-Blo® FuseMaterialsBody: Epoxy SubstrateTerminations: 100% Tin over Nickel overCopperElement Cover Coat: Conformal CoatingOperating Temperature–55OC to 90OC. Consult temperaturere-rating curve chart. For operation above 90°C please contact LittelfuseThermal ShockWithstands 5 cycles of – 50OC to 125OCHumidityMIL-STD-202, Method 103, Condition DVibrationWithstands 10-55 Hz per MIL-STD-202, Method 201 and10-2000 Hz at 20 g’s per MIL-STD-202, Method 204, Condition DInsulation Resistance (After Opening) Greater than 10,000 ohms. Resistance to Soldering HeatMIL-STD-202, Method 210, Condition DProduct CharacteristicsDimensionsPart Marking SystemMARKING CODE VARIES WITH AMPERAGE RATING(SEE CHART)0.635±0.127(0.025"±0.005")Coating0.66±0.127(0.026"±0.005")2.03(.080")2.03(.080")WAVE SOLDERINFARED SOLDER3.81(.150")1.52(.060")1.14(.045")4.83(.190")1.65(.065")1.52(.060")3.18±0.127(0.125"±0.005")1.52±0.127(0.060"±0.005")1.27±0.127(0.050"±0.005")Part Numbering SystemPackagingPackaging OptionPackaging SpecificationQuantityQuantity & Packaging CodeTape & Reel – 8mm tapeEIA-481 Rev. D (IEC 60286, part 3)5000NRAmp CodeMarking Code.500 TF001. TH01.5 TK002. TN02.5 TO003. TP0468002.NRHFSERIESAMP Code‘HF’ SUFFIX HALOGEN FREE ITEMPACKAGING CodeThe dot is poisitioned before the Pack-aging Suffix with whole ratings and within the numbering sequence for fractional ratings. Refer to Amp Code column in the Electrical Specifications table. NR = Tape and Reel, 5000 pcsExample:1.5 amp product is 046801.5NRHF (2 amp product shown above).Disclaimer Notice - Littelfuse products are not designed for, and shall not be used for, any purpose (including, without limitation, automotive, military, aerospace, medical, life-saving, life-sustaining or nuclear facility applications, devices intended for surgical implant into the body, or any other application in which the failure or lack of desired operation of the product may result in personal injury, death, or property damage) other than those expressly set forth in applicable Littelfuse product documentation. Warranties granted by Littelfuse shall be deemed void for products used for any purpose not expressly set forth in applicable Littelfuse documentation. Littelfuse shall not be liable for any claims or damages arising out of products used in applications not expressly intended by Littelfuse as set forth in applicable Littelfuse documentation. The sale and use of Littelfuse products is subject to Littelfuse Terms and Conditions of Sale, unless otherwise agreed by Littelfuse. Information furnished is believed to be accurate and reliable. However, users should independently evaluate the suitability of and test each product selected for their own applications. Littelfuse products are not designed for, and may not be used in, all applications. Read complete Disclaimer Notice at www.littelfuse.com/disclaimer-electronics.
https://www.littelfuse.com/media?resourcetype=datasheets&itemid=4a59f034-1cca-460e-a5ba-e1e66247c76d&filename=littelfuse_fuse_467_datasheet.pdf | fuses | Fuse Datasheet© 2023 Littelfuse, Inc.Specifications are subject to change without notice.Revised: GD. 02/27/231467 Series0603 Fast-Acting FuseDescriptionAgency ApprovalsAgencyAgency File NumberAmpere RangeE104800.250 A - 5 A298620.250 A - 5 AR504664390.250 A - 5 AElectrical CharacteristicsFeatures & Benefits ■ Compatible with lead-free solders and higher temperature profiles ■ High performance materials provide improved performance in elevated ambient temperature applications ■ Marked on top surface with code to allow amp rating identification without testing ■ Low profile for height sensitive applications ■ Flat top surface for pick-and-place operations ■ Element covering material is resistant to industry standard cleaning operations ■ Mounting pad and electrical performance is identical to Littelfuse 431 and 434 Series products ■ Halogen free, Lead-free and RoHS compliant ■ Recognized to UL/CSA/NMX 248-1 and UL/CSA/NMX 248-14 ■ Conforms to EN 60127-1 and EN 60127-7% of Ampere RatingOpening Time at 25OC100%4 hours, Minimum200%5 sec., Maximum300%0.2 sec., MaximumApplicationsThe 467 Series Fast-Acting Surface Mount Fuse (SMF) is an ultra small (0603 size) thin-film device designed for secondary protection of circuits used in space constrained applications such as hand-held portable electronic devices. This series is 100% lead-free and meets the requirements of the RoHS directive. New Halogen-Free 467 Series fuses are available–to order use the “HF” suffix. See Part Numbering section for additional information.. ■ Cell phones ■ Battery packs ■ Digital cameras ■ DVD players ■ Hard disk drives.Secondary protection for space constrained applications:Ampere Rating(A)Amp CodeMaxVoltage Rating (V)InterruptingRatingNominal Cold Resistance (Ohms)Nominal Melting I2t (A2sec)NomVoltage Drop (mV)NomPower Dissipation (W)Agency Approvals0.250 .250 32 50A @32V AC/DC0.56500.0014158.560.0396xxx0.375 .375 32 0.30000.0035128.030.0480xxx0.500 .500 32 0.18700.0087 138.500.0693xxx0.750 .750 32 0.11700.0171 123.300.0925xxx1.00001. 32 0.07000.0212 67.400.0674xxx1.25 1.25 32 35A @32V AC/DC13A @65V DC0.05100.0518 84.320.1054xxx1.50 01.5 32 0.03850.0766 71.600.1074xxx1.75 1.75 32 35A @32V AC/DC0.03100.0903 78.750.1378xxx2.00 002. 32 0.02800.189178.220.1564xxx2.50 02.5 32 0.02100.206676.100.1903xxx3.00 003. 32 0.01700.2403 75.040.2251xxx3.50 03.5 32 0.01390.4306 65.300.2286xxx4.00 004. 32 0.01180.841063.100.2524xxx5.00 005. 32 0.00890.9000 61.200.3060xxxElectrical Specifications1. Measured at 10% of rated current, 25ºC. 2. Measured at rated voltage.RoHSPbResourcesAccessoriesSamplesAdditional InformationFuse Datasheet© 2023 Littelfuse, Inc.Specifications are subject to change without notice.Revised: GD. 02/27/232467 Series0603 Fast-Acting FuseAverage Time Current CurvesTIME IN SECONDSCURRENT IN AMPERES0.010.10.11110100101000.0013.50 A3.00 A2.50 A2.00 A1.75 A1.50 A1.25 A1.00 A0.750 A0.500 A0.375 A0.250 A4.00 A5.00 ATemperature Rerating CurveReflow ConditionPb – Free assemblyPre Heat- Temperature Min (Ts(min))150°C - Temperature Max (Ts(max))200°C- Time (Min to Max) (ts)60 – 180 secsAverage ramp up rate (Liquidus Temp (TL) to peak5°C/second maxTS(max) to TL - Ramp-up Rate5°C/second maxReflow- Temperature (TL) (Liquidus)217°C - Temperature (tL)60 – 150 secondsPeak Temperature (TP)250+0/-5 °CTime within 5°C of actual peak Temperature (tp)20 – 40 secondsRamp-down Rate5°C/second maxTime 25°C to peak Temperature (TP)8 minutes Max.Do not exceed260°CSoldering ParametersWave Soldering260°C, 10 seconds max.Note:1. Rerating depicted in this curve is in addition to the standard derating of 25% for continuous operation.Example: For continuous operation at 70 degrees celsius, the fuse should be deratedas follows: I = (0.75)(0.80)IRAT = (0.60)IRAT2. The temperature derating curve represents the nominal conditions. For questions about temperature derating curve, please consult Littelfuse technical support for assistance.Time (t)Temperature (T)TPTLTS(max)TS(min)25ºCtPtLtSt 25ºC to PeakRamp-downRamp-upPreheatCritical ZoneTL to TPFuse Datasheet© 2023 Littelfuse, Inc.Specifications are subject to change without notice.Revised: GD. 02/27/233467 Series0603 Fast-Acting FuseMaterialsBody: Advanced High Temperature Substrate Terminations: 100% Tin over Nickel over CopperElement Cover Coat: Conformal CoatingOperating Temperature– 55OC to 90OC. Consult temperature re-rating curve chart. For operation above 90°C contact Littelfuse.HumidityMIL-STD-202, Method 103, Condition DThermal ShockWithstands 5 cycles of – 55OC to 125OCVibrationPer MIL-STD-202Insulation Resistance (After Opening) Greater than 10,000 ohms.Resistance to Soldering HeatMIL-STD-202, Method 210, Condition DProduct CharacteristicsDimensions mm (inches)Part Marking System1.09(.043")REFLOW SOLDER1.60±0.102(.063"±0.004")0.330±0.102(.013"±0.004")0.279±0.076(.011"±0.003").18(.007")0.127±0.102(.005"±0.004")MARKING CODE VARIES WITH AMPERAGE RATING(SEE CHART)R REF.1.02(.040").762(.030")2.54(.100")1.09(.043")WAVE SOLDER3.20(.126")1.09(.043")1.02(.040")0.813±0.076(.032"±0.003")SnSnCuSnCoatingAmp CodeMarking Code.250 D.375 E.500 F.750 G001. H1.25 J01.5 K1.75 LPart Numbering SystemPackagingPackaging OptionPackaging SpecificationQuantityQuantity & Packaging Code8mm Tape and ReelEIA-481 Rev. D (IEC 60286, part 3)5000NR0467002.NRHFSERIESAMP Code‘HF’ SUFFIX HALOGEN FREE ITEMPACKAGING CodeThe dot is poisitioned before the Pack-aging Suffix with whole ratings and within the numbering sequence for fractional ratings. Refer to Amp Code column in the Electrical Specifications table. NR = Tape and Reel, 5000 pcsExample:1.5 amp product is 046701.5NRHF (2 amp product shown above).Amp CodeMarking Code002. N02.5 O003. P03.5 R004. S005. TDisclaimer Notice - Information furnished is believed to be accurate and reliable. However, users should independently evaluate the suitability of and test each product selected for their own applications. Littelfuse products are not designed for, and may not be used in, all applications. Read complete Disclaimer Notice at: www.littelfuse.com/disclaimer-electronics.
https://www.littelfuse.com/media?resourcetype=datasheets&itemid=ba93a49a-a7f2-4cd2-b159-afff91cc8ffd&filename=littelfuse_fuse_435_datasheet.pdf | fuses | Surface Mount Fuses Datasheet© 2023 Littelfuse, Inc.Specifications are subject to change without notice.Revised: GD. 02/27/231435 Series0402 Fast-Acting FuseDescriptionAgency ApprovalsAgencyAgency File NumberAmpere RangeE104800.250 A - 5.0 A298620.250 A - 5.0 AJ504819820.250 A - 5.0 AElectrical CharacteristicsFeatures & Benefits ■ 50A interrupt rating at 32VDC ■ Small size with current ratings of 0.25 to 5.0 amperes ■ RoHS compliant, Lead-Free and Halogen-Free ■ Enhanced Breaking Capacity, High l2t ■ Maximum protection of sensitive circuits as fuses are designed to open consistently in <5sec at 200% overload. ■ Recognized to UL/CSA/NMX 248-1 and UL/CSA/NMX 248-14% of Ampere RatingAmpere RatingOpening Time at 25OC100%0.250A - 5A4 hours, Minimum200%0.375A - 5A5 secs., Maximum300%0.250A5 secs., Maximum300%0.375A - 5A0.2 sec., MaximumRoHSPbAmpere Rating(A)Amp CodeMax Voltage Rating (V)InterruptingRatingNominal Cold Resistance (Ohms)Nominal Melting I2t (A2sec)NomVoltage Drop (mV)Nom Power Dissipation (W)Agency Approvals0.250 .250 32 50A @32VDC20.360010.002592.490.0231xxx0.375 .375 32 0.193010.003584.640.03174xxx0.500 .500 32 0.16001 0.005393.350.04668xxx0.750 .750 32 0.105010.0120101.840.07638xxx1.00001. 32 0.073010.020087.450.08745xxx1.25 1.25 32 0.060010.035096.370.12046xxx1.50 01.5 32 0.047010.056086.700.13005xxx1.75 1.75 32 0.039010.075081.130.14198xxx2.00 002. 32 0.030010.100070.620.14120xxx2.5002.5320.020010.156055.250.13813xxx3.00003.320.017010.203260.580.18740xxx3.5003.5320.015010.301757.840.20244xxx4.00004.320.010510.308457.000.22800xxx5.00005.320.008510.531052.440.26220xxxElectrical Specifications1. Measured at 10% of rated current, 25ºC.2. Measured at rated voltage.The 435 Series are fast-acting surface mount thin-film fuses. Their ultra-small size (0402 size) makes them ideal for secondary protection of circuits used in space constrained applications such as hand-held portable electronic devices. This series is 100% lead-free and meet the requirements of the RoHS directive. New Halogen-Free 435 Series fuses are available–to order use the “HF” suffix. See Part Numbering section for additional information. Applications ■ Cell phones ■ Battery packs ■ Digital cameras ■ DVD players ■ Hard disk drives.Secondary protection for space constrained applications such as:ResourcesAccessoriesSamplesAdditional InformationSurface Mount Fuses Datasheet© 2023 Littelfuse, Inc.Specifications are subject to change without notice.Revised: GD. 02/27/232435 Series0402 Fast-Acting FuseAverage Time Current Curves0.001 0.01 0.1 1 10 100 0.1 1.0 10.0 100.0 TIME IN SECONDS CURRENT IN AMPERES 1.5A 1.25A 1.75A 2A 2.5A 3A 3.5A 4A 5A 1A .25A .375A .5A .75A Reflow ConditionPb – Free assemblyPre Heat- Temperature Min (Ts(min))150°C - Temperature Max (Ts(max))200°C- Time (Min to Max) (ts)60 – 120 secsAverage ramp up rate (Liquidus Temp (TL) to peak5°C/second maxTS(max) to TL - Ramp-up Rate5°C/second maxReflow- Temperature (TL) (Liquidus)217°C - Temperature (tL)60 – 150 secondsPeak Temperature (TP)250+0/-5 °CTime within 5°C of actual peak Temperature (tp)20 – 40 secondsRamp-down Rate5°C/second maxTime 25°C to peak Temperature (TP)8 minutes Max.Do not exceed260°CSoldering ParametersTemperature Re-rating Curve-20oC20oC-40oC0oC-60oC80oC120oC60oC100oC40oC20406080100120140PERCENT OF RATINGAMBIENT TEMPERATURE-4oF68oF-40oF32oF-76oF176oF248oF140oF212oF104oF25oCWave Soldering260°C, 10 seconds max.Notes:1. Rerating depicted in this curve is in addition to the standard derating of 25% for continuous operation.Example:For continuous operation at 70 degrees celsius, the fuse should be deratedas follows:I = (0.75)(0.80)IRAT = (0.60)IRAT2. The temperature derating curve represents the nominal conditions. For questions about temperature derating curve, please consult Littelfuse technical support for assistance.TimeTemperatureTPTLTS(max)TS(min)25tPtLtStime to peak temperature(t 25ºC to peak)Ramp-downRamp-upPreheatCritical ZoneTL to TPSurface Mount Fuses Datasheet© 2023 Littelfuse, Inc.Specifications are subject to change without notice.Revised: GD. 02/27/233435 Series0402 Fast-Acting FuseMaterialsBody: Epoxy / Glass Substrate; Parts with ‘HF’ suffix: Halogen Free Epoxy / GlassTerminations: 100% Tin over Nickel over CopperDevice Weight: 0.316mgTerminal StrengthMIL-STD-202, Method 211, Test Condition AInsulation ResistanceAfter Opening: Greater than 10,000OhmsOperating Temperature–55°C to 90°C. Consult temperature re-rating curve chart. For operation above 90°C please contact Littelfuse.Thermal ShockWithstands 5 cycles of –55°C to 125°CVibrationMIL-STD-202, Method 201Product Characteristics.558(.022")Reﬂow solderrecommendedmounting paddimensions.991 +/- .051(.039" +/- .002")Marking code varies with amperage.Refer to Part Marking System chart.Cu.508 +/- .051(.020" +/- .002").229 +/- .102(.009" +/- .004")0.330 +/- .102(.013" +/- .004").381(.015")1.55(.061").584(.023")0.292 +/- .102(.012" +/- .004").2159 +/- .0889(.0085" +/- .0035")SnABCDDimensionsPackagingPart Numbering SystemPart Marking SystemPackaging OptionPackaging SpecificationQuantityQuantity & Packaging Code8mm Tape and ReelEIA-481 Rev. D (IEC 60286, part 3)10000KRUnitABCDinch min0.0370.0180.0080.005inch max0.0410.0220.0160.012mm min0.940.4570.1900.127mm max1.040.5590.3940.305Refer to Amp Code column in the Electrical Specifications table. The dot is positioned at the end of the number sequence with whole ratings and within for fractional ratings. Example: 1.5 amp product is 043501.5KRHF (2 amp product shown) 0435 002. K R HF SSeriesHalogen Free Item“S” - for .250A onlyPackaging CodeR = Tape and ReelQuantity CodeK = 10,000 PiecesDisclaimer Notice - Information furnished is believed to be accurate and reliable. However, users should independently evaluate the suitability of and test each product selected for their own applications. Littelfuse products are not designed for, and may not be used in, all applications. Read complete Disclaimer Notice at: www.littelfuse.com/disclaimer-electronics.Amp CodeMarking Code0.250X0.3750.5000.750001.1.2501.51.75002.02.5003.03.5004.005.
https://www.littelfuse.com/media?resourcetype=datasheets&itemid=7a1adbe4-def3-405c-b2d8-c4df81105dc1&filename=littelfuse_fuse_438_datasheet.pdf | fuses | Surface Mount Fuses Datasheet© 2024 Littelfuse, Inc.Specifications are subject to change without notice.Revised: GD. 05/30/241438 Series0603 Fast-Acting FuseDescriptionThe 438 Series is a 100% Lead-free, RoHS compliant and Halogen-free fuse series designed specifically to provide over-current protection to circuits that operate under high working ambient temperature up to 150ºC.The general design ensures excellent temperature stability and performance reliability.The high I²t values which is typical in the Littelfuse Ceramic Fuse family ensure high inrush current withstand capability.Agency ApprovalsAgencyAgency File NumberAmpere RangeE104800.250A – 6A298620.250A – 6AJ504891220.250A - 6AN/A0.250A - 6AN/A0.250A - 6AFeatures & BenefitsElectrical Characteristics for Series ■ Operating Temperature from -55ºC to +150ºC ■ 100% Lead-free, RoHS compliant and Halogen-free ■ Suitable for both leaded and lead-free reflow / wave soldering ■ Recognized to UL/CSA/NMX 248-1 and UL/CSA/NMX 248-14 ■ Conforms to EN 60127-1 and EN 60127-7 ■ CE Mark indicates suitability for the European Market ■ UKCA Mark indicates suitability for the UK Market% of Ampere RatingAmpere RatingOpening Time at 25ºC100%0.25A – 6A4 Hours, Minimum250%0.25A – 6A5 Seconds, MaximumApplicationsAmpere Rating(A)Amp CodeMax. Voltage Rating (V)Interrupting RatingNominal Resistance (Ohms)2Nominal Melting I2t (A2Sec.)3Nominal Voltage Drop At Rated Current (V)4Nominal Power Dissipation At Rated Current (W)Agency Approvals0.250.25063VDC50A @ 63VDC50A @ 32VAC 2.2180.00170.5500.138xxxxx0.375.37563VDC1.2470.00410.4880.183xxxxx0.500.50063VDC0.8290.01000.4860.243xxxxx0.750.75063VDC0.4150.03400.3780.284xxxxx1.00001.63VDC0.2650.06200.3510.351xxxxx1.251.2563VDC0.1360.05800.3650.456xxxxx1.5001.563VDC50A @ 63VDC50A @ 24VAC0.0970.11900.3680.552xxxxx1.751.7563VDC0.0760.16000.3600.540xxxxx2.00002.3250A @ 32VDC/12VAC0.0510.14900.1070.214xxxxx2.5002.5320.03240.19770.0950.238xxxxx3.00003.320.02550.29220.0930.279xxxxx3.5003.5320.02050.47520.0820.287xxxxx4.00004.320.01700.69200.0790.316xxxxx5.00005.320.01150.73980.0740.370xxxxx6.00006.2450A @ 24VDC/12VAC0.00851.38380.0720.432xxxxxElectrical Specifications by ItemNotes:1. AC Interrupting Rating tested at rated voltage with unity power factor. DC Interrupting Rating tested at rated voltage with time constant < 0.8 msec.2. Nominal Resistance measured with < 10% rated current.3. Nominal Melting I²t measured at 1 msec. opening time.4. Nominal Voltage Drop measured at rated current after temperature has stabilized.RoHSPb ■ Handheld Electronics ■ LCD Displays ■ Battery Packs ■ Hard Disk Drives ■ SD Memory CardsDevices designed to carry rated current for 4 hours minimum. It is recommended that devices be operated continuously at no more than 80% rated current. See “Temperature Re-rating Curve”for additional re-rating information.Devices designed to be mounted with marking code facing up.HFWeb ResourcesDownload ECAD models, order samples, and find technical recources at www.littelfuse.comSurface Mount Fuses Datasheet© 2024 Littelfuse, Inc.Specifications are subject to change without notice.Revised: GD. 05/30/242438 Series0603 Fast-Acting FuseAverage Time Current Curves0.0010.010.1110100.250A4A3.5A3A2.5A2A1.75A1.5A 1.25A 1A.500A.375A6A5A.750ATIME IN SECONDS0.1110100CURRENT IN AMPERESReflow ConditionPb – free assemblyPre Heat- Temperature Min (Ts(min))150°C - Temperature Max (Ts(max))200°C- Time (Min to Max) (ts)60 – 180 secondsAverage Ramp-up Rate (Liquidus Temp (TL) to peak) 3°C/second max.TS(max) to TL - Ramp-up Rate5°C/second max.Reflow- Temperature (TL) (Liquidus)217°C - Temperature (tL)60 – 150 secondsPeak Temperature (TP)260+0/-5 °CTime within 5°C of actual peak Temperature (tp)10 – 30 secondsRamp-down Rate6°C/second max.Time 25°C to peak Temperature (TP)8 minutes max.Do not exceed260°CSoldering ParametersTemperature Re-rating Curve406080100120140-65 -45 -25 -5 15 35 55 75 95 115 135 155TEMPERATURE (°C)PERCENT OF RATINGExample: For continuous operation at 75 degrees celsius, the fuse should be rerated as follows: I = (0.80)(0.85)IRAT = (0.68)IRATNote: 1. Re-rating depicted in this curve is in addition to the standard re-rating of 20% for continuous operation.Wave Soldering260°C, 10 seconds max.TimeTemperatureTPTLTS(max)TS(min)25tPtLtStime to peak temperature(t 25ºC to peak)Ramp-downRamp-upPreheatCritical ZoneTL to TPSurface Mount Fuses Datasheet© 2024 Littelfuse, Inc.Specifications are subject to change without notice.Revised: GD. 05/30/243438 Series0603 Fast-Acting FuseMaterialsBody: Advanced CeramicTerminations: Ag / Ni / Sn (100% Lead-free)Element Cover Coating: Lead-free GlassMoisture Sensitivity LevelIPC/JEDEC J-STD-020, Level 1SolderabilityIPC/EIC/JEDEC J-STD-002, Condition BHumidityMIL-STD-202, Method 103, Conditions DResistance to Solder HeatMIL-STD-202, Method 210, Condition BProduct CharacteristicsMoisture ResistanceMIL-STD-202, Method 106Thermal ShockMIL-STD-202, Method 107, Condition B-3Mechanical ShockMIL-STD-202, Method 213, Condition AVibrationMIL-STD-202, Method 201Vibration, High FrequencyMIL-STD-202, Method 204, Condition DDissolution of MetallizationIPC/EIC/JEDEC J-STD-002, Condition DTerminal StrengthIEC 60127-4Dimensions mm [in]1.582 +/- 0.152 [0.062 +/- 0.006]0.74[0.029]1.00[0.039]1.94[0.076]0.60[0.024]0.516 +/- 0.064 [0.020 +/- 0.003]0.530 +/- 0.150 [0.021 +/- 0.006]0.828 +/- 0.152 [0.033 +/- 0.006]0.432 +/- 0.150[0.017 +/- 0.006]PackagingPart Marking SystemPackaging OptionPackaging SpecificationQuantityQuantity & Packaging Code8mm Tape and ReelEIA-481, IEC 60286-33000WRPart Numbering System0438 005. W RSERIESAMP CODEQUANTITY CODEPACKING CODEW = 3000 pcsR = Reel PackAmp CodeMarking Code.250D.375E.500F.750G001.H1.25J01.5K1.75LAmp CodeMarking Code002.N02.5O003.P03.5R004.S005.T006.UDisclaimer Notice - Littelfuse products are not designed for, and shall not be used for, any purpose (including, without limitation, automotive, military, aerospace, medical, life-saving, life-sustaining or nuclear facility applications, devices intended for surgical implant into the body, or any other application in which the failure or lack of desired operation of the product may result in personal injury, death, or property damage) other than those expressly set forth in applicable Littelfuse product documentation. Warranties granted by Littelfuse shall be deemed void for products used for any purpose not expressly set forth in applicable Littelfuse documentation. Littelfuse shall not be liable for any claims or damages arising out of products used in applications not expressly intended by Littelfuse as set forth in applicable Littelfuse documentation. The sale and use of Littelfuse products is subject to Littelfuse Terms and Conditions of Sale, unless otherwise agreed by Littelfuse. Information furnished is believed to be accurate and reliable. However, users should independently evaluate the suitability of and test each product selected for their own applications. Littelfuse products are not designed for, and may not be used in, all applications. Read complete Disclaimer Notice at www.littelfuse.com/disclaimer-electronics.
https://www.littelfuse.com/media?resourcetype=datasheets&itemid=7a1adbe4-def3-405c-b2d8-c4df81105dc1&filename=littelfuse_fuse_438_datasheet.pdf | fuses | Surface Mount Fuses Datasheet© 2024 Littelfuse, Inc.Specifications are subject to change without notice.Revised: GD. 05/30/241438 Series0603 Fast-Acting FuseDescriptionThe 438 Series is a 100% Lead-free, RoHS compliant and Halogen-free fuse series designed specifically to provide over-current protection to circuits that operate under high working ambient temperature up to 150ºC.The general design ensures excellent temperature stability and performance reliability.The high I²t values which is typical in the Littelfuse Ceramic Fuse family ensure high inrush current withstand capability.Agency ApprovalsAgencyAgency File NumberAmpere RangeE104800.250A – 6A298620.250A – 6AJ504891220.250A - 6AN/A0.250A - 6AN/A0.250A - 6AFeatures & BenefitsElectrical Characteristics for Series ■ Operating Temperature from -55ºC to +150ºC ■ 100% Lead-free, RoHS compliant and Halogen-free ■ Suitable for both leaded and lead-free reflow / wave soldering ■ Recognized to UL/CSA/NMX 248-1 and UL/CSA/NMX 248-14 ■ Conforms to EN 60127-1 and EN 60127-7 ■ CE Mark indicates suitability for the European Market ■ UKCA Mark indicates suitability for the UK Market% of Ampere RatingAmpere RatingOpening Time at 25ºC100%0.25A – 6A4 Hours, Minimum250%0.25A – 6A5 Seconds, MaximumApplicationsAmpere Rating(A)Amp CodeMax. Voltage Rating (V)Interrupting RatingNominal Resistance (Ohms)2Nominal Melting I2t (A2Sec.)3Nominal Voltage Drop At Rated Current (V)4Nominal Power Dissipation At Rated Current (W)Agency Approvals0.250.25063VDC50A @ 63VDC50A @ 32VAC 2.2180.00170.5500.138xxxxx0.375.37563VDC1.2470.00410.4880.183xxxxx0.500.50063VDC0.8290.01000.4860.243xxxxx0.750.75063VDC0.4150.03400.3780.284xxxxx1.00001.63VDC0.2650.06200.3510.351xxxxx1.251.2563VDC0.1360.05800.3650.456xxxxx1.5001.563VDC50A @ 63VDC50A @ 24VAC0.0970.11900.3680.552xxxxx1.751.7563VDC0.0760.16000.3600.540xxxxx2.00002.3250A @ 32VDC/12VAC0.0510.14900.1070.214xxxxx2.5002.5320.03240.19770.0950.238xxxxx3.00003.320.02550.29220.0930.279xxxxx3.5003.5320.02050.47520.0820.287xxxxx4.00004.320.01700.69200.0790.316xxxxx5.00005.320.01150.73980.0740.370xxxxx6.00006.2450A @ 24VDC/12VAC0.00851.38380.0720.432xxxxxElectrical Specifications by ItemNotes:1. AC Interrupting Rating tested at rated voltage with unity power factor. DC Interrupting Rating tested at rated voltage with time constant < 0.8 msec.2. Nominal Resistance measured with < 10% rated current.3. Nominal Melting I²t measured at 1 msec. opening time.4. Nominal Voltage Drop measured at rated current after temperature has stabilized.RoHSPb ■ Handheld Electronics ■ LCD Displays ■ Battery Packs ■ Hard Disk Drives ■ SD Memory CardsDevices designed to carry rated current for 4 hours minimum. It is recommended that devices be operated continuously at no more than 80% rated current. See “Temperature Re-rating Curve”for additional re-rating information.Devices designed to be mounted with marking code facing up.HFWeb ResourcesDownload ECAD models, order samples, and find technical recources at www.littelfuse.comSurface Mount Fuses Datasheet© 2024 Littelfuse, Inc.Specifications are subject to change without notice.Revised: GD. 05/30/242438 Series0603 Fast-Acting FuseAverage Time Current Curves0.0010.010.1110100.250A4A3.5A3A2.5A2A1.75A1.5A 1.25A 1A.500A.375A6A5A.750ATIME IN SECONDS0.1110100CURRENT IN AMPERESReflow ConditionPb – free assemblyPre Heat- Temperature Min (Ts(min))150°C - Temperature Max (Ts(max))200°C- Time (Min to Max) (ts)60 – 180 secondsAverage Ramp-up Rate (Liquidus Temp (TL) to peak) 3°C/second max.TS(max) to TL - Ramp-up Rate5°C/second max.Reflow- Temperature (TL) (Liquidus)217°C - Temperature (tL)60 – 150 secondsPeak Temperature (TP)260+0/-5 °CTime within 5°C of actual peak Temperature (tp)10 – 30 secondsRamp-down Rate6°C/second max.Time 25°C to peak Temperature (TP)8 minutes max.Do not exceed260°CSoldering ParametersTemperature Re-rating Curve406080100120140-65 -45 -25 -5 15 35 55 75 95 115 135 155TEMPERATURE (°C)PERCENT OF RATINGExample: For continuous operation at 75 degrees celsius, the fuse should be rerated as follows: I = (0.80)(0.85)IRAT = (0.68)IRATNote: 1. Re-rating depicted in this curve is in addition to the standard re-rating of 20% for continuous operation.Wave Soldering260°C, 10 seconds max.TimeTemperatureTPTLTS(max)TS(min)25tPtLtStime to peak temperature(t 25ºC to peak)Ramp-downRamp-upPreheatCritical ZoneTL to TPSurface Mount Fuses Datasheet© 2024 Littelfuse, Inc.Specifications are subject to change without notice.Revised: GD. 05/30/243438 Series0603 Fast-Acting FuseMaterialsBody: Advanced CeramicTerminations: Ag / Ni / Sn (100% Lead-free)Element Cover Coating: Lead-free GlassMoisture Sensitivity LevelIPC/JEDEC J-STD-020, Level 1SolderabilityIPC/EIC/JEDEC J-STD-002, Condition BHumidityMIL-STD-202, Method 103, Conditions DResistance to Solder HeatMIL-STD-202, Method 210, Condition BProduct CharacteristicsMoisture ResistanceMIL-STD-202, Method 106Thermal ShockMIL-STD-202, Method 107, Condition B-3Mechanical ShockMIL-STD-202, Method 213, Condition AVibrationMIL-STD-202, Method 201Vibration, High FrequencyMIL-STD-202, Method 204, Condition DDissolution of MetallizationIPC/EIC/JEDEC J-STD-002, Condition DTerminal StrengthIEC 60127-4Dimensions mm [in]1.582 +/- 0.152 [0.062 +/- 0.006]0.74[0.029]1.00[0.039]1.94[0.076]0.60[0.024]0.516 +/- 0.064 [0.020 +/- 0.003]0.530 +/- 0.150 [0.021 +/- 0.006]0.828 +/- 0.152 [0.033 +/- 0.006]0.432 +/- 0.150[0.017 +/- 0.006]PackagingPart Marking SystemPackaging OptionPackaging SpecificationQuantityQuantity & Packaging Code8mm Tape and ReelEIA-481, IEC 60286-33000WRPart Numbering System0438 005. W RSERIESAMP CODEQUANTITY CODEPACKING CODEW = 3000 pcsR = Reel PackAmp CodeMarking Code.250D.375E.500F.750G001.H1.25J01.5K1.75LAmp CodeMarking Code002.N02.5O003.P03.5R004.S005.T006.UDisclaimer Notice - Littelfuse products are not designed for, and shall not be used for, any purpose (including, without limitation, automotive, military, aerospace, medical, life-saving, life-sustaining or nuclear facility applications, devices intended for surgical implant into the body, or any other application in which the failure or lack of desired operation of the product may result in personal injury, death, or property damage) other than those expressly set forth in applicable Littelfuse product documentation. Warranties granted by Littelfuse shall be deemed void for products used for any purpose not expressly set forth in applicable Littelfuse documentation. Littelfuse shall not be liable for any claims or damages arising out of products used in applications not expressly intended by Littelfuse as set forth in applicable Littelfuse documentation. The sale and use of Littelfuse products is subject to Littelfuse Terms and Conditions of Sale, unless otherwise agreed by Littelfuse. Information furnished is believed to be accurate and reliable. However, users should independently evaluate the suitability of and test each product selected for their own applications. Littelfuse products are not designed for, and may not be used in, all applications. Read complete Disclaimer Notice at www.littelfuse.com/disclaimer-electronics.
https://www.littelfuse.com/media?resourcetype=datasheets&itemid=ba93a49a-a7f2-4cd2-b159-afff91cc8ffd&filename=littelfuse_fuse_435_datasheet.pdf | fuses | Surface Mount Fuses Datasheet© 2023 Littelfuse, Inc.Specifications are subject to change without notice.Revised: GD. 02/27/231435 Series0402 Fast-Acting FuseDescriptionAgency ApprovalsAgencyAgency File NumberAmpere RangeE104800.250 A - 5.0 A298620.250 A - 5.0 AJ504819820.250 A - 5.0 AElectrical CharacteristicsFeatures & Benefits ■ 50A interrupt rating at 32VDC ■ Small size with current ratings of 0.25 to 5.0 amperes ■ RoHS compliant, Lead-Free and Halogen-Free ■ Enhanced Breaking Capacity, High l2t ■ Maximum protection of sensitive circuits as fuses are designed to open consistently in <5sec at 200% overload. ■ Recognized to UL/CSA/NMX 248-1 and UL/CSA/NMX 248-14% of Ampere RatingAmpere RatingOpening Time at 25OC100%0.250A - 5A4 hours, Minimum200%0.375A - 5A5 secs., Maximum300%0.250A5 secs., Maximum300%0.375A - 5A0.2 sec., MaximumRoHSPbAmpere Rating(A)Amp CodeMax Voltage Rating (V)InterruptingRatingNominal Cold Resistance (Ohms)Nominal Melting I2t (A2sec)NomVoltage Drop (mV)Nom Power Dissipation (W)Agency Approvals0.250 .250 32 50A @32VDC20.360010.002592.490.0231xxx0.375 .375 32 0.193010.003584.640.03174xxx0.500 .500 32 0.16001 0.005393.350.04668xxx0.750 .750 32 0.105010.0120101.840.07638xxx1.00001. 32 0.073010.020087.450.08745xxx1.25 1.25 32 0.060010.035096.370.12046xxx1.50 01.5 32 0.047010.056086.700.13005xxx1.75 1.75 32 0.039010.075081.130.14198xxx2.00 002. 32 0.030010.100070.620.14120xxx2.5002.5320.020010.156055.250.13813xxx3.00003.320.017010.203260.580.18740xxx3.5003.5320.015010.301757.840.20244xxx4.00004.320.010510.308457.000.22800xxx5.00005.320.008510.531052.440.26220xxxElectrical Specifications1. Measured at 10% of rated current, 25ºC.2. Measured at rated voltage.The 435 Series are fast-acting surface mount thin-film fuses. Their ultra-small size (0402 size) makes them ideal for secondary protection of circuits used in space constrained applications such as hand-held portable electronic devices. This series is 100% lead-free and meet the requirements of the RoHS directive. New Halogen-Free 435 Series fuses are available–to order use the “HF” suffix. See Part Numbering section for additional information. Applications ■ Cell phones ■ Battery packs ■ Digital cameras ■ DVD players ■ Hard disk drives.Secondary protection for space constrained applications such as:ResourcesAccessoriesSamplesAdditional InformationSurface Mount Fuses Datasheet© 2023 Littelfuse, Inc.Specifications are subject to change without notice.Revised: GD. 02/27/232435 Series0402 Fast-Acting FuseAverage Time Current Curves0.001 0.01 0.1 1 10 100 0.1 1.0 10.0 100.0 TIME IN SECONDS CURRENT IN AMPERES 1.5A 1.25A 1.75A 2A 2.5A 3A 3.5A 4A 5A 1A .25A .375A .5A .75A Reflow ConditionPb – Free assemblyPre Heat- Temperature Min (Ts(min))150°C - Temperature Max (Ts(max))200°C- Time (Min to Max) (ts)60 – 120 secsAverage ramp up rate (Liquidus Temp (TL) to peak5°C/second maxTS(max) to TL - Ramp-up Rate5°C/second maxReflow- Temperature (TL) (Liquidus)217°C - Temperature (tL)60 – 150 secondsPeak Temperature (TP)250+0/-5 °CTime within 5°C of actual peak Temperature (tp)20 – 40 secondsRamp-down Rate5°C/second maxTime 25°C to peak Temperature (TP)8 minutes Max.Do not exceed260°CSoldering ParametersTemperature Re-rating Curve-20oC20oC-40oC0oC-60oC80oC120oC60oC100oC40oC20406080100120140PERCENT OF RATINGAMBIENT TEMPERATURE-4oF68oF-40oF32oF-76oF176oF248oF140oF212oF104oF25oCWave Soldering260°C, 10 seconds max.Notes:1. Rerating depicted in this curve is in addition to the standard derating of 25% for continuous operation.Example:For continuous operation at 70 degrees celsius, the fuse should be deratedas follows:I = (0.75)(0.80)IRAT = (0.60)IRAT2. The temperature derating curve represents the nominal conditions. For questions about temperature derating curve, please consult Littelfuse technical support for assistance.TimeTemperatureTPTLTS(max)TS(min)25tPtLtStime to peak temperature(t 25ºC to peak)Ramp-downRamp-upPreheatCritical ZoneTL to TPSurface Mount Fuses Datasheet© 2023 Littelfuse, Inc.Specifications are subject to change without notice.Revised: GD. 02/27/233435 Series0402 Fast-Acting FuseMaterialsBody: Epoxy / Glass Substrate; Parts with ‘HF’ suffix: Halogen Free Epoxy / GlassTerminations: 100% Tin over Nickel over CopperDevice Weight: 0.316mgTerminal StrengthMIL-STD-202, Method 211, Test Condition AInsulation ResistanceAfter Opening: Greater than 10,000OhmsOperating Temperature–55°C to 90°C. Consult temperature re-rating curve chart. For operation above 90°C please contact Littelfuse.Thermal ShockWithstands 5 cycles of –55°C to 125°CVibrationMIL-STD-202, Method 201Product Characteristics.558(.022")Reﬂow solderrecommendedmounting paddimensions.991 +/- .051(.039" +/- .002")Marking code varies with amperage.Refer to Part Marking System chart.Cu.508 +/- .051(.020" +/- .002").229 +/- .102(.009" +/- .004")0.330 +/- .102(.013" +/- .004").381(.015")1.55(.061").584(.023")0.292 +/- .102(.012" +/- .004").2159 +/- .0889(.0085" +/- .0035")SnABCDDimensionsPackagingPart Numbering SystemPart Marking SystemPackaging OptionPackaging SpecificationQuantityQuantity & Packaging Code8mm Tape and ReelEIA-481 Rev. D (IEC 60286, part 3)10000KRUnitABCDinch min0.0370.0180.0080.005inch max0.0410.0220.0160.012mm min0.940.4570.1900.127mm max1.040.5590.3940.305Refer to Amp Code column in the Electrical Specifications table. The dot is positioned at the end of the number sequence with whole ratings and within for fractional ratings. Example: 1.5 amp product is 043501.5KRHF (2 amp product shown) 0435 002. K R HF SSeriesHalogen Free Item“S” - for .250A onlyPackaging CodeR = Tape and ReelQuantity CodeK = 10,000 PiecesDisclaimer Notice - Information furnished is believed to be accurate and reliable. However, users should independently evaluate the suitability of and test each product selected for their own applications. Littelfuse products are not designed for, and may not be used in, all applications. Read complete Disclaimer Notice at: www.littelfuse.com/disclaimer-electronics.Amp CodeMarking Code0.250X0.3750.5000.750001.1.2501.51.75002.02.5003.03.5004.005.
https://www.littelfuse.com/media?resourcetype=datasheets&itemid=ba93a49a-a7f2-4cd2-b159-afff91cc8ffd&filename=littelfuse_fuse_435_datasheet.pdf | fuses | Surface Mount Fuses Datasheet© 2023 Littelfuse, Inc.Specifications are subject to change without notice.Revised: GD. 02/27/231435 Series0402 Fast-Acting FuseDescriptionAgency ApprovalsAgencyAgency File NumberAmpere RangeE104800.250 A - 5.0 A298620.250 A - 5.0 AJ504819820.250 A - 5.0 AElectrical CharacteristicsFeatures & Benefits ■ 50A interrupt rating at 32VDC ■ Small size with current ratings of 0.25 to 5.0 amperes ■ RoHS compliant, Lead-Free and Halogen-Free ■ Enhanced Breaking Capacity, High l2t ■ Maximum protection of sensitive circuits as fuses are designed to open consistently in <5sec at 200% overload. ■ Recognized to UL/CSA/NMX 248-1 and UL/CSA/NMX 248-14% of Ampere RatingAmpere RatingOpening Time at 25OC100%0.250A - 5A4 hours, Minimum200%0.375A - 5A5 secs., Maximum300%0.250A5 secs., Maximum300%0.375A - 5A0.2 sec., MaximumRoHSPbAmpere Rating(A)Amp CodeMax Voltage Rating (V)InterruptingRatingNominal Cold Resistance (Ohms)Nominal Melting I2t (A2sec)NomVoltage Drop (mV)Nom Power Dissipation (W)Agency Approvals0.250 .250 32 50A @32VDC20.360010.002592.490.0231xxx0.375 .375 32 0.193010.003584.640.03174xxx0.500 .500 32 0.16001 0.005393.350.04668xxx0.750 .750 32 0.105010.0120101.840.07638xxx1.00001. 32 0.073010.020087.450.08745xxx1.25 1.25 32 0.060010.035096.370.12046xxx1.50 01.5 32 0.047010.056086.700.13005xxx1.75 1.75 32 0.039010.075081.130.14198xxx2.00 002. 32 0.030010.100070.620.14120xxx2.5002.5320.020010.156055.250.13813xxx3.00003.320.017010.203260.580.18740xxx3.5003.5320.015010.301757.840.20244xxx4.00004.320.010510.308457.000.22800xxx5.00005.320.008510.531052.440.26220xxxElectrical Specifications1. Measured at 10% of rated current, 25ºC.2. Measured at rated voltage.The 435 Series are fast-acting surface mount thin-film fuses. Their ultra-small size (0402 size) makes them ideal for secondary protection of circuits used in space constrained applications such as hand-held portable electronic devices. This series is 100% lead-free and meet the requirements of the RoHS directive. New Halogen-Free 435 Series fuses are available–to order use the “HF” suffix. See Part Numbering section for additional information. Applications ■ Cell phones ■ Battery packs ■ Digital cameras ■ DVD players ■ Hard disk drives.Secondary protection for space constrained applications such as:ResourcesAccessoriesSamplesAdditional InformationSurface Mount Fuses Datasheet© 2023 Littelfuse, Inc.Specifications are subject to change without notice.Revised: GD. 02/27/232435 Series0402 Fast-Acting FuseAverage Time Current Curves0.001 0.01 0.1 1 10 100 0.1 1.0 10.0 100.0 TIME IN SECONDS CURRENT IN AMPERES 1.5A 1.25A 1.75A 2A 2.5A 3A 3.5A 4A 5A 1A .25A .375A .5A .75A Reflow ConditionPb – Free assemblyPre Heat- Temperature Min (Ts(min))150°C - Temperature Max (Ts(max))200°C- Time (Min to Max) (ts)60 – 120 secsAverage ramp up rate (Liquidus Temp (TL) to peak5°C/second maxTS(max) to TL - Ramp-up Rate5°C/second maxReflow- Temperature (TL) (Liquidus)217°C - Temperature (tL)60 – 150 secondsPeak Temperature (TP)250+0/-5 °CTime within 5°C of actual peak Temperature (tp)20 – 40 secondsRamp-down Rate5°C/second maxTime 25°C to peak Temperature (TP)8 minutes Max.Do not exceed260°CSoldering ParametersTemperature Re-rating Curve-20oC20oC-40oC0oC-60oC80oC120oC60oC100oC40oC20406080100120140PERCENT OF RATINGAMBIENT TEMPERATURE-4oF68oF-40oF32oF-76oF176oF248oF140oF212oF104oF25oCWave Soldering260°C, 10 seconds max.Notes:1. Rerating depicted in this curve is in addition to the standard derating of 25% for continuous operation.Example:For continuous operation at 70 degrees celsius, the fuse should be deratedas follows:I = (0.75)(0.80)IRAT = (0.60)IRAT2. The temperature derating curve represents the nominal conditions. For questions about temperature derating curve, please consult Littelfuse technical support for assistance.TimeTemperatureTPTLTS(max)TS(min)25tPtLtStime to peak temperature(t 25ºC to peak)Ramp-downRamp-upPreheatCritical ZoneTL to TPSurface Mount Fuses Datasheet© 2023 Littelfuse, Inc.Specifications are subject to change without notice.Revised: GD. 02/27/233435 Series0402 Fast-Acting FuseMaterialsBody: Epoxy / Glass Substrate; Parts with ‘HF’ suffix: Halogen Free Epoxy / GlassTerminations: 100% Tin over Nickel over CopperDevice Weight: 0.316mgTerminal StrengthMIL-STD-202, Method 211, Test Condition AInsulation ResistanceAfter Opening: Greater than 10,000OhmsOperating Temperature–55°C to 90°C. Consult temperature re-rating curve chart. For operation above 90°C please contact Littelfuse.Thermal ShockWithstands 5 cycles of –55°C to 125°CVibrationMIL-STD-202, Method 201Product Characteristics.558(.022")Reﬂow solderrecommendedmounting paddimensions.991 +/- .051(.039" +/- .002")Marking code varies with amperage.Refer to Part Marking System chart.Cu.508 +/- .051(.020" +/- .002").229 +/- .102(.009" +/- .004")0.330 +/- .102(.013" +/- .004").381(.015")1.55(.061").584(.023")0.292 +/- .102(.012" +/- .004").2159 +/- .0889(.0085" +/- .0035")SnABCDDimensionsPackagingPart Numbering SystemPart Marking SystemPackaging OptionPackaging SpecificationQuantityQuantity & Packaging Code8mm Tape and ReelEIA-481 Rev. D (IEC 60286, part 3)10000KRUnitABCDinch min0.0370.0180.0080.005inch max0.0410.0220.0160.012mm min0.940.4570.1900.127mm max1.040.5590.3940.305Refer to Amp Code column in the Electrical Specifications table. The dot is positioned at the end of the number sequence with whole ratings and within for fractional ratings. Example: 1.5 amp product is 043501.5KRHF (2 amp product shown) 0435 002. K R HF SSeriesHalogen Free Item“S” - for .250A onlyPackaging CodeR = Tape and ReelQuantity CodeK = 10,000 PiecesDisclaimer Notice - Information furnished is believed to be accurate and reliable. However, users should independently evaluate the suitability of and test each product selected for their own applications. Littelfuse products are not designed for, and may not be used in, all applications. Read complete Disclaimer Notice at: www.littelfuse.com/disclaimer-electronics.Amp CodeMarking Code0.250X0.3750.5000.750001.1.2501.51.75002.02.5003.03.5004.005.
https://www.littelfuse.com/media?resourcetype=datasheets&itemid=4a59f034-1cca-460e-a5ba-e1e66247c76d&filename=littelfuse_fuse_467_datasheet.pdf | fuses | Fuse Datasheet© 2023 Littelfuse, Inc.Specifications are subject to change without notice.Revised: GD. 02/27/231467 Series0603 Fast-Acting FuseDescriptionAgency ApprovalsAgencyAgency File NumberAmpere RangeE104800.250 A - 5 A298620.250 A - 5 AR504664390.250 A - 5 AElectrical CharacteristicsFeatures & Benefits ■ Compatible with lead-free solders and higher temperature profiles ■ High performance materials provide improved performance in elevated ambient temperature applications ■ Marked on top surface with code to allow amp rating identification without testing ■ Low profile for height sensitive applications ■ Flat top surface for pick-and-place operations ■ Element covering material is resistant to industry standard cleaning operations ■ Mounting pad and electrical performance is identical to Littelfuse 431 and 434 Series products ■ Halogen free, Lead-free and RoHS compliant ■ Recognized to UL/CSA/NMX 248-1 and UL/CSA/NMX 248-14 ■ Conforms to EN 60127-1 and EN 60127-7% of Ampere RatingOpening Time at 25OC100%4 hours, Minimum200%5 sec., Maximum300%0.2 sec., MaximumApplicationsThe 467 Series Fast-Acting Surface Mount Fuse (SMF) is an ultra small (0603 size) thin-film device designed for secondary protection of circuits used in space constrained applications such as hand-held portable electronic devices. This series is 100% lead-free and meets the requirements of the RoHS directive. New Halogen-Free 467 Series fuses are available–to order use the “HF” suffix. See Part Numbering section for additional information.. ■ Cell phones ■ Battery packs ■ Digital cameras ■ DVD players ■ Hard disk drives.Secondary protection for space constrained applications:Ampere Rating(A)Amp CodeMaxVoltage Rating (V)InterruptingRatingNominal Cold Resistance (Ohms)Nominal Melting I2t (A2sec)NomVoltage Drop (mV)NomPower Dissipation (W)Agency Approvals0.250 .250 32 50A @32V AC/DC0.56500.0014158.560.0396xxx0.375 .375 32 0.30000.0035128.030.0480xxx0.500 .500 32 0.18700.0087 138.500.0693xxx0.750 .750 32 0.11700.0171 123.300.0925xxx1.00001. 32 0.07000.0212 67.400.0674xxx1.25 1.25 32 35A @32V AC/DC13A @65V DC0.05100.0518 84.320.1054xxx1.50 01.5 32 0.03850.0766 71.600.1074xxx1.75 1.75 32 35A @32V AC/DC0.03100.0903 78.750.1378xxx2.00 002. 32 0.02800.189178.220.1564xxx2.50 02.5 32 0.02100.206676.100.1903xxx3.00 003. 32 0.01700.2403 75.040.2251xxx3.50 03.5 32 0.01390.4306 65.300.2286xxx4.00 004. 32 0.01180.841063.100.2524xxx5.00 005. 32 0.00890.9000 61.200.3060xxxElectrical Specifications1. Measured at 10% of rated current, 25ºC. 2. Measured at rated voltage.RoHSPbResourcesAccessoriesSamplesAdditional InformationFuse Datasheet© 2023 Littelfuse, Inc.Specifications are subject to change without notice.Revised: GD. 02/27/232467 Series0603 Fast-Acting FuseAverage Time Current CurvesTIME IN SECONDSCURRENT IN AMPERES0.010.10.11110100101000.0013.50 A3.00 A2.50 A2.00 A1.75 A1.50 A1.25 A1.00 A0.750 A0.500 A0.375 A0.250 A4.00 A5.00 ATemperature Rerating CurveReflow ConditionPb – Free assemblyPre Heat- Temperature Min (Ts(min))150°C - Temperature Max (Ts(max))200°C- Time (Min to Max) (ts)60 – 180 secsAverage ramp up rate (Liquidus Temp (TL) to peak5°C/second maxTS(max) to TL - Ramp-up Rate5°C/second maxReflow- Temperature (TL) (Liquidus)217°C - Temperature (tL)60 – 150 secondsPeak Temperature (TP)250+0/-5 °CTime within 5°C of actual peak Temperature (tp)20 – 40 secondsRamp-down Rate5°C/second maxTime 25°C to peak Temperature (TP)8 minutes Max.Do not exceed260°CSoldering ParametersWave Soldering260°C, 10 seconds max.Note:1. Rerating depicted in this curve is in addition to the standard derating of 25% for continuous operation.Example: For continuous operation at 70 degrees celsius, the fuse should be deratedas follows: I = (0.75)(0.80)IRAT = (0.60)IRAT2. The temperature derating curve represents the nominal conditions. For questions about temperature derating curve, please consult Littelfuse technical support for assistance.Time (t)Temperature (T)TPTLTS(max)TS(min)25ºCtPtLtSt 25ºC to PeakRamp-downRamp-upPreheatCritical ZoneTL to TPFuse Datasheet© 2023 Littelfuse, Inc.Specifications are subject to change without notice.Revised: GD. 02/27/233467 Series0603 Fast-Acting FuseMaterialsBody: Advanced High Temperature Substrate Terminations: 100% Tin over Nickel over CopperElement Cover Coat: Conformal CoatingOperating Temperature– 55OC to 90OC. Consult temperature re-rating curve chart. For operation above 90°C contact Littelfuse.HumidityMIL-STD-202, Method 103, Condition DThermal ShockWithstands 5 cycles of – 55OC to 125OCVibrationPer MIL-STD-202Insulation Resistance (After Opening) Greater than 10,000 ohms.Resistance to Soldering HeatMIL-STD-202, Method 210, Condition DProduct CharacteristicsDimensions mm (inches)Part Marking System1.09(.043")REFLOW SOLDER1.60±0.102(.063"±0.004")0.330±0.102(.013"±0.004")0.279±0.076(.011"±0.003").18(.007")0.127±0.102(.005"±0.004")MARKING CODE VARIES WITH AMPERAGE RATING(SEE CHART)R REF.1.02(.040").762(.030")2.54(.100")1.09(.043")WAVE SOLDER3.20(.126")1.09(.043")1.02(.040")0.813±0.076(.032"±0.003")SnSnCuSnCoatingAmp CodeMarking Code.250 D.375 E.500 F.750 G001. H1.25 J01.5 K1.75 LPart Numbering SystemPackagingPackaging OptionPackaging SpecificationQuantityQuantity & Packaging Code8mm Tape and ReelEIA-481 Rev. D (IEC 60286, part 3)5000NR0467002.NRHFSERIESAMP Code‘HF’ SUFFIX HALOGEN FREE ITEMPACKAGING CodeThe dot is poisitioned before the Pack-aging Suffix with whole ratings and within the numbering sequence for fractional ratings. Refer to Amp Code column in the Electrical Specifications table. NR = Tape and Reel, 5000 pcsExample:1.5 amp product is 046701.5NRHF (2 amp product shown above).Amp CodeMarking Code002. N02.5 O003. P03.5 R004. S005. TDisclaimer Notice - Information furnished is believed to be accurate and reliable. However, users should independently evaluate the suitability of and test each product selected for their own applications. Littelfuse products are not designed for, and may not be used in, all applications. Read complete Disclaimer Notice at: www.littelfuse.com/disclaimer-electronics.
https://www.littelfuse.com/~/media/electronics/datasheets/fuses/littelfuse_fuse_470_datasheet.pdf.pdf | fuses | Fuse Datasheet© 2021 Littelfuse, Inc.Specifications are subject to change without notice.Revised: GD. 10/27/211470 Series1206 Fast ActingRoHSPbFeaturesApplicationsAgency ApprovalsAgencyAgency File NumberAmpere RangeE104800.500A - 2AElectrical Characteristics for Series% of Ampere RatingOpening Time100%4 Hours, Minimum200%5 Seconds, Maximum ■ LED Lighting ■ LCD/LED TVs ■ Notebooks/PCs ■ Gaming Consoles ■ Battery Charging Circuit Protection ■ Power Supply Units ■ Telecom Systems ■ White GoodsThe 470 series is a family of 125V rated high energy SMD fuses, perfect for space constrained applications. It offers the standard Nano Fuse circuit protection capability with a very small 1206 foot print.This product is RoHS compliant, halogen-free and 100% lead-free with guaranteed operating temperature of up to 125°C. ■ Very Small 1206 Footprint ■ 125V Voltage Rating ■ Fast-Acting ■ RoHS compliant, lead-free and halogen free ■ Wide Operating temperature range of -55°C to 125°C ■ ENERGY STAR® Surge Immunity test compliant (100kHz Ring Wave, 2.5kV, 7 strikes common and differential modes) - 1.5A and above ampere rating onlyDescriptionAmpereRating (A)Amp CodeMax Voltage Rating (V)Interrupting RatingNominal Cold Resistance (Ohms)Nominal Melting I2t (A2 sec.)Agency Approvals0.500.500125V50A @ 125VDC50A @ 125VAC300A @ 32VDC0.54550.02874x1.00001.125V0.22420.14785x1.251.25125V0.16370.30269x1.5001.5125V0.12630.45970x 2.00002125V0.10040.75625xElectrical CharacteristicNote: I2t values stated for 8msec opening time.Fuse Datasheet© 2021 Littelfuse, Inc.Specifications are subject to change without notice.Revised: GD. 10/27/212470 Series1206 Fast ActingAverage Time Current CurvesTemperature Rerating CurveTimeTemperatureTPTLTS(max)TS(min)25tPtLtStime to peak temperature(t 25ºC to peak)Ramp-downRamp-upPreheatCritical ZoneTL to TPSoldering ParametersReflow ConditionPb – free assemblyPre Heat- Temperature Min (Ts(min))150°C - Temperature Max (Ts(max))200°C- Time (Min to Max) (ts)60 – 180 secondsAverage Ramp-up Rate (Liquidus Temp (TL) to peak)5°C/second max.TS(max) to TL - Ramp-up Rate5°C/second max.Reflow- Temperature (TL) (Liquidus)217°C - Temperature (tL)60 – 90 secondsPeak Temperature (TP)250+0/-5 °CTime within 5°C of actual peak Temperature (tp)20 – 40 secondsRamp-down Rate5°C/second max.Time 25°C to peak Temperature (TP)8 minutes max.Do not exceed260°C0.0010.010.11101000.1110100TIME IN SECONDSCURRENT IN AMPERES2A1.5A1A0.5A1.25ANote: Derating depicted in this curve is in addition to the standard derating of 25% for continuous operation.Fuse Datasheet© 2021 Littelfuse, Inc.Specifications are subject to change without notice.Revised: GD. 10/27/213470 Series1206 Fast ActingPackagingPackaging OptionPackaging SpecificationQuantityQuantity & Packaging CodeReel Size8mm Tape and Reel EIA-RS-481-11500DRN/ADimensionsPart Numbering System3.65(.143”)1.185(.047”)1.28(.050”)2.05(.081”)Recommended Pad LayoutLH3.302[0.13]1.168[0.046]1.575[0.062] 0470 002. D R SNP SeriesPackaging CodeR = Tape and ReelAmp Code*Refer to Amp Code column of Electrical Characteristics TableQuantity CodeD = 1500 piecesTermination CodeMaterialsBody: Epoxy Resin Terminations: Cu/Ni/Sn (100% Pb-free)Product MarkingBody: Current RatingOperating Temperature–55ºC to +125ºCSolderabilityMIL-STD-202Insulation Resistance(after opening)IEC 60127-4 (0.1Mohm Min)Product CharacteristicsThermal ShockMIL-STD-202, Method 107, Test Condition B, 5 cycles, -65°C to 125°C, 15 minutes @ each extremeMechanical ShockMIL-STD-202, Method 213B,Test Condition I: De-energized. 100G’s peak amplitude, sawtooth wave 6ms duration, 3 cycles XYZ+xyz = 18 shocksVibrationMIL-STD-202, Method 201: 0.03”amplitude, 10-55 Hz in 1 min. 2 hrs.each XYZ = 6hrs (10- 55 Hz)Moisture ResistanceMIL-STD-202, Method 106, 10 cycles Condition ASalt SprayMIL-STD-202, Method 101, Test Condition B (48 hrs)Resistance to Soldering HeatMethod 210, Test Condition B(10 sec at 260°C)Part Marking SystemAmp CodeMarking Code.500LF001.LH1.25LJ01.5LK002.LNDisclaimer Notice - Information furnished is believed to be accurate and reliable. However, users should independently evaluate the suitability of and test each product selected for their own applications. Littelfuse products are not designed for, and may not be used in, all applications. Read complete Disclaimer Notice at www.littelfuse.com/disclaimer-electronics.
https://www.belfuse.com/resources/datasheets/circuitprotection/ds-cp-gsa-gsap-series.pdf | fuses | Type GSA Slow Blow Fuse Series belfuse.com/circuit-protection GSA Series, 6x32mm Ceramic Tube Slow Blow Fuse RoHS Compliant Description 6x32mm Slow Blow, ceramic tube body cartridge fuse designed, approved and complied with UL and CSA standard 248-14. Features - Meet UL and CSA standard 248-14 - Wide operating temperature range - Bulk packing available - Full compliance with EU Directive 2011/65/EU and amending directive 2015/863 - Halogen Free - Lead Free Applications Provide individual protection for components or internal circuits. - Power supplies - Battery charger - Monitor LEAD FREE = - Adapter HALOGEN FREE = Physical Specifications Electrical Characteristics (UL/CSA STD.248-14) Safety Agency Approvals Materials Body : Ceramic Cap : Nickel Plated Brass Caps Leads : Matte Tin Plated Copper Marking On Fuse : “bel”, ”GSA”, ”Current Rating”, “Voltage Rating”, ”Appropriate Safety Logos”, ”  ”（ RoHS compliant） On Label : "bel", "GSA”, "Current Rating", "Voltage Rating", "Interrupting Rating", "Appropriate Safety Logos" and " ", " "(China RoHS compliant). Safety Agency Safety Agency Certificate Ampere Rating/ Voltage Rating Ampere Range / Volt @ I.R. ability* E20624 LR39772 500mA-15A/ 250V AC 500mA-8A/125V AC@10,000A 500mA-1A/250V AC@35A >1A-3.5A/250V AC@100A >3.5A-8A/250V AC@200A 10A-15A/125V AC@10,000A 10A-15A/250V AC@750A *I.R.= Interrupting Rating = Short Circuit Rating(Amps) Testing Current Blow Time Minimum Maximum 100% 4 hrs. N/A 135% N/A 1 Hr. 200% 5 sec 30 sec Specifications subject to change without notice Type GSA 2 / 4 Bel Fuse Inc. 300 Executive Drive, Suite 300, West Orange, NJ 07052 USA +1 201.432.0463 Bel.US.CS@belf.com belfuse.com/circuit-protection © 2023 Bel Fuse, Inc. Rev. GSA Dec2023 Environmental Specifications Shock Resistance MIL-STD-202G, Method 213B, Test Condition 1 (100 G's peak for 6 milliseconds; Sawtooth waveform) Vibration Resistance MIL-STD-202G, Method 201A (10-55 Hz, 0.06 inch, total excursion). Salt Spray Resistance MIL-STD-202G, Method 101E, Test Condition B (48 hrs.). Insulation Resistance MIL-STD-202G, Method 302, Test Condition A (After Opening) 10,000 ohms minimum. Solderability MIL-STD-202G, Method 208H Resistance to solder Heat MIL-STD-202G, Method 210F, Test Condition B. (260+/-5℃,10+/-1 sec) Thermal Shock MIL-STD-202G, Method 107G, Test Condition B(-65℃ to +125℃). Operating Temperature -55℃ to +125℃ Terminal Strength IEC-68-2-21 Electrical Specifications Consult manufacturer for other ratings Catalog Number Ampere Rating Typical Cold Resistance (ohms) Volt-drop @100%In (Volt) max. Voltage and Interrupting Ratings Melting I²T <10 mSec (A² Sec) Melting I²T @10 In (A² Sec) Maximum Power Dissipation (W) Agency Approvals GSA 500-R 500mA 1.38 1.07 See Table of Safety Approvals on Page 1 for Voltage and associated Interrupting Ratings 4.4 5.4 0.78 Y Y GSA 600-R 600mA 1.05 0.98 6.9 8.5 0.82 Y Y GSA 700-R 700mA 0.648 0.69 8.5 11 0.84 Y Y GSA 750-R 750mA 0.642 0.68 10 12 0.85 Y Y GSA 1-R 1A 0.374 0.59 16 21 0.91 Y Y GSA 1.25-R 1.25A 0.248 0.43 25 32 0.96 Y Y GSA 1.6-R 1.6A 0.155 0.38 39 50 1.01 Y Y GSA 2-R 2A 0.115 0.36 61 79 1.06 Y Y GSA 2.5-R 2.5A 0.079 0.29 94 123 1.12 Y Y GSA 3-R 3A 0.058 0.27 146 192 1.18 Y Y GSA 4-R 4A 0.039 0.23 226 300 1.24 Y Y GSA 5-R 5A 0.029 0.22 349 469 1.31 Y Y GSA 6-R 6A 0.018 0.19 286 455 1.61 Y Y GSA 7-R 7A 0.016 0.18 372 592 1.81 Y Y GSA 8-R 8A 0.013 0.17 483 769 1.95 Y Y GSA 10-R 10A 0.010 0.17 817 1300 2.26 Y Y GSA 12-R 12A 0.008 0.15 1277 2031 2.56 Y Y GSA 15-R 15A 0.006 0.15 2123 3377 2.96 Y Y Specifications subject to change without notice Type GSA 3 / 4 Bel Fuse Inc. 300 Executive Drive, Suite 300, West Orange, NJ 07052 USA +1 201.432.0463 Bel.US.CS@belf.com belfuse.com/circuit-protection © 2023 Bel Fuse, Inc. Rev. GSA Dec2023 Temperature Derating Curve Average Time Current Curve Soldering parameters Lead-free Wave Soldering Profile Wave Soldering Parameter Average ramp-up rate 200℃ / second Heating rate during preheat typical 1 - 2℃ / second Max 4℃ / second Final preheat temperature within 125℃ of soldering temperature Peak temperature Tp 260℃ Time within +0℃ / -5℃ of actual peak temperature 10 seconds Ramp-down rate 5℃ / second max. Specifications subject to change without notice Type GSA 4 / 4 Bel Fuse Inc. 300 Executive Drive, Suite 300, West Orange, NJ 07052 USA +1 201.432.0463 Bel.US.CS@belf.com belfuse.com/circuit-protection © 2023 Bel Fuse, Inc. Rev. GSA Dec2023 Fuse FGNO Explanation 06X6 R [XXXX] -XX 0606R=GSA; [XXXX]=Ampere Rating; XX=See Ordering Information as below Mechanical Dimensions Ordering Information Packaging Packaging Option Packaging Specification Quantity Packaging Code Inside Tape Spacing Bulk N/A 1000 33 N/A Fraction Decimal Milliamps Bel FGNO[XXXX] 1/2 .500 500 0500 6/10 .600 600 0600 7/10 .700 700 0700 3/4 .750 750 0750 Fraction Decimal Amps Bel FGNO[XXXX] 1.0 1 1000 1-1/4 1.25 1.25 1250 1.60 1.6 1600 2.0 2 2000 2-1/2 2.5 2.5 2500 3.0 3 3000 4.0 4 4000 5.0 5 5000 6.0 6 6000 7.0 7 7000 8.0 8 8000 10 9100 12 9120 15 9150 Specifications subject to change without notice 06X6 R XXXX – X X FUSE TYPE 0606R = GSA Series R = RoHS Compliant AMPERE RATING Refer to fuse FGNO explanation table PACKAGING CODE 3 = GSA Cartridge, 1K/box VOLTAGE CODE 3 = 250V for 100mA -20A
https://www.littelfuse.com/media?resourcetype=datasheets&itemid=a96d72b7-5296-4815-88b4-98b2f6738874&filename=littelfuse_fuse_218_datasheet.pdf | fuses | Axial Lead & Cartridge Fuse Datasheet© 2024 Littelfuse, Inc.Specifications are subject to change without notice.Revised: GD. 02/09/241218 Series5×20 mm, Time-Lag FuseAgency ApprovalsAgencyAgency File NumberAmpere RangePSECartridge:NBK090205-E10480ANBK120802-E10480CLeaded:NBK090205-E10480BNBK120802-E10480D1A – 5A6.3A – 15A1A – 5A6.3A – 15A 20209702070000650.032A – 6.3A SU05001-3005 SU05001-2008SU05001-20090.032A – 0.040A 0.050A – 0.800A 1A – 10A E104800.032A – 16A298620.032A - 10A; 15A 23008690.032A – 6.3A 400134960.032A – 10A4001660415A*KM414620.080A – 6.3AN/A0.032A – 16AFeatures & Benefits ■ Designed to International IEC Standards for use globally ■ Meets the IEC 60127-2, Sheet 3 specification for Time-Lag fuses ■ Available in cartridge and axial lead form ■ RoHS compliant and lead-freeApplicationsRoHSPb* - Approval for Cartridge versions onlyElectrical CharacteristicsThe 218 series fuse is a 5x20mm time-lag glass body cartridge fuse designed to IEC specification.Used as supplementary protection in appliance or utilization equipment to provide individual protection for components or internal circuits.PSE% of Ampere RatingAmpere RatingOpening Time150%0.032A - 0.100A60 minutes, Minimum0.125A - 6.3A60 minutes, Minimum8A - 16A30 minutes, Minimum210%0.032A - 0.100A120 sec., Maximum0.125A - 6.3A120 sec., Maximum8A - 16A120 sec., Maximum275%0.032A - 0.100A200 ms., Min.; 10 sec. Max.0.125A - 6.3A600 ms., Min.; 10 sec. Max.8A - 16A600 ms., Min.; 10 sec. Max.400%0.032A - 0.100A40 ms., Min.; 3 sec. Max.0.125A - 6.3A150 ms., Min.; 3 sec. Max.8A - 16A150 ms., Min.; 3 sec. Max.1000%0.032A - 0.100A10 ms., Min.; 300 ms. Max.0.125A - 6.3A20 ms., Min.; 300 ms. Max.8A - 16A20 ms., Min.; 300 ms. Max.DescriptionWeb ResourcesDownload ECAD models, order samples, and find technical recources at www.littelfuse.comAxial Lead & Cartridge Fuse Datasheet© 2024 Littelfuse, Inc.Specifications are subject to change without notice.Revised: GD. 02/09/242218 Series5×20 mm, Time-Lag FuseAmp CodeAmp Rating(A)Voltage Rating (V)InterruptingRatingNominal Cold Resistance (Ohms)Nominal Melting I2t (A2 sec)Maximum Voltage Drop at Rated Current (mV)Maximum Power Dissipation At 1.5ln(W)Agency ApprovalsPSE.0320.03225035 A @ 250 VAC48.2580.01150001.6-xx-xxxxx.0400.0425031.8620.01140001.6-xx-xxxxx.0500.0525021.2920.02735001.6-xx-xxxxx.0630.06325014.2680.04630001.6-xx-xxxxx.0800.082509.070.07525001.6xxx-xxxxx.1000.12506.0180.07920001.6xxx-xxxxx.1250.1252504.20.146519001.6xxx-xxxxx.1600.162503.70.14415001.6xxx-xxxxx.2000.22501.60.34113001.6xxx-xxxxx.2500.252501.04950.540511001.6xxx-xxxxx.3150.3152500.84751.1110001.6xxx-xxxxx.4000.42500.5351.3259001.6xxx-xxxxx.5000.52500.372.8253001.6xxx-xxxxx.6300.632500.2754.6752501.6xxx-xxxxx.8000.82500.08133.371501.6xxx-xxxxx001.12500.06136.731501.6xxxxxxxxx1.251.252500.044612.651501.6xxxxxxxxx01.61.62500.033623.351501.6xxxxxxxxx002.22500.029314.451501.6xxxxxxxxx02.52.52500.021923.251201.6xxxxxxxxx3.153.152500.017338.151001.6xxxxxxxxx004.425040 A @ 250 VAC0.012969.11001.6xxxxxxxxx005.525050 A @ 250 VAC0.0104111.01001.6xxxxxxxxx06.36.325063 A @ 250 VAC0.0076198.51001.6xxxxxxxxx008.825080 A @ 250 VAC0.0059341.51004-x-xxx-xx010.10250100 A @ 250 VAC0.0045568.01004-x-xxx-xx12.512.525063 A @ 250 VAC0.0034889.01004---xx--x-015.15250100 A @ 250 VAC0.00281405.001004---xxx-xx*016.1625063 A @ 250 VAC0.00211955.001004----x--x-Electrical CharacteristicsAverage Time Current CurvesTemperature Re-rating Curve* - Approval for cartidge versions only0.01 0.1 1 10 100 1000 10000 0.01 0.1 1 10 100 TIME IN SECONDS CURRENT IN AMPERES 0.032A0.040A0.050A0.063A0.080A0.100A0.125A0.160A0.200A0.250A0.315A0.400A0.500A0.630A0.800A1A1.25A1.6A2A2.5A3.15A4A5A6.3A8A10A12.5A15A16AAxial Lead & Cartridge Fuse Datasheet© 2024 Littelfuse, Inc.Specifications are subject to change without notice.Revised: GD. 02/09/243218 Series5×20 mm, Time-Lag FuseProduct CharacteristicsOperating Temperature–55ºC to +125ºCThermal ShockMIL-STD-202, Method 107, Test Condition B (5 cycles, –65°C to +125°C)VibrationMIL-STD-202, Method 201HumidityMIL-STD-202, Method 103, Test Condition A (High RH (95%) and elevated temperature (40°C) for 240 hours)Salt SprayMIL-STD-202, Method 101, Test Condition BMaterialBody: Glass Cap: Nickel–plated Brass Leads: Tin–plated CopperTerminal StrengthMIL-STD-202, Method 211, Test Condition ASolderabilityMIL-STD-202, Method 208Product MarkingCap1: Brand logo, current and voltage ratingsCap2: Agency approval marksPackagingAvailable in Bulk (M=1000 pcs/pkg) or on Tape/Reel (MRET1=1000 pcs/reel)Soldering Parameters - Wave SolderingDwell Time0204060801001201401601802002202402602803000102030405060708090100110120130140150160170180190200210220230240Time (Seconds)Temperature (°C) - Measured on bottom side of boardCooling TimePreheat TimeWave ParameterLead-Free RecommendationPreheat:(Depends on Flux Activation Temperature)(Typical Industry Recommendation) Temperature Minimum:100°C Temperature Maximum:150°C Preheat Time:60-180 secondsSolder Pot Temperature:260°C MaximumSolder Dwell Time:2-5 secondsRecommended Hand-Solder Parameters:Solder Iron Temperature: 350°C +/- 5°C Heating Time: 5 seconds max.Note: These devices are not recommended for IR or Convection Reflow process.Recommended Process Parameters:Dimensions 0218 000P 20+0.55.1+0.65.2+0.1-0.25.1+0.6 40±1.021.5±1.05.5±0.30218016. XEP0218.125 XEPto 0218.100XEP0218.032 XEPto 0.65±0.05See Notes*40±1.021.5±1.05.6±0.4All dimensions in mmNotes: * 0.032A-6.3A have 0.65±0.05 diameter lead. 8A-16A have 0.8±0.05 diameter lead.Part Numbering System0218 xxxx M X E PSeriesAmp CodeRefer to Amp Code column of Electrical Characteristics TableLead-freeQuantity CodeM = 1000Option CodesBlank : Cartidge Type FuseE : Axial Lead FusePackaging CodeX = FillerAxial Lead & Cartridge Fuse Datasheet© 2024 Littelfuse, Inc.Specifications are subject to change without notice.Revised: GD. 02/09/244218 Series5×20 mm, Time-Lag FusePackagingPackaging OptionPackaging SpecificationQuantityQuantity & Packaging CodeTaping Width218 SeriesBulkN/A1000MXN/ABulkN/A1000MXEN/AReel and TapeEIA 296-E1000MRET1T1=53mm (2.087”)BulkN/A1000MXGN/ABulkN/A1000MXBN/ABulkN/A100HXN/ARecommended AccessoriesAccessory TypeSeriesDescriptionMax Application VoltageMax Application AmperageHolder345_ISFPanel Mount Shock-Safe Fuseholder25020345Shock-Safe Fuseholder with PC Mount, Solder Mount and Panel Mount options20830PC Mount Shock-Safe Miniature Fuseholder16Block520Metric OMNI-BLOK® Fuse Block 10646PC Mount Miniature Fuse Block 6.3658Surface Mount Miniature Fuse Block 10Clip520_WPC Mount Miniature Fuse Clip 6.3111PC Board Mount Fuse Clip 10445PC Board Mount Fuse Clip 10Disclaimer Notice - Information furnished is believed to be accurate and reliable. However, users should independently evaluate the suitability of and test each product selected for their own applications. Littelfuse products are not designed for, and may not be used in, all applications. Read complete Disclaimer Notice at: www.littelfuse.com/disclaimer-electronics.Notes: 1. Do not use in applications above rating. 2. Please refer to fuseholder data sheet for specific re-rating information.3. Please contact factory for applications greater than the max voltage and amperage shown.
https://www.littelfuse.com/media?resourcetype=datasheets&itemid=a96d72b7-5296-4815-88b4-98b2f6738874&filename=littelfuse_fuse_218_datasheet.pdf | fuses | Axial Lead & Cartridge Fuse Datasheet© 2024 Littelfuse, Inc.Specifications are subject to change without notice.Revised: GD. 02/09/241218 Series5×20 mm, Time-Lag FuseAgency ApprovalsAgencyAgency File NumberAmpere RangePSECartridge:NBK090205-E10480ANBK120802-E10480CLeaded:NBK090205-E10480BNBK120802-E10480D1A – 5A6.3A – 15A1A – 5A6.3A – 15A 20209702070000650.032A – 6.3A SU05001-3005 SU05001-2008SU05001-20090.032A – 0.040A 0.050A – 0.800A 1A – 10A E104800.032A – 16A298620.032A - 10A; 15A 23008690.032A – 6.3A 400134960.032A – 10A4001660415A*KM414620.080A – 6.3AN/A0.032A – 16AFeatures & Benefits ■ Designed to International IEC Standards for use globally ■ Meets the IEC 60127-2, Sheet 3 specification for Time-Lag fuses ■ Available in cartridge and axial lead form ■ RoHS compliant and lead-freeApplicationsRoHSPb* - Approval for Cartridge versions onlyElectrical CharacteristicsThe 218 series fuse is a 5x20mm time-lag glass body cartridge fuse designed to IEC specification.Used as supplementary protection in appliance or utilization equipment to provide individual protection for components or internal circuits.PSE% of Ampere RatingAmpere RatingOpening Time150%0.032A - 0.100A60 minutes, Minimum0.125A - 6.3A60 minutes, Minimum8A - 16A30 minutes, Minimum210%0.032A - 0.100A120 sec., Maximum0.125A - 6.3A120 sec., Maximum8A - 16A120 sec., Maximum275%0.032A - 0.100A200 ms., Min.; 10 sec. Max.0.125A - 6.3A600 ms., Min.; 10 sec. Max.8A - 16A600 ms., Min.; 10 sec. Max.400%0.032A - 0.100A40 ms., Min.; 3 sec. Max.0.125A - 6.3A150 ms., Min.; 3 sec. Max.8A - 16A150 ms., Min.; 3 sec. Max.1000%0.032A - 0.100A10 ms., Min.; 300 ms. Max.0.125A - 6.3A20 ms., Min.; 300 ms. Max.8A - 16A20 ms., Min.; 300 ms. Max.DescriptionWeb ResourcesDownload ECAD models, order samples, and find technical recources at www.littelfuse.comAxial Lead & Cartridge Fuse Datasheet© 2024 Littelfuse, Inc.Specifications are subject to change without notice.Revised: GD. 02/09/242218 Series5×20 mm, Time-Lag FuseAmp CodeAmp Rating(A)Voltage Rating (V)InterruptingRatingNominal Cold Resistance (Ohms)Nominal Melting I2t (A2 sec)Maximum Voltage Drop at Rated Current (mV)Maximum Power Dissipation At 1.5ln(W)Agency ApprovalsPSE.0320.03225035 A @ 250 VAC48.2580.01150001.6-xx-xxxxx.0400.0425031.8620.01140001.6-xx-xxxxx.0500.0525021.2920.02735001.6-xx-xxxxx.0630.06325014.2680.04630001.6-xx-xxxxx.0800.082509.070.07525001.6xxx-xxxxx.1000.12506.0180.07920001.6xxx-xxxxx.1250.1252504.20.146519001.6xxx-xxxxx.1600.162503.70.14415001.6xxx-xxxxx.2000.22501.60.34113001.6xxx-xxxxx.2500.252501.04950.540511001.6xxx-xxxxx.3150.3152500.84751.1110001.6xxx-xxxxx.4000.42500.5351.3259001.6xxx-xxxxx.5000.52500.372.8253001.6xxx-xxxxx.6300.632500.2754.6752501.6xxx-xxxxx.8000.82500.08133.371501.6xxx-xxxxx001.12500.06136.731501.6xxxxxxxxx1.251.252500.044612.651501.6xxxxxxxxx01.61.62500.033623.351501.6xxxxxxxxx002.22500.029314.451501.6xxxxxxxxx02.52.52500.021923.251201.6xxxxxxxxx3.153.152500.017338.151001.6xxxxxxxxx004.425040 A @ 250 VAC0.012969.11001.6xxxxxxxxx005.525050 A @ 250 VAC0.0104111.01001.6xxxxxxxxx06.36.325063 A @ 250 VAC0.0076198.51001.6xxxxxxxxx008.825080 A @ 250 VAC0.0059341.51004-x-xxx-xx010.10250100 A @ 250 VAC0.0045568.01004-x-xxx-xx12.512.525063 A @ 250 VAC0.0034889.01004---xx--x-015.15250100 A @ 250 VAC0.00281405.001004---xxx-xx*016.1625063 A @ 250 VAC0.00211955.001004----x--x-Electrical CharacteristicsAverage Time Current CurvesTemperature Re-rating Curve* - Approval for cartidge versions only0.01 0.1 1 10 100 1000 10000 0.01 0.1 1 10 100 TIME IN SECONDS CURRENT IN AMPERES 0.032A0.040A0.050A0.063A0.080A0.100A0.125A0.160A0.200A0.250A0.315A0.400A0.500A0.630A0.800A1A1.25A1.6A2A2.5A3.15A4A5A6.3A8A10A12.5A15A16AAxial Lead & Cartridge Fuse Datasheet© 2024 Littelfuse, Inc.Specifications are subject to change without notice.Revised: GD. 02/09/243218 Series5×20 mm, Time-Lag FuseProduct CharacteristicsOperating Temperature–55ºC to +125ºCThermal ShockMIL-STD-202, Method 107, Test Condition B (5 cycles, –65°C to +125°C)VibrationMIL-STD-202, Method 201HumidityMIL-STD-202, Method 103, Test Condition A (High RH (95%) and elevated temperature (40°C) for 240 hours)Salt SprayMIL-STD-202, Method 101, Test Condition BMaterialBody: Glass Cap: Nickel–plated Brass Leads: Tin–plated CopperTerminal StrengthMIL-STD-202, Method 211, Test Condition ASolderabilityMIL-STD-202, Method 208Product MarkingCap1: Brand logo, current and voltage ratingsCap2: Agency approval marksPackagingAvailable in Bulk (M=1000 pcs/pkg) or on Tape/Reel (MRET1=1000 pcs/reel)Soldering Parameters - Wave SolderingDwell Time0204060801001201401601802002202402602803000102030405060708090100110120130140150160170180190200210220230240Time (Seconds)Temperature (°C) - Measured on bottom side of boardCooling TimePreheat TimeWave ParameterLead-Free RecommendationPreheat:(Depends on Flux Activation Temperature)(Typical Industry Recommendation) Temperature Minimum:100°C Temperature Maximum:150°C Preheat Time:60-180 secondsSolder Pot Temperature:260°C MaximumSolder Dwell Time:2-5 secondsRecommended Hand-Solder Parameters:Solder Iron Temperature: 350°C +/- 5°C Heating Time: 5 seconds max.Note: These devices are not recommended for IR or Convection Reflow process.Recommended Process Parameters:Dimensions 0218 000P 20+0.55.1+0.65.2+0.1-0.25.1+0.6 40±1.021.5±1.05.5±0.30218016. XEP0218.125 XEPto 0218.100XEP0218.032 XEPto 0.65±0.05See Notes*40±1.021.5±1.05.6±0.4All dimensions in mmNotes: * 0.032A-6.3A have 0.65±0.05 diameter lead. 8A-16A have 0.8±0.05 diameter lead.Part Numbering System0218 xxxx M X E PSeriesAmp CodeRefer to Amp Code column of Electrical Characteristics TableLead-freeQuantity CodeM = 1000Option CodesBlank : Cartidge Type FuseE : Axial Lead FusePackaging CodeX = FillerAxial Lead & Cartridge Fuse Datasheet© 2024 Littelfuse, Inc.Specifications are subject to change without notice.Revised: GD. 02/09/244218 Series5×20 mm, Time-Lag FusePackagingPackaging OptionPackaging SpecificationQuantityQuantity & Packaging CodeTaping Width218 SeriesBulkN/A1000MXN/ABulkN/A1000MXEN/AReel and TapeEIA 296-E1000MRET1T1=53mm (2.087”)BulkN/A1000MXGN/ABulkN/A1000MXBN/ABulkN/A100HXN/ARecommended AccessoriesAccessory TypeSeriesDescriptionMax Application VoltageMax Application AmperageHolder345_ISFPanel Mount Shock-Safe Fuseholder25020345Shock-Safe Fuseholder with PC Mount, Solder Mount and Panel Mount options20830PC Mount Shock-Safe Miniature Fuseholder16Block520Metric OMNI-BLOK® Fuse Block 10646PC Mount Miniature Fuse Block 6.3658Surface Mount Miniature Fuse Block 10Clip520_WPC Mount Miniature Fuse Clip 6.3111PC Board Mount Fuse Clip 10445PC Board Mount Fuse Clip 10Disclaimer Notice - Information furnished is believed to be accurate and reliable. However, users should independently evaluate the suitability of and test each product selected for their own applications. Littelfuse products are not designed for, and may not be used in, all applications. Read complete Disclaimer Notice at: www.littelfuse.com/disclaimer-electronics.Notes: 1. Do not use in applications above rating. 2. Please refer to fuseholder data sheet for specific re-rating information.3. Please contact factory for applications greater than the max voltage and amperage shown.
https://www.littelfuse.com/media?resourcetype=datasheets&itemid=a96d72b7-5296-4815-88b4-98b2f6738874&filename=littelfuse_fuse_218_datasheet.pdf | fuses | Axial Lead & Cartridge Fuse Datasheet© 2024 Littelfuse, Inc.Specifications are subject to change without notice.Revised: GD. 02/09/241218 Series5×20 mm, Time-Lag FuseAgency ApprovalsAgencyAgency File NumberAmpere RangePSECartridge:NBK090205-E10480ANBK120802-E10480CLeaded:NBK090205-E10480BNBK120802-E10480D1A – 5A6.3A – 15A1A – 5A6.3A – 15A 20209702070000650.032A – 6.3A SU05001-3005 SU05001-2008SU05001-20090.032A – 0.040A 0.050A – 0.800A 1A – 10A E104800.032A – 16A298620.032A - 10A; 15A 23008690.032A – 6.3A 400134960.032A – 10A4001660415A*KM414620.080A – 6.3AN/A0.032A – 16AFeatures & Benefits ■ Designed to International IEC Standards for use globally ■ Meets the IEC 60127-2, Sheet 3 specification for Time-Lag fuses ■ Available in cartridge and axial lead form ■ RoHS compliant and lead-freeApplicationsRoHSPb* - Approval for Cartridge versions onlyElectrical CharacteristicsThe 218 series fuse is a 5x20mm time-lag glass body cartridge fuse designed to IEC specification.Used as supplementary protection in appliance or utilization equipment to provide individual protection for components or internal circuits.PSE% of Ampere RatingAmpere RatingOpening Time150%0.032A - 0.100A60 minutes, Minimum0.125A - 6.3A60 minutes, Minimum8A - 16A30 minutes, Minimum210%0.032A - 0.100A120 sec., Maximum0.125A - 6.3A120 sec., Maximum8A - 16A120 sec., Maximum275%0.032A - 0.100A200 ms., Min.; 10 sec. Max.0.125A - 6.3A600 ms., Min.; 10 sec. Max.8A - 16A600 ms., Min.; 10 sec. Max.400%0.032A - 0.100A40 ms., Min.; 3 sec. Max.0.125A - 6.3A150 ms., Min.; 3 sec. Max.8A - 16A150 ms., Min.; 3 sec. Max.1000%0.032A - 0.100A10 ms., Min.; 300 ms. Max.0.125A - 6.3A20 ms., Min.; 300 ms. Max.8A - 16A20 ms., Min.; 300 ms. Max.DescriptionWeb ResourcesDownload ECAD models, order samples, and find technical recources at www.littelfuse.comAxial Lead & Cartridge Fuse Datasheet© 2024 Littelfuse, Inc.Specifications are subject to change without notice.Revised: GD. 02/09/242218 Series5×20 mm, Time-Lag FuseAmp CodeAmp Rating(A)Voltage Rating (V)InterruptingRatingNominal Cold Resistance (Ohms)Nominal Melting I2t (A2 sec)Maximum Voltage Drop at Rated Current (mV)Maximum Power Dissipation At 1.5ln(W)Agency ApprovalsPSE.0320.03225035 A @ 250 VAC48.2580.01150001.6-xx-xxxxx.0400.0425031.8620.01140001.6-xx-xxxxx.0500.0525021.2920.02735001.6-xx-xxxxx.0630.06325014.2680.04630001.6-xx-xxxxx.0800.082509.070.07525001.6xxx-xxxxx.1000.12506.0180.07920001.6xxx-xxxxx.1250.1252504.20.146519001.6xxx-xxxxx.1600.162503.70.14415001.6xxx-xxxxx.2000.22501.60.34113001.6xxx-xxxxx.2500.252501.04950.540511001.6xxx-xxxxx.3150.3152500.84751.1110001.6xxx-xxxxx.4000.42500.5351.3259001.6xxx-xxxxx.5000.52500.372.8253001.6xxx-xxxxx.6300.632500.2754.6752501.6xxx-xxxxx.8000.82500.08133.371501.6xxx-xxxxx001.12500.06136.731501.6xxxxxxxxx1.251.252500.044612.651501.6xxxxxxxxx01.61.62500.033623.351501.6xxxxxxxxx002.22500.029314.451501.6xxxxxxxxx02.52.52500.021923.251201.6xxxxxxxxx3.153.152500.017338.151001.6xxxxxxxxx004.425040 A @ 250 VAC0.012969.11001.6xxxxxxxxx005.525050 A @ 250 VAC0.0104111.01001.6xxxxxxxxx06.36.325063 A @ 250 VAC0.0076198.51001.6xxxxxxxxx008.825080 A @ 250 VAC0.0059341.51004-x-xxx-xx010.10250100 A @ 250 VAC0.0045568.01004-x-xxx-xx12.512.525063 A @ 250 VAC0.0034889.01004---xx--x-015.15250100 A @ 250 VAC0.00281405.001004---xxx-xx*016.1625063 A @ 250 VAC0.00211955.001004----x--x-Electrical CharacteristicsAverage Time Current CurvesTemperature Re-rating Curve* - Approval for cartidge versions only0.01 0.1 1 10 100 1000 10000 0.01 0.1 1 10 100 TIME IN SECONDS CURRENT IN AMPERES 0.032A0.040A0.050A0.063A0.080A0.100A0.125A0.160A0.200A0.250A0.315A0.400A0.500A0.630A0.800A1A1.25A1.6A2A2.5A3.15A4A5A6.3A8A10A12.5A15A16AAxial Lead & Cartridge Fuse Datasheet© 2024 Littelfuse, Inc.Specifications are subject to change without notice.Revised: GD. 02/09/243218 Series5×20 mm, Time-Lag FuseProduct CharacteristicsOperating Temperature–55ºC to +125ºCThermal ShockMIL-STD-202, Method 107, Test Condition B (5 cycles, –65°C to +125°C)VibrationMIL-STD-202, Method 201HumidityMIL-STD-202, Method 103, Test Condition A (High RH (95%) and elevated temperature (40°C) for 240 hours)Salt SprayMIL-STD-202, Method 101, Test Condition BMaterialBody: Glass Cap: Nickel–plated Brass Leads: Tin–plated CopperTerminal StrengthMIL-STD-202, Method 211, Test Condition ASolderabilityMIL-STD-202, Method 208Product MarkingCap1: Brand logo, current and voltage ratingsCap2: Agency approval marksPackagingAvailable in Bulk (M=1000 pcs/pkg) or on Tape/Reel (MRET1=1000 pcs/reel)Soldering Parameters - Wave SolderingDwell Time0204060801001201401601802002202402602803000102030405060708090100110120130140150160170180190200210220230240Time (Seconds)Temperature (°C) - Measured on bottom side of boardCooling TimePreheat TimeWave ParameterLead-Free RecommendationPreheat:(Depends on Flux Activation Temperature)(Typical Industry Recommendation) Temperature Minimum:100°C Temperature Maximum:150°C Preheat Time:60-180 secondsSolder Pot Temperature:260°C MaximumSolder Dwell Time:2-5 secondsRecommended Hand-Solder Parameters:Solder Iron Temperature: 350°C +/- 5°C Heating Time: 5 seconds max.Note: These devices are not recommended for IR or Convection Reflow process.Recommended Process Parameters:Dimensions 0218 000P 20+0.55.1+0.65.2+0.1-0.25.1+0.6 40±1.021.5±1.05.5±0.30218016. XEP0218.125 XEPto 0218.100XEP0218.032 XEPto 0.65±0.05See Notes*40±1.021.5±1.05.6±0.4All dimensions in mmNotes: * 0.032A-6.3A have 0.65±0.05 diameter lead. 8A-16A have 0.8±0.05 diameter lead.Part Numbering System0218 xxxx M X E PSeriesAmp CodeRefer to Amp Code column of Electrical Characteristics TableLead-freeQuantity CodeM = 1000Option CodesBlank : Cartidge Type FuseE : Axial Lead FusePackaging CodeX = FillerAxial Lead & Cartridge Fuse Datasheet© 2024 Littelfuse, Inc.Specifications are subject to change without notice.Revised: GD. 02/09/244218 Series5×20 mm, Time-Lag FusePackagingPackaging OptionPackaging SpecificationQuantityQuantity & Packaging CodeTaping Width218 SeriesBulkN/A1000MXN/ABulkN/A1000MXEN/AReel and TapeEIA 296-E1000MRET1T1=53mm (2.087”)BulkN/A1000MXGN/ABulkN/A1000MXBN/ABulkN/A100HXN/ARecommended AccessoriesAccessory TypeSeriesDescriptionMax Application VoltageMax Application AmperageHolder345_ISFPanel Mount Shock-Safe Fuseholder25020345Shock-Safe Fuseholder with PC Mount, Solder Mount and Panel Mount options20830PC Mount Shock-Safe Miniature Fuseholder16Block520Metric OMNI-BLOK® Fuse Block 10646PC Mount Miniature Fuse Block 6.3658Surface Mount Miniature Fuse Block 10Clip520_WPC Mount Miniature Fuse Clip 6.3111PC Board Mount Fuse Clip 10445PC Board Mount Fuse Clip 10Disclaimer Notice - Information furnished is believed to be accurate and reliable. However, users should independently evaluate the suitability of and test each product selected for their own applications. Littelfuse products are not designed for, and may not be used in, all applications. Read complete Disclaimer Notice at: www.littelfuse.com/disclaimer-electronics.Notes: 1. Do not use in applications above rating. 2. Please refer to fuseholder data sheet for specific re-rating information.3. Please contact factory for applications greater than the max voltage and amperage shown.
https://www.littelfuse.com/media?resourcetype=datasheets&itemid=a96d72b7-5296-4815-88b4-98b2f6738874&filename=littelfuse_fuse_218_datasheet.pdf | fuses | Axial Lead & Cartridge Fuse Datasheet© 2024 Littelfuse, Inc.Specifications are subject to change without notice.Revised: GD. 02/09/241218 Series5×20 mm, Time-Lag FuseAgency ApprovalsAgencyAgency File NumberAmpere RangePSECartridge:NBK090205-E10480ANBK120802-E10480CLeaded:NBK090205-E10480BNBK120802-E10480D1A – 5A6.3A – 15A1A – 5A6.3A – 15A 20209702070000650.032A – 6.3A SU05001-3005 SU05001-2008SU05001-20090.032A – 0.040A 0.050A – 0.800A 1A – 10A E104800.032A – 16A298620.032A - 10A; 15A 23008690.032A – 6.3A 400134960.032A – 10A4001660415A*KM414620.080A – 6.3AN/A0.032A – 16AFeatures & Benefits ■ Designed to International IEC Standards for use globally ■ Meets the IEC 60127-2, Sheet 3 specification for Time-Lag fuses ■ Available in cartridge and axial lead form ■ RoHS compliant and lead-freeApplicationsRoHSPb* - Approval for Cartridge versions onlyElectrical CharacteristicsThe 218 series fuse is a 5x20mm time-lag glass body cartridge fuse designed to IEC specification.Used as supplementary protection in appliance or utilization equipment to provide individual protection for components or internal circuits.PSE% of Ampere RatingAmpere RatingOpening Time150%0.032A - 0.100A60 minutes, Minimum0.125A - 6.3A60 minutes, Minimum8A - 16A30 minutes, Minimum210%0.032A - 0.100A120 sec., Maximum0.125A - 6.3A120 sec., Maximum8A - 16A120 sec., Maximum275%0.032A - 0.100A200 ms., Min.; 10 sec. Max.0.125A - 6.3A600 ms., Min.; 10 sec. Max.8A - 16A600 ms., Min.; 10 sec. Max.400%0.032A - 0.100A40 ms., Min.; 3 sec. Max.0.125A - 6.3A150 ms., Min.; 3 sec. Max.8A - 16A150 ms., Min.; 3 sec. Max.1000%0.032A - 0.100A10 ms., Min.; 300 ms. Max.0.125A - 6.3A20 ms., Min.; 300 ms. Max.8A - 16A20 ms., Min.; 300 ms. Max.DescriptionWeb ResourcesDownload ECAD models, order samples, and find technical recources at www.littelfuse.comAxial Lead & Cartridge Fuse Datasheet© 2024 Littelfuse, Inc.Specifications are subject to change without notice.Revised: GD. 02/09/242218 Series5×20 mm, Time-Lag FuseAmp CodeAmp Rating(A)Voltage Rating (V)InterruptingRatingNominal Cold Resistance (Ohms)Nominal Melting I2t (A2 sec)Maximum Voltage Drop at Rated Current (mV)Maximum Power Dissipation At 1.5ln(W)Agency ApprovalsPSE.0320.03225035 A @ 250 VAC48.2580.01150001.6-xx-xxxxx.0400.0425031.8620.01140001.6-xx-xxxxx.0500.0525021.2920.02735001.6-xx-xxxxx.0630.06325014.2680.04630001.6-xx-xxxxx.0800.082509.070.07525001.6xxx-xxxxx.1000.12506.0180.07920001.6xxx-xxxxx.1250.1252504.20.146519001.6xxx-xxxxx.1600.162503.70.14415001.6xxx-xxxxx.2000.22501.60.34113001.6xxx-xxxxx.2500.252501.04950.540511001.6xxx-xxxxx.3150.3152500.84751.1110001.6xxx-xxxxx.4000.42500.5351.3259001.6xxx-xxxxx.5000.52500.372.8253001.6xxx-xxxxx.6300.632500.2754.6752501.6xxx-xxxxx.8000.82500.08133.371501.6xxx-xxxxx001.12500.06136.731501.6xxxxxxxxx1.251.252500.044612.651501.6xxxxxxxxx01.61.62500.033623.351501.6xxxxxxxxx002.22500.029314.451501.6xxxxxxxxx02.52.52500.021923.251201.6xxxxxxxxx3.153.152500.017338.151001.6xxxxxxxxx004.425040 A @ 250 VAC0.012969.11001.6xxxxxxxxx005.525050 A @ 250 VAC0.0104111.01001.6xxxxxxxxx06.36.325063 A @ 250 VAC0.0076198.51001.6xxxxxxxxx008.825080 A @ 250 VAC0.0059341.51004-x-xxx-xx010.10250100 A @ 250 VAC0.0045568.01004-x-xxx-xx12.512.525063 A @ 250 VAC0.0034889.01004---xx--x-015.15250100 A @ 250 VAC0.00281405.001004---xxx-xx*016.1625063 A @ 250 VAC0.00211955.001004----x--x-Electrical CharacteristicsAverage Time Current CurvesTemperature Re-rating Curve* - Approval for cartidge versions only0.01 0.1 1 10 100 1000 10000 0.01 0.1 1 10 100 TIME IN SECONDS CURRENT IN AMPERES 0.032A0.040A0.050A0.063A0.080A0.100A0.125A0.160A0.200A0.250A0.315A0.400A0.500A0.630A0.800A1A1.25A1.6A2A2.5A3.15A4A5A6.3A8A10A12.5A15A16AAxial Lead & Cartridge Fuse Datasheet© 2024 Littelfuse, Inc.Specifications are subject to change without notice.Revised: GD. 02/09/243218 Series5×20 mm, Time-Lag FuseProduct CharacteristicsOperating Temperature–55ºC to +125ºCThermal ShockMIL-STD-202, Method 107, Test Condition B (5 cycles, –65°C to +125°C)VibrationMIL-STD-202, Method 201HumidityMIL-STD-202, Method 103, Test Condition A (High RH (95%) and elevated temperature (40°C) for 240 hours)Salt SprayMIL-STD-202, Method 101, Test Condition BMaterialBody: Glass Cap: Nickel–plated Brass Leads: Tin–plated CopperTerminal StrengthMIL-STD-202, Method 211, Test Condition ASolderabilityMIL-STD-202, Method 208Product MarkingCap1: Brand logo, current and voltage ratingsCap2: Agency approval marksPackagingAvailable in Bulk (M=1000 pcs/pkg) or on Tape/Reel (MRET1=1000 pcs/reel)Soldering Parameters - Wave SolderingDwell Time0204060801001201401601802002202402602803000102030405060708090100110120130140150160170180190200210220230240Time (Seconds)Temperature (°C) - Measured on bottom side of boardCooling TimePreheat TimeWave ParameterLead-Free RecommendationPreheat:(Depends on Flux Activation Temperature)(Typical Industry Recommendation) Temperature Minimum:100°C Temperature Maximum:150°C Preheat Time:60-180 secondsSolder Pot Temperature:260°C MaximumSolder Dwell Time:2-5 secondsRecommended Hand-Solder Parameters:Solder Iron Temperature: 350°C +/- 5°C Heating Time: 5 seconds max.Note: These devices are not recommended for IR or Convection Reflow process.Recommended Process Parameters:Dimensions 0218 000P 20+0.55.1+0.65.2+0.1-0.25.1+0.6 40±1.021.5±1.05.5±0.30218016. XEP0218.125 XEPto 0218.100XEP0218.032 XEPto 0.65±0.05See Notes*40±1.021.5±1.05.6±0.4All dimensions in mmNotes: * 0.032A-6.3A have 0.65±0.05 diameter lead. 8A-16A have 0.8±0.05 diameter lead.Part Numbering System0218 xxxx M X E PSeriesAmp CodeRefer to Amp Code column of Electrical Characteristics TableLead-freeQuantity CodeM = 1000Option CodesBlank : Cartidge Type FuseE : Axial Lead FusePackaging CodeX = FillerAxial Lead & Cartridge Fuse Datasheet© 2024 Littelfuse, Inc.Specifications are subject to change without notice.Revised: GD. 02/09/244218 Series5×20 mm, Time-Lag FusePackagingPackaging OptionPackaging SpecificationQuantityQuantity & Packaging CodeTaping Width218 SeriesBulkN/A1000MXN/ABulkN/A1000MXEN/AReel and TapeEIA 296-E1000MRET1T1=53mm (2.087”)BulkN/A1000MXGN/ABulkN/A1000MXBN/ABulkN/A100HXN/ARecommended AccessoriesAccessory TypeSeriesDescriptionMax Application VoltageMax Application AmperageHolder345_ISFPanel Mount Shock-Safe Fuseholder25020345Shock-Safe Fuseholder with PC Mount, Solder Mount and Panel Mount options20830PC Mount Shock-Safe Miniature Fuseholder16Block520Metric OMNI-BLOK® Fuse Block 10646PC Mount Miniature Fuse Block 6.3658Surface Mount Miniature Fuse Block 10Clip520_WPC Mount Miniature Fuse Clip 6.3111PC Board Mount Fuse Clip 10445PC Board Mount Fuse Clip 10Disclaimer Notice - Information furnished is believed to be accurate and reliable. However, users should independently evaluate the suitability of and test each product selected for their own applications. Littelfuse products are not designed for, and may not be used in, all applications. Read complete Disclaimer Notice at: www.littelfuse.com/disclaimer-electronics.Notes: 1. Do not use in applications above rating. 2. Please refer to fuseholder data sheet for specific re-rating information.3. Please contact factory for applications greater than the max voltage and amperage shown.
https://www.schurter.com/en/datasheet/typ_UMT-H.pdf | fuses | 1FusesUMT-Hhttps://www.schurter.com /PG01_2Circuit ProtectionSurface Mount Fuse, 5.3 x 16 mm, Time-Lag T, 277 VAC / 250 VDC, Breaking Capacity 1500 ASMD fuse UMT-H See below: Approvals and CompliancesUL 248-14 · 277 VAC · 250 VDC · Time-Lag TDescription- 26 rated currents from 160 mA to 50 A- Square design: 5.3 x 16- Impermeable to potting compound used to achieve hermetic seal for use in intrinsically safe applications according to ATEx and IECEx re-quirements.Unique Selling Proposition- High breaking capacity up to 1500 A- High rated voltages up to 277 VAC / 250 VDC- Compact design- Suitable for pulse-shaped continuous currentsApplications- Primary protection on SMD PCBs- Sensors- Power supplies- Intrinsically Safe- Illumination- Battery protectionReferencesFuse Kit Fuse Kit UMT-H Weblinkspdf data sheet, html datasheet, General Product Information, Distributor-Stock-Check, Detailed request for product, Microsite, Video Application Note Primary Protection in Equipmentwith further information on increased Pulse Strength and their test conditions according to inter-national standards see Impulse Withstand VoltageTechnical DataRated Voltage250 - 277 VAC, 72 - 250 VDCRated current0.16 - 50 ABreaking Capacity100-1500 ACharacteristicTime-Lag TMountingPCB,SMTAdmissible Ambient Temp.-55 °C to 125 °CClimatic Category55/125/21 acc. to IEC 60068-1Material: HousingCeramicsMaterial: TerminalsNi/Sn-Plated Copper AlloyUnit Weight1.42 gStorage Conditions0 °C to 40 °C, max. 70% r.h.Product Marking, Rated current, Voltage, Characteri-stic, Breaking Capacity, Approvals Soldering MethodsReflow Soldering ProfileSolderability245 °C / 3 sec acc. to IEC 60068-2-58Resistance to Soldering Heat260 °C / 10 sec acc. to IEC 60068-2-58Moisture Sensitivity LevelMSL 1, J-STD-020 Moisture Resistance TestMIL-STD-202, Method 106 (acc. to EIA/IS-722, Test 4.4.3)Operational Life1000h @ 0.60 x In @ 70°C (acc. to EIA/IS-722, Test 4.4.1)Mechanical ShockMIL-STD-202, Method 213 Condition AResistance to SolventsMIL-STD-202, Method 215 (EIA-722, 4.11)Terminal Strength(Deflection of board 1 mm for 1 minute) (acc. to EIA/IS-722, Test 4.5.5)Approvals and CompliancesDetailed information on product approvals, code requirements, usage instructions and detailed test conditions can be looked up in Details about Approvals SCHURTER products are designed for use in industrial environments. They have approvals from independent testing bodies according to national and international standards. Products with specific characteristics and requirements such as required in the automotive sector according to IATF 16949, medical technology according to ISO 13485 or in the aerospace industry can be offered exclusively with customer-specific, individual agree-ments by SCHURTER.2FusesUMT-Hhttps://www.schurter.com /PG01_2Circuit ProtectionApprovalsThe approval mark is used by the testing authorities to certify compliance with the safety requirements placed on electronic products. Approval Reference Type: UMT-HApproval LogoCertificatesCertification BodyDescriptionVDE ApprovalsVDEVDE Certificate Number: 40039476UL ApprovalsULUR File Number: E41599CQC ApprovalsCQCCQC Certificate Number: CQC20012265448Product standardsProduct standards that are referencedOrganizationDesignStandardDescriptionDesigned according toIEC 60127-7Miniature fuses - Part 7: Miniature fuse-links for special applicationsDesigned according toUL 248-14Low voltage fuses - Part 14: Supplemental fusesApplication standardsApplication standards where the product can be usedOrganizationDesignStandardDescriptionSuitable for applications acc.IEC/UL 62368-1Audio/video, information and communication technology equipment - Part 1: Safety requirementsCompliancesThe product complies with following Guide LinesIdentificationDetailsInitiatorDescriptionCE declaration of conformitySCHURTER AGThe CE marking declares that the product complies with the applicable requirements laid down in the harmonisation of Community legislation on its affixing in accordance with EU Regulation 765/2008.UKCA declaration of conformitySCHURTER AGThe UKCA marking declares that the product complies with the applicable requirements laid down in the British Amendment of Regulation (EC) 765/2008.RoHSSCHURTER AGDirective RoHS 2011/65/EU, Amendment (EU) 2015/863China RoHSSCHURTER AGThe law SJ / T 11363-2006 (China RoHS) has been in force since 1 March 2007. It is similar to the EU directive RoHS.Halogen FreeSCHURTER AGSCHURTER strives to offer our customers halogen free products.REACHSCHURTER AGOn 1 June 2007, Regulation (EC) No 1907/2006 on the Registration, Evaluation, Authorization and Restriction of Chemicals 1 (abbreviated as "REACH") entered into force.AECQ200AutomotiveSCHURTER AGAEC-Q200 is a test standard for passive components used in automotive applications. SCHURTER tests components according to the customer's agreement and is certified according to IATF 16949.Dimension [mm] 15.43.2>102.80.4R0.35R 0.7Ø 2.255.35Soldering pads 3.75105.63FusesUMT-Hhttps://www.schurter.com /PG01_2Circuit ProtectionDerating CurvesPercentage of Rating [%]14012010080604020-60 -40 -20 0 20 40 60 80 100 12023°C160 mA - 16 A20 A - 50 AAmbient Temperature [°C] Pre-Arcing TimeRated Current In1.0 x In min.1.25 x In min.2.0 x In max.2.5 x In max.10.0 x In min.10.0 x In max.0.160 A - 12.5 A-60 min120 s-10 ms100 ms16 A4 h-120 s-10 ms100 ms20 A - 50 A4 h--120 s5 ms100 msTime-Current-CurvesTime in Seconds0.001 0.01 0.1 1 10 100 1000 10000 100000 1 10 Multiple of Rated Current In All Variants Rated Cur-rent [A]Rated Vol-tage [VAC]Rated Vol-tage [VDC]Breaking CapacityVoltage Drop 1.0 In typ. [mV]Power Dissi-pation 1.25 In typ. [mW]Melting I²t 10.0 In typ. [A²s]Order Number0.162772501)16804100.055ll 3403.0266.11█0.162772501)16804100.055ll 3403.0266.230.22772501)13304250.09ll 3403.0267.110.22772501)13304250.09ll 3403.0267.230.252772501)11204500.15ll 3403.0268.110.252772501)11204500.15ll 3403.0268.234FusesUMT-Hhttps://www.schurter.com /PG01_2Circuit ProtectionRated Cur-rent [A]Rated Vol-tage [VAC]Rated Vol-tage [VDC]Breaking CapacityVoltage Drop 1.0 In typ. [mV]Power Dissi-pation 1.25 In typ. [mW]Melting I²t 10.0 In typ. [A²s]Order Number0.3152772501)8804600.24ll 3403.0269.110.3152772501)8804600.24ll 3403.0269.230.42772501)8105200.44ll 3403.0270.110.42772501)8105200.44ll 3403.0270.230.52772501)7105500.62ll 3403.0271.110.52772501)7105500.62ll 3403.0271.230.632772501)5305701.28ll 3403.0272.110.632772501)5305701.28ll 3403.0272.230.82772501)4506102.2ll 3403.0273.110.82772501)4506102.2ll 3403.0273.2312772501)4207103.6ll 3403.0274.11█12772501)4207103.6ll 3403.0274.231.252772501)3307354.05ll 3403.0275.111.252772501)3307354.05ll 3403.0275.231.62772501)2708104.66ll 3403.0276.111.62772501)2708104.66ll 3403.0276.2322772501)2308509.6ll 3403.0277.11█22772501)2308509.6ll 3403.0277.23█2.52771252)20594024lll3403.0278.112.52771252)20594024lll3403.0278.233.152771252)17599039lll3403.0279.11█3.152771252)17599039lll3403.0279.2342771252)140101552lll3403.0280.11█42771252)140101552lll3403.0280.23█52771252)1151055100ll 3403.0281.11█52771252)1151055100ll 3403.0281.236.32771252)1051280190ll 3403.0282.116.32771252)1051280190ll 3403.0282.2382501253)79125095ll 3403.0283.11█82501253)79125095ll 3403.0283.23102501253)731220180ll 3403.0284.11█102501253)731220180ll 3403.0284.2312.52501254)631490340ll 3403.0285.1112.52501254)631490340ll 3403.0285.23162501255)65-650ll 3403.0286.11█162501255)65-650ll 3403.0286.2320125726)76-445 l 3403.0287.11█20125726)76-445 l 3403.0287.2325125726)64-1170 l 3403.0288.1125125726)64-1170 l 3403.0288.2330125726)64-1650 l 3403.0289.1130125726)64-1650 l 3403.0289.2340125727)61-3620 l 3403.0290.11█40125727)61-3620 l 3403.0290.2350125727)61-6980 l 3403.0291.11█50125727)61-6980 l 3403.0291.23█ Most Popular.Availability for all products can be searched real-time: https://www.schurter.com/en/info-center/support-tools/stock-check-distributors1) UL = 1500 A @ 277 VAC, resistive / 1500 A @ 250 VDC1) IEC = 1500 A @ 250 VAC, resistive / 1500 A @ 250 VDC2) UL = 1500 A @ 277 VAC, resistive / 1500 A @ 125 VDC2) IEC = 1500 A @ 250 VAC, resistive / 1500 A @ 125 VDC5FusesUMT-Hhttps://www.schurter.com /PG01_2Circuit ProtectionRated Cur-rent [A]Rated Vol-tage [VAC]Rated Vol-tage [VDC]Breaking CapacityVoltage Drop 1.0 In typ. [mV]Power Dissi-pation 1.25 In typ. [mW]Melting I²t 10.0 In typ. [A²s]Order Number3) UL = 1500 A @ 250 VAC, resistive / 1500 A @ 125 VDC3) IEC = 1500 A @ 250 VAC, resistive / 1500 A @ 125 VDC4) UL = 1000 A @ 250 VAC, resistive / 1000 A @ 125 VDC4) IEC = 1000 A @ 250 VAC, resistive / 1000 A @ 125 VDC5) UL = 500 A @ 250 VAC, resistive / 500 A @ 125 VDC5) IEC = 500 A @ 250 VAC, resistive / 500 A @ 125 VDC6) UL = 100 A @ 250 VAC, resistive / 500 A @ 125 VAC, resistive / 500 A @ 72 VDC7) UL = 500 A @ 125 VAC, resistive / 500 A @ 72 VDC____________________________________________________________________________All measurements are carried out on a test board according to IEC 60127 with the following tracks:125 mA to 5 A: Track width 5.0 mm, Cu layer 35 µm6.3 A to 8 A: Track width 7.5 mm, Cu layer 70 µm10 A, 12.5 A: Track width 7.5 mm, Cu layer 140 µm16 A, 20 A: Track width 10 mm, Cu layer 140 µm25 A: Track width 15 mm, Cu layer 140 µm30 A to 50 A: Track width 20 mm, Cu layer 210 µmPackaging Unit acc. IEC 60286-3 Type 2a.xx = .11100 pcs in ESD-plastic bag.xx = .231500 pcs. in tape [W: 24mm and P1: 8mm] on reel [A: 33cm]The specifications, descriptions and illustrations indicated in this document are based on current information. All content is subject to modifications and amendments. Information furnished is believed to be accurate and reliable. However, users should independently evaluate the suitability and test each product selected for their own applications.26.03.2024
https://www.schurter.com/en/datasheet/typ_UMT-H.pdf | fuses | 1FusesUMT-Hhttps://www.schurter.com /PG01_2Circuit ProtectionSurface Mount Fuse, 5.3 x 16 mm, Time-Lag T, 277 VAC / 250 VDC, Breaking Capacity 1500 ASMD fuse UMT-H See below: Approvals and CompliancesUL 248-14 · 277 VAC · 250 VDC · Time-Lag TDescription- 26 rated currents from 160 mA to 50 A- Square design: 5.3 x 16- Impermeable to potting compound used to achieve hermetic seal for use in intrinsically safe applications according to ATEx and IECEx re-quirements.Unique Selling Proposition- High breaking capacity up to 1500 A- High rated voltages up to 277 VAC / 250 VDC- Compact design- Suitable for pulse-shaped continuous currentsApplications- Primary protection on SMD PCBs- Sensors- Power supplies- Intrinsically Safe- Illumination- Battery protectionReferencesFuse Kit Fuse Kit UMT-H Weblinkspdf data sheet, html datasheet, General Product Information, Distributor-Stock-Check, Detailed request for product, Microsite, Video Application Note Primary Protection in Equipmentwith further information on increased Pulse Strength and their test conditions according to inter-national standards see Impulse Withstand VoltageTechnical DataRated Voltage250 - 277 VAC, 72 - 250 VDCRated current0.16 - 50 ABreaking Capacity100-1500 ACharacteristicTime-Lag TMountingPCB,SMTAdmissible Ambient Temp.-55 °C to 125 °CClimatic Category55/125/21 acc. to IEC 60068-1Material: HousingCeramicsMaterial: TerminalsNi/Sn-Plated Copper AlloyUnit Weight1.42 gStorage Conditions0 °C to 40 °C, max. 70% r.h.Product Marking, Rated current, Voltage, Characteri-stic, Breaking Capacity, Approvals Soldering MethodsReflow Soldering ProfileSolderability245 °C / 3 sec acc. to IEC 60068-2-58Resistance to Soldering Heat260 °C / 10 sec acc. to IEC 60068-2-58Moisture Sensitivity LevelMSL 1, J-STD-020 Moisture Resistance TestMIL-STD-202, Method 106 (acc. to EIA/IS-722, Test 4.4.3)Operational Life1000h @ 0.60 x In @ 70°C (acc. to EIA/IS-722, Test 4.4.1)Mechanical ShockMIL-STD-202, Method 213 Condition AResistance to SolventsMIL-STD-202, Method 215 (EIA-722, 4.11)Terminal Strength(Deflection of board 1 mm for 1 minute) (acc. to EIA/IS-722, Test 4.5.5)Approvals and CompliancesDetailed information on product approvals, code requirements, usage instructions and detailed test conditions can be looked up in Details about Approvals SCHURTER products are designed for use in industrial environments. They have approvals from independent testing bodies according to national and international standards. Products with specific characteristics and requirements such as required in the automotive sector according to IATF 16949, medical technology according to ISO 13485 or in the aerospace industry can be offered exclusively with customer-specific, individual agree-ments by SCHURTER.2FusesUMT-Hhttps://www.schurter.com /PG01_2Circuit ProtectionApprovalsThe approval mark is used by the testing authorities to certify compliance with the safety requirements placed on electronic products. Approval Reference Type: UMT-HApproval LogoCertificatesCertification BodyDescriptionVDE ApprovalsVDEVDE Certificate Number: 40039476UL ApprovalsULUR File Number: E41599CQC ApprovalsCQCCQC Certificate Number: CQC20012265448Product standardsProduct standards that are referencedOrganizationDesignStandardDescriptionDesigned according toIEC 60127-7Miniature fuses - Part 7: Miniature fuse-links for special applicationsDesigned according toUL 248-14Low voltage fuses - Part 14: Supplemental fusesApplication standardsApplication standards where the product can be usedOrganizationDesignStandardDescriptionSuitable for applications acc.IEC/UL 62368-1Audio/video, information and communication technology equipment - Part 1: Safety requirementsCompliancesThe product complies with following Guide LinesIdentificationDetailsInitiatorDescriptionCE declaration of conformitySCHURTER AGThe CE marking declares that the product complies with the applicable requirements laid down in the harmonisation of Community legislation on its affixing in accordance with EU Regulation 765/2008.UKCA declaration of conformitySCHURTER AGThe UKCA marking declares that the product complies with the applicable requirements laid down in the British Amendment of Regulation (EC) 765/2008.RoHSSCHURTER AGDirective RoHS 2011/65/EU, Amendment (EU) 2015/863China RoHSSCHURTER AGThe law SJ / T 11363-2006 (China RoHS) has been in force since 1 March 2007. It is similar to the EU directive RoHS.Halogen FreeSCHURTER AGSCHURTER strives to offer our customers halogen free products.REACHSCHURTER AGOn 1 June 2007, Regulation (EC) No 1907/2006 on the Registration, Evaluation, Authorization and Restriction of Chemicals 1 (abbreviated as "REACH") entered into force.AECQ200AutomotiveSCHURTER AGAEC-Q200 is a test standard for passive components used in automotive applications. SCHURTER tests components according to the customer's agreement and is certified according to IATF 16949.Dimension [mm] 15.43.2>102.80.4R0.35R 0.7Ø 2.255.35Soldering pads 3.75105.63FusesUMT-Hhttps://www.schurter.com /PG01_2Circuit ProtectionDerating CurvesPercentage of Rating [%]14012010080604020-60 -40 -20 0 20 40 60 80 100 12023°C160 mA - 16 A20 A - 50 AAmbient Temperature [°C] Pre-Arcing TimeRated Current In1.0 x In min.1.25 x In min.2.0 x In max.2.5 x In max.10.0 x In min.10.0 x In max.0.160 A - 12.5 A-60 min120 s-10 ms100 ms16 A4 h-120 s-10 ms100 ms20 A - 50 A4 h--120 s5 ms100 msTime-Current-CurvesTime in Seconds0.001 0.01 0.1 1 10 100 1000 10000 100000 1 10 Multiple of Rated Current In All Variants Rated Cur-rent [A]Rated Vol-tage [VAC]Rated Vol-tage [VDC]Breaking CapacityVoltage Drop 1.0 In typ. [mV]Power Dissi-pation 1.25 In typ. [mW]Melting I²t 10.0 In typ. [A²s]Order Number0.162772501)16804100.055ll 3403.0266.11█0.162772501)16804100.055ll 3403.0266.230.22772501)13304250.09ll 3403.0267.110.22772501)13304250.09ll 3403.0267.230.252772501)11204500.15ll 3403.0268.110.252772501)11204500.15ll 3403.0268.234FusesUMT-Hhttps://www.schurter.com /PG01_2Circuit ProtectionRated Cur-rent [A]Rated Vol-tage [VAC]Rated Vol-tage [VDC]Breaking CapacityVoltage Drop 1.0 In typ. [mV]Power Dissi-pation 1.25 In typ. [mW]Melting I²t 10.0 In typ. [A²s]Order Number0.3152772501)8804600.24ll 3403.0269.110.3152772501)8804600.24ll 3403.0269.230.42772501)8105200.44ll 3403.0270.110.42772501)8105200.44ll 3403.0270.230.52772501)7105500.62ll 3403.0271.110.52772501)7105500.62ll 3403.0271.230.632772501)5305701.28ll 3403.0272.110.632772501)5305701.28ll 3403.0272.230.82772501)4506102.2ll 3403.0273.110.82772501)4506102.2ll 3403.0273.2312772501)4207103.6ll 3403.0274.11█12772501)4207103.6ll 3403.0274.231.252772501)3307354.05ll 3403.0275.111.252772501)3307354.05ll 3403.0275.231.62772501)2708104.66ll 3403.0276.111.62772501)2708104.66ll 3403.0276.2322772501)2308509.6ll 3403.0277.11█22772501)2308509.6ll 3403.0277.23█2.52771252)20594024lll3403.0278.112.52771252)20594024lll3403.0278.233.152771252)17599039lll3403.0279.11█3.152771252)17599039lll3403.0279.2342771252)140101552lll3403.0280.11█42771252)140101552lll3403.0280.23█52771252)1151055100ll 3403.0281.11█52771252)1151055100ll 3403.0281.236.32771252)1051280190ll 3403.0282.116.32771252)1051280190ll 3403.0282.2382501253)79125095ll 3403.0283.11█82501253)79125095ll 3403.0283.23102501253)731220180ll 3403.0284.11█102501253)731220180ll 3403.0284.2312.52501254)631490340ll 3403.0285.1112.52501254)631490340ll 3403.0285.23162501255)65-650ll 3403.0286.11█162501255)65-650ll 3403.0286.2320125726)76-445 l 3403.0287.11█20125726)76-445 l 3403.0287.2325125726)64-1170 l 3403.0288.1125125726)64-1170 l 3403.0288.2330125726)64-1650 l 3403.0289.1130125726)64-1650 l 3403.0289.2340125727)61-3620 l 3403.0290.11█40125727)61-3620 l 3403.0290.2350125727)61-6980 l 3403.0291.11█50125727)61-6980 l 3403.0291.23█ Most Popular.Availability for all products can be searched real-time: https://www.schurter.com/en/info-center/support-tools/stock-check-distributors1) UL = 1500 A @ 277 VAC, resistive / 1500 A @ 250 VDC1) IEC = 1500 A @ 250 VAC, resistive / 1500 A @ 250 VDC2) UL = 1500 A @ 277 VAC, resistive / 1500 A @ 125 VDC2) IEC = 1500 A @ 250 VAC, resistive / 1500 A @ 125 VDC5FusesUMT-Hhttps://www.schurter.com /PG01_2Circuit ProtectionRated Cur-rent [A]Rated Vol-tage [VAC]Rated Vol-tage [VDC]Breaking CapacityVoltage Drop 1.0 In typ. [mV]Power Dissi-pation 1.25 In typ. [mW]Melting I²t 10.0 In typ. [A²s]Order Number3) UL = 1500 A @ 250 VAC, resistive / 1500 A @ 125 VDC3) IEC = 1500 A @ 250 VAC, resistive / 1500 A @ 125 VDC4) UL = 1000 A @ 250 VAC, resistive / 1000 A @ 125 VDC4) IEC = 1000 A @ 250 VAC, resistive / 1000 A @ 125 VDC5) UL = 500 A @ 250 VAC, resistive / 500 A @ 125 VDC5) IEC = 500 A @ 250 VAC, resistive / 500 A @ 125 VDC6) UL = 100 A @ 250 VAC, resistive / 500 A @ 125 VAC, resistive / 500 A @ 72 VDC7) UL = 500 A @ 125 VAC, resistive / 500 A @ 72 VDC____________________________________________________________________________All measurements are carried out on a test board according to IEC 60127 with the following tracks:125 mA to 5 A: Track width 5.0 mm, Cu layer 35 µm6.3 A to 8 A: Track width 7.5 mm, Cu layer 70 µm10 A, 12.5 A: Track width 7.5 mm, Cu layer 140 µm16 A, 20 A: Track width 10 mm, Cu layer 140 µm25 A: Track width 15 mm, Cu layer 140 µm30 A to 50 A: Track width 20 mm, Cu layer 210 µmPackaging Unit acc. IEC 60286-3 Type 2a.xx = .11100 pcs in ESD-plastic bag.xx = .231500 pcs. in tape [W: 24mm and P1: 8mm] on reel [A: 33cm]The specifications, descriptions and illustrations indicated in this document are based on current information. All content is subject to modifications and amendments. Information furnished is believed to be accurate and reliable. However, users should independently evaluate the suitability and test each product selected for their own applications.26.03.2024
https://www.schurter.com/en/datasheet/typ_UMT-H.pdf | fuses | 1FusesUMT-Hhttps://www.schurter.com /PG01_2Circuit ProtectionSurface Mount Fuse, 5.3 x 16 mm, Time-Lag T, 277 VAC / 250 VDC, Breaking Capacity 1500 ASMD fuse UMT-H See below: Approvals and CompliancesUL 248-14 · 277 VAC · 250 VDC · Time-Lag TDescription- 26 rated currents from 160 mA to 50 A- Square design: 5.3 x 16- Impermeable to potting compound used to achieve hermetic seal for use in intrinsically safe applications according to ATEx and IECEx re-quirements.Unique Selling Proposition- High breaking capacity up to 1500 A- High rated voltages up to 277 VAC / 250 VDC- Compact design- Suitable for pulse-shaped continuous currentsApplications- Primary protection on SMD PCBs- Sensors- Power supplies- Intrinsically Safe- Illumination- Battery protectionReferencesFuse Kit Fuse Kit UMT-H Weblinkspdf data sheet, html datasheet, General Product Information, Distributor-Stock-Check, Detailed request for product, Microsite, Video Application Note Primary Protection in Equipmentwith further information on increased Pulse Strength and their test conditions according to inter-national standards see Impulse Withstand VoltageTechnical DataRated Voltage250 - 277 VAC, 72 - 250 VDCRated current0.16 - 50 ABreaking Capacity100-1500 ACharacteristicTime-Lag TMountingPCB,SMTAdmissible Ambient Temp.-55 °C to 125 °CClimatic Category55/125/21 acc. to IEC 60068-1Material: HousingCeramicsMaterial: TerminalsNi/Sn-Plated Copper AlloyUnit Weight1.42 gStorage Conditions0 °C to 40 °C, max. 70% r.h.Product Marking, Rated current, Voltage, Characteri-stic, Breaking Capacity, Approvals Soldering MethodsReflow Soldering ProfileSolderability245 °C / 3 sec acc. to IEC 60068-2-58Resistance to Soldering Heat260 °C / 10 sec acc. to IEC 60068-2-58Moisture Sensitivity LevelMSL 1, J-STD-020 Moisture Resistance TestMIL-STD-202, Method 106 (acc. to EIA/IS-722, Test 4.4.3)Operational Life1000h @ 0.60 x In @ 70°C (acc. to EIA/IS-722, Test 4.4.1)Mechanical ShockMIL-STD-202, Method 213 Condition AResistance to SolventsMIL-STD-202, Method 215 (EIA-722, 4.11)Terminal Strength(Deflection of board 1 mm for 1 minute) (acc. to EIA/IS-722, Test 4.5.5)Approvals and CompliancesDetailed information on product approvals, code requirements, usage instructions and detailed test conditions can be looked up in Details about Approvals SCHURTER products are designed for use in industrial environments. They have approvals from independent testing bodies according to national and international standards. Products with specific characteristics and requirements such as required in the automotive sector according to IATF 16949, medical technology according to ISO 13485 or in the aerospace industry can be offered exclusively with customer-specific, individual agree-ments by SCHURTER.2FusesUMT-Hhttps://www.schurter.com /PG01_2Circuit ProtectionApprovalsThe approval mark is used by the testing authorities to certify compliance with the safety requirements placed on electronic products. Approval Reference Type: UMT-HApproval LogoCertificatesCertification BodyDescriptionVDE ApprovalsVDEVDE Certificate Number: 40039476UL ApprovalsULUR File Number: E41599CQC ApprovalsCQCCQC Certificate Number: CQC20012265448Product standardsProduct standards that are referencedOrganizationDesignStandardDescriptionDesigned according toIEC 60127-7Miniature fuses - Part 7: Miniature fuse-links for special applicationsDesigned according toUL 248-14Low voltage fuses - Part 14: Supplemental fusesApplication standardsApplication standards where the product can be usedOrganizationDesignStandardDescriptionSuitable for applications acc.IEC/UL 62368-1Audio/video, information and communication technology equipment - Part 1: Safety requirementsCompliancesThe product complies with following Guide LinesIdentificationDetailsInitiatorDescriptionCE declaration of conformitySCHURTER AGThe CE marking declares that the product complies with the applicable requirements laid down in the harmonisation of Community legislation on its affixing in accordance with EU Regulation 765/2008.UKCA declaration of conformitySCHURTER AGThe UKCA marking declares that the product complies with the applicable requirements laid down in the British Amendment of Regulation (EC) 765/2008.RoHSSCHURTER AGDirective RoHS 2011/65/EU, Amendment (EU) 2015/863China RoHSSCHURTER AGThe law SJ / T 11363-2006 (China RoHS) has been in force since 1 March 2007. It is similar to the EU directive RoHS.Halogen FreeSCHURTER AGSCHURTER strives to offer our customers halogen free products.REACHSCHURTER AGOn 1 June 2007, Regulation (EC) No 1907/2006 on the Registration, Evaluation, Authorization and Restriction of Chemicals 1 (abbreviated as "REACH") entered into force.AECQ200AutomotiveSCHURTER AGAEC-Q200 is a test standard for passive components used in automotive applications. SCHURTER tests components according to the customer's agreement and is certified according to IATF 16949.Dimension [mm] 15.43.2>102.80.4R0.35R 0.7Ø 2.255.35Soldering pads 3.75105.63FusesUMT-Hhttps://www.schurter.com /PG01_2Circuit ProtectionDerating CurvesPercentage of Rating [%]14012010080604020-60 -40 -20 0 20 40 60 80 100 12023°C160 mA - 16 A20 A - 50 AAmbient Temperature [°C] Pre-Arcing TimeRated Current In1.0 x In min.1.25 x In min.2.0 x In max.2.5 x In max.10.0 x In min.10.0 x In max.0.160 A - 12.5 A-60 min120 s-10 ms100 ms16 A4 h-120 s-10 ms100 ms20 A - 50 A4 h--120 s5 ms100 msTime-Current-CurvesTime in Seconds0.001 0.01 0.1 1 10 100 1000 10000 100000 1 10 Multiple of Rated Current In All Variants Rated Cur-rent [A]Rated Vol-tage [VAC]Rated Vol-tage [VDC]Breaking CapacityVoltage Drop 1.0 In typ. [mV]Power Dissi-pation 1.25 In typ. [mW]Melting I²t 10.0 In typ. [A²s]Order Number0.162772501)16804100.055ll 3403.0266.11█0.162772501)16804100.055ll 3403.0266.230.22772501)13304250.09ll 3403.0267.110.22772501)13304250.09ll 3403.0267.230.252772501)11204500.15ll 3403.0268.110.252772501)11204500.15ll 3403.0268.234FusesUMT-Hhttps://www.schurter.com /PG01_2Circuit ProtectionRated Cur-rent [A]Rated Vol-tage [VAC]Rated Vol-tage [VDC]Breaking CapacityVoltage Drop 1.0 In typ. [mV]Power Dissi-pation 1.25 In typ. [mW]Melting I²t 10.0 In typ. [A²s]Order Number0.3152772501)8804600.24ll 3403.0269.110.3152772501)8804600.24ll 3403.0269.230.42772501)8105200.44ll 3403.0270.110.42772501)8105200.44ll 3403.0270.230.52772501)7105500.62ll 3403.0271.110.52772501)7105500.62ll 3403.0271.230.632772501)5305701.28ll 3403.0272.110.632772501)5305701.28ll 3403.0272.230.82772501)4506102.2ll 3403.0273.110.82772501)4506102.2ll 3403.0273.2312772501)4207103.6ll 3403.0274.11█12772501)4207103.6ll 3403.0274.231.252772501)3307354.05ll 3403.0275.111.252772501)3307354.05ll 3403.0275.231.62772501)2708104.66ll 3403.0276.111.62772501)2708104.66ll 3403.0276.2322772501)2308509.6ll 3403.0277.11█22772501)2308509.6ll 3403.0277.23█2.52771252)20594024lll3403.0278.112.52771252)20594024lll3403.0278.233.152771252)17599039lll3403.0279.11█3.152771252)17599039lll3403.0279.2342771252)140101552lll3403.0280.11█42771252)140101552lll3403.0280.23█52771252)1151055100ll 3403.0281.11█52771252)1151055100ll 3403.0281.236.32771252)1051280190ll 3403.0282.116.32771252)1051280190ll 3403.0282.2382501253)79125095ll 3403.0283.11█82501253)79125095ll 3403.0283.23102501253)731220180ll 3403.0284.11█102501253)731220180ll 3403.0284.2312.52501254)631490340ll 3403.0285.1112.52501254)631490340ll 3403.0285.23162501255)65-650ll 3403.0286.11█162501255)65-650ll 3403.0286.2320125726)76-445 l 3403.0287.11█20125726)76-445 l 3403.0287.2325125726)64-1170 l 3403.0288.1125125726)64-1170 l 3403.0288.2330125726)64-1650 l 3403.0289.1130125726)64-1650 l 3403.0289.2340125727)61-3620 l 3403.0290.11█40125727)61-3620 l 3403.0290.2350125727)61-6980 l 3403.0291.11█50125727)61-6980 l 3403.0291.23█ Most Popular.Availability for all products can be searched real-time: https://www.schurter.com/en/info-center/support-tools/stock-check-distributors1) UL = 1500 A @ 277 VAC, resistive / 1500 A @ 250 VDC1) IEC = 1500 A @ 250 VAC, resistive / 1500 A @ 250 VDC2) UL = 1500 A @ 277 VAC, resistive / 1500 A @ 125 VDC2) IEC = 1500 A @ 250 VAC, resistive / 1500 A @ 125 VDC5FusesUMT-Hhttps://www.schurter.com /PG01_2Circuit ProtectionRated Cur-rent [A]Rated Vol-tage [VAC]Rated Vol-tage [VDC]Breaking CapacityVoltage Drop 1.0 In typ. [mV]Power Dissi-pation 1.25 In typ. [mW]Melting I²t 10.0 In typ. [A²s]Order Number3) UL = 1500 A @ 250 VAC, resistive / 1500 A @ 125 VDC3) IEC = 1500 A @ 250 VAC, resistive / 1500 A @ 125 VDC4) UL = 1000 A @ 250 VAC, resistive / 1000 A @ 125 VDC4) IEC = 1000 A @ 250 VAC, resistive / 1000 A @ 125 VDC5) UL = 500 A @ 250 VAC, resistive / 500 A @ 125 VDC5) IEC = 500 A @ 250 VAC, resistive / 500 A @ 125 VDC6) UL = 100 A @ 250 VAC, resistive / 500 A @ 125 VAC, resistive / 500 A @ 72 VDC7) UL = 500 A @ 125 VAC, resistive / 500 A @ 72 VDC____________________________________________________________________________All measurements are carried out on a test board according to IEC 60127 with the following tracks:125 mA to 5 A: Track width 5.0 mm, Cu layer 35 µm6.3 A to 8 A: Track width 7.5 mm, Cu layer 70 µm10 A, 12.5 A: Track width 7.5 mm, Cu layer 140 µm16 A, 20 A: Track width 10 mm, Cu layer 140 µm25 A: Track width 15 mm, Cu layer 140 µm30 A to 50 A: Track width 20 mm, Cu layer 210 µmPackaging Unit acc. IEC 60286-3 Type 2a.xx = .11100 pcs in ESD-plastic bag.xx = .231500 pcs. in tape [W: 24mm and P1: 8mm] on reel [A: 33cm]The specifications, descriptions and illustrations indicated in this document are based on current information. All content is subject to modifications and amendments. Information furnished is believed to be accurate and reliable. However, users should independently evaluate the suitability and test each product selected for their own applications.26.03.2024
https://www.schurter.com/en/datasheet/typ_UMT-H.pdf | fuses | 1FusesUMT-Hhttps://www.schurter.com /PG01_2Circuit ProtectionSurface Mount Fuse, 5.3 x 16 mm, Time-Lag T, 277 VAC / 250 VDC, Breaking Capacity 1500 ASMD fuse UMT-H See below: Approvals and CompliancesUL 248-14 · 277 VAC · 250 VDC · Time-Lag TDescription- 26 rated currents from 160 mA to 50 A- Square design: 5.3 x 16- Impermeable to potting compound used to achieve hermetic seal for use in intrinsically safe applications according to ATEx and IECEx re-quirements.Unique Selling Proposition- High breaking capacity up to 1500 A- High rated voltages up to 277 VAC / 250 VDC- Compact design- Suitable for pulse-shaped continuous currentsApplications- Primary protection on SMD PCBs- Sensors- Power supplies- Intrinsically Safe- Illumination- Battery protectionReferencesFuse Kit Fuse Kit UMT-H Weblinkspdf data sheet, html datasheet, General Product Information, Distributor-Stock-Check, Detailed request for product, Microsite, Video Application Note Primary Protection in Equipmentwith further information on increased Pulse Strength and their test conditions according to inter-national standards see Impulse Withstand VoltageTechnical DataRated Voltage250 - 277 VAC, 72 - 250 VDCRated current0.16 - 50 ABreaking Capacity100-1500 ACharacteristicTime-Lag TMountingPCB,SMTAdmissible Ambient Temp.-55 °C to 125 °CClimatic Category55/125/21 acc. to IEC 60068-1Material: HousingCeramicsMaterial: TerminalsNi/Sn-Plated Copper AlloyUnit Weight1.42 gStorage Conditions0 °C to 40 °C, max. 70% r.h.Product Marking, Rated current, Voltage, Characteri-stic, Breaking Capacity, Approvals Soldering MethodsReflow Soldering ProfileSolderability245 °C / 3 sec acc. to IEC 60068-2-58Resistance to Soldering Heat260 °C / 10 sec acc. to IEC 60068-2-58Moisture Sensitivity LevelMSL 1, J-STD-020 Moisture Resistance TestMIL-STD-202, Method 106 (acc. to EIA/IS-722, Test 4.4.3)Operational Life1000h @ 0.60 x In @ 70°C (acc. to EIA/IS-722, Test 4.4.1)Mechanical ShockMIL-STD-202, Method 213 Condition AResistance to SolventsMIL-STD-202, Method 215 (EIA-722, 4.11)Terminal Strength(Deflection of board 1 mm for 1 minute) (acc. to EIA/IS-722, Test 4.5.5)Approvals and CompliancesDetailed information on product approvals, code requirements, usage instructions and detailed test conditions can be looked up in Details about Approvals SCHURTER products are designed for use in industrial environments. They have approvals from independent testing bodies according to national and international standards. Products with specific characteristics and requirements such as required in the automotive sector according to IATF 16949, medical technology according to ISO 13485 or in the aerospace industry can be offered exclusively with customer-specific, individual agree-ments by SCHURTER.2FusesUMT-Hhttps://www.schurter.com /PG01_2Circuit ProtectionApprovalsThe approval mark is used by the testing authorities to certify compliance with the safety requirements placed on electronic products. Approval Reference Type: UMT-HApproval LogoCertificatesCertification BodyDescriptionVDE ApprovalsVDEVDE Certificate Number: 40039476UL ApprovalsULUR File Number: E41599CQC ApprovalsCQCCQC Certificate Number: CQC20012265448Product standardsProduct standards that are referencedOrganizationDesignStandardDescriptionDesigned according toIEC 60127-7Miniature fuses - Part 7: Miniature fuse-links for special applicationsDesigned according toUL 248-14Low voltage fuses - Part 14: Supplemental fusesApplication standardsApplication standards where the product can be usedOrganizationDesignStandardDescriptionSuitable for applications acc.IEC/UL 62368-1Audio/video, information and communication technology equipment - Part 1: Safety requirementsCompliancesThe product complies with following Guide LinesIdentificationDetailsInitiatorDescriptionCE declaration of conformitySCHURTER AGThe CE marking declares that the product complies with the applicable requirements laid down in the harmonisation of Community legislation on its affixing in accordance with EU Regulation 765/2008.UKCA declaration of conformitySCHURTER AGThe UKCA marking declares that the product complies with the applicable requirements laid down in the British Amendment of Regulation (EC) 765/2008.RoHSSCHURTER AGDirective RoHS 2011/65/EU, Amendment (EU) 2015/863China RoHSSCHURTER AGThe law SJ / T 11363-2006 (China RoHS) has been in force since 1 March 2007. It is similar to the EU directive RoHS.Halogen FreeSCHURTER AGSCHURTER strives to offer our customers halogen free products.REACHSCHURTER AGOn 1 June 2007, Regulation (EC) No 1907/2006 on the Registration, Evaluation, Authorization and Restriction of Chemicals 1 (abbreviated as "REACH") entered into force.AECQ200AutomotiveSCHURTER AGAEC-Q200 is a test standard for passive components used in automotive applications. SCHURTER tests components according to the customer's agreement and is certified according to IATF 16949.Dimension [mm] 15.43.2>102.80.4R0.35R 0.7Ø 2.255.35Soldering pads 3.75105.63FusesUMT-Hhttps://www.schurter.com /PG01_2Circuit ProtectionDerating CurvesPercentage of Rating [%]14012010080604020-60 -40 -20 0 20 40 60 80 100 12023°C160 mA - 16 A20 A - 50 AAmbient Temperature [°C] Pre-Arcing TimeRated Current In1.0 x In min.1.25 x In min.2.0 x In max.2.5 x In max.10.0 x In min.10.0 x In max.0.160 A - 12.5 A-60 min120 s-10 ms100 ms16 A4 h-120 s-10 ms100 ms20 A - 50 A4 h--120 s5 ms100 msTime-Current-CurvesTime in Seconds0.001 0.01 0.1 1 10 100 1000 10000 100000 1 10 Multiple of Rated Current In All Variants Rated Cur-rent [A]Rated Vol-tage [VAC]Rated Vol-tage [VDC]Breaking CapacityVoltage Drop 1.0 In typ. [mV]Power Dissi-pation 1.25 In typ. [mW]Melting I²t 10.0 In typ. [A²s]Order Number0.162772501)16804100.055ll 3403.0266.11█0.162772501)16804100.055ll 3403.0266.230.22772501)13304250.09ll 3403.0267.110.22772501)13304250.09ll 3403.0267.230.252772501)11204500.15ll 3403.0268.110.252772501)11204500.15ll 3403.0268.234FusesUMT-Hhttps://www.schurter.com /PG01_2Circuit ProtectionRated Cur-rent [A]Rated Vol-tage [VAC]Rated Vol-tage [VDC]Breaking CapacityVoltage Drop 1.0 In typ. [mV]Power Dissi-pation 1.25 In typ. [mW]Melting I²t 10.0 In typ. [A²s]Order Number0.3152772501)8804600.24ll 3403.0269.110.3152772501)8804600.24ll 3403.0269.230.42772501)8105200.44ll 3403.0270.110.42772501)8105200.44ll 3403.0270.230.52772501)7105500.62ll 3403.0271.110.52772501)7105500.62ll 3403.0271.230.632772501)5305701.28ll 3403.0272.110.632772501)5305701.28ll 3403.0272.230.82772501)4506102.2ll 3403.0273.110.82772501)4506102.2ll 3403.0273.2312772501)4207103.6ll 3403.0274.11█12772501)4207103.6ll 3403.0274.231.252772501)3307354.05ll 3403.0275.111.252772501)3307354.05ll 3403.0275.231.62772501)2708104.66ll 3403.0276.111.62772501)2708104.66ll 3403.0276.2322772501)2308509.6ll 3403.0277.11█22772501)2308509.6ll 3403.0277.23█2.52771252)20594024lll3403.0278.112.52771252)20594024lll3403.0278.233.152771252)17599039lll3403.0279.11█3.152771252)17599039lll3403.0279.2342771252)140101552lll3403.0280.11█42771252)140101552lll3403.0280.23█52771252)1151055100ll 3403.0281.11█52771252)1151055100ll 3403.0281.236.32771252)1051280190ll 3403.0282.116.32771252)1051280190ll 3403.0282.2382501253)79125095ll 3403.0283.11█82501253)79125095ll 3403.0283.23102501253)731220180ll 3403.0284.11█102501253)731220180ll 3403.0284.2312.52501254)631490340ll 3403.0285.1112.52501254)631490340ll 3403.0285.23162501255)65-650ll 3403.0286.11█162501255)65-650ll 3403.0286.2320125726)76-445 l 3403.0287.11█20125726)76-445 l 3403.0287.2325125726)64-1170 l 3403.0288.1125125726)64-1170 l 3403.0288.2330125726)64-1650 l 3403.0289.1130125726)64-1650 l 3403.0289.2340125727)61-3620 l 3403.0290.11█40125727)61-3620 l 3403.0290.2350125727)61-6980 l 3403.0291.11█50125727)61-6980 l 3403.0291.23█ Most Popular.Availability for all products can be searched real-time: https://www.schurter.com/en/info-center/support-tools/stock-check-distributors1) UL = 1500 A @ 277 VAC, resistive / 1500 A @ 250 VDC1) IEC = 1500 A @ 250 VAC, resistive / 1500 A @ 250 VDC2) UL = 1500 A @ 277 VAC, resistive / 1500 A @ 125 VDC2) IEC = 1500 A @ 250 VAC, resistive / 1500 A @ 125 VDC5FusesUMT-Hhttps://www.schurter.com /PG01_2Circuit ProtectionRated Cur-rent [A]Rated Vol-tage [VAC]Rated Vol-tage [VDC]Breaking CapacityVoltage Drop 1.0 In typ. [mV]Power Dissi-pation 1.25 In typ. [mW]Melting I²t 10.0 In typ. [A²s]Order Number3) UL = 1500 A @ 250 VAC, resistive / 1500 A @ 125 VDC3) IEC = 1500 A @ 250 VAC, resistive / 1500 A @ 125 VDC4) UL = 1000 A @ 250 VAC, resistive / 1000 A @ 125 VDC4) IEC = 1000 A @ 250 VAC, resistive / 1000 A @ 125 VDC5) UL = 500 A @ 250 VAC, resistive / 500 A @ 125 VDC5) IEC = 500 A @ 250 VAC, resistive / 500 A @ 125 VDC6) UL = 100 A @ 250 VAC, resistive / 500 A @ 125 VAC, resistive / 500 A @ 72 VDC7) UL = 500 A @ 125 VAC, resistive / 500 A @ 72 VDC____________________________________________________________________________All measurements are carried out on a test board according to IEC 60127 with the following tracks:125 mA to 5 A: Track width 5.0 mm, Cu layer 35 µm6.3 A to 8 A: Track width 7.5 mm, Cu layer 70 µm10 A, 12.5 A: Track width 7.5 mm, Cu layer 140 µm16 A, 20 A: Track width 10 mm, Cu layer 140 µm25 A: Track width 15 mm, Cu layer 140 µm30 A to 50 A: Track width 20 mm, Cu layer 210 µmPackaging Unit acc. IEC 60286-3 Type 2a.xx = .11100 pcs in ESD-plastic bag.xx = .231500 pcs. in tape [W: 24mm and P1: 8mm] on reel [A: 33cm]The specifications, descriptions and illustrations indicated in this document are based on current information. All content is subject to modifications and amendments. Information furnished is believed to be accurate and reliable. However, users should independently evaluate the suitability and test each product selected for their own applications.26.03.2024
https://www.schurter.com/en/datasheet/typ_UMT-H.pdf | fuses | 1FusesUMT-Hhttps://www.schurter.com /PG01_2Circuit ProtectionSurface Mount Fuse, 5.3 x 16 mm, Time-Lag T, 277 VAC / 250 VDC, Breaking Capacity 1500 ASMD fuse UMT-H See below: Approvals and CompliancesUL 248-14 · 277 VAC · 250 VDC · Time-Lag TDescription- 26 rated currents from 160 mA to 50 A- Square design: 5.3 x 16- Impermeable to potting compound used to achieve hermetic seal for use in intrinsically safe applications according to ATEx and IECEx re-quirements.Unique Selling Proposition- High breaking capacity up to 1500 A- High rated voltages up to 277 VAC / 250 VDC- Compact design- Suitable for pulse-shaped continuous currentsApplications- Primary protection on SMD PCBs- Sensors- Power supplies- Intrinsically Safe- Illumination- Battery protectionReferencesFuse Kit Fuse Kit UMT-H Weblinkspdf data sheet, html datasheet, General Product Information, Distributor-Stock-Check, Detailed request for product, Microsite, Video Application Note Primary Protection in Equipmentwith further information on increased Pulse Strength and their test conditions according to inter-national standards see Impulse Withstand VoltageTechnical DataRated Voltage250 - 277 VAC, 72 - 250 VDCRated current0.16 - 50 ABreaking Capacity100-1500 ACharacteristicTime-Lag TMountingPCB,SMTAdmissible Ambient Temp.-55 °C to 125 °CClimatic Category55/125/21 acc. to IEC 60068-1Material: HousingCeramicsMaterial: TerminalsNi/Sn-Plated Copper AlloyUnit Weight1.42 gStorage Conditions0 °C to 40 °C, max. 70% r.h.Product Marking, Rated current, Voltage, Characteri-stic, Breaking Capacity, Approvals Soldering MethodsReflow Soldering ProfileSolderability245 °C / 3 sec acc. to IEC 60068-2-58Resistance to Soldering Heat260 °C / 10 sec acc. to IEC 60068-2-58Moisture Sensitivity LevelMSL 1, J-STD-020 Moisture Resistance TestMIL-STD-202, Method 106 (acc. to EIA/IS-722, Test 4.4.3)Operational Life1000h @ 0.60 x In @ 70°C (acc. to EIA/IS-722, Test 4.4.1)Mechanical ShockMIL-STD-202, Method 213 Condition AResistance to SolventsMIL-STD-202, Method 215 (EIA-722, 4.11)Terminal Strength(Deflection of board 1 mm for 1 minute) (acc. to EIA/IS-722, Test 4.5.5)Approvals and CompliancesDetailed information on product approvals, code requirements, usage instructions and detailed test conditions can be looked up in Details about Approvals SCHURTER products are designed for use in industrial environments. They have approvals from independent testing bodies according to national and international standards. Products with specific characteristics and requirements such as required in the automotive sector according to IATF 16949, medical technology according to ISO 13485 or in the aerospace industry can be offered exclusively with customer-specific, individual agree-ments by SCHURTER.2FusesUMT-Hhttps://www.schurter.com /PG01_2Circuit ProtectionApprovalsThe approval mark is used by the testing authorities to certify compliance with the safety requirements placed on electronic products. Approval Reference Type: UMT-HApproval LogoCertificatesCertification BodyDescriptionVDE ApprovalsVDEVDE Certificate Number: 40039476UL ApprovalsULUR File Number: E41599CQC ApprovalsCQCCQC Certificate Number: CQC20012265448Product standardsProduct standards that are referencedOrganizationDesignStandardDescriptionDesigned according toIEC 60127-7Miniature fuses - Part 7: Miniature fuse-links for special applicationsDesigned according toUL 248-14Low voltage fuses - Part 14: Supplemental fusesApplication standardsApplication standards where the product can be usedOrganizationDesignStandardDescriptionSuitable for applications acc.IEC/UL 62368-1Audio/video, information and communication technology equipment - Part 1: Safety requirementsCompliancesThe product complies with following Guide LinesIdentificationDetailsInitiatorDescriptionCE declaration of conformitySCHURTER AGThe CE marking declares that the product complies with the applicable requirements laid down in the harmonisation of Community legislation on its affixing in accordance with EU Regulation 765/2008.UKCA declaration of conformitySCHURTER AGThe UKCA marking declares that the product complies with the applicable requirements laid down in the British Amendment of Regulation (EC) 765/2008.RoHSSCHURTER AGDirective RoHS 2011/65/EU, Amendment (EU) 2015/863China RoHSSCHURTER AGThe law SJ / T 11363-2006 (China RoHS) has been in force since 1 March 2007. It is similar to the EU directive RoHS.Halogen FreeSCHURTER AGSCHURTER strives to offer our customers halogen free products.REACHSCHURTER AGOn 1 June 2007, Regulation (EC) No 1907/2006 on the Registration, Evaluation, Authorization and Restriction of Chemicals 1 (abbreviated as "REACH") entered into force.AECQ200AutomotiveSCHURTER AGAEC-Q200 is a test standard for passive components used in automotive applications. SCHURTER tests components according to the customer's agreement and is certified according to IATF 16949.Dimension [mm] 15.43.2>102.80.4R0.35R 0.7Ø 2.255.35Soldering pads 3.75105.63FusesUMT-Hhttps://www.schurter.com /PG01_2Circuit ProtectionDerating CurvesPercentage of Rating [%]14012010080604020-60 -40 -20 0 20 40 60 80 100 12023°C160 mA - 16 A20 A - 50 AAmbient Temperature [°C] Pre-Arcing TimeRated Current In1.0 x In min.1.25 x In min.2.0 x In max.2.5 x In max.10.0 x In min.10.0 x In max.0.160 A - 12.5 A-60 min120 s-10 ms100 ms16 A4 h-120 s-10 ms100 ms20 A - 50 A4 h--120 s5 ms100 msTime-Current-CurvesTime in Seconds0.001 0.01 0.1 1 10 100 1000 10000 100000 1 10 Multiple of Rated Current In All Variants Rated Cur-rent [A]Rated Vol-tage [VAC]Rated Vol-tage [VDC]Breaking CapacityVoltage Drop 1.0 In typ. [mV]Power Dissi-pation 1.25 In typ. [mW]Melting I²t 10.0 In typ. [A²s]Order Number0.162772501)16804100.055ll 3403.0266.11█0.162772501)16804100.055ll 3403.0266.230.22772501)13304250.09ll 3403.0267.110.22772501)13304250.09ll 3403.0267.230.252772501)11204500.15ll 3403.0268.110.252772501)11204500.15ll 3403.0268.234FusesUMT-Hhttps://www.schurter.com /PG01_2Circuit ProtectionRated Cur-rent [A]Rated Vol-tage [VAC]Rated Vol-tage [VDC]Breaking CapacityVoltage Drop 1.0 In typ. [mV]Power Dissi-pation 1.25 In typ. [mW]Melting I²t 10.0 In typ. [A²s]Order Number0.3152772501)8804600.24ll 3403.0269.110.3152772501)8804600.24ll 3403.0269.230.42772501)8105200.44ll 3403.0270.110.42772501)8105200.44ll 3403.0270.230.52772501)7105500.62ll 3403.0271.110.52772501)7105500.62ll 3403.0271.230.632772501)5305701.28ll 3403.0272.110.632772501)5305701.28ll 3403.0272.230.82772501)4506102.2ll 3403.0273.110.82772501)4506102.2ll 3403.0273.2312772501)4207103.6ll 3403.0274.11█12772501)4207103.6ll 3403.0274.231.252772501)3307354.05ll 3403.0275.111.252772501)3307354.05ll 3403.0275.231.62772501)2708104.66ll 3403.0276.111.62772501)2708104.66ll 3403.0276.2322772501)2308509.6ll 3403.0277.11█22772501)2308509.6ll 3403.0277.23█2.52771252)20594024lll3403.0278.112.52771252)20594024lll3403.0278.233.152771252)17599039lll3403.0279.11█3.152771252)17599039lll3403.0279.2342771252)140101552lll3403.0280.11█42771252)140101552lll3403.0280.23█52771252)1151055100ll 3403.0281.11█52771252)1151055100ll 3403.0281.236.32771252)1051280190ll 3403.0282.116.32771252)1051280190ll 3403.0282.2382501253)79125095ll 3403.0283.11█82501253)79125095ll 3403.0283.23102501253)731220180ll 3403.0284.11█102501253)731220180ll 3403.0284.2312.52501254)631490340ll 3403.0285.1112.52501254)631490340ll 3403.0285.23162501255)65-650ll 3403.0286.11█162501255)65-650ll 3403.0286.2320125726)76-445 l 3403.0287.11█20125726)76-445 l 3403.0287.2325125726)64-1170 l 3403.0288.1125125726)64-1170 l 3403.0288.2330125726)64-1650 l 3403.0289.1130125726)64-1650 l 3403.0289.2340125727)61-3620 l 3403.0290.11█40125727)61-3620 l 3403.0290.2350125727)61-6980 l 3403.0291.11█50125727)61-6980 l 3403.0291.23█ Most Popular.Availability for all products can be searched real-time: https://www.schurter.com/en/info-center/support-tools/stock-check-distributors1) UL = 1500 A @ 277 VAC, resistive / 1500 A @ 250 VDC1) IEC = 1500 A @ 250 VAC, resistive / 1500 A @ 250 VDC2) UL = 1500 A @ 277 VAC, resistive / 1500 A @ 125 VDC2) IEC = 1500 A @ 250 VAC, resistive / 1500 A @ 125 VDC5FusesUMT-Hhttps://www.schurter.com /PG01_2Circuit ProtectionRated Cur-rent [A]Rated Vol-tage [VAC]Rated Vol-tage [VDC]Breaking CapacityVoltage Drop 1.0 In typ. [mV]Power Dissi-pation 1.25 In typ. [mW]Melting I²t 10.0 In typ. [A²s]Order Number3) UL = 1500 A @ 250 VAC, resistive / 1500 A @ 125 VDC3) IEC = 1500 A @ 250 VAC, resistive / 1500 A @ 125 VDC4) UL = 1000 A @ 250 VAC, resistive / 1000 A @ 125 VDC4) IEC = 1000 A @ 250 VAC, resistive / 1000 A @ 125 VDC5) UL = 500 A @ 250 VAC, resistive / 500 A @ 125 VDC5) IEC = 500 A @ 250 VAC, resistive / 500 A @ 125 VDC6) UL = 100 A @ 250 VAC, resistive / 500 A @ 125 VAC, resistive / 500 A @ 72 VDC7) UL = 500 A @ 125 VAC, resistive / 500 A @ 72 VDC____________________________________________________________________________All measurements are carried out on a test board according to IEC 60127 with the following tracks:125 mA to 5 A: Track width 5.0 mm, Cu layer 35 µm6.3 A to 8 A: Track width 7.5 mm, Cu layer 70 µm10 A, 12.5 A: Track width 7.5 mm, Cu layer 140 µm16 A, 20 A: Track width 10 mm, Cu layer 140 µm25 A: Track width 15 mm, Cu layer 140 µm30 A to 50 A: Track width 20 mm, Cu layer 210 µmPackaging Unit acc. IEC 60286-3 Type 2a.xx = .11100 pcs in ESD-plastic bag.xx = .231500 pcs. in tape [W: 24mm and P1: 8mm] on reel [A: 33cm]The specifications, descriptions and illustrations indicated in this document are based on current information. All content is subject to modifications and amendments. Information furnished is believed to be accurate and reliable. However, users should independently evaluate the suitability and test each product selected for their own applications.26.03.2024
https://www.schurter.com/en/datasheet/typ_UMT-H.pdf | fuses | 1FusesUMT-Hhttps://www.schurter.com /PG01_2Circuit ProtectionSurface Mount Fuse, 5.3 x 16 mm, Time-Lag T, 277 VAC / 250 VDC, Breaking Capacity 1500 ASMD fuse UMT-H See below: Approvals and CompliancesUL 248-14 · 277 VAC · 250 VDC · Time-Lag TDescription- 26 rated currents from 160 mA to 50 A- Square design: 5.3 x 16- Impermeable to potting compound used to achieve hermetic seal for use in intrinsically safe applications according to ATEx and IECEx re-quirements.Unique Selling Proposition- High breaking capacity up to 1500 A- High rated voltages up to 277 VAC / 250 VDC- Compact design- Suitable for pulse-shaped continuous currentsApplications- Primary protection on SMD PCBs- Sensors- Power supplies- Intrinsically Safe- Illumination- Battery protectionReferencesFuse Kit Fuse Kit UMT-H Weblinkspdf data sheet, html datasheet, General Product Information, Distributor-Stock-Check, Detailed request for product, Microsite, Video Application Note Primary Protection in Equipmentwith further information on increased Pulse Strength and their test conditions according to inter-national standards see Impulse Withstand VoltageTechnical DataRated Voltage250 - 277 VAC, 72 - 250 VDCRated current0.16 - 50 ABreaking Capacity100-1500 ACharacteristicTime-Lag TMountingPCB,SMTAdmissible Ambient Temp.-55 °C to 125 °CClimatic Category55/125/21 acc. to IEC 60068-1Material: HousingCeramicsMaterial: TerminalsNi/Sn-Plated Copper AlloyUnit Weight1.42 gStorage Conditions0 °C to 40 °C, max. 70% r.h.Product Marking, Rated current, Voltage, Characteri-stic, Breaking Capacity, Approvals Soldering MethodsReflow Soldering ProfileSolderability245 °C / 3 sec acc. to IEC 60068-2-58Resistance to Soldering Heat260 °C / 10 sec acc. to IEC 60068-2-58Moisture Sensitivity LevelMSL 1, J-STD-020 Moisture Resistance TestMIL-STD-202, Method 106 (acc. to EIA/IS-722, Test 4.4.3)Operational Life1000h @ 0.60 x In @ 70°C (acc. to EIA/IS-722, Test 4.4.1)Mechanical ShockMIL-STD-202, Method 213 Condition AResistance to SolventsMIL-STD-202, Method 215 (EIA-722, 4.11)Terminal Strength(Deflection of board 1 mm for 1 minute) (acc. to EIA/IS-722, Test 4.5.5)Approvals and CompliancesDetailed information on product approvals, code requirements, usage instructions and detailed test conditions can be looked up in Details about Approvals SCHURTER products are designed for use in industrial environments. They have approvals from independent testing bodies according to national and international standards. Products with specific characteristics and requirements such as required in the automotive sector according to IATF 16949, medical technology according to ISO 13485 or in the aerospace industry can be offered exclusively with customer-specific, individual agree-ments by SCHURTER.2FusesUMT-Hhttps://www.schurter.com /PG01_2Circuit ProtectionApprovalsThe approval mark is used by the testing authorities to certify compliance with the safety requirements placed on electronic products. Approval Reference Type: UMT-HApproval LogoCertificatesCertification BodyDescriptionVDE ApprovalsVDEVDE Certificate Number: 40039476UL ApprovalsULUR File Number: E41599CQC ApprovalsCQCCQC Certificate Number: CQC20012265448Product standardsProduct standards that are referencedOrganizationDesignStandardDescriptionDesigned according toIEC 60127-7Miniature fuses - Part 7: Miniature fuse-links for special applicationsDesigned according toUL 248-14Low voltage fuses - Part 14: Supplemental fusesApplication standardsApplication standards where the product can be usedOrganizationDesignStandardDescriptionSuitable for applications acc.IEC/UL 62368-1Audio/video, information and communication technology equipment - Part 1: Safety requirementsCompliancesThe product complies with following Guide LinesIdentificationDetailsInitiatorDescriptionCE declaration of conformitySCHURTER AGThe CE marking declares that the product complies with the applicable requirements laid down in the harmonisation of Community legislation on its affixing in accordance with EU Regulation 765/2008.UKCA declaration of conformitySCHURTER AGThe UKCA marking declares that the product complies with the applicable requirements laid down in the British Amendment of Regulation (EC) 765/2008.RoHSSCHURTER AGDirective RoHS 2011/65/EU, Amendment (EU) 2015/863China RoHSSCHURTER AGThe law SJ / T 11363-2006 (China RoHS) has been in force since 1 March 2007. It is similar to the EU directive RoHS.Halogen FreeSCHURTER AGSCHURTER strives to offer our customers halogen free products.REACHSCHURTER AGOn 1 June 2007, Regulation (EC) No 1907/2006 on the Registration, Evaluation, Authorization and Restriction of Chemicals 1 (abbreviated as "REACH") entered into force.AECQ200AutomotiveSCHURTER AGAEC-Q200 is a test standard for passive components used in automotive applications. SCHURTER tests components according to the customer's agreement and is certified according to IATF 16949.Dimension [mm] 15.43.2>102.80.4R0.35R 0.7Ø 2.255.35Soldering pads 3.75105.63FusesUMT-Hhttps://www.schurter.com /PG01_2Circuit ProtectionDerating CurvesPercentage of Rating [%]14012010080604020-60 -40 -20 0 20 40 60 80 100 12023°C160 mA - 16 A20 A - 50 AAmbient Temperature [°C] Pre-Arcing TimeRated Current In1.0 x In min.1.25 x In min.2.0 x In max.2.5 x In max.10.0 x In min.10.0 x In max.0.160 A - 12.5 A-60 min120 s-10 ms100 ms16 A4 h-120 s-10 ms100 ms20 A - 50 A4 h--120 s5 ms100 msTime-Current-CurvesTime in Seconds0.001 0.01 0.1 1 10 100 1000 10000 100000 1 10 Multiple of Rated Current In All Variants Rated Cur-rent [A]Rated Vol-tage [VAC]Rated Vol-tage [VDC]Breaking CapacityVoltage Drop 1.0 In typ. [mV]Power Dissi-pation 1.25 In typ. [mW]Melting I²t 10.0 In typ. [A²s]Order Number0.162772501)16804100.055ll 3403.0266.11█0.162772501)16804100.055ll 3403.0266.230.22772501)13304250.09ll 3403.0267.110.22772501)13304250.09ll 3403.0267.230.252772501)11204500.15ll 3403.0268.110.252772501)11204500.15ll 3403.0268.234FusesUMT-Hhttps://www.schurter.com /PG01_2Circuit ProtectionRated Cur-rent [A]Rated Vol-tage [VAC]Rated Vol-tage [VDC]Breaking CapacityVoltage Drop 1.0 In typ. [mV]Power Dissi-pation 1.25 In typ. [mW]Melting I²t 10.0 In typ. [A²s]Order Number0.3152772501)8804600.24ll 3403.0269.110.3152772501)8804600.24ll 3403.0269.230.42772501)8105200.44ll 3403.0270.110.42772501)8105200.44ll 3403.0270.230.52772501)7105500.62ll 3403.0271.110.52772501)7105500.62ll 3403.0271.230.632772501)5305701.28ll 3403.0272.110.632772501)5305701.28ll 3403.0272.230.82772501)4506102.2ll 3403.0273.110.82772501)4506102.2ll 3403.0273.2312772501)4207103.6ll 3403.0274.11█12772501)4207103.6ll 3403.0274.231.252772501)3307354.05ll 3403.0275.111.252772501)3307354.05ll 3403.0275.231.62772501)2708104.66ll 3403.0276.111.62772501)2708104.66ll 3403.0276.2322772501)2308509.6ll 3403.0277.11█22772501)2308509.6ll 3403.0277.23█2.52771252)20594024lll3403.0278.112.52771252)20594024lll3403.0278.233.152771252)17599039lll3403.0279.11█3.152771252)17599039lll3403.0279.2342771252)140101552lll3403.0280.11█42771252)140101552lll3403.0280.23█52771252)1151055100ll 3403.0281.11█52771252)1151055100ll 3403.0281.236.32771252)1051280190ll 3403.0282.116.32771252)1051280190ll 3403.0282.2382501253)79125095ll 3403.0283.11█82501253)79125095ll 3403.0283.23102501253)731220180ll 3403.0284.11█102501253)731220180ll 3403.0284.2312.52501254)631490340ll 3403.0285.1112.52501254)631490340ll 3403.0285.23162501255)65-650ll 3403.0286.11█162501255)65-650ll 3403.0286.2320125726)76-445 l 3403.0287.11█20125726)76-445 l 3403.0287.2325125726)64-1170 l 3403.0288.1125125726)64-1170 l 3403.0288.2330125726)64-1650 l 3403.0289.1130125726)64-1650 l 3403.0289.2340125727)61-3620 l 3403.0290.11█40125727)61-3620 l 3403.0290.2350125727)61-6980 l 3403.0291.11█50125727)61-6980 l 3403.0291.23█ Most Popular.Availability for all products can be searched real-time: https://www.schurter.com/en/info-center/support-tools/stock-check-distributors1) UL = 1500 A @ 277 VAC, resistive / 1500 A @ 250 VDC1) IEC = 1500 A @ 250 VAC, resistive / 1500 A @ 250 VDC2) UL = 1500 A @ 277 VAC, resistive / 1500 A @ 125 VDC2) IEC = 1500 A @ 250 VAC, resistive / 1500 A @ 125 VDC5FusesUMT-Hhttps://www.schurter.com /PG01_2Circuit ProtectionRated Cur-rent [A]Rated Vol-tage [VAC]Rated Vol-tage [VDC]Breaking CapacityVoltage Drop 1.0 In typ. [mV]Power Dissi-pation 1.25 In typ. [mW]Melting I²t 10.0 In typ. [A²s]Order Number3) UL = 1500 A @ 250 VAC, resistive / 1500 A @ 125 VDC3) IEC = 1500 A @ 250 VAC, resistive / 1500 A @ 125 VDC4) UL = 1000 A @ 250 VAC, resistive / 1000 A @ 125 VDC4) IEC = 1000 A @ 250 VAC, resistive / 1000 A @ 125 VDC5) UL = 500 A @ 250 VAC, resistive / 500 A @ 125 VDC5) IEC = 500 A @ 250 VAC, resistive / 500 A @ 125 VDC6) UL = 100 A @ 250 VAC, resistive / 500 A @ 125 VAC, resistive / 500 A @ 72 VDC7) UL = 500 A @ 125 VAC, resistive / 500 A @ 72 VDC____________________________________________________________________________All measurements are carried out on a test board according to IEC 60127 with the following tracks:125 mA to 5 A: Track width 5.0 mm, Cu layer 35 µm6.3 A to 8 A: Track width 7.5 mm, Cu layer 70 µm10 A, 12.5 A: Track width 7.5 mm, Cu layer 140 µm16 A, 20 A: Track width 10 mm, Cu layer 140 µm25 A: Track width 15 mm, Cu layer 140 µm30 A to 50 A: Track width 20 mm, Cu layer 210 µmPackaging Unit acc. IEC 60286-3 Type 2a.xx = .11100 pcs in ESD-plastic bag.xx = .231500 pcs. in tape [W: 24mm and P1: 8mm] on reel [A: 33cm]The specifications, descriptions and illustrations indicated in this document are based on current information. All content is subject to modifications and amendments. Information furnished is believed to be accurate and reliable. However, users should independently evaluate the suitability and test each product selected for their own applications.26.03.2024
https://www.littelfuse.com/media?resourcetype=datasheets&itemid=1a83e408-fdbe-48de-8389-c4f8ebb8232e&filename=littelfuse-fuse-372-datasheet | fuses | %PDF-1.7%âãÏÓ73 0 obj< >endobj xref73 1140000000016 00000 n0000003179 00000 n0000003306 00000 n0000005314 00000 n0000005353 00000 n0000005491 00000 n0000005629 00000 n0000005767 00000 n0000006259 00000 n0000006777 00000 n0000007188 00000 n0000007845 00000 n0000008480 00000 n0000008908 00000 n0000009544 00000 n0000009634 00000 n0000009670 00000 n0000009715 00000 n0000009760 00000 n0000010347 00000 n0000010911 00000 n0000011024 00000 n0000011135 00000 n0000011249 00000 n0000011332 00000 n0000011771 00000 n0000012178 00000 n0000012653 00000 n0000014681 00000 n0000014873 00000 n0000017212 00000 n0000017344 00000 n0000019301 00000 n0000021365 00000 n0000021621 00000 n0000023878 00000 n0000024070 00000 n0000024320 00000 n0000026630 00000 n0000028864 00000 n0000029570 00000 n0000030047 00000 n0000032604 00000 n0000035192 00000 n0000035752 00000 n0000038401 00000 n0000043481 00000 n0000043682 00000 n0000047512 00000 n0000048023 00000 n0000048345 00000 n0000051371 00000 n0000051704 00000 n0000051995 00000 n0000059050 00000 n0000059089 00000 n0000062007 00000 n0000062348 00000 n0000062715 00000 n0000063078 00000 n0000063455 00000 n0000068464 00000 n0000070354 00000 n0000070719 00000 n0000070952 00000 n0000071022 00000 n0000071106 00000 n0000081540 00000 n0000081803 00000 n0000081966 00000 n0000081993 00000 n0000082294 00000 n0000083211 00000 n0000083477 00000 n0000103261 00000 n0000103300 00000 n0000104664 00000 n0000104703 00000 n0000105672 00000 n0000105711 00000 n0000140938 00000 n0000140977 00000 n0000142341 00000 n0000142380 00000 n0000164561 00000 n0000164600 00000 n0000185590 00000 n0000185629 00000 n0000186582 00000 n0000186621 00000 n0000207611 00000 n0000207650 00000 n0000242877 00000 n0000242916 00000 n0000243885 00000 n0000243924 00000 n0000268825 00000 n0000268864 00000 n0000288648 00000 n0000288687 00000 n0000289640 00000 n0000289679 00000 n0000297833 00000 n0000297872 00000 n0000455610 00000 n0000613348 00000 n0000647280 00000 n0000733482 00000 n0000735632 00000 n0000736467 00000 n0000736621 00000 n0000736774 00000 n0000736935 00000 n0000002576 00000 ntrailer< ]/Prev 995869>>startxref0%%EOF 186 0 obj< >streamhŞ”RMkQ=o&óÙi2�¦(IRmÆ$¦™¶©5mASZ”BŠA7êF]™ÚÔ$šÚ'táB1n„ùABqá¢Åÿ€îŒŠ Hq%µ;ßÄÆ.êÆ�ûî=çÜ÷.\!@}$³�ö€Èìã‹W~²ÚÛóşµÁ»^ÃÊ‡‹CjHVªKú�aMY®�6Ì‘øDvòÔÔéÜøÌXşd&=�HYÉĞ ëP˜c@oJš0$ÓªúàşòÊèê½µ¸9>‘s-ùL:5=i%÷3f/ÕıE¿Ê»8V«`�-g/Şè´?'ƒïÎGo³ó°WÃ ?pÈ&+†�£ºÔ&/hb‘»Ÿƒæaà1b-re�ŠÒD«:÷L‘q¤P·#ïñ•KSµÄ7åïœé$+’¬¦æh!V:ñË¿…İîH-brÛ�?ê‰†«àñªãùFÊnËîÂieªuÑFNM8^‡‹²Ïé”Ío.¤™øBÿ¼üœM!äÀ7mX‹_•ëş¹ô(W#Œê¹\*ò¦œîÚùõ¥²é¬w4kˆPù*š¢AêÉr3ğ"VâÚdhQQGŒ¼ÊäRÿÜ�³ğù�°È»‰ø‰-@ÊÈ9w’3L¦}Oà¶›‡/£îå¯0…€¾endstreamendobj74 0 obj< >>>endobj75 0 obj< /LastModified /NumberOfPageItemsInPage 6/NumberofPages 1/OriginalDocumentID /PageItemUIDToLocationDataMap< >/PageTransformationMatrixList< >/PageUIDList< >/PageWidthList< >>>>>/Resources< >/ExtGState< >/Font< >/ProcSet[/PDF/Text/ImageC/ImageI]/Properties< >/XObject< >>>/Rotate 0/Tabs/W/Thumb 67 0 R/TrimBox[0.0 0.0 612.0 792.0]/Type/Page>>endobj76 0 obj[77 0 R 78 0 R 79 0 R]endobj77 0 obj< >/Border[0 0 0]/H/N/Rect[73.5141 467.253 111.034 401.555]/Subtype/Link/Type/Annot>>endobj78 0 obj< >/Border[0 0 0]/H/N/Rect[151.868 465.842 201.051 401.555]/Subtype/Link/Type/Annot>>endobj79 0 obj< >/Border[0 0 0]/H/N/Rect[237.658 467.253 283.631 401.555]/Subtype/Link/Type/Annot>>endobj80 0 obj< >endobj81 0 obj< >endobj82 0 obj< >endobj83 0 obj< >endobj84 0 obj< >endobj85 0 obj< >endobj86 0 obj< >streamH‰\Ôİ�¢@à{�¢/g.&]]5&ÄÄŸ1ñb²î>Bë’¬H�¹ğí·g2›,‰rºüº€Î·‡İ¡ï&—oÍ1NîÜõíï·÷±‰î/]Ÿ¥k»fú8š¿›k=dy¦¦Ü§x=ôç[VU.ÿ‘NŞ§ñá�ÖííŸ³üÛØÆ±ë/îé×öøìòãû0ü‰×ØOnáV+×Æs*ô¥¾Ö×èòyØË¡Mç»éñ’Æü»âçcˆ®œ�bš[ïCİÄ±î/1«i[¹jŸ¶Uûö¿ó¦v:7¿ë1«Š}º¸,UVYUbàb‘v)æ€¬ÌŠüÊüŠ¼d^"¯™×Èæò–y‹¼cŞ!¿1¿!ï™¸ò4x¦Á\ —Ì%²göÈÂ¿§ÙÃìiö0{c6dú=ü�~¿§ßÃïé÷ğ=�Ğ#ğ=�Ğ#ğ=�Ğ#ğ=�Ğ#ğ=�Ğ#ğ=�Ğ#³‡ıôSØOA?…ıô3Ğ`t8�Î@g€3Ğàt8�Î@g€SÙE”õõ•õõ•õççJY_Q_Y_Q_Y_Q_Y_çúìƒ¢Ê¹+æ®œ»bîÊ¹+æ®œ»bîÊgIñ,û`èƒÑl0Í³Ñl0Í³Ñl0Í³Ñl0Í³Ñl0ï�áŞ-ñ_å¢Àïk:×pnhÛÀ¶áõi‡öãÍÄ«›V÷¹.4ïã˜–„yš×¬]?Wªá6¸4Ÿì¯s!Ïendstreamendobj87 0 obj< >endobj88 0 obj[/ICCBased 117 0 R]endobj89 0 obj[/Indexed 88 0 R 49 119 0 R]endobj90 0 obj[/Indexed 88 0 R 55 136 0 R]endobj91 0 obj< >endobj92 0 obj< >streamH‰\“ÍŠ£@…÷õµì^4F½u«"¤“nÈb~˜Ì<€ÑJF˜¨TÌ"o?u<¡F0Ñ:~©›m÷»ıĞÏ6ûÇöf{ê‡.†ëx‹m°Çpî“¶ëÛùq·ü¶—f2YZ¦¸_çpÙ§ÑT•Í~¤‡×9ŞíÓ¦�áÙdßbb?œíÓ¯íáÙf‡Û4ı—0ÌveëÚvá”Š¾4Ó×æl¶,{Ùwéy?ß_Òšoü¼OÁË}N˜vìÂujÚ›áLµJGm«�tÔ&İÏİšË�§öwM•¤—W+Õt®kS«å>]RvÌY™ù•ùyÍ¼¬İ1ï�ß™ß‘ù�t1UÉşıeÎœ#ÌrÉ\"“¡Cé™=ò†y“²°GĞ#ìô{="Ì‚ÌNA§ĞKà%ôx½^²eŞ"ÓQà(t8�����ll�ll�ll�ll�<<�¾¾ÊE�²GÑ£ìQô({=JG…£êã?Ff§.�ôUø*}—= oÌoÈtW¸+İîJw…»>öÜ=İ=Ü=9=8=9=8=9=8=9=8=9=8=9=8=9=8=9=8w¦']°Ñ;[>M¦ıœ§öc¥e¦—ÂôôCøœğiœlZ…Óü`>KøGendstreamendobj93 0 obj< >endobj94 0 obj< >endobj95 0 obj< >endobj96 0 obj< >endobj97 0 obj< >streamH‰\’ÛŠƒ0†ï}Š\¶E«&iA„b[ğblwÀ&cWXcˆöÂ·ß§taš/‡ùçO&qUk×M"~ƒ¹À$ÚÎÙãpÄn�‹¶©°�™£åoúÆG1_æq‚¾ví…ˆ?pqœÂ,V;\aÅoÁBèÜM¬¾ªËZÄ—»÷?Ğƒ›D"ÊRXhQè¥ñ¯M"^Â6µÅõnš7ó·ãsö Òe¼e3f°0úÆ@hÜ¢"ÁVŠâŒ­ŒÀÙëYÂa×Ö¦7!*RÚœ$Ø!ï™÷Äæñ‘ùH¦b>!gÛ…±CN™SâŒ9#f�ŒtrŞŸÓş £¢3ªŠ¹"æ3*:£bŠ<¨33^f¡Ù�&?šıhò£9¯¦¼šójÊ«9/vTˆÇ�SIğåˆg½Í=,õò¼–Su;Ïè/0Š¾èW€Îü³nendstreamendobj98 0 obj< >endobj99 0 obj< >streamH‰\’ÏnÛ0‡ïzÛCáÿd‚´rè6,ë86“XdCqyû‘ú0¶>A¤ô™b¶İ½îÂ´úìGœ‡½¬ş8…1Êe¾ÆAüANSpEéÇiXï³ôÎıâ2MŞß.«œwá8»¶õÙO]¼¬ñæ6ã¦�G—}�£Ä)œüÃçvÿè³ıuYşÈYÂêsßu~”£nôÑ/ßú³ø,¥=íF]ŸÖÛ“æü‹øu[Ä—i^@f˜G¹,ı ±'qm®OçÛw}:'aüo½b¤�Ãï>º¶x×à<'Ò÷¥sm™§¹Ê[ğÖøüfŒ\[!¾²øªÆ%¸4~ÛşÕ¼Q®ëÄ:(3˜�_[¦‡ÚìÙØ�M®”ç’�Kˆ!‹!ÄPŠÁYdgQnŒéşÿÆp s gğ³1¦R}şdş727B}ÈêC÷šZ}õa«Ã�Í�áÆæÆpcsc¸±¹1ÜØÜnlnøè`¦¿I»jíHÿÕGÃ5Fm¡Ô¶©w¬k¦ _�½Ì‹×,{İ_«&Äßendstreamendobj100 0 obj< >streamH‰”WYoE~Ÿ_Ñ�¶„{»ªoŞŒˆD¯Ä d6›ÄÈ·7Dü{ªª�™Ù/q4ö7U]WWWó8,^_õñy0jùãâ»[£^İï†o–Ãâ‚«geäG=¯îXXw±„?Œµü0‘åMĞˆ`•õ}PËÛáä7ô Ğ ª¯7›õÍ‡ÏÏë¯Ô÷w+}ºük8Ôh@��Fµ¦?œ\>¬W×¿WW›ëû»guõ´VÏŸÿük½Ú¨Í½Z}ººû¸V_®7Ÿî?oÔİıæzµSdÉZÏ–¬µbëçõß×Ïë÷_«×¯´2y¸@dUJèIBOÊG¡;5é˜$r`Õo—Ã#•åãv‰ ”èqğA»Êå¬³UˆASğå…êi=ü¢îH«­®rcÄ1GáFÌU±ä%árÒ)»H?ju;,¾o[ò®ìÈÅ%¯ÖŞ’MKÕåÅÛ�°ú¢œz£º;OIù›CÒ#»ä�›‘ı¥â`)Î™Ñ†jñEe6+°Q;AÙ:›œ¹P¿�œŸ¢Q'å¹¾[ı£Î�NÉóÉ½¼ûûÔÑóêæùô÷å\R£‰�å™Škï”*guFÚÌÄ‘æÈ ‰‡Ue¡K´·ÈE›÷üD]P¦.Pç0ñR¥İK‹£*GM@&1yíÜ!“Mº×dî˜¤†Ìé É*İo²g&?Hê@§#L½J÷§^…[FùAë?äS;¹Umt5//u5¿æ'íØ5ã»‰î´Öû4÷ôG°ãŒbv)ÎLDı~Ç*OêØuKAÍ�î¼°]½Vø�>Òñ÷8u„ƒqÏŒ'ØcXúâX³Ü~¤ëÌÑî¨¿”!u½Gf¸cüp†Çš�œÙc3ÜV)Ãˆ:˜c3Ü6~8ÃcÍr†¤ëÒñn«¿”¡ñæ¡„È3àPÜ3ã‡3<ÖìdH›á¶úB¦»2âV±}:�â¶õƒ)¾d·ÜäóTy�Á£SİQ?˜jh¦=½�õİ¡†yg^¢fö²wJ­Íã•”ÿÏxİVÿÏ\w´'¹B¤¶˜®aå}TDØ‚�æ‰i?ÿšãu¼ˆ˜è†ôİõÍzq±~’7›Æx‹\½ı¦û'‰Øe1u3·ôŞŠÒÏD„I_�Æ«‡h4‘Ge-õ�¡®¡Û± ]¯ÔâÍ…Qß¼ºPÃ·oèñ8º½èÓè”1Iq:Ú0Ë­e6îwBMl•E,ı1¶ÑpKÜÁ�ô; WPÊ‚’ ®!ENÖÑiDÓ+�™lWd(&½/À‰ˆÔ1{1©Šxhæ•U+#,­ˆ\�]=%‘Ñ¡bäÛG(šÙ*s¬‰¡$à$UÌÅ�‹Yö,H°¾ /ß©¸óÈF”˜½åš8WxÇ1»R.ïYä¡.¼Ì7ÅÈ&}UŒ¬j]é%�f#qŒ!AEœwl®²n¢ıÄHŒÕu”íÄ[‚šZd#ÉV$»˜ZÚÜ¤:Åê\–åšš¦L˜Šœ¦``Yú"·D¥>™>•JíD³î·§½ê®ŠPİo9´ÔO¹n‡ _¬8ZO(ÖmŒ‚rİğÀšP;–,#ôuûÙ_k"G±òµ5xúÓˆ±µ‰ÄJ*V,+bÓÆÈbíDdd[“&F®¸£“ÏÈ—¬‘u²“g^x;}CšP¡g¹"²JĞVD‰F¾À$+e�f¡�…±®Ì(fSƒ61ÌM™Ú:R¡¬ì¡ºÉ1¬!åÌ–™5´i¢,×Cà0¦‰8ÈH!Ø„.jK…¦*Éy“x�u)Ï‚X�#§©ÅIª+yÌÕ.ï+ÃPaä\�j‡’8ÁœV³(v™[ˆQ`��2Õ+z1… Õç>òÎ€¹ö�(°�KÁˆ}˜¶ØG­`§bÁ¾OésŸá‚™ëÕ/8º>ÿ3Ë¬·CÁ±ß‚³í7KÁ©];ÁØ~%û…% _g»~ÙúUXğxQœû-*û[ È¦â�pf-¸<ó öh³Üú}¹áõŞ÷bb‚ÑŠÃ×,_~ÓbºĞ±0×Ã3r·Få½Ç½�3¶†ÊÓ;KˆªÖiB�"öÎìÆÎı.aIÍx.¸û¹ğBÔ¦ëì$llÇ4wQˆJ¡ƒ‚]êdQ°dcZ4…€ú&¡3P�Xøi…^Úª›.LÇ@‹ÜWNÜÕ™‹Òßê_ÔÍ:endstreamendobj101 0 obj< >endobj102 0 obj< >streamH‰t—ÛŠ]¹†ï÷S¬ËîÀnK¥óåØ1<8¸!!„a�'t‡Œs‘×Ï_•¤Õîƒ{K‡’ê¬¯—kŒu”ãJ¬G½ÈqÅÇœ�oŸ/á!„>GŸk5ÌÇ0Š!&;1�A”œ‰øª˜B$VMÅ&gÃlƒÒŒª±D±DbjÉ�+SR†Á6ª¼�4;a\)ÉÎĞ1Ó©Ø`·�b4)�§~ÜŞ¸2ˆ� Ç‰’B³Ãl§ªqêŠĞ¦®#!ñ¤ 4@‰•¢Ô}]Õ]2/j:“zô(Ù‡F>T#.`èX-İI—5ŞNI·lsÎl=�véq®‹‡9Æ–×»Ëë:6¦¨é™GI§3�î÷�w=Ìc•¨07Ì¤^\€}NšgäÑ\m�(Ñ•�€Ü!Få˜;ËÈºIÓR*-%Ÿ?UÛ¥�¦½ »¸^HÙ%‘\@�TÌ¡x¬"uº Øî-“š‰N¬îßuè«¸ÏÂÕ4›û³�ªòŒ×©åhØ99B pø¨Jƒ#ÇD¤O)bÎ�M×ö*�°:°uÃUPÅwnP˜ªe(Î�+ü˜}«t«Á¸R”®Ø¦m+œÜı*—Û�ş¦f—¢$~ÙNJ¾®c0û5"�SænT'®msrçdúûµÂµ†¢iˆ»vFˆaÕµ1dG¨ès£©8ânŠÃQï ¡˜(¾‘$C_*Õ°:�£Iúym*/vN½�ÅæXÏ‡Ê°ø>±úíé:%Äóe‹¼PE)õ¬¨ÒÓVc…�lƒRİVÙöòˆn½Ê<´LLÛî *Û%€½n‡©ækÍçö”¶¯Kİ�l'?­p’¸½(iû80Ÿ"XË�`/;zÓÑŠ- ”y�×^q¬iGmL(@y5XâŠxb*+�ëJÄ^V*QN¡¯DCf’³,D.É3©å•½È£¬Ü¦œ™-ó‘Sši‘XdåLr+£’y8Ë·Êê_3“µÑğ\MŞ‰œ˜óÌòDf?+äÚW� ·¾ª¹÷U[È£ÍÂ£XCYE‰Ó*YÆcÖ3¢äUìŒÇ*…ä$«PçUF�ë*²'�{¼¬mWù6yew;^eå�/®“ÓÒKuêyi‡]Ä²Mak"K¹<�lË¨2b_–ízÛ˜Ò²4{�¥uğ–arí�Ö‡ÔØÓ…åÖ)±Á}êƒ¢L”jê< ?ÈÚ2vkçgköæÃğ^púC`7˜Òb;dª¶BXôƒŸ¬ÌqÎè6Ãº/~°=r)ş¡Ù„6WT;Eî}~°î¶¸an\g[m4^ÀJv‡Wk_ñ\ğÕF?ÌäÏ,¡92EÚ…nÔp™I•}�0İY�Ãš…î/kna^p‚TÍEb´X=ëp„¯>MÔ€àVjÏü=F÷¿çn¯¨›3j’’ïQ ƒº'¿Â^¦q"Î<àüP©©�ø�OŠ§2¼Z™{LĞ\~»8F¾7´¸ò*rp¿h¿oSÉ…—Ú\�[ß*iğ”áÈ,E£Â@P¶Å„júÓUÑ•®–æp›â¦A¾^¾üîòGü{ûx�TüC²ÌEÛçq$�ÓÁ-Ÿ/¾ÃÕî!à®·û¿<ş¤ş&ˆ<åxüãñ^›ü)á¸«9wNÃk2³¯å¬;Dz?×#ÿpÿø}·éÃm��›rìıãåÍÇ§_nŸıñÛ/ÿúú÷ÛñæÃ»x¼ıı»ãòşşÃ‰ßüø)û÷åÍcü+”}<~¹ é4„ŞÄ6uy(İŒ‚ëÜ}üdòe0pÜCOğŞ%ÿv©0 j´Ï†£ÁÁa°ˆÔ~¦û¦ùÓñÏK �ãÓ»Ÿù:�Ç�¦¦8.¿á :ì�â£’-dnÏ\ô¦i¦šïÎ¢¹gÀOĞ(±W?~½¦š&Â…ã¼p²/«‰ú!ü,…ˆræVûùídÄ{„ï]û{ıéãş@AŞ�ˆjƒòÿ- '@KÀŠØèÚ%"ş¬õ;kišhk¥k§‰t(ø!­ÀRK°ÄÌ3Ÿ§ú¼¼ê«zas¸ñ•${¬[f·è�P8tbçÇÀâ™5¼"ë`Z¯Rfdsbqµd®¿›°œX•02ç©<´È®ê;…ÍQ/ôÙÈ‰ŠÂçŒnˆ½4Ãñë÷ïØ„–Ô(2Ë Š»¶Pö�la¬;Ù»RÓŸvÀ6"¦`ç¬™,õÄ5?ÔaqE" ›&›P5[†9+°;lÃõb}'ôÂ§kF¿´Å[Ê†-4³1ƒD>TÍp8½[‹æ¿5eôÈiDlÓØ(óHeÚËQ&Pƒe¬Aüˆ“«5{“´ù¡ùŒ-`¾ \N—ô½KCÒZùÈÑ%öëªP k(ìv–K¦‡ml2¥joMƒÅbÎSû$ú�ß9Š4k¹d�>ÑªMU†í™ih¯İ&hh™2İA�æKÍÉ¼,Ò€îŠŒ¹ÛÉ1_ù2DäOÊÖLìXU½IøQìÀßjúÛº{;Wj•Z¶ş_»öÈ¦ 1uóRdiÇõdùÕ >endobj104 0 obj< >streamH‰ÔWmoÇş~¿b?REyÜ÷İ²b'-b#‰˜´€QÌ‰’Ø�H™¤­¨¿¾ÏÌì�¶cE>È Û‡7;;oûÌœ®³wJ×.%ü÷1(Ím¥ë¦±ø-û n2µãß‚o°Î�ÖZ»²n«)½JNÇ{¦cu,(Ğ6F•]xè��tØğî°ëXáeõcõN¶İ¨ØÔ&e«lãj,àŞÜĞÁÑ•§ºÊÖ6�Qc¬®+ãjg`T¨-İŒ°�QÙäë=!<¡H&Œ†a�PÖÔ Ç�(ÖØÑƒ¦¦@A™'”jÌú:Ù4ˆâgc�Py™i‡ñ¬4ñZNKgWgÊ�Ã¢r8?€Öœ�¶Îl·MëhYÎ4ÀGÖU†-í'œ4„Ó%zxÄB14=ÂŞvíEN³ÀLĞÔ'M#�2’T&ÁLÒ�ge�aÊù‘%rªßk,TÛ#œµèvœ¼’J”Ñq�¥�~¬^Ì«Ìµ”•ñ$567µF�æ7ÕÛÉË˜ôÉÔj5Ññä_ó¿WÆ !;æÕ5ìõ©šªX»Ó“ù¿«—ójöC·h—ßn·×«VÍ^Ÿ9õâ›3U½¦�ïª„²NAÙäêqm\Bi¢ÀÕvYıC­«Ù·çZ]íFu�LİP�/ÄÑê\#e:¡4ëh,åßrâ,©âÛJP¨Å—¢I>;N"�xëØÎ”dP’�<\åMœ�¢�¢håT¦åNŒL¸%š«%ùB3Ç7¥:'¾v‡²®SjØ+—H'Ô,M”ÌË�*,£YTXŠÌ.¨°É›òïM–²z‹º2'5g—Õ§\zŸ-.\\r­C-ƒq"ÊæÁÚ7%m†=cÍ:3MÒ…÷È?¸MÄg©)`n‰"ËËÁ£%ÛĞõ2cäTƒàáºˆà%á©‹Sx�VÑïGPkß$á ­èJ Ô6(µ„ºÈ=@ÅkÀ±Ô¹d�­�´%Ò'€ÛXÔı»®‡®öÚ !¾Ä<©v›Üƒr¶€Xã-tğU9++ò6¢� e HaÃ’Û-‡Óè2EÇg‘4JU‡ ÃdE‡¾%Ãa„İ¡ ä/rÕ…Üƒr�4:/AÈ²9VÀX�C`‘^jF‡³Œ8×cº—‰ÊÇ+]Ø(ºˆ‘£{Šb"—év7 ]u_1k{£S}ŒÅ–®C¢�àhm¸½Ê} añêCÅæQàœç–éœ/Jú›Å€¢Şë¾şL[rh8t†�”¿Ò–ÎÖ¨?EsÂYÃÿ5³z'Ù•¦"i?H”:³Ÿ÷<ı%‘ô°H~X¤émO_4�IQú0˜.QJ{Æ„$¸’˜Sb!zO{Gµq#Å‚å=ùX§ù¨HO“p˜¨‰ñÇ!sES8-ÄtØéeËáÑ1%²‰}qzG�‰W£ˆ¼2‘Ò”7fx™ëÕùÙãq­î”W¯Õg˜?Ã'‹ü›&cñaÜ„éÎ&&á]—z%".ñuAÔVAÕ©òš¦e‡½j–”uÿFöi”Ê‘uÙ!-÷º:ÇåĞ<êŞ©qÃ�"æ#�Û1°šZ~pÒ»iQú0=h²±,îi5LŒ4érø�˜Ÿ+Œhs$-ÓfÌ²UÀ=æú@“"“ø°`²$kÒ‚ÙşCy5¥1FÉ&Yß³¿Çt`QœSªifğ*ó�ÕV7ÿ†uüA››üGÃ+ñPpôÅÎT»ö0-ÌææWtm5¿¬6¤Q.“¥øFp4œjäJæånÙî·'‡®ÚE§Î®Û2aÑîù¹,/wûU»c£H¹å³óÛÅúÙ³Ùi»¿èæËß÷Ï^½¦õJƒ]Ÿ?.¡�„3~†ø;‘†)Å·ˆnÊìÌşªE)7/N?Ó&Åçâ+İ’â¤é�,vĞŒúaì»E·¹Z®Õåv¹ü«ú^¼X\L«ÅúB}Ân?±Ìæ»sÕnnn»Õb½/2àG8Nµf™–¦QÊàŸåîcN…dtîü/ƒ»Ë‹÷ .õÃÙµ»‡}–Évùîıj»¼Y®÷»Êíë�Æä¸ØîÕnÓ],·‹ßº¥ÚlYBäÆerÛ½¿š®ÖêC¹»Õf½{Ò…2¥o×¬æwêÿÒÛÉßÖûåv½ØÃİE×İ+p¾pÄíívÃÁ(!¹x ú±¦<Ñjy;:§ïÔJ"Ó¡—ïÀ�'SpÅeİ.Ÿt]ñåùõ¦å‘è?j·¸d¶_ªv±[­¯�´Nqÿ²úmË¥}(ë>™Ül_MŸ�„Ğ_áÅªc¼ÜnnT™88Óád¿yÌ òË0;ÌX˜�òSKi“íæj½úoá7¯ş~vv~b1ğªÉéìÍë~:PXŸ§†g�^¸¥7Ã'†ÁVÉóN�Bkü¢ªş'ÀXÉ-×endstreamendobj105 0 obj< >streamH‰ÌW[o›E}÷¯Ø—J6ÂŸ÷~U¥6¤E@JK,x¨2�“'$.éÏgn»şl§Å HN�wçÌ™ÙÙ™ÍÅİ@«é\ÁÇ½šœŞÌVOŸN�Ï×f—ÓÅÇõÓ—Ç/_j­Ë³gÏÔ‹¯�Ô`¬»`�›.¯¦gƒ¡MŸÀÚäÈşª•QÓsÜµGÚ³ÁSmR¦›´Âu7_&¯N�º¸L¦æWÇ&‡x7�±�Y{~§_Ş�®Wç#«ÕğúöêN­¯ÕñëÉ·“ïTÔ£:£†f`Õ¦‘+]QÃ±Q£_¦ß‚(ˆÅ"ã»álu¶eÖ3òğkìÄrà¦:Û¢ÑÍšÀ^rHÇ«“©*.zÈÆ¹üp³îHĞÿ5ÊU&Ã£cu2»ıC-WgËùl½¸“X750¿¾º¹\ÎVó…º_®ß«ï!‹X>×#CusÏ¥ğ“TÕõåz4Æ<Ï.Ô�¦ßœª¯—·‹ùzù—0.î:28�t—]‚Tgoé3ogÜ™ \„“€óH©‹3›ÕíbàŠ%XWM�Ë¥.Ÿs18‹øiå,‰ÑÛmFÛ•¸E*6¤mš›Øyó9sÙğ°¹-ºóå3æuÃ¾9”ºÂuzôsd1GÂX7à—t©úƒš_QQá'äårp:xûPÊ‘î![@HÜ¦±`„ªgƒy�í.õ½Jˆz{ßÅ¶M�úsF�ßàöt%ó°,>�ÇÉÚ³9D–v]HË‚İ> ÀùRU¢F>û¸O¶0‰œíSx‚›Œî´OUµ× &o.góÅÙ«ÛÙÍûå\MN�"?èµóçÀë‡«bŠ�óAñølCôgµªcCØ4ï‡U³¥ÙëLc¼P.ĞR°j<+üÎ¯ù`\:‹]¾6¦Ë17S�7Êß²Âf[d�’2Ôb ‰ä{äÖ‰àÇw'öM¯NÔNlÖ9Í†İØà„ÀSı'½ûtd¸¿¶}ú=dX,ÕÈğo^`£-ªFÈîjŞÏq½§–¼Û”7uºœ³çÆØÁ+ÀBpĞ\µ�à ú0QPeÃ7¿ÑûwzP=�G5bàaSîbIn“ÈgSòXÙ¯ÓÔ«Ó·¨ÌÂùBš4¨ôl¶µõœ»ßC¿Š©à¿¥wŠş7w§:üNŒ >endobj107 0 obj< >streamH‰l—»®l·†ûyŠ©Ì¶xÑ­�¤2W©�‰ƒ`Ÿ öûæÿSÒZÎq³÷úFE‘I½¤~t—gùè}>?/°upüº™ãÅ6«·Ö6‹�õ¬/¯S·1Áµoî¬[~«÷qÆë½îıšB¾qhc,®êÙ_ëëV¯šë<ãÛiÛêúÀvz�ë•ó¥nV¨+{ºMâ9½5¨#¾µ5ZKt««êH9ÌùeøfÅxi[=™P§Ô­�TìWlï'ïİëKçzÙûÃñÊñV;—øşä1êÏW8+�#cö¦ÉÇìòüí—¤ìÁ¯ ˆ"T‹#TM$)–ÂË#q&#ZãÜÚ=Î´™8sT”X+uò‘’›$znÛ:'{ví Ë±N±¦©Ã ºT9¨4\ù˜J©2rål”#•0'®t�ş¦‘H£s¥8İë5©cLK’2R•®ÒÆ¸œI7ÚÌµ5†üšÉˆ¬ºÆpuä:+ VsãÕë6/î�)„QÛ"è9æÃ~ÓoB&Í�"4â°KdqPÛªô )›îKg�Eá4aŒäé0¦[ˆc�•ÜşrY6Â:ëËFÛ¹¤UdBngZŠùÌuR!¥êšiXW×~'Z'/ ĞpÍÿGazäN¼[wÒÈÔ"Ş)ıê™EÖÌ;ßhŸG»$ ½Ï–Û-_ÿşËã§ÇwÿøüùıË¿şşÛÏÿûòŸ÷ó»¿Ï¿şğıóñ·ãÏO�_^c�¸ß­#†),ÚÅÈ¿Š‹ïÃ>ÿûøõ‰×d‰¿>ñF‹n·uTÏx¤¼ãÑCøË€e+‹ÏÎ—ˆD¦x³î–ox³–klæî¦/-ˆ�8qò¡”"ò­Ûª!7¹ğø…ò¨ä+imet´x-íÄıÂXáÎ—ğ•0Úe²äD`D†¥Äc3[�Ïw<Cq0rQ&Œ[øWÙ¹î$åÛA‚,„#¦jVƒãGãm¾aCecWøv‰�V³Šq/¾FUØ_ğIÉ‡XŸıl�àà#kò‰Æ‡ÚÇíŒP®`%œ­îë�µÎiDo˜­"‡ÆRAh;B4�şèÑm/~¡:ã¯�ïÂv‚f,±È+ÔFEo×�m„”{¤­wís¿p#W Å¸aÍ7$>»±êxT˜DeãàwPN`›H”.·/$'v¦#ÓGY×ã¬•í»°ÿ^/00>”GX’Şß�¾EüÍè!Ûˆ õ¯‹VpõxÏp‰ãB—£Å~å�H 'pÏ'‹ÏÔqİŒ„Z4'Î(—/İİÂáÊ²6PÍ"{ÖÍæ›¸´ "'¶N&¶!"³¥²¨î€¸AFó¦4)š§ècd–M :w�†öÎ¹h÷6¡g°%¾>7fç“Ú@À—lX¼Ïô�ï¡Œ±˜Ì¦“�Èûö¾…å·¡ŒXŠVª�x àYñgf]Î(Óy°ò›×,/»:õÂKÆ—Õä¡5S&Dî››¬¦ÜêØYZØ{–İÁl´yû0\”ùx�yf”…ÎŞÓköMT4“¶J«ÙÆÏZ’È"´L™cy‚š¨5�XGnÖ2ıgã×²MÌjR—òHÑ¥ó¦dÇZ3cÌ#{¹0·V¦a®ªc,+Rôl+Ám/Tü }ægÖöñu]IÓæÑÿ,\â¶ÑQÚõŠœ™A–[=bBşÍ"FL`�òb•õ?í±½Íş£œû{ßÂ¸yş.À²D›.endstreamendobj108 0 obj< >endobj109 0 obj< >endobj110 0 obj< >streamH‰ÜWÛnÉ}çWô#X�ú~±Vr6ˆ{E$N°(ÚR@Q7jµúûœSİ3$%Á°»/�±ÏtUwİ»Êô¦(ÓkãÕåÄT“Ò}EYàŒµÖ®­“·bƒ³-Ç°äI ¤{ç‹jø1©´ÓXLêEî0í�öeòir£ŒÒø3ÊÇÔ'ë³ŠÙ÷N[§—n]R¸-…V­&¶O&�Èõ¾�­&çzŠ{ç ¦(ôÙ%¢”Q´ÔŸ¸¸ŠÎ2¦/Á©µ`êK,*Ô“½š¹>—œûâí‚?mÙğ99+¦\�42' ø`cß‡‡½ƒYƒ¤<×GH8@—¬ì9`‚piGßB¤ovQœš¼­’X:Çö^{şDÄ†4…?Äİ´T~°&î`Ó;ƒë’¨FÇDD˜“x&ëÊ»¯&ĞËÇ-Œ½-iËk¦[ ul½j�L½Æ{^®atğquºX�½¿=½>¿X¨ƒ‡E½ûñPM�>àß§‰QüSw‹õÄe­¼Š)BN„ ¨ŒÛÚ=´ğÓ‹N Ø»ù“s(âÁÜü ïüÂ+/RW.#ú£NÈ¦Î›_N¦?_ıõ¤›ÿwr4ÁFï˜âf`>[FÍL”ØzªşšJ>»A¥m²BŞŞÛ!†í³y›¬šíq2~B?Y'¾+~DŒ-ÿ¥qRåFŞµPÖõ°SùöN­WV¨‡–SÎÅÜp=rëaOk™:T%"µÓnİAæhZ¿-ÚÏ¯Ãd�šµÅ#3…jV«¡®èG< 2'�Ò0˜�Q�µ‚G/1¡ñÿç›ªkf1òş×¶¾�X5ÈÕÀ£¨<Ä=*ÁõşÄ¨¯wd®ÎEœ?¨\#M9Æ­Ë¨…öy:ïf6ö^MÏ»YRÓ¥r=QÔ4aá¸cÕ–…ËeGÇ¨é->..:¦«läŞªé�:%‰#‰Å—?wL•¨¦¡ûÏüo‚¡8Äšuå5�‹‚½émö"åôß6D¦Á3}˜‹>ÂcûJ©ã�åOMï)L†X3íˆù5åÿAÄËª„>¨é%iŠĞK¹g²Åß»™\œêU¦Kd{Ä9š›×�¶`øáeyd¢âí�­L®ª[%È¡b±M7XÔ>S_ÀÆÛî›õ÷´1{Úˆegò–9V}ÔüÙ�ÕŠ—«äãmÏvÆ›
https://www.littelfuse.com/media?resourcetype=datasheets&itemid=533cd5cc-956c-4243-867f-6ab5a62f6ba1&filename=littelfuse_fuse_451_453_datasheet.pdf | fuses | Fuse Datasheet© 2023 Littelfuse, Inc.Specifications are subject to change without notice.Revised: GD. 09/18/231451/453 Series Very Fast-Acting FuseDescriptionThe Nano2® SMF Fuse is a very small, Wire-in-Air (WIA) square shape surface mount fuse that was designed for secondary side circuit over-current protection applications. These fuses are designed for PCB using surface mount technology.Agency ApprovalsAgencyAgency File NumberAmpere RangeE104806.3A - 20A298620.062A - 15AJ504467311A, 1.25A, 2A, 2.5A, 3.15A, 4A, 5A, 7A, 8A, 10A, 12A, 20APSENBK030205-E10480ANBK030205-E10480BNBK101105-E1846551A-1.6A2A-5A6.3A - 10AE104800.062A - 5ANA1A, 1.25A, 2A, 2.5A, 3.15A, 4A, 5A, 7A, 8A, 10A, 12A, 20ANA1A, 1.25A, 2A, 2.5A, 3.15A, 4A, 5A, 7A, 8A, 10A, 12A, 20AElectrical Characteristics for SeriesFeatures & Benefits ■ Very fast-acting ■ Small size ■ Wide range of current rating available (0.062A to 20A) ■ Wide operating temperature range ■ RoHS compliant and Halogen Free ■ UL Listed and Recognized to UL/CSA/NMX UL 248-1 and UL/CSA/NMX UL 248-14 (see Agency Approvals) ■ Conforms to DENAN’s Appendix 3 ■ Conforms to IEC/EN 60127-1 and IEC/EN 60127-7% of Ampere RatingAmpere RatingOpening Time100%0.062 – 204 hours, Minimum200%0.062 – 105 sec., Maximum12 – 2020 sec., MaximumRoHSPSEApplications ■ Notebook PC ■ LCD/PDP TV ■ LCD monitor ■ LCD/PDP panel ■ LCD backlight inverter ■ Portable DVD player ■ Power supply ■ Networking ■ PC server ■ Cooling fan system ■ Storage system ■ Telecom system ■ Wireless basestation ■ White goods ■ Game console ■ Office Automation equipment ■ Battery charging circuit protection ■ Industrial equipmentResources451 SeriesAccessories451 SeriesSamples451 SeriesAdditional InformationResources453 SeriesAccessories453 SeriesSamples453 SeriesFuse Datasheet© 2023 Littelfuse, Inc.Specifications are subject to change without notice.Revised: GD. 09/18/232451/453 Series Very Fast-Acting FuseElectrical Specifications by ItemAmpere Rating(A)Amp CodeMaxVoltage Rating (V)InterruptingRatingNominal Cold Resistance (Ohms)Nominal Melting I2t (A2sec)Agency ApprovalsPSE.062.06212550A @125VAC/VDC300A @32VDCPSE: 100A @100VAC5.50000.00019-x-x--x.080.0801254.05000.00033-x-x--x.100.1001253.10000.00138-x-x--x.125.1251251.70000.00286-x-x--x.160.1601251.21570.0048-x-x--x.200.2001250.83720.0089-x-x--x.250.2501250.57650.0158-x-x--x.315.3151250.39180.0311-x-x--x.375.3751250.45410.0442-x-x--x.400.4001250.42330.0551-x-x--x.500.5001250.30460.0824-x-x--x.630.6301250.20220.1381-x-x--x.750.7501250.14440.2143-x-x--x.800.8001250.13550.2654-x-x--x1.00001.1250.07800.6029-xxxxxx1.251.251250.07800.664-xxxxxx1.5001.51250.06300.853-xxx--x1.6001.61250.05801.060-xxx--x2.00002.12550A @125VAC/VDC10,000A @75VDC300A @32VDCPSE: 100A @100VAC0.03670.530-xxxxxx2.5002.51250.02861.029-xxxxxx3.00003.1250.02271.650-xxx--x3.153.151250.02151.920-xxxxxx3.5003.51250.02002.469-xxx--x4.00004.1250.01603.152-xxxxxx5.00005.1250.01255.566-xxxxxx6.3006.312550A @125VAC/VDC 400A @32VDCPSE: 100A @100VAC0.00969.170xxx---x7.00007.1250.009010.32xxx-xxx8.00008.1250.007720.23xxx-xxx10.0010.12535A @125 VAC/50A @125 VDC400A @32 VDCPSE: 100A @100VAC0.005626.46xxx-xxx12.0012.65150A @65VDC100A @65VAC400A @32VDC0.004947.97xx--xxx15.0015.650.003797.82xx----x20.0020.650.00244154x---xxxNotes: - l2t calculated at 8ms. - Resistance is measured at 10% of rated current, 25ºCFuse Datasheet© 2023 Littelfuse, Inc.Specifications are subject to change without notice.Revised: GD. 09/18/233451/453 Series Very Fast-Acting Fuse0.0010.010.11101000.010.1110100100010000TIME IN SECONDSCURRENT IN AMPSFast Acting Series TC Curve 8A10A12A5A6.3A7A15A3.5A3.15A3A4A2.5A2A1.5A1.25A1A800mA750mA630mA500mA375mA400mA315mA250mA200mA100mA125mA160mA80mA62mA1.6A20AAverage Time Current CurvesReflow ConditionPb – Free assemblyPre Heat- Temperature Min (Ts(min))150°C - Temperature Max (Ts(max))200°C- Time (Min to Max) (ts)60 – 180 secsAverage ramp up rate (Liquidus Temp (TL) to peak 5°C/second max.TS(max) to TL - Ramp-up Rate5°C/second max.Reflow- Temperature (TL) (Liquidus)217°C - Temperature (tL)60 – 150 secondsPeak Temperature (TP)260+0/–5 °CTime within 5°C of actual peak Temperature (tp)20 – 40 secondsRamp-down Rate5°C/second max.Time 25°C to peak Temperature (TP)8 minutes max.Do not exceed260°CSoldering ParametersTemperature Re-rating CurveNote:1. Rerating depicted in this curve is in addition to the standard derating of 25% for continuous operation.Wave Soldering Parameters260°C Peak Temperature, 10 seconds max.TimeTemperatureTPTLTS(max)TS(min)25tPtLtStime to peak temperature(t 25ºC to peak)Ramp-downRamp-upPreheatCritical ZoneTL to TPFuse Datasheet© 2023 Littelfuse, Inc.Specifications are subject to change without notice.Revised: GD. 09/18/234451/453 Series Very Fast-Acting FuseMaterialsBody: CeramicTerminations:Gold-Plated Caps / Sn-dipped Silver Plated Caps (451 RoHS/HF series)Silver-plated Caps (451MR RoHS ratings below 375mA and 453 RoHS Series)Product MarkingBrand, Ampere RatingOperating Temperature–55°C to 125°CMoisture Sensitivity LevelLevel 1, J-STD-020SolderabilityMIL-STD-202, Method 208Insulation Resistance (after Opening)MIL-STD-202, Method 302, Test Condition A (10,000 ohms minimum)Thermal ShockMIL-STD-202, Method 107, Test Condition B, 5 cycles, -65°C / +125°C, 15 minutes @ each extremeMechanical ShockMIL-STD-202, Method 213, Test I: Deenergized. 100G’s pk amplitude, sawtooth wave 6ms duration, 3 cycles XYZ+xyz = 18 shocksVibrationMIL-STD-202, Method 201: 0.03” amplitude, 10-55 Hz in 1 min. 2hrs each XYZ=6hrsMoisture ResistanceMIL-STD-202, Method 106, 10 cyclesSalt SprayMIL-STD-202, Method 101, Test Condition B (48hrs)Resistance to Soldering HeatMIL-STD-202, Method 210, Test condition B (10 sec at 260°C)Product CharacteristicsDimensions mm (inches)PackagingPart Numbering System6.86(.270")3.15(.124")2.95(.116")1.96(.077")2.69 ± .25(.106")2.69 ± .25(.106")1.45(.057")6.10 ± .20(.240")Recommended pad layoutF7 APackaging OptionPackaging SpecificationQuantityQuantity & Packaging Code12mm Tape and ReelEIA RS-481-2 (IEC 286, part 3)5000NR12mm Tape and ReelEIA RS-481-2 (IEC 286, part 3)1000MR0451 001. M R LSeriesAmp CodeQuantity codePackaging codeRefer to Electrical characteristics tableM = 1000 pcsN = 5000 pcsR = Tape and ReelL-RoHS Compliant & Halogen Free (Gold Plated Caps)451 = Gold / Sn-dipped Silver Plated Caps453 = Silver Plated CapsNote: “L” suffix applies to 451 series only- 453 series is available only as RoHS compliant version and does not require “L” suffix. Please do not include “L” suffix within 453 series ordering instructions.SN-RoHS Compliant & Halogen Free (Sn-dipped Caps)Disclaimer Notice - Littelfuse products are not designed for, and shall not be used for, any purpose (including, without limitation, automotive, military, aerospace, medical, life-saving, life-sustaining or nuclear facility applications, devices intended for surgical implant into the body, or any other application in which the failure or lack of desired operation of the product may result in personal injury, death, or property damage) other than those expressly set forth in applicable Littelfuse product documentation. Warranties granted by Littelfuse shall be deemed void for products used for any purpose not expressly set forth in applicable Littelfuse documentation. Littelfuse shall not be liable for any claims or damages arising out of products used in applications not expressly intended by Littelfuse as set forth in applicable Littelfuse documentation. The sale and use of Littelfuse products is subject to Littelfuse Terms and Conditions of Sale, unless otherwise agreed by Littelfuse. Information furnished is believed to be accurate and reliable. However, users should independently evaluate the suitability of and test each product selected for their own applications. Littelfuse products are not designed for, and may not be used in, all applications. Read complete Disclaimer Notice at www.littelfuse.com/disclaimer-electronics.
https://www.littelfuse.com/media?resourcetype=datasheets&itemid=28004c2f-992c-4d86-8a35-f495c62803a6&filename=littelfuse_fuse_396_datasheet.pdf | fuses | Fuse Datasheet© 2021 Littelfuse, Inc.Specifications are subject to change without notice.Revised: GD. 11/12/211396 SeriesTE5® Time-Lag FusePbAgency ApprovalsAgencyAgency File/Certificate NumberAmpere RangeE670060.05 A - 6.3 AE670060.05 A - 6.3 APSENBK010721-JP10211 A - 5 AFeatures & Benefits ■ RoHS-compliant, Lead-free and Halogen-free ■ Reduced PCB space requirements ■ Direct solderable or plug-in versions ■ Low internal resistance ■ Shock safe casing ■ Vibration resistant ■ Available from 0.05 A to 6.3 A ■ Listed to UL/CSA/NMX 248-1 and UL/CSA/NMX 248-14 ■ Conforms to DENAN’s Appendix 3 for the Japanese MarketElectrical CharacteristicsAmp CodeRated CurrentVoltage RatingBreaking CapacityNominal Cold Resistance (Ohms)1VoltageDrop1.0×IN max. (mV)Power Dissipation1.0×IN max. (mW)MeltingIntegral10×IN max. (A2s)Agency ApprovalsPSE005050 mA125 V100 A @ 125 VAC12.5000900450.011xx-006363 mA125 V8.7900800500.017xx-008080 mA125 V6.0090700550.02xx-0100100 mA125 V3.8400600600.04xx-0125125 mA125 V2.9000550700.05xx-0160160 mA125 V1.7700480800.09xx-0200200 mA125 V1.2000390800.14xx-0250250 mA125 V0.7500350900.26xx-0315315 mA125 V0.5450300950.32xx-0400400 mA125 V0.37502501000.58xx-0500500 mA125 V0.24702201100.86xx-0630630 mA125 V0.18502101351.15xx-0800800 mA125 V0.12501601301.92xx-11001.00 A125 V0.08681551553.25xxx11251.25 A125 V0.06661451854.69xxx11601.60 A125 V0.05021302106.76xxx12002.00 A125 V0.039812525011.90xxx12502.50 A125 V0.029712030017.81xxx13153.15 A125 V0.021611035026.29xxx14004.00 A125 V0.016411040038.40xxx15005.00 A125 V0.01129547571.25xxx16306.30 A125 V0.008795570144.87xx-Notes: 1. Resistance is measured at 10% of rated current, 25ºC.PSERoHSThe 396 Series TE5® fuses are time-lag type, 125V rated, and are designed in accordance to UL 248-14.DescriptionApplications ■ Battery chargers ■ Consumer Electronics ■ Power supplies ■ Industrial controllersElectrical Characteristics% of Ampere RatingOpening Time200%60 Seconds, Max.ResourcesAccessoriesSamplesAdditional InformationFuse Datasheet© 2021 Littelfuse, Inc.Specifications are subject to change without notice.Revised: GD. 11/12/212396 SeriesTE5® Time-Lag FuseAverage Time Current CurvesSoldering Parameters - Wave SolderingDwell Time0204060801001201401601802002202402602803000102030405060708090100110120130140150160170180190200210220230240Time (Seconds)Temperature (°C) - Measured on bottom side of boardCooling TimePreheat TimeWave ParameterLead-Free RecommendationPreheat:(Depends on Flux Activation Temperature)(Typical Industry Recommendation)Temperature Minimum:100°CTemperature Maximum:150°CPreheat Time:60-180 secondsSolder Pot Temperature:260°C MaximumSolder Dwell Time:2-5 secondsRecommended Hand-Solder Parameters:Solder Iron Temperature: 350°C +/- 5°C Heating Time: 5 seconds max.Note: These devices are not recommended for IR or Convection Reflow process.Recommended Process Parameters:Current In AmperesTime In Seconds0.0010.0100.1001101001000100001000000.1001101000.020.050A0.063A0.080A0.100A0.125A0.160A0.200A0.250A0.315A0.400A0.500A0.630A0.800A1.00A1.25A1.60A2.00A2.50A3.15A4.00A5.00A6.30ATemperature Re-rating Curve-40-30-20-100102030405060708090100110120PERCENT OF RATINGAMBIENT TEMPERATURE (°C)Note:1. Rerating depicted in this curve is in addition to the standard derating of 25% for continuous operation.Fuse Datasheet© 2021 Littelfuse, Inc.Specifications are subject to change without notice.Revised: GD. 11/12/213396 SeriesTE5® Time-Lag FuseMaterialsBase/Cap: ThermoplasticPolyamide PA 6.6, UL 94 V-0Round Pins: Copper, Tin-platedLead Pull Strength10 N (IEC 60068-2-21)Solderability260ºC, ≤ 3s. (Wave)350ºC, ≤ 1s. (Soldering Iron)Soldering Heat Resistance260ºC, 10s. (IEC 60068-2-20)350ºC, 3s. (Soldering Iron)Product CharacteristicsOperating Temperature-40ºC to +125ºC (Consider re-rating)Climatic Category-40ºC to +85ºC/21 days(IEC 60068-1,-2-1,-2-2,-2-78)Stock Conditions+10ºC to +60ºCRH ≤ 75% yearly average, without dew, maximum value for 30 days-95%Vibration Resistance24 cycles at 15 min. each (IEC 60068-2-6)10 - 60Hz at 0.75mm amplitude60 - 2000Hz at 10g accelerationDimensions8,50,5 minmax. 8LÆ 0,65,08Holes in the printed circuit board1 +0,11,5max.4Holes in PCBLong Leads (L=18.8mm) Short Leads (L=4.3mm)Part Numbering SystemPackagingPackaging OptionPackaging SpecificationQuantityQuantity & Packaging CodeTaping Width396 SeriesTape & AmmopackN/A1,4000000N/AShort LeadsN/A1,4000440N/A0000396xxxxPackaging CodeAmp CodeSeries0000 Tape/Ammopack (1,400 pcs.)0440 Short Leads - Bulk (1,400 pcs.)Refer to Amp Code column of Electrical Characteristics TableDisclaimer Notice - Littelfuse products are not designed for, and shall not be used for, any purpose (including, without limitation, automotive, military, aerospace, medical, life-saving, life-sustaining or nuclear facility applications, devices intended for surgical implant into the body, or any other application in which the failure or lack of desired operation of the product may result in personal injury, death, or property damage) other than those expressly set forth in applicable Littelfuse product documentation. Warranties granted by Littelfuse shall be deemed void for products used for any purpose not expressly set forth in applicable Littelfuse documentation. Littelfuse shall not be liable for any claims or damages arising out of products used in applications not expressly intended by Littelfuse as set forth in applicable Littelfuse documentation. The sale and use of Littelfuse products is subject to Littelfuse Terms and Conditions of Sale, unless otherwise agreed by Littelfuse. Information furnished is believed to be accurate and reliable. However, users should independently evaluate the suitability of and test each product selected for their own applications. Littelfuse products are not designed for, and may not be used in, all applications. Read complete Disclaimer Notice at www.littelfuse.com/disclaimer-electronics.
https://www.littelfuse.com/~/media/electronics/datasheets/fuses/littelfuse_fuse_437_datasheet.pdf.pdf | fuses | © 2020 Littelfuse, Inc.Specifications are subject to change without notice.Revised: GD. 10/19/20Ceramic Fuse > 437 SeriesSurface Mount Fuses437 Series – 1206 Fast-Acting FuseDescriptionThis 100% Lead-free, RoHS compliant and Halogen-free fuse series has been designed specifically to provide over current protection to circuits might encounter high working ambient temperatures (up to 150ºC).The general design ensures excellent temperature stability and performance reliability.In addition to this, the high I²t values typical of the Littelfuse Ceramic Fuse family ensure high inrush current withstand capability.Agency ApprovalsAgencyAgency File NumberAmpere RangeE104800.250A - 8A298620.250A - 8AFeaturesElectrical Characteristics for Series• Operating Temperature from -55ºC to +150ºC• 100% Lead-free, Halogen-Free and RoHS compliant• Suitable for both leaded and lead-free reflow / wave soldering• UL Recognized to UL/CSA/NMX 248-1 and UL/CSA/NMX 248-14% of Ampere RatingAmpere RatingOpening Time at 25ºC100%250mA - 8A4 hours, Minimum250%750mA - 8A5 seconds, Maximum350%250mA -500mA5 seconds, Maximum350%750mA - 8A1 second, MaximumApplicationsAmpere Rating(A)Amp CodeMax. Voltage Rating (V)Interrupting Rating1Nominal Resistance (Ohms)2Nominal Melting I2t (A2Sec.)3Nominal Voltage Drop At Rated Current (V)4Nominal Power Dissipation At Rated Current (W)Agency Approvals0.25.25012550 A @ 125 V AC/DC2.290.0030.780.195xx0.375.3751251.330.010.60.225xx0.5.5006350 A @ 63 V AC/DC0.9080.0180.520.26xx0.75.750630.6650.0640.450.338xx1.0001.630.420.10.410.41xx1.251.25630.3180.2560.40.5xx1.501.5630.2090.3240.390.585xx1.751.75630.0710.0750.270.473xx2.0002.630.0580.2250.20.4xx2.502.54550A @ 45V AC/63V DC0.0430.4410.150.375xx3.0003.450.0330.5060.140.42xx3.503.5450.0270.7770.130.455xx4.0004.450.0221.0240.130.52xx5.0005.450.01592.30.130.65xx7.0007.3250 A @ 32 V AC/35 V DC0.015.020.130.91xx8.0008.320.0087.230.131.04xxElectrical Specifications by ItemNotes:1. AC Interrupting Rating tested at rated voltage with unity power factor. DC Interrupting Rating tested at rated voltage with time constant < 0.8 msec.2. Nominal Resistance measured with < 10% rated current.3. Contact Littelfuse if application transient surges are less than 1 ms.4. Nominal Voltage Drop measured at rated current after temperature has stabilized.Devices designed to carry rated current for 4 hours minimum. It is recommended that devices be operated continuously at no more than 80% rated current. See “Temperature Re-rating Curve”for additional re-rating information.Devices designed to be mounted with marking code facing up.RoHSPb• LCD Displays• Servers• Printers• Scanners• Data ModemsAdditional InformationDatasheetSamplesResources© 2020 Littelfuse, Inc.Specifications are subject to change without notice.Revised: GD. 10/19/20Ceramic Fuse > 437 SeriesSurface Mount FusesAverage Time Current Curves.250A4A3.5A3A2.5A2A1.75A1.5A 1.25A 1A.500A.375A7A5A.750A8A0.0010.010.1110TIME IN SECONDS0.1110100CURRENT IN AMPERESReflow ConditionPb – free assemblyPre Heat- Temperature Min (Ts(min))150°C - Temperature Max (Ts(max))200°C- Time (Min to Max) (ts)60 – 180 secondsAverage Ramp-up Rate (Liquidus Temp (TL) to peak) 3°C/second max.TS(max) to TL - Ramp-up Rate5°C/second max.Reflow- Temperature (TL) (Liquidus)217°C - Temperature (tL)60 – 150 secondsPeak Temperature (TP)260+0/-5 °CTime within 5°C of actual peak Temperature (tp)10 – 30 secondsRamp-down Rate6°C/second max.Time 25°C to peak Temperature (TP)8 minutes max.Do not exceed260°CSoldering ParametersTemperature Re-rating Curve406080100120140-65 -45 -25 -5 15 35 55 75 95 115 135 155TEMPERATURE (°C)PERCENT OF RATINGTimeTemperatureTPTLTS(max)TS(min)25tPtLtStime to peak temperature(t 25ºC to peak)Ramp-downRamp-upPreheatCritical ZoneTL to TPExample: For continuous operation at 75 degrees celsius, the fuse should be rerated as follows: I = (0.80)(0.85)IRAT = (0.68)IRATNote: 1. Re-rating depicted in this curve is in addition to the standard re-rating of 20% for continuous operation.Wave Soldering260°C, 10 seconds max.© 2020 Littelfuse, Inc.Specifications are subject to change without notice.Revised: GD. 10/19/20Ceramic Fuse > 437 SeriesSurface Mount FusesMaterialsBody: Advanced CeramicTerminations: Ag / Ni / Sn (100% Lead-free)Element Cover Coating: Ceramic/Lead-free GlassMoisture Sensitivity LevelIPC/JEDEC J-STD-020, Level 1SolderabilityIPC/EIC/JEDEC J-STD-002, Condition BHumidity TestMIL-STD-202, Method 103, Condition DResistance to Solder HeatMIL-STD-202, Method 210, Condition BMoisture ResistanceMIL-STD-202, Method 106Product CharacteristicsThermal ShockMIL-STD-202, Method 107, Condition BMechanical ShockMIL-STD-202, Method 213, Condition AVibrationMIL-STD-202, Method 201Vibration, High FrequencyMIL-STD-202, Method 204, Condition DDissolution of MetallizationIPC/EIC/JEDEC J-STD-002, Condition DTerminal StrengthIEC 60127-4Dimensions0.520 ± 0.200[0.020 ± 0.008]3.200 ± 0.1778[0.126 ± 0.007]1.000[0.039]1.63 +0.10 / -0.2[0.064 +0.004 / -0.008]1.500[0.059]1.800[0.071]3.500[0.138]1.000[0.039]0.835 ± 0.15[0.0329 ± 0.006]3.200 ± 0.1778[0.126 ± 0.007]1.63 +0.10 / -0.2[0.064 +0.004 / -0.008]NHHPackagingPart Marking SystemPackaging OptionPackaging SpecificationQuantity Quantity & Packaging Code8mm Tape & ReelEIA-481, IEC 60286-33000WRPart Numbering System0437 008. W RSeriesAMP CodeQuantity CodePackaging CodeW = 3000 pcsR = Reel PackAmp CodeMarking Code0.25D0.375E0.5F0.75G1.0H1.25J1.5K1.75LAmp CodeMarking Code2.0N2.5O3.0P3.5R4.0S5.0T7.0W8.0XDisclaimer Notice - Littelfuse products are not designed for, and shall not be used for, any purpose (including, without limitation, automotive, military, aerospace, medical, life-saving, life-sustaining or nuclear facility applications, devices intended for surgical implant into the body, or any other application in which the failure or lack of desired operation of the product may result in personal injury, death, or property damage) other than those expressly set forth in applicable Littelfuse product documentation. Warranties granted by Littelfuse shall be deemed void for products used for any purpose not expressly set forth in applicable Littelfuse documentation. Littelfuse shall not be liable for any claims or damages arising out of products used in applications not expressly intended by Littelfuse as set forth in applicable Littelfuse documentation. The sale and use of Littelfuse products is subject to Littelfuse Terms and Conditions of Sale, unless otherwise agreed by Littelfuse. Information furnished is believed to be accurate and reliable. However, users should independently evaluate the suitability of and test each product selected for their own applications. Littelfuse products are not designed for, and may not be used in, all applications. Read complete Disclaimer Notice at www.littelfuse.com/disclaimer-electronics.
https://www.littelfuse.com/media?resourcetype=datasheets&itemid=82476e74-6b5c-4262-88c8-0e436eab1447&filename=littelfuse_fuse_313_315_datasheet.pdf | fuses | © 2020 Littelfuse, Inc.Specifications are subject to change without notice.Revised: GD. 11/05/20Axial Lead & Cartridge Fuses3AG > Slo-Blo® Fuse > 313/315 Series313/315 Series Lead-Free 3AG, Slo-Blo® FuseRoHSPbThe 3AG Slo-Blo® fuse solves a broad range of application requirements while offering reliable performance and cost-effective circuit protection. The fuse catalog number with the suffix “ID” instantly identifies itself upon opening by showing a discoloration of its glass body. Guesswork and time consuming circuit testing are eliminated. This unique design offers the same quality performance characteristics as the standard 3AG Slo-Blo® Fuse design.Agency ApprovalsAgencyAgency File NumberAmpere RangeE104800.010A - 10A**298620.010A - 10A**/15A**E1048010A - 30APSE313 Series (Cartridge):NBK060618-E10480ANBK060618-E10480C1-5A6.25- 10A**315 Series (Leaded):NBK060618-E10480BNBK060618-E10480D1-5A6.25-10A**SU05001-6004SU05001-5007SU05001-5008SU05001-50092.25-2.5A2.8A - 3.2A4A - 6.3A7A-8AN/A0.010A - 10A**FeaturesElectrical Characteristics by Series• Conforms to UL/CSA/NMX 248-1 and UL/CSA/NMX 248-14• Available in cartridge and axial lead format and with various forming dimensions• RoHS compliant and Lead-free• Conforms to DENAN’s Appendix 3ApplicationsUsed as supplementary protection in appliance or utilization equipment to provide individual protection for components or internal circuits.% of Ampere RatingAmpere RatingOpening Time100%10mA – 30A4 hours, Minimum135%10mA – 30A1 hour, Maximum200%10mA – 15A5 sec., Min.,30 sec., Max20A – 30A5 sec., Min.,60 sec MaxPSEDescription** See note under Electrical Characteristics by itemAdditional InformationDatasheetSamplesResourcesDatasheetSamplesResources313 Series315 Series313 Series315 Series313 Series315 SeriesAccessoriesFor recommended fuse accessories for this product series, see ‘Recommended Accessories’ section.313 & 315 Series© 2020 Littelfuse, Inc.Specifications are subject to change without notice.Revised: GD. 11/05/20Axial Lead & Cartridge Fuses3AG > Slo-Blo® Fuse > 313/315 SeriesElectrical Characteristic Specifications by ItemAmp CodeAmpere Rating (A)Voltage Rating (V)InterruptingRatingNominal Cold Resistance (Ohms)Nominal Melting I2t (A2 sec)Agency ApprovalsPSE.0100.0125035A@250Vac10KA@125Vac4300.00000.000121xx---x.0310.031250430.00000.00303xx---x.0400.04250300.00000.00630xx---x.0620.062250120.00000.0210xx---x.1000.125043.00000.0850xx---x.1250.12525030.00000.152xx---x.1500.1525020.00000.270xx---x.1750.1752508.67000.177xx---x.1870.1872508.01000.230xx---x.2000.22506.59000.270xx---x.2500.252504.27000.385xx---x.3000.32503.13500.730xx---x.3750.3752502.09501.23xx---x.4000.42501.87501.35xx---x.500*0.52501.26002.55xx---x.6000.62500.91204.00xx---x.7000.72500.70005.90xx---x.7500.752500.62157.16xx---x.8000.82500.55408.00xx---x001.*12500.375014.0xx--xx01.21.2250100A@250Vac10KA@125Vac0.278021.5xx--xx1.251.252500.260024.0xx--xx01.5*1.52500.191038.0xx--xx01.61.62500.171049.6xx--xx01.81.82500.141092.0xx--xx002.*22500.116977.0xx--xx2.252.252500.0968121xxx-xx02.52.52500.0811199xxx-xx02.82.82500.0675269xxx-xx003.*32500.0593200xxx-xx03.23.22500.0529209xxx-xx004.*4250200A@250Vac10KA@125Vac0.031176.1xxx-xx005.*52500.0214276xxx-xx6.25*6.252500.0154388xxx-xx06.36.32500.0154388xxx-xx007.*72500.0128547xxx-xx008.*82500.0111701xxx-xx010.**102500.00831285xx--xx010.*1032300A@32Vac0.00831285---x--012.12320.00651200---x--015.15320.00502650---x--020.20320.00229560---x--025.25320.001716500---x--030.30320.001226900---x--* For 313series, these ratings available with an indicating option. Add the “ID” designation to the series number. i.e. 313.500ID.** The 10A is designed for special voltage requirement. Available as 250Vac rated and the part number is 0313010.MX250P© 2020 Littelfuse, Inc.Specifications are subject to change without notice.Revised: GD. 11/05/20Axial Lead & Cartridge Fuses3AG > Slo-Blo® Fuse > 313/315 SeriesAverage Time Current Curves10001001010.10.011/16A0.05 0.111010010001/10A15/100A.175A1/4A3/8A1/2A3/4A1A1 1/2A2A3A4A5A7A8A10A12A15A20A30A25ATIME IN SECONDSCURRENT IN AMPERESTemperature Re-rating CurveABABSoldering Parameters - Wave SolderingDwell Time0204060801001201401601802002202402602803000102030405060708090100110120130140150160170180190200210220230240Time (Seconds)Temperature (°C) - Measured on bottom side of boardCooling TimePreheat TimeWave ParameterLead-Free RecommendationPreheat:(Depends on Flux Activation Temperature)(Typical Industry Recommendation) Temperature Minimum:100°C Temperature Maximum:150°C Preheat Time:60-180 secondsSolder Pot Temperature:260°C MaximumSolder Dwell Time:2-5 secondsRecommended Hand-Solder Parameters:Solder Iron Temperature: 350°C +/- 5°C Heating Time: 5 seconds max.Note: These devices are not recommended for IR or Convection Reflow process.Recommended Process Parameters:A - For 313/315 Series, from 10mA to 150mAB - For all other ampere ratings of 313/315 seriesNote: Rerating depicted in this curve is in addition to the standard derating of 25% for continuous operation.PackagingPackaging OptionPackaging SpecificationQuantityQuantity & Packaging CodeTaping Width313 SeriesBulkN/A1000MXN/ABulkN/A100HXN/A315 SeriesBulkN/A1000MXN/ABulkN/A100HXN/ABulkN/A1000MXBN/A© 2020 Littelfuse, Inc.Specifications are subject to change without notice.Revised: GD. 11/05/20Axial Lead & Cartridge Fuses3AG > Slo-Blo® Fuse > 313/315 SeriesProduct Characteristics313 000P Series(cartridge)315 000P Series(axial leaded)6.35±0.3 (.25")32.72±1.12(1.288")31.75±1.12(1.25")6.985±0.3 (.275")Axial Lead Diameter:0.81±0.05 (.032") for(0.01A - 15A)1.02±0.06 (.040") for(20A - 30A)Axial Lead Length:38.1±3.15 (1.50") TYP.Axial Lead Material: Tin-coated copperMaterialsBody: GlassCap: Nickel–plated brassLeads: Tin–plated CopperTerminal StrengthMIL-STD-202, Method 211, Test Condition ASolderabilityMIL-STD-202 method 208Product MarkingCap1: Brand logo, current and voltage ratingsCap2: Series and agency approval marksOperating Temperature–60ºC to +125ºC*Thermal ShockMIL-STD-202, Method 107, Test Condition B: (5 cycles -65°C to +125°C)VibrationMIL-STD-202, Method 201HumidityMIL-STD-202, Method 103, Test Condition A: High RH (95%) and Elevated temperature (40°C) for 240 hoursSalt SprayMIL- STD-202, Method 101, Test Condition BPart Numbering System0313M X PxxxxLead-freePackaging CodeQuantity CodeAmp CodeSeriesX = FillerM = 1000Refer to Amp Code column of Electrical Characteristics Table313=Cartridge315=Axial LeadedDimensionsMeasurements displayed in millimeters (inches)Recommended AccessoriesAccessory TypeSeriesDescriptionMax Application VoltageMax Application AmperageHolder155100Twist-Lock In-Line Fuseholder3220342Traditional Panel Mount Fuseholder25020346Panel Mount Flip-Top Shock-Safe Fuseholder25015345Shock-Safe Fuseholder with PC Mount, Solder Mount and Panel Mount options25016Block354Low Profile OMNI-BLOK® Fuse Block60030359High Current Screw Terminal Fuse Block 30Clip122High Current Traditional PC Board Fuse Clip 100030101Rivet/Eyelet Type Fuse Clip100015Notes: 1. Do not use in applications above rating. 2. Please refer to fuseholder data sheet for specific re-rating information.3. Please contact factory for applications greater than the max voltage and amperage shown.* See Temperature Re-rating CurveDisclaimer Notice - Information furnished is believed to be accurate and reliable. However, users should independently evaluate the suitability of and test each product selected for their own applications. Littelfuse products are not designed for, and may not be used in, all applications. Read complete Disclaimer Notice at https://www.littelfuse.com/legal/disclaimers/product-disclaimer.aspx.
https://www.littelfuse.com/media?resourcetype=datasheets&itemid=624ac410-146d-47dc-9971-cdaaa78f2c78&filename=littelfuse_fuse_477_datasheet.pdf | fuses | Axial Lead and Cartridge Fuses Datasheet© 2023 Littelfuse, Inc.Specifications are subject to change without notice.Revised: GD. 07/04/231477 Series5×20 mm, Time-Lag FuseRoHSPbPSEFeatures & BenefitsApplicationsAgency ApprovalsAgencyAgency File NumberAmpere RangePSECartridge: NBK040609-JP1021A NBK040609-JP1021C NBK100408-JP1021ALeaded: NBK040609-JP1021B NBK040609-JP1021D NBK100408-JP1021B1A – 5A6.3A – 12A16A1A – 5A6.3A – 12A16A 16200770.50A – 8A E104800.50A - 16A 400254131A, 3.15A J5024808910A, 12A, 16AN/A0.50A – 16AN/A0.50A - 16AElectrical Characteristics for Series% of Ampere RatingAmpere RatingOpening Time150%.5 - .860 minutes, Minimum1 - 3.1560 minutes, Minimum4 - 6.360 minutes, Minimum8 - 1630 minutes, Minimum210%.5 - .830 minutes, Maximum1 - 3.1530 minutes, Maximum4 - 6.330 minutes, Maximum8 - 1630 minutes, Maximum275%.5 - .8.25 sec., Min.; 80 sec. Max.1 - 3.15.75 sec., Min.; 80 sec. Max.4 - 6.3.75 sec., Min.; 80 sec. Max.8 - 16.75 sec., Min.; 80 sec. Max.400%.5 - .8.05 sec., Min.; 5 sec. Max.1 - 3.15.095 sec., Min.; 5 sec. Max.4 - 6.3.15 sec., Min.; 5 sec. Max.8 - 16.15 sec., Min.; 5 sec. Max.1000%.5 - .8.005 sec., Min.; .15 sec. Max.1 - 3.15.01 sec., Min.; .15 sec. Max.4 - 6.3.01 sec., Min.; .15 sec. Max.8 - 16.01 sec., Min.; .15 sec. Max.High energy and power efficient applications.400Vdc/500Vac rated, 5x20mm, time-lag, surge withstand ceramic body cartridge fuse. ■ Designed to International (IEC) Standard for use globally. ■ Follow the IEC 60127-2, Sheet 5 specification for time-lag fuses ■ Available in cartridge and axial lead form ■ RoHS compliant and lead-freeDescriptionResourcesAccessoriesSamplesAdditional InformationAxial Lead and Cartridge Fuses Datasheet© 2023 Littelfuse, Inc.Specifications are subject to change without notice.Revised: GD. 07/04/232477 Series5×20 mm, Time-Lag FuseAverage Time Current CurvesTemperature Re-rating Curve0.500A0.800A1A2A3.15A4A5A6.3A8A10A12A16AAmp CodeAmp RatingMax Voltage Rating (V)Interrupting RatingNominal Cold Resistance (Milli-ohms)Nominal Melting I2t (A2 sec.)†Agency ApprovalsPSEACDC.5000.5500400100A@500VAC1500A@400VDC1055.9000.300xx-x*x**--.8000.8500400430.0000.909xx-x*x**--001.1500400139.4001.800xxxx*x**-x002.250040055.2009.120xxxx*x**--3.153.1550040027.70050.109xxxx*x**-x004.4500400100A@500VAC500A@400VDC17.20052.480xxxx*x**--005.550040013.70076.500xxxx*x**--06.36.350040010.970121.451xxxxx**--008.85004008.305203.520xxxxx**--010.105004004.950509.000xxxx-x-012.125004004.730576.000xxxx-x- 016.16500400100A@500VAC400A@400VDC3.1001331.200xxxx-x***-Electrical CharacteristicNotes: *100A @ 600Vac also available. Add suffix "MXE6P". Example: 0477004.MXE6P. **Semko approval for 100A@500Vac and 200A@400Vdc.***100A@ 500Vac and 300A@400Vdc for 16A†I2t test at 10x rated current.Axial Lead and Cartridge Fuses Datasheet© 2023 Littelfuse, Inc.Specifications are subject to change without notice.Revised: GD. 07/04/233477 Series5×20 mm, Time-Lag FuseDimensionsPart Numbering System40±1.040±1.0Notes: * Ratings above 5A 1.0±0.05 diameter lead.All dimensions in mm21.5±1.021.5±1.00.65±0.05*0.65±0.05*5.5±0.35.6±0.40477000XP0477.500XEPto0477.800XEP0477001.XEPto0477016.XEP0477 xxxx M X E PSeriesAmp CodeQuantity CodePacking CodeOption CodeLead-FreeRefer to Amp Code Column ofElectral Characteristics TableM = 1000X = FillerE: Axial LeadOthers: Special Options Please Call Littelfuse for detail.Soldering Parameters - Wave SolderingDwell Time0204060801001201401601802002202402602803000102030405060708090100110120130140150160170180190200210220230240Time (Seconds)Temperature (°C) - Measured on bottom side of boardCooling TimePreheat TimeWave ParameterLead-Free RecommendationPreheat:(Depends on Flux Activation Temperature)(Typical Industry Recommendation) Temperature Minimum:100°C Temperature Maximum:150°C Preheat Time:60-180 secondsSolder Pot Temperature:260°C MaximumSolder Dwell Time:2-5 secondsRecommended Hand-Solder Parameters:Solder Iron Temperature: 350°C +/- 5°C Heating Time: 5 seconds max.Note: These devices are not recommended for IR or Convection Reflow process.Recommended Process Parameters:MaterialsBody: Ceramic Cap: Nickel–plated Brass Leads: Tin–plated CopperTerminal StrengthMIL-STD-202, Method 211, Test Condition ASolderabilityMIL-STD-202 Method 208Product MarkingCap 1: Brand logo, current and voltage ratingsCap 2: Series and agency approval markingsPackagingAvailable in Bulk (M=1000 pcs/pkg)Product CharacteristicsOperating Temperature –55ºC to +125ºCThermal ShockMIL-STD-202, Method 107, Test Condition B (5 cycles, –65ºC to +125ºC)VibrationMIL-STD-202, Method 201HumidityMIL-STD-202, Method 103, Test Condition A (High RH (95%) and elevated temp (40ºC) for 240 hours)Salt SprayMIL-STD-202, Method 101, Test Condition BPackagingPackaging OptionPackaging SpecificationQuantityQuantity & Packaging CodeReel Size477 SeriesBulkN/A1000MXN/ABulkN/A1000MXEN/AReel and TapeN/A1000MRET1T1=53mm (2.087”)Disclaimer Notice - Littelfuse products are not designed for, and shall not be used for, any purpose (including, without limitation, automotive, military, aerospace, medical, life-saving, life-sustaining or nuclear facility applications, devices intended for surgical implant into the body, or any other application in which the failure or lack of desired operation of the product may result in personal injury, death, or property damage) other than those expressly set forth in applicable Littelfuse product documentation. Warranties granted by Littelfuse shall be deemed void for products used for any purpose not expressly set forth in applicable Littelfuse documentation. Littelfuse shall not be liable for any claims or damages arising out of products used in applications not expressly intended by Littelfuse as set forth in applicable Littelfuse documentation. The sale and use of Littelfuse products is subject to Littelfuse Terms and Conditions of Sale, unless otherwise agreed by Littelfuse. Information furnished is believed to be accurate and reliable. However, users should independently evaluate the suitability of and test each product selected for their own applications. Littelfuse products are not designed for, and may not be used in, all applications. Read complete Disclaimer Notice at www.littelfuse.com/disclaimer-electronics.
https://www.belfuse.com/resources/datasheets/circuitprotection/ds-cp-0678h-series.pdf | fuses | Type 0678H Enhanced-breaking Capability Brick Fuse belfuse.com/circuit-protection 0678H Series-3912 Size RoHS Compliant Features - Enhanced – Breaking capacity - Surface mount high current fuse - Current rating from 500mA to 40A - Wide operating temperature range from -55℃ to 125℃ - Tape & Reel for auto-insert SMD process - Compatible with 260℃, IR Pb-free solder process - RoHS compliant with exemption 7(a) Full compliance with EU Directive 2011/65/EU and amending directive 2015/863 - Halogen Free, (MSL=1) - AEC-Q Compliant - Meets Bel automotive qualification* * - Largely based on internal AEC-Q test plan Applications - Voltage regulator module - PC server - Office electronic equipment - Industrial equipment - Medical equipment - POE, POE+ - Power supply - DC-DC converter - Mass storage systems HALOGEN FREE = Physical Specifications Safety Agency Approvals Electrical Characteristics (UL/CSA STD.248-14) Materials Body : Ceramic Terminations : Silver Plated Caps /Palladium Plated Caps Marking On Fuse : ”Current Rating”, “H”- laser marked on ceramic tube, “bel” stamped in end caps. On Label : "bel", "0678H", "Current Rating", "Voltage Rating", "Interrupting Rating", "Appropriate Safety Logos" and " ", " " (China RoHS compliant). Safety Agency Safety Agency Certificate Ampere Rating/ Voltage Rating Ampere Range / Volt @ I.R. ability* E20624 500mA-40A/250V AC 125V DC 500mA-5A /125V@1000A AC 250V@300A AC 125V@2000A DC >5A-20A /250V@100A AC 125V@500A AC 125V@1000A DC 100V@1500A DC >20A-30A /250V@100A AC 125V@200A AC 125V@1000A DC 35A-40A /250V@100A AC 125V@500A AC 125V@1000A DC 40A / 100V@1500A DC R 50544942 EN 60127-1: 2006+A1+A2 EN 60127-4: 2005+A1+A2 J 50545350 EN 60127-1: 2006+A1+A2 EN 60127-7: 2016 E20624 35A / 100V@1500A DC *I.R.= Interrupting Rating = Short Circuit Rating(Amps) Testing Current Blow Time Minimum Maximum 100% 4 hrs. N/A 200% N/A 60 sec Specifications subject to change without notice AEC-Q Compliant Type 0678H 2 / 4 Bel Fuse Inc. 206 Van Vorst Street Jersey City, NJ 07302 USA +1 201.432.0463 Bel.US.CS@belf.com belfuse.com/circuit-protection © 2023 Bel Fuse, Inc. Rev.0678H Apr2023 Temperature Derating Curve Average Time Current Curve Electrical Specifications Part Number Ampere Rating Nominal Cold Resistance (ohms) Nominal Volt-drop @100%In (Volt) Voltage and Interrupting Ratings Melting I²T @10 In (A² Sec) Nominal Power Dissipation (W) Agency Approvals 0678H0500-XX 500mA 0.66 1.00 See Table of Safety Approvals on Page 1 for Voltage and associated Interrupting Ratings 0.03 0.5 Y Y 0678H0630-XX 630mA 0.54 1.30 0.06 0.8 Y Y 0678H0800-XX 800mA 0.38 1.10 0.08 0.9 Y Y 0678H1000-XX 1A 0.21 0.70 0.3 0.7 Y Y 0678H1250-XX 1.25A 0.10 0.20 0.4 0.3 Y Y 0678H1600-XX 1.6A 0.08 0.19 0.5 0.3 Y Y 0678H2000-XX 2A 0.059 0.18 1.0 0.4 Y Y 0678H2500-XX 2.5A 0.043 0.18 1.8 0.5 Y Y 0678H3150-XX 3.15A 0.035 0.18 2.8 0.6 Y Y 0678H4000-XX 4A 0.021 0.18 7.8 0.7 Y Y 0678H5000-XX 5A 0.016 0.18 10 0.9 Y Y 0678H6300-XX 6.3A 0.013 0.17 20 1.1 Y Y 0678H8000-XX 8A 0.010 0.15 34 1.2 Y Y 0678H9100-XX 10A 0.0060 0.13 90 1.3 Y Y 0678H9150-XX 15A 0.0041 0.12 220 1.8 Y Y 0678H9200-XX 20A 0.0028 0.09 420 1.8 Y Y 0678H9250-XX 25A 0.0023 0.08 660 2.0 Y Y 0678H9300-XX 30A 0.0015 0.08 2000 2.4 Y Y 0678H9350-XX 35A 0.0016 0.11 735 3.9 Y Y 0678H9400-XX 40A 0.0015 0.11 1000 4.4 Y Y Consult manufacturer for other ratings XX - Packaging code (see “ordering information”) NOTES: All tests were conducted with the fuses soldered to a printed circuit boards with a nominal thickness of 1.6 mm. The copper test circuit trace was a printed circuit with an overall length of 100 mm, copper thickness/width as described below. The printed circuit boards were mounted by screws to a test fixture having brass blocks for connection of the test leads. All samples were soldered to the test boards by the manufacturer. Caution - Minimum fusing point: The 0678H Series fuse are NOT intended to be operated at currents between 100% and 200% of ampere rating. Prolonged operation at currents in this range may result in overheating of the fuse and/or desoldering of the fuse caps from the PCB pad. Fuse rating Test Board Trace Dimensions 500mA-5A 1 oz. copper, 5.0mm wide. >5A-30A 3 oz. copper, 10mm wide. >30A-40A 3 oz. copper, 15mm wide. Specifications subject to change without notice Type 0678H 3 / 4 Bel Fuse Inc. 206 Van Vorst Street Jersey City, NJ 07302 USA +1 201.432.0463 Bel.US.CS@belf.com belfuse.com/circuit-protection © 2023 Bel Fuse, Inc. Rev.0678H Apr2023 Environmental Specifications Soldering Parameters IR Reflow Profile (IPC/JEDEC J-STD-020D) Preheat & Soak Temperature min (Tsmin) Temperature max (Tsmax) Time (Tsmin to Tsmax) (ts) 150℃ 200℃ 60-120 seconds Average ramp-up rate(Tsmax to Tp) 3℃ / second max. Liquidous temperature(TL) Time at liquidous (tL) 217℃ 60 – 150 seconds Peak temperature (Tp) 260℃ max Time (tp) within 5℃ of the specified classification temperature (Tc) 30 seconds Average ramp-down rate(Tp to Tsmax) 6℃ / second max. Time 25℃ to peak temperature 8 minutes max. Lead-free Wave Soldering Profile Wave Soldering Parameter Average ramp-up rate 200℃ / second Heating rate during preheat typical 1 - 2℃ / second Max 4℃ / second Final preheat temperature within 125℃ of soldering temperature Peak temperature Tp 260℃ Time within +0℃ / -5℃ of actual peak temperature 10 seconds Ramp-down rate 5℃ / second max. Shock Resistance MIL-STD-202G, Method 213B, Test Condition 1 (100 G's peak for 6 milliseconds; Sawtooth waveform) Vibration Resistance MIL-STD-202G, Method 201A (10-55 Hz, 0.06 inch, total excursion). Salt Spray Resistance MIL-STD-202G, Method 101E, Test Condition B (48 hrs.). Insulation Resistance MIL-STD-202G, Method 302, Test Condition A (After Opening) 10,000 ohms minimum. Solderability MIL-STD-202G, Method 208H Resistance to solder Heat MIL-STD-202G, Method 210F, Test Condition C. Top Side (260℃, 20 sec) MIL-STD-202G, Method 210F, Test Condition D. Bottom Side (260℃, 10 sec) Thermal Shock MIL-STD-202G, Method 107G, Test Condition B (-65℃ to +125℃). Operating Temperature -55℃ to +125℃ Moisture Sensitivity Level 1 (According to IPC J-Std-020) High temperature storage MIL-STD-202 Method 108 Temperature cycling JESD22 Method JA-104,Test Condition B Biased humidity MIL-STD-202 Method 103, 85C/85% RH with 10% operating power for 1000 hrs. Operational life MIL-STD-202 Method 108, Test Condition D Resistance to solvents MIL-STD-202 Method 215 Mechanical shock MIL-STD-202 Method 213,Test Condition C Vibration MIL-STD-202 Method 204 Resistance to soldering heat MIL-STD-202 Method 210,Test condition B Thermal shock MIL-STD-202 Method 107 Solderability J-STD-002 Board flex(SMD) AEC-Q200-005 Terminal strength AEC-Q200-006 Electrical characterization 3 temperature electrical Specifications subject to change without notice Type 0678H 4 / 4 Bel Fuse Inc. 206 Van Vorst Street Jersey City, NJ 07302 USA +1 201.432.0463 Bel.US.CS@belf.com belfuse.com/circuit-protection © 2023 Bel Fuse, Inc. Rev.0678H Apr2023 Fuse FGNO Explanation 0678H [XXXX] -XX 0678H=0678H Series; [XXXX]=Ampere Rating; XX=See Ordering Information as below Mechanical Dimensions Ordering Information Packaging Packaging Tape & Reel Packaging Specification Quantity Quantity & Packaging Code 16mm wide tape with 13 inches Diameter reel EIA Standard 481-E 2000 2 Fraction Decimal Milliamps Bel FGNO[XXXX] 1/2 0.500 500 0500 .630 630 0630 8/10 .800 800 0800 Fraction Decimal Amps Bel FGNO[XXXX] 1.0 1 1000 1-1/4 1.25 1.25 1250 1.60 1.6 1600 2.0 2 2000 2-1/2 2.5 2.5 2500 3.15 3.15 3150 4.0 4 4000 5.0 5 5000 6.3 6.3 6300 8.0 8 8000 10 9100 15 9150 20 9200 25 9250 30 9300 35 9350 40 9400 Specifications subject to change without notice
https://www.littelfuse.com/media?resourcetype=datasheets&itemid=ba93a49a-a7f2-4cd2-b159-afff91cc8ffd&filename=littelfuse_fuse_435_datasheet.pdf | fuses | Surface Mount Fuses Datasheet© 2023 Littelfuse, Inc.Specifications are subject to change without notice.Revised: GD. 02/27/231435 Series0402 Fast-Acting FuseDescriptionAgency ApprovalsAgencyAgency File NumberAmpere RangeE104800.250 A - 5.0 A298620.250 A - 5.0 AJ504819820.250 A - 5.0 AElectrical CharacteristicsFeatures & Benefits ■ 50A interrupt rating at 32VDC ■ Small size with current ratings of 0.25 to 5.0 amperes ■ RoHS compliant, Lead-Free and Halogen-Free ■ Enhanced Breaking Capacity, High l2t ■ Maximum protection of sensitive circuits as fuses are designed to open consistently in <5sec at 200% overload. ■ Recognized to UL/CSA/NMX 248-1 and UL/CSA/NMX 248-14% of Ampere RatingAmpere RatingOpening Time at 25OC100%0.250A - 5A4 hours, Minimum200%0.375A - 5A5 secs., Maximum300%0.250A5 secs., Maximum300%0.375A - 5A0.2 sec., MaximumRoHSPbAmpere Rating(A)Amp CodeMax Voltage Rating (V)InterruptingRatingNominal Cold Resistance (Ohms)Nominal Melting I2t (A2sec)NomVoltage Drop (mV)Nom Power Dissipation (W)Agency Approvals0.250 .250 32 50A @32VDC20.360010.002592.490.0231xxx0.375 .375 32 0.193010.003584.640.03174xxx0.500 .500 32 0.16001 0.005393.350.04668xxx0.750 .750 32 0.105010.0120101.840.07638xxx1.00001. 32 0.073010.020087.450.08745xxx1.25 1.25 32 0.060010.035096.370.12046xxx1.50 01.5 32 0.047010.056086.700.13005xxx1.75 1.75 32 0.039010.075081.130.14198xxx2.00 002. 32 0.030010.100070.620.14120xxx2.5002.5320.020010.156055.250.13813xxx3.00003.320.017010.203260.580.18740xxx3.5003.5320.015010.301757.840.20244xxx4.00004.320.010510.308457.000.22800xxx5.00005.320.008510.531052.440.26220xxxElectrical Specifications1. Measured at 10% of rated current, 25ºC.2. Measured at rated voltage.The 435 Series are fast-acting surface mount thin-film fuses. Their ultra-small size (0402 size) makes them ideal for secondary protection of circuits used in space constrained applications such as hand-held portable electronic devices. This series is 100% lead-free and meet the requirements of the RoHS directive. New Halogen-Free 435 Series fuses are available–to order use the “HF” suffix. See Part Numbering section for additional information. Applications ■ Cell phones ■ Battery packs ■ Digital cameras ■ DVD players ■ Hard disk drives.Secondary protection for space constrained applications such as:ResourcesAccessoriesSamplesAdditional InformationSurface Mount Fuses Datasheet© 2023 Littelfuse, Inc.Specifications are subject to change without notice.Revised: GD. 02/27/232435 Series0402 Fast-Acting FuseAverage Time Current Curves0.001 0.01 0.1 1 10 100 0.1 1.0 10.0 100.0 TIME IN SECONDS CURRENT IN AMPERES 1.5A 1.25A 1.75A 2A 2.5A 3A 3.5A 4A 5A 1A .25A .375A .5A .75A Reflow ConditionPb – Free assemblyPre Heat- Temperature Min (Ts(min))150°C - Temperature Max (Ts(max))200°C- Time (Min to Max) (ts)60 – 120 secsAverage ramp up rate (Liquidus Temp (TL) to peak5°C/second maxTS(max) to TL - Ramp-up Rate5°C/second maxReflow- Temperature (TL) (Liquidus)217°C - Temperature (tL)60 – 150 secondsPeak Temperature (TP)250+0/-5 °CTime within 5°C of actual peak Temperature (tp)20 – 40 secondsRamp-down Rate5°C/second maxTime 25°C to peak Temperature (TP)8 minutes Max.Do not exceed260°CSoldering ParametersTemperature Re-rating Curve-20oC20oC-40oC0oC-60oC80oC120oC60oC100oC40oC20406080100120140PERCENT OF RATINGAMBIENT TEMPERATURE-4oF68oF-40oF32oF-76oF176oF248oF140oF212oF104oF25oCWave Soldering260°C, 10 seconds max.Notes:1. Rerating depicted in this curve is in addition to the standard derating of 25% for continuous operation.Example:For continuous operation at 70 degrees celsius, the fuse should be deratedas follows:I = (0.75)(0.80)IRAT = (0.60)IRAT2. The temperature derating curve represents the nominal conditions. For questions about temperature derating curve, please consult Littelfuse technical support for assistance.TimeTemperatureTPTLTS(max)TS(min)25tPtLtStime to peak temperature(t 25ºC to peak)Ramp-downRamp-upPreheatCritical ZoneTL to TPSurface Mount Fuses Datasheet© 2023 Littelfuse, Inc.Specifications are subject to change without notice.Revised: GD. 02/27/233435 Series0402 Fast-Acting FuseMaterialsBody: Epoxy / Glass Substrate; Parts with ‘HF’ suffix: Halogen Free Epoxy / GlassTerminations: 100% Tin over Nickel over CopperDevice Weight: 0.316mgTerminal StrengthMIL-STD-202, Method 211, Test Condition AInsulation ResistanceAfter Opening: Greater than 10,000OhmsOperating Temperature–55°C to 90°C. Consult temperature re-rating curve chart. For operation above 90°C please contact Littelfuse.Thermal ShockWithstands 5 cycles of –55°C to 125°CVibrationMIL-STD-202, Method 201Product Characteristics.558(.022")Reﬂow solderrecommendedmounting paddimensions.991 +/- .051(.039" +/- .002")Marking code varies with amperage.Refer to Part Marking System chart.Cu.508 +/- .051(.020" +/- .002").229 +/- .102(.009" +/- .004")0.330 +/- .102(.013" +/- .004").381(.015")1.55(.061").584(.023")0.292 +/- .102(.012" +/- .004").2159 +/- .0889(.0085" +/- .0035")SnABCDDimensionsPackagingPart Numbering SystemPart Marking SystemPackaging OptionPackaging SpecificationQuantityQuantity & Packaging Code8mm Tape and ReelEIA-481 Rev. D (IEC 60286, part 3)10000KRUnitABCDinch min0.0370.0180.0080.005inch max0.0410.0220.0160.012mm min0.940.4570.1900.127mm max1.040.5590.3940.305Refer to Amp Code column in the Electrical Specifications table. The dot is positioned at the end of the number sequence with whole ratings and within for fractional ratings. Example: 1.5 amp product is 043501.5KRHF (2 amp product shown) 0435 002. K R HF SSeriesHalogen Free Item“S” - for .250A onlyPackaging CodeR = Tape and ReelQuantity CodeK = 10,000 PiecesDisclaimer Notice - Information furnished is believed to be accurate and reliable. However, users should independently evaluate the suitability of and test each product selected for their own applications. Littelfuse products are not designed for, and may not be used in, all applications. Read complete Disclaimer Notice at: www.littelfuse.com/disclaimer-electronics.Amp CodeMarking Code0.250X0.3750.5000.750001.1.2501.51.75002.02.5003.03.5004.005.
https://www.littelfuse.com/media?resourcetype=datasheets&itemid=4a59f034-1cca-460e-a5ba-e1e66247c76d&filename=littelfuse_fuse_467_datasheet.pdf | fuses | Fuse Datasheet© 2023 Littelfuse, Inc.Specifications are subject to change without notice.Revised: GD. 02/27/231467 Series0603 Fast-Acting FuseDescriptionAgency ApprovalsAgencyAgency File NumberAmpere RangeE104800.250 A - 5 A298620.250 A - 5 AR504664390.250 A - 5 AElectrical CharacteristicsFeatures & Benefits ■ Compatible with lead-free solders and higher temperature profiles ■ High performance materials provide improved performance in elevated ambient temperature applications ■ Marked on top surface with code to allow amp rating identification without testing ■ Low profile for height sensitive applications ■ Flat top surface for pick-and-place operations ■ Element covering material is resistant to industry standard cleaning operations ■ Mounting pad and electrical performance is identical to Littelfuse 431 and 434 Series products ■ Halogen free, Lead-free and RoHS compliant ■ Recognized to UL/CSA/NMX 248-1 and UL/CSA/NMX 248-14 ■ Conforms to EN 60127-1 and EN 60127-7% of Ampere RatingOpening Time at 25OC100%4 hours, Minimum200%5 sec., Maximum300%0.2 sec., MaximumApplicationsThe 467 Series Fast-Acting Surface Mount Fuse (SMF) is an ultra small (0603 size) thin-film device designed for secondary protection of circuits used in space constrained applications such as hand-held portable electronic devices. This series is 100% lead-free and meets the requirements of the RoHS directive. New Halogen-Free 467 Series fuses are available–to order use the “HF” suffix. See Part Numbering section for additional information.. ■ Cell phones ■ Battery packs ■ Digital cameras ■ DVD players ■ Hard disk drives.Secondary protection for space constrained applications:Ampere Rating(A)Amp CodeMaxVoltage Rating (V)InterruptingRatingNominal Cold Resistance (Ohms)Nominal Melting I2t (A2sec)NomVoltage Drop (mV)NomPower Dissipation (W)Agency Approvals0.250 .250 32 50A @32V AC/DC0.56500.0014158.560.0396xxx0.375 .375 32 0.30000.0035128.030.0480xxx0.500 .500 32 0.18700.0087 138.500.0693xxx0.750 .750 32 0.11700.0171 123.300.0925xxx1.00001. 32 0.07000.0212 67.400.0674xxx1.25 1.25 32 35A @32V AC/DC13A @65V DC0.05100.0518 84.320.1054xxx1.50 01.5 32 0.03850.0766 71.600.1074xxx1.75 1.75 32 35A @32V AC/DC0.03100.0903 78.750.1378xxx2.00 002. 32 0.02800.189178.220.1564xxx2.50 02.5 32 0.02100.206676.100.1903xxx3.00 003. 32 0.01700.2403 75.040.2251xxx3.50 03.5 32 0.01390.4306 65.300.2286xxx4.00 004. 32 0.01180.841063.100.2524xxx5.00 005. 32 0.00890.9000 61.200.3060xxxElectrical Specifications1. Measured at 10% of rated current, 25ºC. 2. Measured at rated voltage.RoHSPbResourcesAccessoriesSamplesAdditional InformationFuse Datasheet© 2023 Littelfuse, Inc.Specifications are subject to change without notice.Revised: GD. 02/27/232467 Series0603 Fast-Acting FuseAverage Time Current CurvesTIME IN SECONDSCURRENT IN AMPERES0.010.10.11110100101000.0013.50 A3.00 A2.50 A2.00 A1.75 A1.50 A1.25 A1.00 A0.750 A0.500 A0.375 A0.250 A4.00 A5.00 ATemperature Rerating CurveReflow ConditionPb – Free assemblyPre Heat- Temperature Min (Ts(min))150°C - Temperature Max (Ts(max))200°C- Time (Min to Max) (ts)60 – 180 secsAverage ramp up rate (Liquidus Temp (TL) to peak5°C/second maxTS(max) to TL - Ramp-up Rate5°C/second maxReflow- Temperature (TL) (Liquidus)217°C - Temperature (tL)60 – 150 secondsPeak Temperature (TP)250+0/-5 °CTime within 5°C of actual peak Temperature (tp)20 – 40 secondsRamp-down Rate5°C/second maxTime 25°C to peak Temperature (TP)8 minutes Max.Do not exceed260°CSoldering ParametersWave Soldering260°C, 10 seconds max.Note:1. Rerating depicted in this curve is in addition to the standard derating of 25% for continuous operation.Example: For continuous operation at 70 degrees celsius, the fuse should be deratedas follows: I = (0.75)(0.80)IRAT = (0.60)IRAT2. The temperature derating curve represents the nominal conditions. For questions about temperature derating curve, please consult Littelfuse technical support for assistance.Time (t)Temperature (T)TPTLTS(max)TS(min)25ºCtPtLtSt 25ºC to PeakRamp-downRamp-upPreheatCritical ZoneTL to TPFuse Datasheet© 2023 Littelfuse, Inc.Specifications are subject to change without notice.Revised: GD. 02/27/233467 Series0603 Fast-Acting FuseMaterialsBody: Advanced High Temperature Substrate Terminations: 100% Tin over Nickel over CopperElement Cover Coat: Conformal CoatingOperating Temperature– 55OC to 90OC. Consult temperature re-rating curve chart. For operation above 90°C contact Littelfuse.HumidityMIL-STD-202, Method 103, Condition DThermal ShockWithstands 5 cycles of – 55OC to 125OCVibrationPer MIL-STD-202Insulation Resistance (After Opening) Greater than 10,000 ohms.Resistance to Soldering HeatMIL-STD-202, Method 210, Condition DProduct CharacteristicsDimensions mm (inches)Part Marking System1.09(.043")REFLOW SOLDER1.60±0.102(.063"±0.004")0.330±0.102(.013"±0.004")0.279±0.076(.011"±0.003").18(.007")0.127±0.102(.005"±0.004")MARKING CODE VARIES WITH AMPERAGE RATING(SEE CHART)R REF.1.02(.040").762(.030")2.54(.100")1.09(.043")WAVE SOLDER3.20(.126")1.09(.043")1.02(.040")0.813±0.076(.032"±0.003")SnSnCuSnCoatingAmp CodeMarking Code.250 D.375 E.500 F.750 G001. H1.25 J01.5 K1.75 LPart Numbering SystemPackagingPackaging OptionPackaging SpecificationQuantityQuantity & Packaging Code8mm Tape and ReelEIA-481 Rev. D (IEC 60286, part 3)5000NR0467002.NRHFSERIESAMP Code‘HF’ SUFFIX HALOGEN FREE ITEMPACKAGING CodeThe dot is poisitioned before the Pack-aging Suffix with whole ratings and within the numbering sequence for fractional ratings. Refer to Amp Code column in the Electrical Specifications table. NR = Tape and Reel, 5000 pcsExample:1.5 amp product is 046701.5NRHF (2 amp product shown above).Amp CodeMarking Code002. N02.5 O003. P03.5 R004. S005. TDisclaimer Notice - Information furnished is believed to be accurate and reliable. However, users should independently evaluate the suitability of and test each product selected for their own applications. Littelfuse products are not designed for, and may not be used in, all applications. Read complete Disclaimer Notice at: www.littelfuse.com/disclaimer-electronics.
https://www.littelfuse.com/~/media/electronics/datasheets/fuses/littelfuse_fuse_437_datasheet.pdf.pdf | fuses | © 2020 Littelfuse, Inc.Specifications are subject to change without notice.Revised: GD. 10/19/20Ceramic Fuse > 437 SeriesSurface Mount Fuses437 Series – 1206 Fast-Acting FuseDescriptionThis 100% Lead-free, RoHS compliant and Halogen-free fuse series has been designed specifically to provide over current protection to circuits might encounter high working ambient temperatures (up to 150ºC).The general design ensures excellent temperature stability and performance reliability.In addition to this, the high I²t values typical of the Littelfuse Ceramic Fuse family ensure high inrush current withstand capability.Agency ApprovalsAgencyAgency File NumberAmpere RangeE104800.250A - 8A298620.250A - 8AFeaturesElectrical Characteristics for Series• Operating Temperature from -55ºC to +150ºC• 100% Lead-free, Halogen-Free and RoHS compliant• Suitable for both leaded and lead-free reflow / wave soldering• UL Recognized to UL/CSA/NMX 248-1 and UL/CSA/NMX 248-14% of Ampere RatingAmpere RatingOpening Time at 25ºC100%250mA - 8A4 hours, Minimum250%750mA - 8A5 seconds, Maximum350%250mA -500mA5 seconds, Maximum350%750mA - 8A1 second, MaximumApplicationsAmpere Rating(A)Amp CodeMax. Voltage Rating (V)Interrupting Rating1Nominal Resistance (Ohms)2Nominal Melting I2t (A2Sec.)3Nominal Voltage Drop At Rated Current (V)4Nominal Power Dissipation At Rated Current (W)Agency Approvals0.25.25012550 A @ 125 V AC/DC2.290.0030.780.195xx0.375.3751251.330.010.60.225xx0.5.5006350 A @ 63 V AC/DC0.9080.0180.520.26xx0.75.750630.6650.0640.450.338xx1.0001.630.420.10.410.41xx1.251.25630.3180.2560.40.5xx1.501.5630.2090.3240.390.585xx1.751.75630.0710.0750.270.473xx2.0002.630.0580.2250.20.4xx2.502.54550A @ 45V AC/63V DC0.0430.4410.150.375xx3.0003.450.0330.5060.140.42xx3.503.5450.0270.7770.130.455xx4.0004.450.0221.0240.130.52xx5.0005.450.01592.30.130.65xx7.0007.3250 A @ 32 V AC/35 V DC0.015.020.130.91xx8.0008.320.0087.230.131.04xxElectrical Specifications by ItemNotes:1. AC Interrupting Rating tested at rated voltage with unity power factor. DC Interrupting Rating tested at rated voltage with time constant < 0.8 msec.2. Nominal Resistance measured with < 10% rated current.3. Contact Littelfuse if application transient surges are less than 1 ms.4. Nominal Voltage Drop measured at rated current after temperature has stabilized.Devices designed to carry rated current for 4 hours minimum. It is recommended that devices be operated continuously at no more than 80% rated current. See “Temperature Re-rating Curve”for additional re-rating information.Devices designed to be mounted with marking code facing up.RoHSPb• LCD Displays• Servers• Printers• Scanners• Data ModemsAdditional InformationDatasheetSamplesResources© 2020 Littelfuse, Inc.Specifications are subject to change without notice.Revised: GD. 10/19/20Ceramic Fuse > 437 SeriesSurface Mount FusesAverage Time Current Curves.250A4A3.5A3A2.5A2A1.75A1.5A 1.25A 1A.500A.375A7A5A.750A8A0.0010.010.1110TIME IN SECONDS0.1110100CURRENT IN AMPERESReflow ConditionPb – free assemblyPre Heat- Temperature Min (Ts(min))150°C - Temperature Max (Ts(max))200°C- Time (Min to Max) (ts)60 – 180 secondsAverage Ramp-up Rate (Liquidus Temp (TL) to peak) 3°C/second max.TS(max) to TL - Ramp-up Rate5°C/second max.Reflow- Temperature (TL) (Liquidus)217°C - Temperature (tL)60 – 150 secondsPeak Temperature (TP)260+0/-5 °CTime within 5°C of actual peak Temperature (tp)10 – 30 secondsRamp-down Rate6°C/second max.Time 25°C to peak Temperature (TP)8 minutes max.Do not exceed260°CSoldering ParametersTemperature Re-rating Curve406080100120140-65 -45 -25 -5 15 35 55 75 95 115 135 155TEMPERATURE (°C)PERCENT OF RATINGTimeTemperatureTPTLTS(max)TS(min)25tPtLtStime to peak temperature(t 25ºC to peak)Ramp-downRamp-upPreheatCritical ZoneTL to TPExample: For continuous operation at 75 degrees celsius, the fuse should be rerated as follows: I = (0.80)(0.85)IRAT = (0.68)IRATNote: 1. Re-rating depicted in this curve is in addition to the standard re-rating of 20% for continuous operation.Wave Soldering260°C, 10 seconds max.© 2020 Littelfuse, Inc.Specifications are subject to change without notice.Revised: GD. 10/19/20Ceramic Fuse > 437 SeriesSurface Mount FusesMaterialsBody: Advanced CeramicTerminations: Ag / Ni / Sn (100% Lead-free)Element Cover Coating: Ceramic/Lead-free GlassMoisture Sensitivity LevelIPC/JEDEC J-STD-020, Level 1SolderabilityIPC/EIC/JEDEC J-STD-002, Condition BHumidity TestMIL-STD-202, Method 103, Condition DResistance to Solder HeatMIL-STD-202, Method 210, Condition BMoisture ResistanceMIL-STD-202, Method 106Product CharacteristicsThermal ShockMIL-STD-202, Method 107, Condition BMechanical ShockMIL-STD-202, Method 213, Condition AVibrationMIL-STD-202, Method 201Vibration, High FrequencyMIL-STD-202, Method 204, Condition DDissolution of MetallizationIPC/EIC/JEDEC J-STD-002, Condition DTerminal StrengthIEC 60127-4Dimensions0.520 ± 0.200[0.020 ± 0.008]3.200 ± 0.1778[0.126 ± 0.007]1.000[0.039]1.63 +0.10 / -0.2[0.064 +0.004 / -0.008]1.500[0.059]1.800[0.071]3.500[0.138]1.000[0.039]0.835 ± 0.15[0.0329 ± 0.006]3.200 ±
https://www.littelfuse.com/media?resourcetype=datasheets&itemid=4a59f034-1cca-460e-a5ba-e1e66247c76d&filename=littelfuse_fuse_467_datasheet.pdf | fuses | Fuse Datasheet© 2023 Littelfuse, Inc.Specifications are subject to change without notice.Revised: GD. 02/27/231467 Series0603 Fast-Acting FuseDescriptionAgency ApprovalsAgencyAgency File NumberAmpere RangeE104800.250 A - 5 A298620.250 A - 5 AR504664390.250 A - 5 AElectrical CharacteristicsFeatures & Benefits ■ Compatible with lead-free solders and higher temperature profiles ■ High performance materials provide improved performance in elevated ambient temperature applications ■ Marked on top surface with code to allow amp rating identification without testing ■ Low profile for height sensitive applications ■ Flat top surface for pick-and-place operations ■ Element covering material is resistant to industry standard cleaning operations ■ Mounting pad and electrical performance is identical to Littelfuse 431 and 434 Series products ■ Halogen free, Lead-free and RoHS compliant ■ Recognized to UL/CSA/NMX 248-1 and UL/CSA/NMX 248-14 ■ Conforms to EN 60127-1 and EN 60127-7% of Ampere RatingOpening Time at 25OC100%4 hours, Minimum200%5 sec., Maximum300%0.2 sec., MaximumApplicationsThe 467 Series Fast-Acting Surface Mount Fuse (SMF) is an ultra small (0603 size) thin-film device designed for secondary protection of circuits used in space constrained applications such as hand-held portable electronic devices. This series is 100% lead-free and meets the requirements of the RoHS directive. New Halogen-Free 467 Series fuses are available–to order use the “HF” suffix. See Part Numbering section for additional information.. ■ Cell phones ■ Battery packs ■ Digital cameras ■ DVD players ■ Hard disk drives.Secondary protection for space constrained applications:Ampere Rating(A)Amp CodeMaxVoltage Rating (V)InterruptingRatingNominal Cold Resistance (Ohms)Nominal Melting I2t (A2sec)NomVoltage Drop (mV)NomPower Dissipation (W)Agency Approvals0.250 .250 32 50A @32V AC/DC0.56500.0014158.560.0396xxx0.375 .375 32 0.30000.0035128.030.0480xxx0.500 .500 32 0.18700.0087 138.500.0693xxx0.750 .750 32 0.11700.0171 123.300.0925xxx1.00001. 32 0.07000.0212 67.400.0674xxx1.25 1.25 32 35A @32V AC/DC13A @65V DC0.05100.0518 84.320.1054xxx1.50 01.5 32 0.03850.0766 71.600.1074xxx1.75 1.75 32 35A @32V AC/DC0.03100.0903 78.750.1378xxx2.00 002. 32 0.02800.189178.220.1564xxx2.50 02.5 32 0.02100.206676.100.1903xxx3.00 003. 32 0.01700.2403 75.040.2251xxx3.50 03.5 32 0.01390.4306 65.300.2286xxx4.00 004. 32 0.01180.841063.100.2524xxx5.00 005. 32 0.00890.9000 61.200.3060xxxElectrical Specifications1. Measured at 10% of rated current, 25ºC. 2. Measured at rated voltage.RoHSPbResourcesAccessoriesSamplesAdditional InformationFuse Datasheet© 2023 Littelfuse, Inc.Specifications are subject to change without notice.Revised: GD. 02/27/232467 Series0603 Fast-Acting FuseAverage Time Current CurvesTIME IN SECONDSCURRENT IN AMPERES0.010.10.11110100101000.0013.50 A3.00 A2.50 A2.00 A1.75 A1.50 A1.25 A1.00 A0.750 A0.500 A0.375 A0.250 A4.00 A5.00 ATemperature Rerating CurveReflow ConditionPb – Free assemblyPre Heat- Temperature Min (Ts(min))150°C - Temperature Max (Ts(max))200°C- Time (Min to Max) (ts)60 – 180 secsAverage ramp up rate (Liquidus Temp (TL) to peak5°C/second maxTS(max) to TL - Ramp-up Rate5°C/second maxReflow- Temperature (TL) (Liquidus)217°C - Temperature (tL)60 – 150 secondsPeak Temperature (TP)250+0/-5 °CTime within 5°C of actual peak Temperature (tp)20 – 40 secondsRamp-down Rate5°C/second maxTime 25°C to peak Temperature (TP)8 minutes Max.Do not exceed260°CSoldering ParametersWave Soldering260°C, 10 seconds max.Note:1. Rerating depicted in this curve is in addition to the standard derating of 25% for continuous operation.Example: For continuous operation at 70 degrees celsius, the fuse should be deratedas follows: I = (0.75)(0.80)IRAT = (0.60)IRAT2. The temperature derating curve represents the nominal conditions. For questions about temperature derating curve, please consult Littelfuse technical support for assistance.Time (t)Temperature (T)TPTLTS(max)TS(min)25ºCtPtLtSt 25ºC to PeakRamp-downRamp-upPreheatCritical ZoneTL to TPFuse Datasheet© 2023 Littelfuse, Inc.Specifications are subject to change without notice.Revised: GD. 02/27/233467 Series0603 Fast-Acting FuseMaterialsBody: Advanced High Temperature Substrate Terminations: 100% Tin over Nickel over CopperElement Cover Coat: Conformal CoatingOperating Temperature– 55OC to 90OC. Consult temperature re-rating curve chart. For operation above 90°C contact Littelfuse.HumidityMIL-STD-202, Method 103, Condition DThermal ShockWithstands 5 cycles of – 55OC to 125OCVibrationPer MIL-STD-202Insulation Resistance (After Opening) Greater than 10,000 ohms.Resistance to Soldering HeatMIL-STD-202, Method 210, Condition DProduct CharacteristicsDimensions mm (inches)Part Marking System1.09(.043")REFLOW SOLDER1.60±0.102(.063"±0.004")0.330±0.102(.013"±0.004")0.279±0.076(.011"±0.003").18(.007")0.127±0.102(.005"±0.004")MARKING CODE VARIES WITH AMPERAGE RATING(SEE CHART)R REF.1.02(.040").762(.030")2.54(.100")1.09(.043")WAVE SOLDER3.20(.126")1.09(.043")1.02(.040")0.813±0.076(.032"±0.003")SnSnCuSnCoatingAmp CodeMarking Code.250 D.375 E.500 F.750 G001. H1.25 J01.5 K1.75 LPart Numbering SystemPackagingPackaging OptionPackaging SpecificationQuantityQuantity & Packaging Code8mm Tape and ReelEIA-481 Rev. D (IEC 60286, part 3)5000NR0467002.NRHFSERIESAMP Code‘HF’ SUFFIX HALOGEN FREE ITEMPACKAGING CodeThe dot is poisitioned before the Pack-aging Suffix with whole ratings and within the numbering sequence for fractional ratings. Refer to Amp Code column in the Electrical Specifications table. NR = Tape and Reel, 5000 pcsExample:1.5 amp product is 046701.5NRHF (2 amp product shown above).Amp CodeMarking Code002. N02.5 O003. P03.5 R004. S005. TDisclaimer Notice - Information furnished is believed to be accurate and reliable. However, users should independently evaluate the suitability of and test each product selected for their own applications. Littelfuse products are not designed for, and may not be used in, all applications. Read complete Disclaimer Notice at: www.littelfuse.com/disclaimer-electronics.
https://www.littelfuse.com/~/media/electronics/datasheets/fuses/littelfuse_fuse_468_datasheet.pdf.pdf | fuses | Fuse Datasheet© 2021 Littelfuse, Inc.Specifications are subject to change without notice.Revised: GD. 10/27/211468 Series1206 Slo-Blo® FuseRoHSPbDescriptionAgency ApprovalsAgencyAgency File NumberAmpere RangeE104800.5A - 3A298620.5A - 3AElectrical Characteristics for SeriesFeatures and Benefits ■ Complies with electronic industry environmental standards for lead reduction. ■ Product is compatible with lead-free solders and higher temperature profiles. ■ Time delay feature withstands high inrush currents and prevents nuisance openings. ■ Package is visually distinct from fast-acting version for easy identification. ■ Top side marking allows visual verification of amperage rating. ■ Lead-free, halogen-free and ROHS compliant.% of Ampere RatingOpening Time at 25OC100%4 hours, Minimum200%1 sec., Min.; 120 sec., Max.300%0.05 sec., Min.; 1.5 sec., Max800%0.0015 sec., Min.; 0.05 sec., Max.ApplicationsAmpere Rating(A)Amp CodeMaxVoltage Rating (V)InterruptingRatingNominal Cold Resistance (Ohms)1Nominal Melting I2t (A2sec)NomVoltage Drop (mV)NomPower Dissipation (W)Agency Approvals0.50.5006350A @63 VAC/VDC0.270000.0310156.770.0784xx1.00001.630.07900.127094.700.0947xx1.5001.5630.04400.288082.320.1235xx2.00002.6335A @63 VAC 50A @63 VDC 0.03250.506077.270.1545xx2.5002.5630.02401.011073.920.1848xx3.00003.3250A @32 VAC/VDC0.019501.270072.950.2189xxElectrical Specifications by Item1. Measured at 10% of rated current, 25˚C.2. Measured at rated voltage.The 468 Series Slo-Blo® Surface Mount Fuse (SMF) is a small (1206 size) thin-film device designed for secondary protection of circuits used in space constrained applications such as hand-held portable electronic devices. This series is 100% lead-free and meets the requirements of the RoHS directive. New Halogen-Free 468 Series fuses are available–to order use the “HF” suffix. See Part Numbering section for additional information. ■ Cell phones ■ Battery packs ■ Digital cameras ■ DVD players ■ Hard disk drives.Secondary protection for space constrained applications:ResourcesAccessoriesSamplesAdditional InformationFuse Datasheet© 2021 Littelfuse, Inc.Specifications are subject to change without notice.Revised: GD. 10/27/212468 Series1206 Slo-Blo® FuseAverage Time Current CurvesTemperature Re-rating CurveReflow ConditionPb – Free assemblyPre Heat- Temperature Min (Ts(min))150°C - Temperature Max (Ts(max))200°C- Time (Min to Max) (ts)60 – 180 secsAverage ramp up rate (Liquidus Temp (TL) to peak5°C/second maxTS(max) to TL - Ramp-up Rate5°C/second maxReflow- Temperature (TL) (Liquidus)217°C - Temperature (tL)60 – 150 secondsPeak Temperature (TP)260+0/- 5 °CTime within 5°C of actual peak Temperature (tp)20 – 40 secondsRamp-down Rate5°C/second maxTime 25°C to peak Temperature (TP)8 minutes Max.Do not exceed260°CSoldering ParametersWave Soldering260°C, 10 seconds max.Note:1. Rerating depicted in this curve is in addition to the standard derating of 25% for continuous operation.Example: For continuous operation at 70 degrees celsius, the fuse should be deratedas follows: I = (0.75)(0.80)IRAT = (0.60)IRAT2. The temperature derating curve represents the nominal conditions. For questions about temperature derating curve, please consult Littelfuse technical support for assistance.Time (t)Temperature (T)TPTLTS(max)TS(min)25ºCtPtLtSt 25ºC to PeakRamp-downRamp-upPreheatCritical ZoneTL to TP0.0010.010.11101001001010Current in AmperesTime in Seconds3A2A2.5A1A1.5A.5AFuse Datasheet© 2021 Littelfuse, Inc.Specifications are subject to change without notice.Revised: GD. 10/27/213468 Series1206 Slo-Blo® FuseMaterialsBody: Epoxy SubstrateTerminations: 100% Tin over Nickel overCopperElement Cover Coat: Conformal CoatingOperating Temperature–55OC to 90OC. Consult temperaturere-rating curve chart. For operation above 90°C please contact LittelfuseThermal ShockWithstands 5 cycles of – 50OC to 125OCHumidityMIL-STD-202, Method 103, Condition DVibrationWithstands 10-55 Hz per MIL-STD-202, Method 201 and10-2000 Hz at 20 g’s per MIL-STD-202, Method 204, Condition DInsulation Resistance (After Opening) Greater than 10,000 ohms. Resistance to Soldering HeatMIL-STD-202, Method 210, Condition DProduct CharacteristicsDimensionsPart Marking SystemMARKING CODE VARIES WITH AMPERAGE RATING(SEE CHART)0.635±0.127(0.025"±0.005")Coating0.66±0.127(0.026"±0.005")2.03(.080")2.03(.080")WAVE SOLDERINFARED SOLDER3.81(.150")1.52(.060")1.14(.045")4.83(.190")1.65(.065")1.52(.060")3.18±0.127(0.125"±0.005")1.52±0.127(0.060"±0.005")1.27±0.127(0.050"±0.005")Part Numbering SystemPackagingPackaging OptionPackaging SpecificationQuantityQuantity & Packaging CodeTape & Reel – 8mm tapeEIA-481 Rev. D (IEC 60286, part 3)5000NRAmp CodeMarking Code.500 TF001. TH01.5 TK002. TN02.5 TO003. TP0468002.NRHFSERIESAMP Code‘HF’ SUFFIX HALOGEN FREE ITEMPACKAGING CodeThe dot is poisitioned before the Pack-aging Suffix with whole ratings and within the numbering sequence for fractional ratings. Refer to Amp Code column in the Electrical Specifications table. NR = Tape and Reel, 5000 pcsExample:1.5 amp product is 046801.5NRHF (2 amp product shown above).Disclaimer Notice - Littelfuse products are not designed for, and shall not be used for, any purpose (including, without limitation, automotive, military, aerospace, medical, life-saving, life-sustaining or nuclear facility applications, devices intended for surgical implant into the body, or any other application in which the failure or lack of desired operation of the product may result in personal injury, death, or property damage) other than those expressly set forth in applicable Littelfuse product documentation. Warranties granted by Littelfuse shall be deemed void for products used for any purpose not expressly set forth in applicable Littelfuse documentation. Littelfuse shall not be liable for any claims or damages arising out of products used in applications not expressly intended by Littelfuse as set forth in applicable Littelfuse documentation. The sale and use of Littelfuse products is subject to Littelfuse Terms and Conditions of Sale, unless otherwise agreed by Littelfuse. Information furnished is believed to be accurate and reliable. However, users should independently evaluate the suitability of and test each product selected for their own applications. Littelfuse products are not designed for, and may not be used in, all applications. Read complete Disclaimer Notice at www.littelfuse.com/disclaimer-electronics.
https://www.littelfuse.com/media?resourcetype=datasheets&itemid=4a59f034-1cca-460e-a5ba-e1e66247c76d&filename=littelfuse_fuse_467_datasheet.pdf | fuses | Fuse Datasheet© 2023 Littelfuse, Inc.Specifications are subject to change without notice.Revised: GD. 02/27/231467 Series0603 Fast-Acting FuseDescriptionAgency ApprovalsAgencyAgency File NumberAmpere RangeE104800.250 A - 5 A298620.250 A - 5 AR504664390.250 A - 5 AElectrical CharacteristicsFeatures & Benefits ■ Compatible with lead-free solders and higher temperature profiles ■ High performance materials provide improved performance in elevated ambient temperature applications ■ Marked on top surface with code to allow amp rating identification without testing ■ Low profile for height sensitive applications ■ Flat top surface for pick-and-place operations ■ Element covering material is resistant to industry standard cleaning operations ■ Mounting pad and electrical performance is identical to Littelfuse 431 and 434 Series products ■ Halogen free, Lead-free and RoHS compliant ■ Recognized to UL/CSA/NMX 248-1 and UL/CSA/NMX 248-14 ■ Conforms to EN 60127-1 and EN 60127-7% of Ampere RatingOpening Time at 25OC100%4 hours, Minimum200%5 sec., Maximum300%0.2 sec., MaximumApplicationsThe 467 Series Fast-Acting Surface Mount Fuse (SMF) is an ultra small (0603 size) thin-film device designed for secondary protection of circuits used in space constrained applications such as hand-held portable electronic devices. This series is 100% lead-free and meets the requirements of the RoHS directive. New Halogen-Free 467 Series fuses are available–to order use the “HF” suffix. See Part Numbering section for additional information.. ■ Cell phones ■ Battery packs ■ Digital cameras ■ DVD players ■ Hard disk drives.Secondary protection for space constrained applications:Ampere Rating(A)Amp CodeMaxVoltage Rating (V)InterruptingRatingNominal Cold Resistance (Ohms)Nominal Melting I2t (A2sec)NomVoltage Drop (mV)NomPower Dissipation (W)Agency Approvals0.250 .250 32 50A @32V AC/DC0.56500.0014158.560.0396xxx0.375 .375 32 0.30000.0035128.030.0480xxx0.500 .500 32 0.18700.0087 138.500.0693xxx0.750 .750 32 0.11700.0171 123.300.0925xxx1.00001. 32 0.07000.0212 67.400.0674xxx1.25 1.25 32 35A @32V AC/DC13A @65V DC0.05100.0518 84.320.1054xxx1.50 01.5 32 0.03850.0766 71.600.1074xxx1.75 1.75 32 35A @32V AC/DC0.03100.0903 78.750.1378xxx2.00 002. 32 0.02800.189178.220.1564xxx2.50 02.5 32 0.02100.206676.100.1903xxx3.00 003. 32 0.01700.2403 75.040.2251xxx3.50 03.5 32 0.01390.4306 65.300.2286xxx4.00 004. 32 0.01180.841063.100.2524xxx5.00 005. 32 0.00890.9000 61.200.3060xxxElectrical Specifications1. Measured at 10% of rated current, 25ºC. 2. Measured at rated voltage.RoHSPbResourcesAccessoriesSamplesAdditional InformationFuse Datasheet© 2023 Littelfuse, Inc.Specifications are subject to change without notice.Revised: GD. 02/27/232467 Series0603 Fast-Acting FuseAverage Time Current CurvesTIME IN SECONDSCURRENT IN AMPERES0.010.10.11110100101000.0013.50 A3.00 A2.50 A2.00 A1.75 A1.50 A1.25 A1.00 A0.750 A0.500 A0.375 A0.250 A4.00 A5.00 ATemperature Rerating CurveReflow ConditionPb – Free assemblyPre Heat- Temperature Min (Ts(min))150°C - Temperature Max (Ts(max))200°C- Time (Min to Max) (ts)60 – 180 secsAverage ramp up rate (Liquidus Temp (TL) to peak5°C/second maxTS(max) to TL - Ramp-up Rate5°C/second maxReflow- Temperature (TL) (Liquidus)217°C - Temperature (tL)60 – 150 secondsPeak Temperature (TP)250+0/-5 °CTime within 5°C of actual peak Temperature (tp)20 – 40 secondsRamp-down Rate5°C/second maxTime 25°C to peak Temperature (TP)8 minutes Max.Do not exceed260°CSoldering ParametersWave Soldering260°C, 10 seconds max.Note:1. Rerating depicted in this curve is in addition to the standard derating of 25% for continuous operation.Example: For continuous operation at 70 degrees celsius, the fuse should be deratedas follows: I = (0.75)(0.80)IRAT = (0.60)IRAT2. The temperature derating curve represents the nominal conditions. For questions about temperature derating curve, please consult Littelfuse technical support for assistance.Time (t)Temperature (T)TPTLTS(max)TS(min)25ºCtPtLtSt 25ºC to PeakRamp-downRamp-upPreheatCritical ZoneTL to TPFuse Datasheet© 2023 Littelfuse, Inc.Specifications are subject to change without notice.Revised: GD. 02/27/233467 Series0603 Fast-Acting FuseMaterialsBody: Advanced High Temperature Substrate Terminations: 100% Tin over Nickel over CopperElement Cover Coat: Conformal CoatingOperating Temperature– 55OC to 90OC. Consult temperature re-rating curve chart. For operation above 90°C contact Littelfuse.HumidityMIL-STD-202, Method 103, Condition DThermal ShockWithstands 5 cycles of – 55OC to 125OCVibrationPer MIL-STD-202Insulation Resistance (After Opening) Greater than 10,000 ohms.Resistance to Soldering HeatMIL-STD-202, Method 210, Condition DProduct CharacteristicsDimensions mm (inches)Part Marking System1.09(.043")REFLOW SOLDER1.60±0.102(.063"±0.004")0.330±0.102(.013"±0.004")0.279±0.076(.011"±0.003").18(.007")0.127±0.102(.005"±0.004")MARKING CODE VARIES WITH AMPERAGE RATING(SEE CHART)R REF.1.02(.040").762(.030")2.54(.100")1.09(.043")WAVE SOLDER3.20(.126")1.09(.043")1.02(.040")0.813±0.076(.032"±0.003")SnSnCuSnCoatingAmp CodeMarking Code.250 D.375 E.500 F.750 G001. H1.25 J01.5 K1.75 LPart Numbering SystemPackagingPackaging OptionPackaging SpecificationQuantityQuantity & Packaging Code8mm Tape and ReelEIA-481 Rev. D (IEC 60286, part 3)5000NR0467002.NRHFSERIESAMP Code‘HF’ SUFFIX HALOGEN FREE ITEMPACKAGING CodeThe dot is poisitioned before the Pack-aging Suffix with whole ratings and within the numbering sequence for fractional ratings. Refer to Amp Code column in the Electrical Specifications table. NR = Tape and Reel, 5000 pcsExample:1.5 amp product is 046701.5NRHF (2 amp product shown above).Amp CodeMarking Code002. N02.5 O003. P03.5 R004. S005. TDisclaimer Notice - Information furnished is believed to be accurate and reliable. However, users should independently evaluate the suitability of and test each product selected for their own applications. Littelfuse products are not designed for, and may not be used in, all applications. Read complete Disclaimer Notice at: www.littelfuse.com/disclaimer-electronics.
https://www.littelfuse.com/~/media/electronics/datasheets/fuses/littelfuse_fuse_468_datasheet.pdf.pdf | fuses | Fuse Datasheet© 2021 Littelfuse, Inc.Specifications are subject to change without notice.Revised: GD. 10/27/211468 Series1206 Slo-Blo® FuseRoHSPbDescriptionAgency ApprovalsAgencyAgency File NumberAmpere RangeE104800.5A - 3A298620.5A - 3AElectrical Characteristics for SeriesFeatures and Benefits ■ Complies with electronic industry environmental standards for lead reduction. ■ Product is compatible with lead-free solders and higher temperature profiles. ■ Time delay feature withstands high inrush currents and prevents nuisance openings. ■ Package is visually distinct from fast-acting version for easy identification. ■ Top side marking allows visual verification of amperage rating. ■ Lead-free, halogen-free and ROHS compliant.% of Ampere RatingOpening Time at 25OC100%4 hours, Minimum200%1 sec., Min.; 120 sec., Max.300%0.05 sec., Min.; 1.5 sec., Max800%0.0015 sec., Min.; 0.05 sec., Max.ApplicationsAmpere Rating(A)Amp CodeMaxVoltage Rating (V)InterruptingRatingNominal Cold Resistance (Ohms)1Nominal Melting I2t (A2sec)NomVoltage Drop (mV)NomPower Dissipation (W)Agency Approvals0.50.5006350A @63 VAC/VDC0.270000.0310156.770.0784xx1.00001.630.07900.127094.700.0947xx1.5001.5630.04400.288082.320.1235xx2.00002.6335A @63 VAC 50A @63 VDC 0.03250.506077.270.1545xx2.5002.5630.02401.011073.920.1848xx3.00003.3250A @32 VAC/VDC0.019501.270072.950.2189xxElectrical Specifications by Item1. Measured at 10% of rated current, 25˚C.2. Measured at rated voltage.The 468 Series Slo-Blo® Surface Mount Fuse (SMF) is a small (1206 size) thin-film device designed for secondary protection of circuits used in space constrained applications such as hand-held portable electronic devices. This series is 100% lead-free and meets the requirements of the RoHS directive. New Halogen-Free 468 Series fuses are available–to order use the “HF” suffix. See Part Numbering section for additional information. ■ Cell phones ■ Battery packs ■ Digital cameras ■ DVD players ■ Hard disk drives.Secondary protection for space constrained applications:ResourcesAccessoriesSamplesAdditional InformationFuse Datasheet© 2021 Littelfuse, Inc.Specifications are subject to change without notice.Revised: GD. 10/27/212468 Series1206 Slo-Blo® FuseAverage Time Current CurvesTemperature Re-rating CurveReflow ConditionPb – Free assemblyPre Heat- Temperature Min (Ts(min))150°C - Temperature Max (Ts(max))200°C- Time (Min to Max) (ts)60 – 180 secsAverage ramp up rate (Liquidus Temp (TL) to peak5°C/second maxTS(max) to TL - Ramp-up Rate5°C/second maxReflow- Temperature (TL) (Liquidus)217°C - Temperature (tL)60 – 150 secondsPeak Temperature (TP)260+0/- 5 °CTime within 5°C of actual peak Temperature (tp)20 – 40 secondsRamp-down Rate5°C/second maxTime 25°C to peak Temperature (TP)8 minutes Max.Do not exceed260°CSoldering ParametersWave Soldering260°C, 10 seconds max.Note:1. Rerating depicted in this curve is in addition to the standard derating of 25% for continuous operation.Example: For continuous operation at 70 degrees celsius, the fuse should be deratedas follows: I = (0.75)(0.80)IRAT = (0.60)IRAT2. The temperature derating curve represents the nominal conditions. For questions about temperature derating curve, please consult Littelfuse technical support for assistance.Time (t)Temperature (T)TPTLTS(max)TS(min)25ºCtPtLtSt 25ºC to PeakRamp-downRamp-upPreheatCritical ZoneTL to TP0.0010.010.11101001001010Current in AmperesTime in Seconds3A2A2.5A1A1.5A.5AFuse Datasheet© 2021 Littelfuse, Inc.Specifications are subject to change without notice.Revised: GD. 10/27/213468 Series1206 Slo-Blo® FuseMaterialsBody: Epoxy SubstrateTerminations: 100% Tin over Nickel overCopperElement Cover Coat: Conformal CoatingOperating Temperature–55OC to 90OC. Consult temperaturere-rating curve chart. For operation above 90°C please contact LittelfuseThermal ShockWithstands 5 cycles of – 50OC to 125OCHumidityMIL-STD-202, Method 103, Condition DVibrationWithstands 10-55 Hz per MIL-STD-202, Method 201 and10-2000 Hz at 20 g’s per MIL-STD-202, Method 204, Condition DInsulation Resistance (After Opening) Greater than 10,000 ohms. Resistance to Soldering HeatMIL-STD-202, Method 210, Condition DProduct CharacteristicsDimensionsPart Marking SystemMARKING CODE VARIES WITH AMPERAGE RATING(SEE CHART)0.635±0.127(0.025"±0.005")Coating0.66±0.127(0.026"±0.005")2.03(.080")2.03(.080")WAVE SOLDERINFARED SOLDER3.81(.150")1.52(.060")1.14(.045")4.83(.190")1.65(.065")1.52(.060")3.18±0.127(0.125"±0.005")1.52±0.127(0.060"±0.005")1.27±0.127(0.050"±0.005")Part Numbering SystemPackagingPackaging OptionPackaging SpecificationQuantityQuantity & Packaging CodeTape & Reel – 8mm tapeEIA-481 Rev. D (IEC 60286, part 3)5000NRAmp CodeMarking Code.500 TF001. TH01.5 TK002. TN02.5 TO003. TP0468002.NRHFSERIESAMP Code‘HF’ SUFFIX HALOGEN FREE ITEMPACKAGING CodeThe dot is poisitioned before the Pack-aging Suffix with whole ratings and within the numbering sequence for fractional ratings. Refer to Amp Code column in the Electrical Specifications table. NR = Tape and Reel, 5000 pcsExample:1.5 amp product is 046801.5NRHF (2 amp product shown above).Disclaimer Notice - Littelfuse products are not designed for, and shall not be used for, any purpose (including, without limitation, automotive, military, aerospace, medical, life-saving, life-sustaining or nuclear facility applications, devices intended for surgical implant into the body, or any other application in which the failure or lack of desired operation of the product may result in personal injury, death, or property damage) other than those expressly set forth in applicable Littelfuse product documentation. Warranties granted by Littelfuse shall be deemed void for products used for any purpose not expressly set forth in applicable Littelfuse documentation. Littelfuse shall not be liable for any claims or damages arising out of products used in applications not expressly intended by Littelfuse as set forth in applicable Littelfuse documentation. The sale and use of Littelfuse products is subject to Littelfuse Terms and Conditions of Sale, unless otherwise agreed by Littelfuse. Information furnished is believed to be accurate and reliable. However, users should independently evaluate the suitability of and test each product selected for their own applications. Littelfuse products are not designed for, and may not be used in, all applications. Read complete Disclaimer Notice at www.littelfuse.com/disclaimer-electronics.
https://www.littelfuse.com/~/media/electronics/datasheets/fuses/littelfuse_fuse_468_datasheet.pdf.pdf | fuses | Fuse Datasheet© 2021 Littelfuse, Inc.Specifications are subject to change without notice.Revised: GD. 10/27/211468 Series1206 Slo-Blo® FuseRoHSPbDescriptionAgency ApprovalsAgencyAgency File NumberAmpere RangeE104800.5A - 3A298620.5A - 3AElectrical Characteristics for SeriesFeatures and Benefits ■ Complies with electronic industry environmental standards for lead reduction. ■ Product is compatible with lead-free solders and higher temperature profiles. ■ Time delay feature withstands high inrush currents and prevents nuisance openings. ■ Package is visually distinct from fast-acting version for easy identification. ■ Top side marking allows visual verification of amperage rating. ■ Lead-free, halogen-free and ROHS compliant.% of Ampere RatingOpening Time at 25OC100%4 hours, Minimum200%1 sec., Min.; 120 sec., Max.300%0.05 sec., Min.; 1.5 sec., Max800%0.0015 sec., Min.; 0.05 sec., Max.ApplicationsAmpere Rating(A)Amp CodeMaxVoltage Rating (V)InterruptingRatingNominal Cold Resistance (Ohms)1Nominal Melting I2t (A2sec)NomVoltage Drop (mV)NomPower Dissipation (W)Agency Approvals0.50.5006350A @63 VAC/VDC0.270000.0310156.770.0784xx1.00001.630.07900.127094.700.0947xx1.5001.5630.04400.288082.320.1235xx2.00002.6335A @63 VAC 50A @63 VDC 0.03250.506077.270.1545xx2.5002.5630.02401.011073.920.1848xx3.00003.3250A @32 VAC/VDC0.019501.270072.950.2189xxElectrical Specifications by Item1. Measured at 10% of rated current, 25˚C.2. Measured at rated voltage.The 468 Series Slo-Blo® Surface Mount Fuse (SMF) is a small (1206 size) thin-film device designed for secondary protection of circuits used in space constrained applications such as hand-held portable electronic devices. This series is 100% lead-free and meets the requirements of the RoHS directive. New Halogen-Free 468 Series fuses are available–to order use the “HF” suffix. See Part Numbering section for additional information. ■ Cell phones ■ Battery packs ■ Digital cameras ■ DVD players ■ Hard disk drives.Secondary protection for space constrained applications:ResourcesAccessoriesSamplesAdditional InformationFuse Datasheet© 2021 Littelfuse, Inc.Specifications are subject to change without notice.Revised: GD. 10/27/212468 Series1206 Slo-Blo® FuseAverage Time Current CurvesTemperature Re-rating CurveReflow ConditionPb – Free assemblyPre Heat- Temperature Min (Ts(min))150°C - Temperature Max (Ts(max))200°C- Time (Min to Max) (ts)60 – 180 secsAverage ramp up rate (Liquidus Temp (TL) to peak5°C/second maxTS(max) to TL - Ramp-up Rate5°C/second maxReflow- Temperature (TL) (Liquidus)217°C - Temperature (tL)60 – 150 secondsPeak Temperature (TP)260+0/- 5 °CTime within 5°C of actual peak Temperature (tp)20 – 40 secondsRamp-down Rate5°C/second maxTime 25°C to peak Temperature (TP)8 minutes Max.Do not exceed260°CSoldering ParametersWave Soldering260°C, 10 seconds max.Note:1. Rerating depicted in this curve is in addition to the standard derating of 25% for continuous operation.Example: For continuous operation at 70 degrees celsius, the fuse should be deratedas follows: I = (0.75)(0.80)IRAT = (0.60)IRAT2. The temperature derating curve represents the nominal conditions. For questions about temperature derating curve, please consult Littelfuse technical support for assistance.Time (t)Temperature (T)TPTLTS(max)TS(min)25ºCtPtLtSt 25ºC to PeakRamp-downRamp-upPreheatCritical ZoneTL to TP0.0010.010.11101001001010Current in AmperesTime in Seconds3A2A2.5A1A1.5A.5AFuse Datasheet© 2021 Littelfuse, Inc.Specifications are subject to change without notice.Revised: GD. 10/27/213468 Series1206 Slo-Blo® FuseMaterialsBody: Epoxy SubstrateTerminations: 100% Tin over Nickel overCopperElement Cover Coat: Conformal CoatingOperating Temperature–55OC to 90OC. Consult temperaturere-rating curve chart. For operation above 90°C please contact LittelfuseThermal ShockWithstands 5 cycles of – 50OC to 125OCHumidityMIL-STD-202, Method 103, Condition DVibrationWithstands 10-55 Hz per MIL-STD-202, Method 201 and10-2000 Hz at 20 g’s per MIL-STD-202, Method 204, Condition DInsulation Resistance (After Opening) Greater than 10,000 ohms. Resistance to Soldering HeatMIL-STD-202, Method 210, Condition DProduct CharacteristicsDimensionsPart Marking SystemMARKING CODE VARIES WITH AMPERAGE RATING(SEE CHART)0.635±0.127(0.025"±0.005")Coating0.66±0.127(0.026"±0.005")2.03(.080")2.03(.080")WAVE SOLDERINFARED SOLDER3.81(.150")1.52(.060")1.14(.045")4.83(.190")1.65(.065")1.52(.060")3.18±0.127(0.125"±0.005")1.52±0.127(0.060"±0.005")1.27±0.127(0.050"±0.005")Part Numbering SystemPackagingPackaging OptionPackaging SpecificationQuantityQuantity & Packaging CodeTape & Reel – 8mm tapeEIA-481 Rev. D (IEC 60286, part 3)5000NRAmp CodeMarking Code.500 TF001. TH01.5 TK002. TN02.5 TO003. TP0468002.NRHFSERIESAMP Code‘HF’ SUFFIX HALOGEN FREE ITEMPACKAGING CodeThe dot is poisitioned before the Pack-aging Suffix with whole ratings and within the numbering sequence for fractional ratings. Refer to Amp Code column in the Electrical Specifications table. NR = Tape and Reel, 5000 pcsExample:1.5 amp product is 046801.5NRHF (2 amp product shown above).Disclaimer Notice - Littelfuse products are not designed for, and shall not be used for, any purpose (including, without limitation, automotive, military, aerospace, medical, life-saving, life-sustaining or nuclear facility applications, devices intended for surgical implant into the body, or any other application in which the failure or lack of desired operation of the product may result in personal injury, death, or property damage) other than those expressly set forth in applicable Littelfuse product documentation. Warranties granted by Littelfuse shall be deemed void for products used for any purpose not expressly set forth in applicable Littelfuse documentation. Littelfuse shall not be liable for any claims or damages arising out of products used in applications not expressly intended by Littelfuse as set forth in applicable Littelfuse documentation. The sale and use of Littelfuse products is subject to Littelfuse Terms and Conditions of Sale, unless otherwise agreed by Littelfuse. Information furnished is believed to be accurate and reliable. However, users should independently evaluate the suitability of and test each product selected for their own applications. Littelfuse products are not designed for, and may not be used in, all applications. Read complete Disclaimer Notice at www.littelfuse.com/disclaimer-electronics.
https://www.littelfuse.com/~/media/electronics/datasheets/fuses/littelfuse_fuse_437_datasheet.pdf.pdf | fuses | © 2020 Littelfuse, Inc.Specifications are subject to change without notice.Revised: GD. 10/19/20Ceramic Fuse > 437 SeriesSurface Mount Fuses437 Series – 1206 Fast-Acting FuseDescriptionThis 100% Lead-free, RoHS compliant and Halogen-free fuse series has been designed specifically to provide over current protection to circuits might encounter high working ambient temperatures (up to 150ºC).The general design ensures excellent temperature stability and performance reliability.In addition to this, the high I²t values typical of the Littelfuse Ceramic Fuse family ensure high inrush current withstand capability.Agency ApprovalsAgencyAgency File NumberAmpere RangeE104800.250A - 8A298620.250A - 8AFeaturesElectrical Characteristics for Series• Operating Temperature from -55ºC to +150ºC• 100% Lead-free, Halogen-Free and RoHS compliant• Suitable for both leaded and lead-free reflow / wave soldering• UL Recognized to UL/CSA/NMX 248-1 and UL/CSA/NMX 248-14% of Ampere RatingAmpere RatingOpening Time at 25ºC100%250mA - 8A4 hours, Minimum250%750mA - 8A5 seconds, Maximum350%250mA -500mA5 seconds, Maximum350%750mA - 8A1 second, MaximumApplicationsAmpere Rating(A)Amp CodeMax. Voltage Rating (V)Interrupting Rating1Nominal Resistance (Ohms)2Nominal Melting I2t (A2Sec.)3Nominal Voltage Drop At Rated Current (V)4Nominal Power Dissipation At Rated Current (W)Agency Approvals0.25.25012550 A @ 125 V AC/DC2.290.0030.780.195xx0.375.3751251.330.010.60.225xx0.5.5006350 A @ 63 V AC/DC0.9080.0180.520.26xx0.75.750630.6650.0640.450.338xx1.0001.630.420.10.410.41xx1.251.25630.3180.2560.40.5xx1.501.5630.2090.3240.390.585xx1.751.75630.0710.0750.270.473xx2.0002.630.0580.2250.20.4xx2.502.54550A @ 45V AC/63V DC0.0430.4410.150.375xx3.0003.450.0330.5060.140.42xx3.503.5450.0270.7770.130.455xx4.0004.450.0221.0240.130.52xx5.0005.450.01592.30.130.65xx7.0007.3250 A @ 32 V AC/35 V DC0.015.020.130.91xx8.0008.320.0087.230.131.04xxElectrical Specifications by ItemNotes:1. AC Interrupting Rating tested at rated voltage with unity power factor. DC Interrupting Rating tested at rated voltage with time constant < 0.8 msec.2. Nominal Resistance measured with < 10% rated current.3. Contact Littelfuse if application transient surges are less than 1 ms.4. Nominal Voltage Drop measured at rated current after temperature has stabilized.Devices designed to carry rated current for 4 hours minimum. It is recommended that devices be operated continuously at no more than 80% rated current. See “Temperature Re-rating Curve”for additional re-rating information.Devices designed to be mounted with marking code facing up.RoHSPb• LCD Displays• Servers• Printers• Scanners• Data ModemsAdditional InformationDatasheetSamplesResources© 2020 Littelfuse, Inc.Specifications are subject to change without notice.Revised: GD. 10/19/20Ceramic Fuse > 437 SeriesSurface Mount FusesAverage Time Current Curves.250A4A3.5A3A2.5A2A1.75A1.5A 1.25A 1A.500A.375A7A5A.750A8A0.0010.010.1110TIME IN SECONDS0.1110100CURRENT IN AMPERESReflow ConditionPb – free assemblyPre Heat- Temperature Min (Ts(min))150°C - Temperature Max (Ts(max))200°C- Time (Min to Max) (ts)60 – 180 secondsAverage Ramp-up Rate (Liquidus Temp (TL) to peak) 3°C/second max.TS(max) to TL - Ramp-up Rate5°C/second max.Reflow- Temperature (TL) (Liquidus)217°C - Temperature (tL)60 – 150 secondsPeak Temperature (TP)260+0/-5 °CTime within 5°C of actual peak Temperature (tp)10 – 30 secondsRamp-down Rate6°C/second max.Time 25°C to peak Temperature (TP)8 minutes max.Do not exceed260°CSoldering ParametersTemperature Re-rating Curve406080100120140-65 -45 -25 -5 15 35 55 75 95 115 135 155TEMPERATURE (°C)PERCENT OF RATINGTimeTemperatureTPTLTS(max)TS(min)25tPtLtStime to peak temperature(t 25ºC to peak)Ramp-downRamp-upPreheatCritical ZoneTL to TPExample: For continuous operation at 75 degrees celsius, the fuse should be rerated as follows: I = (0.80)(0.85)IRAT = (0.68)IRATNote: 1. Re-rating depicted in this curve is in addition to the standard re-rating of 20% for continuous operation.Wave Soldering260°C, 10 seconds max.© 2020 Littelfuse, Inc.Specifications are subject to change without notice.Revised: GD. 10/19/20Ceramic Fuse > 437 SeriesSurface Mount FusesMaterialsBody: Advanced CeramicTerminations: Ag / Ni / Sn (100% Lead-free)Element Cover Coating: Ceramic/Lead-free GlassMoisture Sensitivity LevelIPC/JEDEC J-STD-020, Level 1SolderabilityIPC/EIC/JEDEC J-STD-002, Condition BHumidity TestMIL-STD-202, Method 103, Condition DResistance to Solder HeatMIL-STD-202, Method 210, Condition BMoisture ResistanceMIL-STD-202, Method 106Product CharacteristicsThermal ShockMIL-STD-202, Method 107, Condition BMechanical ShockMIL-STD-202, Method 213, Condition AVibrationMIL-STD-202, Method 201Vibration, High FrequencyMIL-STD-202, Method 204, Condition DDissolution of MetallizationIPC/EIC/JEDEC J-STD-002, Condition DTerminal StrengthIEC 60127-4Dimensions0.520 ± 0.200[0.020 ± 0.008]3.200 ± 0.1778[0.126 ± 0.007]1.000[0.039]1.63 +0.10 / -0.2[0.064 +0.004 / -0.008]1.500[0.059]1.800[0.071]3.500[0.138]1.000[0.039]0.835 ± 0.15[0.0329 ± 0.006]3.200 ± 0.1778[0.126 ± 0.007]1.63 +0.10 / -0.2[0.064 +0.004 / -0.008]NHHPackagingPart Marking SystemPackaging OptionPackaging SpecificationQuantity Quantity & Packaging Code8mm Tape & ReelEIA-481, IEC 60286-33000WRPart Numbering System0437 008. W RSeriesAMP CodeQuantity CodePackaging CodeW = 3000 pcsR = Reel PackAmp CodeMarking Code0.25D0.375E0.5F0.75G1.0H1.25J1.5K1.75LAmp CodeMarking Code2.0N2.5O3.0P3.5R4.0S5.0T7.0W8.0XDisclaimer Notice - Littelfuse products are not designed for, and shall not be used for, any purpose (including, without limitation, automotive, military, aerospace, medical, life-saving, life-sustaining or nuclear facility applications, devices intended for surgical implant into the body, or any other application in which the failure or lack of desired operation of the product may result in personal injury, death, or property damage) other than those expressly set forth in applicable Littelfuse product documentation. Warranties granted by Littelfuse shall be deemed void for products used for any purpose not expressly set forth in applicable Littelfuse documentation. Littelfuse shall not be liable for any claims or damages arising out of products used in applications not expressly intended by Littelfuse as set forth in applicable Littelfuse documentation. The sale and use of Littelfuse products is subject to Littelfuse Terms and Conditions of Sale, unless otherwise agreed by Littelfuse. Information furnished is believed to be accurate and reliable. However, users should independently evaluate the suitability of and test each product selected for their own applications. Littelfuse products are not designed for, and may not be used in, all applications. Read complete Disclaimer Notice at www.littelfuse.com/disclaimer-electronics.
https://www.littelfuse.com/~/media/electronics/datasheets/fuses/littelfuse_fuse_437_datasheet.pdf.pdf | fuses | © 2020 Littelfuse, Inc.Specifications are subject to change without notice.Revised: GD. 10/19/20Ceramic Fuse > 437 SeriesSurface Mount Fuses437 Series – 1206 Fast-Acting FuseDescriptionThis 100% Lead-free, RoHS compliant and Halogen-free fuse series has been designed specifically to provide over current protection to circuits might encounter high working ambient temperatures (up to 150ºC).The general design ensures excellent temperature stability and performance reliability.In addition to this, the high I²t values typical of the Littelfuse Ceramic Fuse family ensure high inrush current withstand capability.Agency ApprovalsAgencyAgency File NumberAmpere RangeE104800.250A - 8A298620.250A - 8AFeaturesElectrical Characteristics for Series• Operating Temperature from -55ºC to +150ºC• 100% Lead-free, Halogen-Free and RoHS compliant• Suitable for both leaded and lead-free reflow / wave soldering• UL Recognized to UL/CSA/NMX 248-1 and UL/CSA/NMX 248-14% of Ampere RatingAmpere RatingOpening Time at 25ºC100%250mA - 8A4 hours, Minimum250%750mA - 8A5 seconds, Maximum350%250mA -500mA5 seconds, Maximum350%750mA - 8A1 second, MaximumApplicationsAmpere Rating(A)Amp CodeMax. Voltage Rating (V)Interrupting Rating1Nominal Resistance (Ohms)2Nominal Melting I2t (A2Sec.)3Nominal Voltage Drop At Rated Current (V)4Nominal Power Dissipation At Rated Current (W)Agency Approvals0.25.25012550 A @ 125 V AC/DC2.290.0030.780.195xx0.375.3751251.330.010.60.225xx0.5.5006350 A @ 63 V AC/DC0.9080.0180.520.26xx0.75.750630.6650.0640.450.338xx1.0001.630.420.10.410.41xx1.251.25630.3180.2560.40.5xx1.501.5630.2090.3240.390.585xx1.751.75630.0710.0750.270.473xx2.0002.630.0580.2250.20.4xx2.502.54550A @ 45V AC/63V DC0.0430.4410.150.375xx3.0003.450.0330.5060.140.42xx3.503.5450.0270.7770.130.455xx4.0004.450.0221.0240.130.52xx5.0005.450.01592.30.130.65xx7.0007.3250 A @ 32 V AC/35 V DC0.015.020.130.91xx8.0008.320.0087.230.131.04xxElectrical Specifications by ItemNotes:1. AC Interrupting Rating tested at rated voltage with unity power factor. DC Interrupting Rating tested at rated voltage with time constant < 0.8 msec.2. Nominal Resistance measured with < 10% rated current.3. Contact Littelfuse if application transient surges are less than 1 ms.4. Nominal Voltage Drop measured at rated current after temperature has stabilized.Devices designed to carry rated current for 4 hours minimum. It is recommended that devices be operated continuously at no more than 80% rated current. See “Temperature Re-rating Curve”for additional re-rating information.Devices designed to be mounted with marking code facing up.RoHSPb• LCD Displays• Servers• Printers• Scanners• Data ModemsAdditional InformationDatasheetSamplesResources© 2020 Littelfuse, Inc.Specifications are subject to change without notice.Revised: GD. 10/19/20Ceramic Fuse > 437 SeriesSurface Mount FusesAverage Time Current Curves.250A4A3.5A3A2.5A2A1.75A1.5A 1.25A 1A.500A.375A7A5A.750A8A0.0010.010.1110TIME IN SECONDS0.1110100CURRENT IN AMPERESReflow ConditionPb – free assemblyPre Heat- Temperature Min (Ts(min))150°C - Temperature Max (Ts(max))200°C- Time (Min to Max) (ts)60 – 180 secondsAverage Ramp-up Rate (Liquidus Temp (TL) to peak) 3°C/second max.TS(max) to TL - Ramp-up Rate5°C/second max.Reflow- Temperature (TL) (Liquidus)217°C - Temperature (tL)60 – 150 secondsPeak Temperature (TP)260+0/-5 °CTime within 5°C of actual peak Temperature (tp)10 – 30 secondsRamp-down Rate6°C/second max.Time 25°C to peak Temperature (TP)8 minutes max.Do not exceed260°CSoldering ParametersTemperature Re-rating Curve406080100120140-65 -45 -25 -5 15 35 55 75 95 115 135 155TEMPERATURE (°C)PERCENT OF RATINGTimeTemperatureTPTLTS(max)TS(min)25tPtLtStime to peak temperature(t 25ºC to peak)Ramp-downRamp-upPreheatCritical ZoneTL to TPExample: For continuous operation at 75 degrees celsius, the fuse should be rerated as follows: I = (0.80)(0.85)IRAT = (0.68)IRATNote: 1. Re-rating depicted in this curve is in addition to the standard re-rating of 20% for continuous operation.Wave Soldering260°C, 10 seconds max.© 2020 Littelfuse, Inc.Specifications are subject to change without notice.Revised: GD. 10/19/20Ceramic Fuse > 437 SeriesSurface Mount FusesMaterialsBody: Advanced CeramicTerminations: Ag / Ni / Sn (100% Lead-free)Element Cover Coating: Ceramic/Lead-free GlassMoisture Sensitivity LevelIPC/JEDEC J-STD-020, Level 1SolderabilityIPC/EIC/JEDEC J-STD-002, Condition BHumidity TestMIL-STD-202, Method 103, Condition DResistance to Solder HeatMIL-STD-202, Method 210, Condition BMoisture ResistanceMIL-STD-202, Method 106Product CharacteristicsThermal ShockMIL-STD-202, Method 107, Condition BMechanical ShockMIL-STD-202, Method 213, Condition AVibrationMIL-STD-202, Method 201Vibration, High FrequencyMIL-STD-202, Method 204, Condition DDissolution of MetallizationIPC/EIC/JEDEC J-STD-002, Condition DTerminal StrengthIEC 60127-4Dimensions0.520 ± 0.200[0.020 ± 0.008]3.200 ± 0.1778[0.126 ± 0.007]1.000[0.039]1.63 +0.10 / -0.2[0.064 +0.004 / -0.008]1.500[0.059]1.800[0.071]3.500[0.138]1.000[0.039]0.835 ± 0.15[0.0329 ± 0.006]3.200 ± 0.1778[0.126 ± 0.007]1.63 +0.10 / -0.2[0.064 +0.004 / -0.008]NHHPackagingPart Marking SystemPackaging OptionPackaging SpecificationQuantity Quantity & Packaging Code8mm Tape & ReelEIA-481, IEC 60286-33000WRPart Numbering System0437 008. W RSeriesAMP CodeQuantity CodePackaging CodeW = 3000 pcsR = Reel PackAmp CodeMarking Code0.25D0.375E0.5F0.75G1.0H1.25J1.5K1.75LAmp CodeMarking Code2.0N2.5O3.0P3.5R4.0S5.0T7.0W8.0XDisclaimer Notice - Littelfuse products are not designed for, and shall not be used for, any purpose (including, without limitation, automotive, military, aerospace, medical, life-saving, life-sustaining or nuclear facility applications, devices intended for surgical implant into the body, or any other application in which the failure or lack of desired operation of the product may result in personal injury, death, or property damage) other than those expressly set forth in applicable Littelfuse product documentation. Warranties granted by Littelfuse shall be deemed void for products used for any purpose not expressly set forth in applicable Littelfuse documentation. Littelfuse shall not be liable for any claims or damages arising out of products used in applications not expressly intended by Littelfuse as set forth in applicable Littelfuse documentation. The sale and use of Littelfuse products is subject to Littelfuse Terms and Conditions of Sale, unless otherwise agreed by Littelfuse. Information furnished is believed to be accurate and reliable. However, users should independently evaluate the suitability of and test each product selected for their own applications. Littelfuse products are not designed for, and may not be used in, all applications. Read complete Disclaimer Notice at www.littelfuse.com/disclaimer-electronics.
https://www.littelfuse.com/~/media/electronics/datasheets/fuses/littelfuse_fuse_468_datasheet.pdf.pdf | fuses | Fuse Datasheet© 2021 Littelfuse, Inc.Specifications are subject to change without notice.Revised: GD. 10/27/211468 Series1206 Slo-Blo® FuseRoHSPbDescriptionAgency ApprovalsAgencyAgency File NumberAmpere RangeE104800.5A - 3A298620.5A - 3AElectrical Characteristics for SeriesFeatures and Benefits ■ Complies with electronic industry environmental standards for lead reduction. ■ Product is compatible with lead-free solders and higher temperature profiles. ■ Time delay feature withstands high inrush currents and prevents nuisance openings. ■ Package is visually distinct from fast-acting version for easy identification. ■ Top side marking allows visual verification of amperage rating. ■ Lead-free, halogen-free and ROHS compliant.% of Ampere RatingOpening Time at 25OC100%4 hours, Minimum200%1 sec., Min.; 120 sec., Max.300%0.05 sec., Min.; 1.5 sec., Max800%0.0015 sec., Min.; 0.05 sec., Max.ApplicationsAmpere Rating(A)Amp CodeMaxVoltage Rating (V)InterruptingRatingNominal Cold Resistance (Ohms)1Nominal Melting I2t (A2sec)NomVoltage Drop (mV)NomPower Dissipation (W)Agency Approvals0.50.5006350A @63 VAC/VDC0.270000.0310156.770.0784xx1.00001.630.07900.127094.700.0947xx1.5001.5630.04400.288082.320.1235xx2.00002.6335A @63 VAC 50A @63 VDC 0.03250.506077.270.1545xx2.5002.5630.02401.011073.920.1848xx3.00003.3250A @32 VAC/VDC0.019501.270072.950.2189xxElectrical Specifications by Item1. Measured at 10% of rated current, 25˚C.2. Measured at rated voltage.The 468 Series Slo-Blo® Surface Mount Fuse (SMF) is a small (1206 size) thin-film device designed for secondary protection of circuits used in space constrained applications such as hand-held portable electronic devices. This series is 100% lead-free and meets the requirements of the RoHS directive. New Halogen-Free 468 Series fuses are available–to order use the “HF” suffix. See Part Numbering section for additional information. ■ Cell phones ■ Battery packs ■ Digital cameras ■ DVD players ■ Hard disk drives.Secondary protection for space constrained applications:ResourcesAccessoriesSamplesAdditional InformationFuse Datasheet© 2021 Littelfuse, Inc.Specifications are subject to change without notice.Revised: GD. 10/27/212468 Series1206 Slo-Blo® FuseAverage Time Current CurvesTemperature Re-rating CurveReflow ConditionPb – Free assemblyPre Heat- Temperature Min (Ts(min))150°C - Temperature Max (Ts(max))200°C- Time (Min to Max) (ts)60 – 180 secsAverage ramp up rate (Liquidus Temp (TL) to peak5°C/second maxTS(max) to TL - Ramp-up Rate5°C/second maxReflow- Temperature (TL) (Liquidus)217°C - Temperature (tL)60 – 150 secondsPeak Temperature (TP)260+0/- 5 °CTime within 5°C of actual peak Temperature (tp)20 – 40 secondsRamp-down Rate5°C/second maxTime 25°C to peak Temperature (TP)8 minutes Max.Do not exceed260°CSoldering ParametersWave Soldering260°C, 10 seconds max.Note:1. Rerating depicted in this curve is in addition to the standard derating of 25% for continuous operation.Example: For continuous operation at 70 degrees celsius, the fuse should be deratedas follows: I = (0.75)(0.80)IRAT = (0.60)IRAT2. The temperature derating curve represents the nominal conditions. For questions about temperature derating curve, please consult Littelfuse technical support for assistance.Time (t)Temperature (T)TPTLTS(max)TS(min)25ºCtPtLtSt 25ºC to PeakRamp-downRamp-upPreheatCritical ZoneTL to TP0.0010.010.11101001001010Current in AmperesTime in Seconds3A2A2.5A1A1.5A.5AFuse Datasheet© 2021 Littelfuse, Inc.Specifications are subject to change without notice.Revised: GD. 10/27/213468 Series1206 Slo-Blo® FuseMaterialsBody: Epoxy SubstrateTerminations: 100% Tin over Nickel overCopperElement Cover Coat: Conformal CoatingOperating Temperature–55OC to 90OC. Consult temperaturere-rating curve chart. For operation above 90°C please contact LittelfuseThermal ShockWithstands 5 cycles of – 50OC to 125OCHumidityMIL-STD-202, Method 103, Condition DVibrationWithstands 10-55 Hz per MIL-STD-202, Method 201 and10-2000 Hz at 20 g’s per MIL-STD-202, Method 204, Condition DInsulation Resistance (After Opening) Greater than 10,000 ohms. Resistance to Soldering HeatMIL-STD-202, Method 210, Condition DProduct CharacteristicsDimensionsPart Marking SystemMARKING CODE VARIES WITH AMPERAGE RATING(SEE CHART)0.635±0.127(0.025"±0.005")Coating0.66±0.127(0.026"±0.005")2.03(.080")2.03(.080")WAVE SOLDERINFARED SOLDER3.81(.150")1.52(.060")1.14(.045")4.83(.190")1.65(.065")1.52(.060")3.18±0.127(0.125"±0.005")1.52±0.127(0.060"±0.005")1.27±0.127(0.050"±0.005")Part Numbering SystemPackagingPackaging OptionPackaging SpecificationQuantityQuantity & Packaging CodeTape & Reel – 8mm tapeEIA-481 Rev. D (IEC 60286, part 3)5000NRAmp CodeMarking Code.500 TF001. TH01.5 TK002. TN02.5 TO003. TP0468002.NRHFSERIESAMP Code‘HF’ SUFFIX HALOGEN FREE ITEMPACKAGING CodeThe dot is poisitioned before the Pack-aging Suffix with whole ratings and within the numbering sequence for fractional ratings. Refer to Amp Code column in the Electrical Specifications table. NR = Tape and Reel, 5000 pcsExample:1.5 amp product is 046801.5NRHF (2 amp product shown above).Disclaimer Notice - Littelfuse products are not designed for, and shall not be used for, any purpose (including, without limitation, automotive, military, aerospace, medical, life-saving, life-sustaining or nuclear facility applications, devices intended for surgical implant into the body, or any other application in which the failure or lack of desired operation of the product may result in personal injury, death, or property damage) other than those expressly set forth in applicable Littelfuse product documentation. Warranties granted by Littelfuse shall be deemed void for products used for any purpose not expressly set forth in applicable Littelfuse documentation. Littelfuse shall not be liable for any claims or damages arising out of products used in applications not expressly intended by Littelfuse as set forth in applicable Littelfuse documentation. The sale and use of Littelfuse products is subject to Littelfuse Terms and Conditions of Sale, unless otherwise agreed by Littelfuse. Information furnished is believed to be accurate and reliable. However, users should independently evaluate the suitability of and test each product selected for their own applications. Littelfuse products are not designed for, and may not be used in, all applications. Read complete Disclaimer Notice at www.littelfuse.com/disclaimer-electronics.
https://www.littelfuse.com/~/media/electronics/datasheets/fuses/littelfuse_fuse_468_datasheet.pdf.pdf | fuses | Fuse Datasheet© 2021 Littelfuse, Inc.Specifications are subject to change without notice.Revised: GD. 10/27/211468 Series1206 Slo-Blo® FuseRoHSPbDescriptionAgency ApprovalsAgencyAgency File NumberAmpere RangeE104800.5A - 3A298620.5A - 3AElectrical Characteristics for SeriesFeatures and Benefits ■ Complies with electronic industry environmental standards for lead reduction. ■ Product is compatible with lead-free solders and higher temperature profiles. ■ Time delay feature withstands high inrush currents and prevents nuisance openings. ■ Package is visually distinct from fast-acting version for easy identification. ■ Top side marking allows visual verification of amperage rating. ■ Lead-free, halogen-free and ROHS compliant.% of Ampere RatingOpening Time at 25OC100%4 hours, Minimum200%1 sec., Min.; 120 sec., Max.300%0.05 sec., Min.; 1.5 sec., Max800%0.0015 sec., Min.; 0.05 sec., Max.ApplicationsAmpere Rating(A)Amp CodeMaxVoltage Rating (V)InterruptingRatingNominal Cold Resistance (Ohms)1Nominal Melting I2t (A2sec)NomVoltage Drop (mV)NomPower Dissipation (W)Agency Approvals0.50.5006350A @63 VAC/VDC0.270000.0310156.770.0784xx1.00001.630.07900.127094.700.0947xx1.5001.5630.04400.288082.320.1235xx2.00002.6335A @63 VAC 50A @63 VDC 0.03250.506077.270.1545xx2.5002.5630.02401.011073.920.1848xx3.00003.3250A @32 VAC/VDC0.019501.270072.950.2189xxElectrical Specifications by Item1. Measured at 10% of rated current, 25˚C.2. Measured at rated voltage.The 468 Series Slo-Blo® Surface Mount Fuse (SMF) is a small (1206 size) thin-film device designed for secondary protection of circuits used in space constrained applications such as hand-held portable electronic devices. This series is 100% lead-free and meets the requirements of the RoHS directive. New Halogen-Free 468 Series fuses are available–to order use the “HF” suffix. See Part Numbering section for additional information. ■ Cell phones ■ Battery packs ■ Digital cameras ■ DVD players ■ Hard disk drives.Secondary protection for space constrained applications:ResourcesAccessoriesSamplesAdditional InformationFuse Datasheet© 2021 Littelfuse, Inc.Specifications are subject to change without notice.Revised: GD. 10/27/212468 Series1206 Slo-Blo® FuseAverage Time Current CurvesTemperature Re-rating CurveReflow ConditionPb – Free assemblyPre Heat- Temperature Min (Ts(min))150°C - Temperature Max (Ts(max))200°C- Time (Min to Max) (ts)60 – 180 secsAverage ramp up rate (Liquidus Temp (TL) to peak5°C/second maxTS(max) to TL - Ramp-up Rate5°C/second maxReflow- Temperature (TL) (Liquidus)217°C - Temperature (tL)60 – 150 secondsPeak Temperature (TP)260+0/- 5 °CTime within 5°C of actual peak Temperature (tp)20 – 40 secondsRamp-down Rate5°C/second maxTime 25°C to peak Temperature (TP)8 minutes Max.Do not exceed260°CSoldering ParametersWave Soldering260°C, 10 seconds max.Note:1. Rerating depicted in this curve is in addition to the standard derating of 25% for continuous operation.Example: For continuous operation at 70 degrees celsius, the fuse should be deratedas follows: I = (0.75)(0.80)IRAT = (0.60)IRAT2. The temperature derating curve represents the nominal conditions. For questions about temperature derating curve, please consult Littelfuse technical support for assistance.Time (t)Temperature (T)TPTLTS(max)TS(min)25ºCtPtLtSt 25ºC to PeakRamp-downRamp-upPreheatCritical ZoneTL to TP0.0010.010.11101001001010Current in AmperesTime in Seconds3A2A2.5A1A1.5A.5AFuse Datasheet© 2021 Littelfuse, Inc.Specifications are subject to change without notice.Revised: GD. 10/27/213468 Series1206 Slo-Blo® FuseMaterialsBody: Epoxy SubstrateTerminations: 100% Tin over Nickel overCopperElement Cover Coat: Conformal CoatingOperating Temperature–55OC to 90OC. Consult temperaturere-rating curve chart. For operation above 90°C please contact LittelfuseThermal ShockWithstands 5 cycles of – 50OC to 125OCHumidityMIL-STD-202, Method 103, Condition DVibrationWithstands 10-55 Hz per MIL-STD-202, Method 201 and10-2000 Hz at 20 g’s per MIL-STD-202, Method 204, Condition DInsulation Resistance (After Opening) Greater than 10,000 ohms. Resistance to Soldering HeatMIL-STD-202, Method 210, Condition DProduct CharacteristicsDimensionsPart Marking SystemMARKING CODE VARIES WITH AMPERAGE RATING(SEE CHART)0.635±0.127(0.025"±0.005")Coating0.66±0.127(0.026"±0.005")2.03(.080")2.03(.080")WAVE SOLDERINFARED SOLDER3.81(.150")1.52(.060")1.14(.045")4.83(.190")1.65(.065")1.52(.060")3.18±0.127(0.125"±0.005")1.52±0.127(0.060"±0.005")1.27±0.127(0.050"±0.005")Part Numbering SystemPackagingPackaging OptionPackaging SpecificationQuantityQuantity & Packaging CodeTape & Reel – 8mm tapeEIA-481 Rev. D (IEC 60286, part 3)5000NRAmp CodeMarking Code.500 TF001. TH01.5 TK002. TN02.5 TO003. TP0468002.NRHFSERIESAMP Code‘HF’ SUFFIX HALOGEN FREE ITEMPACKAGING CodeThe dot is poisitioned before the Pack-aging Suffix with whole ratings and within the numbering sequence for fractional ratings. Refer to Amp Code column in the Electrical Specifications table. NR = Tape and Reel, 5000 pcsExample:1.5 amp product is 046801.5NRHF (2 amp product shown above).Disclaimer Notice - Littelfuse products are not designed for, and shall not be used for, any purpose (including, without limitation, automotive, military, aerospace, medical, life-saving, life-sustaining or nuclear facility applications, devices intended for surgical implant into the body, or any other application in which the failure or lack of desired operation of the product may result in personal injury, death, or property damage) other than those expressly set forth in applicable Littelfuse product documentation. Warranties granted by Littelfuse shall be deemed void for products used for any purpose not expressly set forth in applicable Littelfuse documentation. Littelfuse shall not be liable for any claims or damages arising out of products used in applications not expressly intended by Littelfuse as set forth in applicable Littelfuse documentation. The sale and use of Littelfuse products is subject to Littelfuse Terms and Conditions of Sale, unless otherwise agreed by Littelfuse. Information furnished is believed to be accurate and reliable. However, users should independently evaluate the suitability of and test each product selected for their own applications. Littelfuse products are not designed for, and may not be used in, all applications. Read complete Disclaimer Notice at www.littelfuse.com/disclaimer-electronics.
https://www.littelfuse.com/media?resourcetype=datasheets&itemid=7a1adbe4-def3-405c-b2d8-c4df81105dc1&filename=littelfuse_fuse_438_datasheet.pdf | fuses | Surface Mount Fuses Datasheet© 2024 Littelfuse, Inc.Specifications are subject to change without notice.Revised: GD. 05/30/241438 Series0603 Fast-Acting FuseDescriptionThe 438 Series is a 100% Lead-free, RoHS compliant and Halogen-free fuse series designed specifically to provide over-current protection to circuits that operate under high working ambient temperature up to 150ºC.The general design ensures excellent temperature stability and performance reliability.The high I²t values which is typical in the Littelfuse Ceramic Fuse family ensure high inrush current withstand capability.Agency ApprovalsAgencyAgency File NumberAmpere RangeE104800.250A – 6A298620.250A – 6AJ504891220.250A - 6AN/A0.250A - 6AN/A0.250A - 6AFeatures & BenefitsElectrical Characteristics for Series ■ Operating Temperature from -55ºC to +150ºC ■ 100% Lead-free, RoHS compliant and Halogen-free ■ Suitable for both leaded and lead-free reflow / wave soldering ■ Recognized to UL/CSA/NMX 248-1 and UL/CSA/NMX 248-14 ■ Conforms to EN 60127-1 and EN 60127-7 ■ CE Mark indicates suitability for the European Market ■ UKCA Mark indicates suitability for the UK Market% of Ampere RatingAmpere RatingOpening Time at 25ºC100%0.25A – 6A4 Hours, Minimum250%0.25A – 6A5 Seconds, MaximumApplicationsAmpere Rating(A)Amp CodeMax. Voltage Rating (V)Interrupting RatingNominal Resistance (Ohms)2Nominal Melting I2t (A2Sec.)3Nominal Voltage Drop At Rated Current (V)4Nominal Power Dissipation At Rated Current (W)Agency Approvals0.250.25063VDC50A @ 63VDC50A @ 32VAC 2.2180.00170.5500.138xxxxx0.375.37563VDC1.2470.00410.4880.183xxxxx0.500.50063VDC0.8290.01000.4860.243xxxxx0.750.75063VDC0.4150.03400.3780.284xxxxx1.00001.63VDC0.2650.06200.3510.351xxxxx1.251.2563VDC0.1360.05800.3650.456xxxxx1.5001.563VDC50A @ 63VDC50A @ 24VAC0.0970.11900.3680.552xxxxx1.751.7563VDC0.0760.16000.3600.540xxxxx2.00002.3250A @ 32VDC/12VAC0.0510.14900.1070.214xxxxx2.5002.5320.03240.19770.0950.238xxxxx3.00003.320.02550.29220.0930.279xxxxx3.5003.5320.02050.47520.0820.287xxxxx4.00004.320.01700.69200.0790.316xxxxx5.00005.320.01150.73980.0740.370xxxxx6.00006.2450A @ 24VDC/12VAC0.00851.38380.0720.432xxxxxElectrical Specifications by ItemNotes:1. AC Interrupting Rating tested at rated voltage with unity power factor. DC Interrupting Rating tested at rated voltage with time constant < 0.8 msec.2. Nominal Resistance measured with < 10% rated current.3. Nominal Melting I²t measured at 1 msec. opening time.4. Nominal Voltage Drop measured at rated current after temperature has stabilized.RoHSPb ■ Handheld Electronics ■ LCD Displays ■ Battery Packs ■ Hard Disk Drives ■ SD Memory CardsDevices designed to carry rated current for 4 hours minimum. It is recommended that devices be operated continuously at no more than 80% rated current. See “Temperature Re-rating Curve”for additional re-rating information.Devices designed to be mounted with marking code facing up.HFWeb ResourcesDownload ECAD models, order samples, and find technical recources at www.littelfuse.comSurface Mount Fuses Datasheet© 2024 Littelfuse, Inc.Specifications are subject to change without notice.Revised: GD. 05/30/242438 Series0603 Fast-Acting FuseAverage Time Current Curves0.0010.010.1110100.250A4A3.5A3A2.5A2A1.75A1.5A 1.25A 1A.500A.375A6A5A.750ATIME IN SECONDS0.1110100CURRENT IN AMPERESReflow ConditionPb – free assemblyPre Heat- Temperature Min (Ts(min))150°C - Temperature Max (Ts(max))200°C- Time (Min to Max) (ts)60 – 180 secondsAverage Ramp-up Rate (Liquidus Temp (TL) to peak) 3°C/second max.TS(max) to TL - Ramp-up Rate5°C/second max.Reflow- Temperature (TL) (Liquidus)217°C - Temperature (tL)60 – 150 secondsPeak Temperature (TP)260+0/-5 °CTime within 5°C of actual peak Temperature (tp)10 – 30 secondsRamp-down Rate6°C/second max.Time 25°C to peak Temperature (TP)8 minutes max.Do not exceed260°CSoldering ParametersTemperature Re-rating Curve406080100120140-65 -45 -25 -5 15 35 55 75 95 115 135 155TEMPERATURE (°C)PERCENT OF RATINGExample: For continuous operation at 75 degrees celsius, the fuse should be rerated as follows: I = (0.80)(0.85)IRAT = (0.68)IRATNote: 1. Re-rating depicted in this curve is in addition to the standard re-rating of 20% for continuous operation.Wave Soldering260°C, 10 seconds max.TimeTemperatureTPTLTS(max)TS(min)25tPtLtStime to peak temperature(t 25ºC to peak)Ramp-downRamp-upPreheatCritical ZoneTL to TPSurface Mount Fuses Datasheet© 2024 Littelfuse, Inc.Specifications are subject to change without notice.Revised: GD. 05/30/243438 Series0603 Fast-Acting FuseMaterialsBody: Advanced CeramicTerminations: Ag / Ni / Sn (100% Lead-free)Element Cover Coating: Lead-free GlassMoisture Sensitivity LevelIPC/JEDEC J-STD-020, Level 1SolderabilityIPC/EIC/JEDEC J-STD-002, Condition BHumidityMIL-STD-202, Method 103, Conditions DResistance to Solder HeatMIL-STD-202, Method 210, Condition BProduct CharacteristicsMoisture ResistanceMIL-STD-202, Method 106Thermal ShockMIL-STD-202, Method 107, Condition B-3Mechanical ShockMIL-STD-202, Method 213, Condition AVibrationMIL-STD-202, Method 201Vibration, High FrequencyMIL-STD-202, Method 204, Condition DDissolution of MetallizationIPC/EIC/JEDEC J-STD-002, Condition DTerminal StrengthIEC 60127-4Dimensions mm [in]1.582 +/- 0.152 [0.062 +/- 0.006]0.74[0.029]1.00[0.039]1.94[0.076]0.60[0.024]0.516 +/- 0.064 [0.020 +/- 0.003]0.530 +/- 0.150 [0.021 +/- 0.006]0.828 +/- 0.152 [0.033 +/- 0.006]0.432 +/- 0.150[0.017 +/- 0.006]PackagingPart Marking SystemPackaging OptionPackaging SpecificationQuantityQuantity & Packaging Code8mm Tape and ReelEIA-481, IEC 60286-33000WRPart Numbering System0438 005. W RSERIESAMP CODEQUANTITY CODEPACKING CODEW = 3000 pcsR = Reel PackAmp CodeMarking Code.250D.375E.500F.750G001.H1.25J01.5K1.75LAmp CodeMarking Code002.N02.5O003.P03.5R004.S005.T006.UDisclaimer Notice - Littelfuse products are not designed for, and shall not be used for, any purpose (including, without limitation, automotive, military, aerospace, medical, life-saving, life-sustaining or nuclear facility applications, devices intended for surgical implant into the body, or any other application in which the failure or lack of desired operation of the product may result in personal injury, death, or property damage) other than those expressly set forth in applicable Littelfuse product documentation. Warranties granted by Littelfuse shall be deemed void for products used for any purpose not expressly set forth in applicable Littelfuse documentation. Littelfuse shall not be liable for any claims or damages arising out of products used in applications not expressly intended by Littelfuse as set forth in applicable Littelfuse documentation. The sale and use of Littelfuse products is subject to Littelfuse Terms and Conditions of Sale, unless otherwise agreed by Littelfuse. Information furnished is believed to be accurate and reliable. However, users should independently evaluate the suitability of and test each product selected for their own applications. Littelfuse products are not designed for, and may not be used in, all applications. Read complete Disclaimer Notice at www.littelfuse.com/disclaimer-electronics.
https://www.littelfuse.com/~/media/electronics/datasheets/fuses/littelfuse_fuse_437_datasheet.pdf.pdf | fuses | © 2020 Littelfuse, Inc.Specifications are subject to change without notice.Revised: GD. 10/19/20Ceramic Fuse > 437 SeriesSurface Mount Fuses437 Series – 1206 Fast-Acting FuseDescriptionThis 100% Lead-free, RoHS compliant and Halogen-free fuse series has been designed specifically to provide over current protection to circuits might encounter high working ambient temperatures (up to 150ºC).The general design ensures excellent temperature stability and performance reliability.In addition to this, the high I²t values typical of the Littelfuse Ceramic Fuse family ensure high inrush current withstand capability.Agency ApprovalsAgencyAgency File NumberAmpere RangeE104800.250A - 8A298620.250A - 8AFeaturesElectrical Characteristics for Series• Operating Temperature from -55ºC to +150ºC• 100% Lead-free, Halogen-Free and RoHS compliant• Suitable for both leaded and lead-free reflow / wave soldering• UL Recognized to UL/CSA/NMX 248-1 and UL/CSA/NMX 248-14% of Ampere RatingAmpere RatingOpening Time at 25ºC100%250mA - 8A4 hours, Minimum250%750mA - 8A5 seconds, Maximum350%250mA -500mA5 seconds, Maximum350%750mA - 8A1 second, MaximumApplicationsAmpere Rating(A)Amp CodeMax. Voltage Rating (V)Interrupting Rating1Nominal Resistance (Ohms)2Nominal Melting I2t (A2Sec.)3Nominal Voltage Drop At Rated Current (V)4Nominal Power Dissipation At Rated Current (W)Agency Approvals0.25.25012550 A @ 125 V AC/DC2.290.0030.780.195xx0.375.3751251.330.010.60.225xx0.5.5006350 A @ 63 V AC/DC0.9080.0180.520.26xx0.75.750630.6650.0640.450.338xx1.0001.630.420.10.410.41xx1.251.25630.3180.2560.40.5xx1.501.5630.2090.3240.390.585xx1.751.75630.0710.0750.270.473xx2.0002.630.0580.2250.20.4xx2.502.54550A @ 45V AC/63V DC0.0430.4410.150.375xx3.0003.450.0330.5060.140.42xx3.503.5450.0270.7770.130.455xx4.0004.450.0221.0240.130.52xx5.0005.450.01592.30.130.65xx7.0007.3250 A @ 32 V AC/35 V DC0.015.020.130.91xx8.0008.320.0087.230.131.04xxElectrical Specifications by ItemNotes:1. AC Interrupting Rating tested at rated voltage with unity power factor. DC Interrupting Rating tested at rated voltage with time constant < 0.8 msec.2. Nominal Resistance measured with < 10% rated current.3. Contact Littelfuse if application transient surges are less than 1 ms.4. Nominal Voltage Drop measured at rated current after temperature has stabilized.Devices designed to carry rated current for 4 hours minimum. It is recommended that devices be operated continuously at no more than 80% rated current. See “Temperature Re-rating Curve”for additional re-rating information.Devices designed to be mounted with marking code facing up.RoHSPb• LCD Displays• Servers• Printers• Scanners• Data ModemsAdditional InformationDatasheetSamplesResources© 2020 Littelfuse, Inc.Specifications are subject to change without notice.Revised: GD. 10/19/20Ceramic Fuse > 437 SeriesSurface Mount FusesAverage Time Current Curves.250A4A3.5A3A2.5A2A1.75A1.5A 1.25A 1A.500A.375A7A5A.750A8A0.0010.010.1110TIME IN SECONDS0.1110100CURRENT IN AMPERESReflow ConditionPb – free assemblyPre Heat- Temperature Min (Ts(min))150°C - Temperature Max (Ts(max))200°C- Time (Min to Max) (ts)60 – 180 secondsAverage Ramp-up Rate (Liquidus Temp (TL) to peak) 3°C/second max.TS(max) to TL - Ramp-up Rate5°C/second max.Reflow- Temperature (TL) (Liquidus)217°C - Temperature (tL)60 – 150 secondsPeak Temperature (TP)260+0/-5 °CTime within 5°C of actual peak Temperature (tp)10 – 30 secondsRamp-down Rate6°C/second max.Time 25°C to peak Temperature (TP)8 minutes max.Do not exceed260°CSoldering ParametersTemperature Re-rating Curve406080100120140-65 -45 -25 -5 15 35 55 75 95 115 135 155TEMPERATURE (°C)PERCENT OF RATINGTimeTemperatureTPTLTS(max)TS(min)25tPtLtStime to peak temperature(t 25ºC to peak)Ramp-downRamp-upPreheatCritical ZoneTL to TPExample: For continuous operation at 75 degrees celsius, the fuse should be rerated as follows: I = (0.80)(0.85)IRAT = (0.68)IRATNote: 1. Re-rating depicted in this curve is in addition to the standard re-rating of 20% for continuous operation.Wave Soldering260°C, 10 seconds max.© 2020 Littelfuse, Inc.Specifications are subject to change without notice.Revised: GD. 10/19/20Ceramic Fuse > 437 SeriesSurface Mount FusesMaterialsBody: Advanced CeramicTerminations: Ag / Ni / Sn (100% Lead-free)Element Cover Coating: Ceramic/Lead-free GlassMoisture Sensitivity LevelIPC/JEDEC J-STD-020, Level 1SolderabilityIPC/EIC/JEDEC J-STD-002, Condition BHumidity TestMIL-STD-202, Method 103, Condition DResistance to Solder HeatMIL-STD-202, Method 210, Condition BMoisture ResistanceMIL-STD-202, Method 106Product CharacteristicsThermal ShockMIL-STD-202, Method 107, Condition BMechanical ShockMIL-STD-202, Method 213, Condition AVibrationMIL-STD-202, Method 201Vibration, High FrequencyMIL-STD-202, Method 204, Condition DDissolution of MetallizationIPC/EIC/JEDEC J-STD-002, Condition DTerminal StrengthIEC 60127-4Dimensions0.520 ± 0.200[0.020 ± 0.008]3.200 ± 0.1778[0.126 ± 0.007]1.000[0.039]1.63 +0.10 / -0.2[0.064 +0.004 / -0.008]1.500[0.059]1.800[0.071]3.500[0.138]1.000[0.039]0.835 ± 0.15[0.0329 ± 0.006]3.200 ± 0.1778[0.126 ± 0.007]1.63 +0.10 / -0.2[0.064 +0.004 / -0.008]NHHPackagingPart Marking SystemPackaging OptionPackaging SpecificationQuantity Quantity & Packaging Code8mm Tape & ReelEIA-481, IEC 60286-33000WRPart Numbering System0437 008. W RSeriesAMP CodeQuantity CodePackaging CodeW = 3000 pcsR = Reel PackAmp CodeMarking Code0.25D0.375E0.5F0.75G1.0H1.25J1.5K1.75LAmp CodeMarking Code2.0N2.5O3.0P3.5R4.0S5.0T7.0W8.0XDisclaimer Notice - Littelfuse products are not designed for, and shall not be used for, any purpose (including, without limitation, automotive, military, aerospace, medical, life-saving, life-sustaining or nuclear facility applications, devices intended for surgical implant into the body, or any other application in which the failure or lack of desired operation of the product may result in personal injury, death, or property damage) other than those expressly set forth in applicable Littelfuse product documentation. Warranties granted by Littelfuse shall be deemed void for products used for any purpose not expressly set forth in applicable Littelfuse documentation. Littelfuse shall not be liable for any claims or damages arising out of products used in applications not expressly intended by Littelfuse as set forth in applicable Littelfuse documentation. The sale and use of Littelfuse products is subject to Littelfuse Terms and Conditions of Sale, unless otherwise agreed by Littelfuse. Information furnished is believed to be accurate and reliable. However, users should independently evaluate the suitability of and test each product selected for their own applications. Littelfuse products are not designed for, and may not be used in, all applications. Read complete Disclaimer Notice at www.littelfuse.com/disclaimer-electronics.
https://www.littelfuse.com/~/media/electronics/datasheets/fuses/littelfuse_fuse_468_datasheet.pdf.pdf | fuses | Fuse Datasheet© 2021 Littelfuse, Inc.Specifications are subject to change without notice.Revised: GD. 10/27/211468 Series1206 Slo-Blo® FuseRoHSPbDescriptionAgency ApprovalsAgencyAgency File NumberAmpere RangeE104800.5A - 3A298620.5A - 3AElectrical Characteristics for SeriesFeatures and Benefits ■ Complies with electronic industry environmental standards for lead reduction. ■ Product is compatible with lead-free solders and higher temperature profiles. ■ Time delay feature withstands high inrush currents and prevents nuisance openings. ■ Package is visually distinct from fast-acting version for easy identification. ■ Top side marking allows visual verification of amperage rating. ■ Lead-free, halogen-free and ROHS compliant.% of Ampere RatingOpening Time at 25OC100%4 hours, Minimum200%1 sec., Min.; 120 sec., Max.300%0.05 sec., Min.; 1.5 sec., Max800%0.0015 sec., Min.; 0.05 sec., Max.ApplicationsAmpere Rating(A)Amp CodeMaxVoltage Rating (V)InterruptingRatingNominal Cold Resistance (Ohms)1Nominal Melting I2t (A2sec)NomVoltage Drop (mV)NomPower Dissipation (W)Agency Approvals0.50.5006350A @63 VAC/VDC0.270000.0310156.770.0784xx1.00001.630.07900.127094.700.0947xx1.5001.5630.04400.288082.320.1235xx2.00002.6335A @63 VAC 50A @63 VDC 0.03250.506077.270.1545xx2.5002.5630.02401.011073.920.1848xx3.00003.3250A @32 VAC/VDC0.019501.270072.950.2189xxElectrical Specifications by Item1. Measured at 10% of rated current, 25˚C.2. Measured at rated voltage.The 468 Series Slo-Blo® Surface Mount Fuse (SMF) is a small (1206 size) thin-film device designed for secondary protection of circuits used in space constrained applications such as hand-held portable electronic devices. This series is 100% lead-free and meets the requirements of the RoHS directive. New Halogen-Free 468 Series fuses are available–to order use the “HF” suffix. See Part Numbering section for additional information. ■ Cell phones ■ Battery packs ■ Digital cameras ■ DVD players ■ Hard disk drives.Secondary protection for space constrained applications:ResourcesAccessoriesSamplesAdditional InformationFuse Datasheet© 2021 Littelfuse, Inc.Specifications are subject to change without notice.Revised: GD. 10/27/212468 Series1206 Slo-Blo® FuseAverage Time Current CurvesTemperature Re-rating CurveReflow ConditionPb – Free assemblyPre Heat- Temperature Min (Ts(min))150°C - Temperature Max (Ts(max))200°C- Time (Min to Max) (ts)60 – 180 secsAverage ramp up rate (Liquidus Temp (TL) to peak5°C/second maxTS(max) to TL - Ramp-up Rate5°C/second maxReflow- Temperature (TL) (Liquidus)217°C - Temperature (tL)60 – 150 secondsPeak Temperature (TP)260+0/- 5 °CTime within 5°C of actual peak Temperature (tp)20 – 40 secondsRamp-down Rate5°C/second maxTime 25°C to peak Temperature (TP)8 minutes Max.Do not exceed260°CSoldering ParametersWave Soldering260°C, 10 seconds max.Note:1. Rerating depicted in this curve is in addition to the standard derating of 25% for continuous operation.Example: For continuous operation at 70 degrees celsius, the fuse should be deratedas follows: I = (0.75)(0.80)IRAT = (0.60)IRAT2. The temperature derating curve represents the nominal conditions. For questions about temperature derating curve, please consult Littelfuse technical support for assistance.Time (t)Temperature (T)TPTLTS(max)TS(min)25ºCtPtLtSt 25ºC to PeakRamp-downRamp-upPreheatCritical ZoneTL to TP0.0010.010.11101001001010Current in AmperesTime in Seconds3A2A2.5A1A1.5A.5AFuse Datasheet© 2021 Littelfuse, Inc.Specifications are subject to change without notice.Revised: GD. 10/27/213468 Series1206 Slo-Blo® FuseMaterialsBody: Epoxy SubstrateTerminations: 100% Tin over Nickel overCopperElement Cover Coat: Conformal CoatingOperating Temperature–55OC to 90OC. Consult temperaturere-rating curve chart. For operation above 90°C please contact LittelfuseThermal ShockWithstands 5 cycles of – 50OC to 125OCHumidityMIL-STD-202, Method 103, Condition DVibrationWithstands 10-55 Hz per MIL-STD-202, Method 201 and10-2000 Hz at 20 g’s per MIL-STD-202, Method 204, Condition DInsulation Resistance (After Opening) Greater than 10,000 ohms. Resistance to Soldering HeatMIL-STD-202, Method 210, Condition DProduct CharacteristicsDimensionsPart Marking SystemMARKING CODE VARIES WITH AMPERAGE RATING(SEE CHART)0.635±0.127(0.025"±0.005")Coating0.66±0.127(0.026"±0.005")2.03(.080")2.03(.080")WAVE SOLDERINFARED SOLDER3.81(.150")1.52(.060")1.14(.045")4.83(.190")1.65(.065")1.52(.060")3.18±0.127(0.125"±0.005")1.52±0.127(0.060"±0.005")1.27±0.127(0.050"±0.005")Part Numbering SystemPackagingPackaging OptionPackaging SpecificationQuantityQuantity & Packaging CodeTape & Reel – 8mm tapeEIA-481 Rev. D (IEC 60286, part 3)5000NRAmp CodeMarking Code.500 TF001. TH01.5 TK002. TN02.5 TO003. TP0468002.NRHFSERIESAMP Code‘HF’ SUFFIX HALOGEN FREE ITEMPACKAGING CodeThe dot is poisitioned before the Pack-aging Suffix with whole ratings and within the numbering sequence for fractional ratings. Refer to Amp Code column in the Electrical Specifications table. NR = Tape and Reel, 5000 pcsExample:1.5 amp product is 046801.5NRHF (2 amp product shown above).Disclaimer Notice - Littelfuse products are not designed for, and shall not be used for, any purpose (including, without limitation, automotive, military, aerospace, medical, life-saving, life-sustaining or nuclear facility applications, devices intended for surgical implant into the body, or any other application in which the failure or lack of desired operation of the product may result in personal injury, death, or property damage) other than those expressly set forth in applicable Littelfuse product documentation. Warranties granted by Littelfuse shall be deemed void for products used for any purpose not expressly set forth in applicable Littelfuse documentation. Littelfuse shall not be liable for any claims or damages arising out of products used in applications not expressly intended by Littelfuse as set forth in applicable Littelfuse documentation. The sale and use of Littelfuse products is subject to Littelfuse Terms and Conditions of Sale, unless otherwise agreed by Littelfuse. Information furnished is believed to be accurate and reliable. However, users should independently evaluate the suitability of and test each product selected for their own applications. Littelfuse products are not designed for, and may not be used in, all applications. Read complete Disclaimer Notice at www.littelfuse.com/disclaimer-electronics.
https://www.littelfuse.com/media?resourcetype=datasheets&itemid=4a59f034-1cca-460e-a5ba-e1e66247c76d&filename=littelfuse_fuse_467_datasheet.pdf | fuses | Fuse Datasheet© 2023 Littelfuse, Inc.Specifications are subject to change without notice.Revised: GD. 02/27/231467 Series0603 Fast-Acting FuseDescriptionAgency ApprovalsAgencyAgency File NumberAmpere RangeE104800.250 A - 5 A298620.250 A - 5 AR504664390.250 A - 5 AElectrical CharacteristicsFeatures & Benefits ■ Compatible with lead-free solders and higher temperature profiles ■ High performance materials provide improved performance in elevated ambient temperature applications ■ Marked on top surface with code to allow amp rating identification without testing ■ Low profile for height sensitive applications ■ Flat top surface for pick-and-place operations ■ Element covering material is resistant to industry standard cleaning operations ■ Mounting pad and electrical performance is identical to Littelfuse 431 and 434 Series products ■ Halogen free, Lead-free and RoHS compliant ■ Recognized to UL/CSA/NMX 248-1 and UL/CSA/NMX 248-14 ■ Conforms to EN 60127-1 and EN 60127-7% of Ampere RatingOpening Time at 25OC100%4 hours, Minimum200%5 sec., Maximum300%0.2 sec., MaximumApplicationsThe 467 Series Fast-Acting Surface Mount Fuse (SMF) is an ultra small (0603 size) thin-film device designed for secondary protection of circuits used in space constrained applications such as hand-held portable electronic devices. This series is 100% lead-free and meets the requirements of the RoHS directive. New Halogen-Free 467 Series fuses are available–to order use the “HF” suffix. See Part Numbering section for additional information.. ■ Cell phones ■ Battery packs ■ Digital cameras ■ DVD players ■ Hard disk drives.Secondary protection for space constrained applications:Ampere Rating(A)Amp CodeMaxVoltage Rating (V)InterruptingRatingNominal Cold Resistance (Ohms)Nominal Melting I2t (A2sec)NomVoltage Drop (mV)NomPower Dissipation (W)Agency Approvals0.250 .250 32 50A @32V AC/DC0.56500.0014158.560.0396xxx0.375 .375 32 0.30000.0035128.030.0480xxx0.500 .500 32 0.18700.0087 138.500.0693xxx0.750 .750 32 0.11700.0171 123.300.0925xxx1.00001. 32 0.07000.0212 67.400.0674xxx1.25 1.25 32 35A @32V AC/DC13A @65V DC0.05100.0518 84.320.1054xxx1.50 01.5 32 0.03850.0766 71.600.1074xxx1.75 1.75 32 35A @32V AC/DC0.03100.0903 78.750.1378xxx2.00 002. 32 0.02800.189178.220.1564xxx2.50 02.5 32 0.02100.206676.100.1903xxx3.00 003. 32 0.01700.2403 75.040.2251xxx3.50 03.5 32 0.01390.4306 65.300.2286xxx4.00 004. 32 0.01180.841063.100.2524xxx5.00 005. 32 0.00890.9000 61.200.3060xxxElectrical Specifications1. Measured at 10% of rated current, 25ºC. 2. Measured at rated voltage.RoHSPbResourcesAccessoriesSamplesAdditional InformationFuse Datasheet© 2023 Littelfuse, Inc.Specifications are subject to change without notice.Revised: GD. 02/27/232467 Series0603 Fast-Acting FuseAverage Time Current CurvesTIME IN SECONDSCURRENT IN AMPERES0.010.10.11110100101000.0013.50 A3.00 A2.50 A2.00 A1.75 A1.50 A1.25 A1.00 A0.750 A0.500 A0.375 A0.250 A4.00 A5.00 ATemperature Rerating CurveReflow ConditionPb – Free assemblyPre Heat- Temperature Min (Ts(min))150°C - Temperature Max (Ts(max))200°C- Time (Min to Max) (ts)60 – 180 secsAverage ramp up rate (Liquidus Temp (TL) to peak5°C/second maxTS(max) to TL - Ramp-up Rate5°C/second maxReflow- Temperature (TL) (Liquidus)217°C - Temperature (tL)60 – 150 secondsPeak Temperature (TP)250+0/-5 °CTime within 5°C of actual peak Temperature (tp)20 – 40 secondsRamp-down Rate5°C/second maxTime 25°C to peak Temperature (TP)8 minutes Max.Do not exceed260°CSoldering ParametersWave Soldering260°C, 10 seconds max.Note:1. Rerating depicted in this curve is in addition to the standard derating of 25% for continuous operation.Example: For continuous operation at 70 degrees celsius, the fuse should be deratedas follows: I = (0.75)(0.80)IRAT = (0.60)IRAT2. The temperature derating curve represents the nominal conditions. For questions about temperature derating curve, please consult Littelfuse technical support for assistance.Time (t)Temperature (T)TPTLTS(max)TS(min)25ºCtPtLtSt 25ºC to PeakRamp-downRamp-upPreheatCritical ZoneTL to TPFuse Datasheet© 2023 Littelfuse, Inc.Specifications are subject to change without notice.Revised: GD. 02/27/233467 Series0603 Fast-Acting FuseMaterialsBody: Advanced High Temperature Substrate Terminations: 100% Tin over Nickel over CopperElement Cover Coat: Conformal CoatingOperating Temperature– 55OC to 90OC. Consult temperature re-rating curve chart. For operation above 90°C contact Littelfuse.HumidityMIL-STD-202, Method 103, Condition DThermal ShockWithstands 5 cycles of – 55OC to 125OCVibrationPer MIL-STD-202Insulation Resistance (After Opening) Greater than 10,000 ohms.Resistance to Soldering HeatMIL-STD-202, Method 210, Condition DProduct CharacteristicsDimensions mm (inches)Part Marking System1.09(.043")REFLOW SOLDER1.60±0.102(.063"±0.004")0.330±0.102(.013"±0.004")0.279±0.076(.011"±0.003").18(.007")0.127±0.102(.005"±0.004")MARKING CODE VARIES WITH AMPERAGE RATING(SEE CHART)R REF.1.02(.040").762(.030")2.54(.100")1.09(.043")WAVE SOLDER3.20(.126")1.09(.043")1.02(.040")0.813±0.076(.032"±0.003")SnSnCuSnCoatingAmp CodeMarking Code.250 D.375 E.500 F.750 G001. H1.25 J01.5 K1.75 LPart Numbering SystemPackagingPackaging OptionPackaging SpecificationQuantityQuantity & Packaging Code8mm Tape and ReelEIA-481 Rev. D (IEC 60286, part 3)5000NR0467002.NRHFSERIESAMP Code‘HF’ SUFFIX HALOGEN FREE ITEMPACKAGING CodeThe dot is poisitioned before the Pack-aging Suffix with whole ratings and within the numbering sequence for fractional ratings. Refer to Amp Code column in the Electrical Specifications table. NR = Tape and Reel, 5000 pcsExample:1.5 amp product is 046701.5NRHF (2 amp product shown above).Amp CodeMarking Code002. N02.5 O003. P03.5 R004. S005. TDisclaimer Notice - Information furnished is believed to be accurate and reliable. However, users should independently evaluate the suitability of and test each product selected for their own applications. Littelfuse products are not designed for, and may not be used in, all applications. Read complete Disclaimer Notice at: www.littelfuse.com/disclaimer-electronics.
https://www.littelfuse.com/~/media/electronics/datasheets/fuses/littelfuse_fuse_437_datasheet.pdf.pdf | fuses | © 2020 Littelfuse, Inc.Specifications are subject to change without notice.Revised: GD. 10/19/20Ceramic Fuse > 437 SeriesSurface Mount Fuses437 Series – 1206 Fast-Acting FuseDescriptionThis 100% Lead-free, RoHS compliant and Halogen-free fuse series has been designed specifically to provide over current protection to circuits might encounter high working ambient temperatures (up to 150ºC).The general design ensures excellent temperature stability and performance reliability.In addition to this, the high I²t values typical of the Littelfuse Ceramic Fuse family ensure high inrush current withstand capability.Agency ApprovalsAgencyAgency File NumberAmpere RangeE104800.250A - 8A298620.250A - 8AFeaturesElectrical Characteristics for Series• Operating Temperature from -55ºC to +150ºC• 100% Lead-free, Halogen-Free and RoHS compliant• Suitable for both leaded and lead-free reflow / wave soldering• UL Recognized to UL/CSA/NMX 248-1 and UL/CSA/NMX 248-14% of Ampere RatingAmpere RatingOpening Time at 25ºC100%250mA - 8A4 hours, Minimum250%750mA - 8A5 seconds, Maximum350%250mA -500mA5 seconds, Maximum350%750mA - 8A1 second, MaximumApplicationsAmpere Rating(A)Amp CodeMax. Voltage Rating (V)Interrupting Rating1Nominal Resistance (Ohms)2Nominal Melting I2t (A2Sec.)3Nominal Voltage Drop At Rated Current (V)4Nominal Power Dissipation At Rated Current (W)Agency Approvals0.25.25012550 A @ 125 V AC/DC2.290.0030.780.195xx0.375.3751251.330.010.60.225xx0.5.5006350 A @ 63 V AC/DC0.9080.0180.520.26xx0.75.750630.6650.0640.450.338xx1.0001.630.420.10.410.41xx1.251.25630.3180.2560.40.5xx1.501.5630.2090.3240.390.585xx1.751.75630.0710.0750.270.473xx2.0002.630.0580.2250.20.4xx2.502.54550A @ 45V AC/63V DC0.0430.4410.150.375xx3.0003.450.0330.5060.140.42xx3.503.5450.0270.7770.130.455xx4.0004.450.0221.0240.130.52xx5.0005.450.01592.30.130.65xx7.0007.3250 A @ 32 V AC/35 V DC0.015.020.130.91xx8.0008.320.0087.230.131.04xxElectrical Specifications by ItemNotes:1. AC Interrupting Rating tested at rated voltage with unity power factor. DC Interrupting Rating tested at rated voltage with time constant < 0.8 msec.2. Nominal Resistance measured with < 10% rated current.3. Contact Littelfuse if application transient surges are less than 1 ms.4. Nominal Voltage Drop measured at rated current after temperature has stabilized.Devices designed to carry rated current for 4 hours minimum. It is recommended that devices be operated continuously at no more than 80% rated current. See “Temperature Re-rating Curve”for additional re-rating information.Devices designed to be mounted with marking code facing up.RoHSPb• LCD Displays• Servers• Printers• Scanners• Data ModemsAdditional InformationDatasheetSamplesResources© 2020 Littelfuse, Inc.Specifications are subject to change without notice.Revised: GD. 10/19/20Ceramic Fuse > 437 SeriesSurface Mount FusesAverage Time Current Curves.250A4A3.5A3A2.5A2A1.75A1.5A 1.25A 1A.500A.375A7A5A.750A8A0.0010.010.1110TIME IN SECONDS0.1110100CURRENT IN AMPERESReflow ConditionPb – free assemblyPre Heat- Temperature Min (Ts(min))150°C - Temperature Max (Ts(max))200°C- Time (Min to Max) (ts)60 – 180 secondsAverage Ramp-up Rate (Liquidus Temp (TL) to peak) 3°C/second max.TS(max) to TL - Ramp-up Rate5°C/second max.Reflow- Temperature (TL) (Liquidus)217°C - Temperature (tL)60 – 150 secondsPeak Temperature (TP)260+0/-5 °CTime within 5°C of actual peak Temperature (tp)10 – 30 secondsRamp-down Rate6°C/second max.Time 25°C to peak Temperature (TP)8 minutes max.Do not exceed260°CSoldering ParametersTemperature Re-rating Curve406080100120140-65 -45 -25 -5 15 35 55 75 95 115 135 155TEMPERATURE (°C)PERCENT OF RATINGTimeTemperatureTPTLTS(max)TS(min)25tPtLtStime to peak temperature(t 25ºC to peak)Ramp-downRamp-upPreheatCritical ZoneTL to TPExample: For continuous operation at 75 degrees celsius, the fuse should be rerated as follows: I = (0.80)(0.85)IRAT = (0.68)IRATNote: 1. Re-rating depicted in this curve is in addition to the standard re-rating of 20% for continuous operation.Wave Soldering260°C, 10 seconds max.© 2020 Littelfuse, Inc.Specifications are subject to change without notice.Revised: GD. 10/19/20Ceramic Fuse > 437 SeriesSurface Mount FusesMaterialsBody: Advanced CeramicTerminations: Ag / Ni / Sn (100% Lead-free)Element Cover Coating: Ceramic/Lead-free GlassMoisture Sensitivity LevelIPC/JEDEC J-STD-020, Level 1SolderabilityIPC/EIC/JEDEC J-STD-002, Condition BHumidity TestMIL-STD-202, Method 103, Condition DResistance to Solder HeatMIL-STD-202, Method 210, Condition BMoisture ResistanceMIL-STD-202, Method 106Product CharacteristicsThermal ShockMIL-STD-202, Method 107, Condition BMechanical ShockMIL-STD-202, Method 213, Condition AVibrationMIL-STD-202, Method 201Vibration, High FrequencyMIL-STD-202, Method 204, Condition DDissolution of MetallizationIPC/EIC/JEDEC J-STD-002, Condition DTerminal StrengthIEC 60127-4Dimensions0.520 ± 0.200[0.020 ± 0.008]3.200 ± 0.1778[0.126 ± 0.007]1.000[0.039]1.63 +0.10 / -0.2[0.064 +0.004 / -0.008]1.500[0.059]1.800[0.071]3.500[0.138]1.000[0.039]0.835 ± 0.15[0.0329 ± 0.006]3.200 ±
https://www.littelfuse.com/media?resourcetype=datasheets&itemid=990f7193-d9a2-48e4-b760-2b43514249cf&filename=littelfuse_fuse_215_datasheet.pdf | fuses | Fuse Datasheet© 2021 Littelfuse, Inc.Specifications are subject to change without notice.Revised: GD. 11/30/211215 Series5×20 mm, Time-Lag FuseRoHSPbAgency ApprovalsAgencyAgency File NumberAmpere RangePSECartridge: NBK080205-E10480A NBK250702-E10480E NBK100408-JP1021ALeaded: NBK080205-E10480B NBK250702-E10480F NBK100408-JP1021B1A – 5A6.3A – 15A16A – 20A1A – 5A6.3A – 15A16A – 20A .20209702070000670.125A-10ASU05001-2011BSU05001-10001SU05001-10002SU05001-2012B1A – 2.5A3.15A – 6.3A8A4A - 10A E104800.125A - 20A298620.5A – 12ASE-S-21012680.125A-12A15A*, 16A*, 20A*400135210.2A – 8A *10A40016610*12AKM414620.200A – 10AJ50248091J5025857810A16A, 20AN/A0.125A – 20A * Approved for cartridge versions onlyFeaturesElectrical Characteristics for Series% of Ampere RatingAmpere RatingOpening Time150%0.125A – 0.800A60 minutes, Minimum1A – 3.15A60 minutes, Minimum4A – 6.3A60 minutes, Minimum8A – 20A30 minutes, Minimum210%0.125A – 0.800A30 minutes, Maximum1A – 3.15A30 minutes, Maximum4A – 6.3A30 minutes, Maximum8A – 20A30 minutes, Maximum275%0.125A – 0.800A0.25 sec. Min.; 80 secs. Max.1A – 3.15A0.75 sec. Min.; 80 secs. Max.4A – 6.3A0.75 sec. Min.; 80 secs. Max.8A – 20A0.75 sec. Min.; 80 secs. Max.400%0.125A – 0.800A0.05 sec., Min.; 5 secs. Max.1A – 3.15A0.095 sec., Min.; 5 secs. Max.4A – 6.3A0.150 sec., Min.; 5 secs. Max.8A – 20A0.150 sec., Min.; 5 secs. Max.1000%0.125A – 0.800A0.005 sec., Min.; .150 sec. Max.1A – 3.15A0.010 sec., Min.; .150 sec. Max.4A – 6.3A0.010 sec., Min.; .150 sec. Max.8A – 20A0.010 sec., Min.; .150 sec. Max.ApplicationsThe 215 Series is a 5x20mm Time-lag, surge-withstand, ceramic body cartridge fuse that is designed to IEC specifications. ■ Conforms to EN/IEC/K/J 60127-1 and EN/IEC/K/J 60127-2 ■ High breaking capacity ■ Meets Standard Sheet 5 of IEC 60127-2 as a Time-Lag fuse ■ RoHS compliant and lead-free ■ Recognized to UL/CSA/NMX 248-1 and UL/CSA/NMX 248-14 ■ Conforms to GB 9364.1 and GB 9364.2 ■ CE Mark indicates compliance with Low-Voltage and RoHS Directives.Used as supplementary protection in appliance or utilization equipment to provide individual protection for components or internal circuits.PSEDescriptionResourcesAccessoriesSamplesAdditional InformationFuse Datasheet© 2021 Littelfuse, Inc.Specifications are subject to change without notice.Revised: GD. 11/30/212215 Series5×20 mm, Time-Lag FuseMaterialsBody: Ceramic Cap: Nickel–plated Brass Leads: Tin–plated CopperTerminal StrengthMIL-STD-202, Method 211, Test Condition ASolderabilityMIL-STD-202 Method 208 Product MarkingCap 1: Brand logo, current and voltage ratingsCap 2: Agency approval markingsOperating Temperature–55ºC to +125ºCThermal ShockMIL-STD-202, Method 107, Test Condition B (5 cycles, –65ºC to +125ºC)VibrationMIL-STD-202, Method 201HumidityMIL-STD-202, Method 103, Test Condition A (High RH (95%) and elevated temp (40ºC) for 240 hours)Salt SprayMIL-STD-202, Method 101, Test Condition BProduct CharacteristicsTemperature Re-rating CurveAmp CodeAmp RatingVoltage Rating (V)InterruptingRating+Nominal Cold Resistance (Ohms)Nominal Melting I2t (A2 sec)Maximum Voltage Drop at Rated Current(mV)Maximum Power Dissipation at 1.5ln(W)Agency ApprovalsPSE.1250.1252501500 A @250 VAC11.44550.033026001.6--x-x-x---x.1600.162507.10000.046524001.6--x-x-x---x.2000.22501.84000.34021001.6x-x-x-xx--x.2500.252501.24000.54515001.6x-x-x-xx--x.3150.3152500.88000.97511001.6x-x-x-xx--x.4000.42500.58251.32510001.6x-x-x-xx--x.5000.52501.16750.4208501.6x-x-xxxx--x.6300.632500.72000.6356501.6x-x-xxxx--x.8000.82500.46750.9755001.6x-x-xxxx--x001.12500.15151.5203502.5xxxxxxxx--x1.251.252500.10743.2003002.5xxxxxxxx--x01.61.62500.07076.8302002.5xxxxxxxx--x002.22500.056611.6801902.5xxxxxxxx--x02.52.52500.038622.2901802.5xxxxxxxx--x3.153.152500.028343.2551404xxxxxxxx--x004.42500.018546.9601004xxxxxxxx--x005.52500.015366.0951004xxxxxxxx--x06.36.32500.0108128.7501004xxxxxxxx--x008.82500.0092209.8801004xxxxxxxx--x010.102500.0066333.5651004xxxxxxxx*-xx012.122500.0061515.5001004-x--xxx-x*-x015.15250500 A @ 250Vac0.00331237.0N/A**N/A**-x--x-x*---x016.162500.00311408.0N/A**N/A**-x--x-x*--xx020.20250400 A @ 250Vac0.00232600.0N/A**N/A**-x--x-x*--xxElectrical Characteristic Specifications by Item* Approval for cartridge versions only** Please contact Littelfuse for details on these parameters+ Interrupting Rating may differ based on Agency Approval. See Agency Approval certificate for more details.1A to 2A have an IR : 100A@500VAC, 4A to 6-3A have the IR : 100A@305 VAC and 1000A@72VDCI2t test at 10x rated current.10A have an IR:1000A@300Vac for cURusFuse Datasheet© 2021 Littelfuse, Inc.Specifications are subject to change without notice.Revised: GD. 11/30/213215 Series5×20 mm, Time-Lag FuseAverage Time Current Curves1001000100001010.10.010.0010.11101001000.160 A.125 A.200 A.250 A.315 A.400 A.500 A.630 A.800 ATIME IN SECONDSCURRENT IN AMPERES100100010000100.10.010.0010.11101001000TIME IN SECONDSCURRENT IN AMPERES1.00 A1.25 A2.00 A2.50 A1.60 A3.15 A4.00 A5.00 A6.30 A8.00 A10.0 A12.0 A15.0 A16.0 A20.0 AT-C Curves for 125mA to 800mA onlyT-C Curves for 1A to 20A only1001000100001010.10.010.0010.11101001000.160 A.125 A.200 A.250 A.315 A.400 A.500 A.630 A.800 ATIME IN SECONDSCURRENT IN AMPERES100100010000100.10.010.0010.11101001000TIME IN SECONDSCURRENT IN AMPERES1.00 A1.25 A2.00 A2.50 A1.60 A3.15 A4.00 A5.00 A6.30 A8.00 A10.0 A12.0 A15.0 A16.0 A20.0 ASoldering Parameters - Wave SolderingDwell Time0204060801001201401601802002202402602803000102030405060708090100110120130140150160170180190200210220230240Time (Seconds)Temperature (°C) - Measured on bottom side of boardCooling TimePreheat TimeWave ParameterLead-Free RecommendationPreheat:(Depends on Flux Activation Temperature)(Typical Industry Recommendation) Temperature Minimum:100° C Temperature Maximum:150° C Preheat Time:60-180 secondsSolder Pot Temperature:260° C MaximumSolder Dwell Time:2-5 secondsRecommended Hand-Solder Parameters:Solder Iron Temperature: 350° C +/- 5°C Heating Time: 5 seconds max.Note: These devices are not recommended for IR or Convection Reflow process.Recommended Process Parameters:For the pigtailed fuse, please follow the recommendations below for axial lead forming and mounting into PCB:Lead forming: The distance C between cap flat surface and axial lead shall be greater than 1.0 mm. PCB mounting:The distance between PCB and fuse cap is recommended to be a minimum of 1.5 mm.ABCCABDifferent values of A and B available, please contact the Littelfuse sales representative in your region: Fuse Datasheet© 2021 Littelfuse, Inc.Specifications are subject to change without notice.Revised: GD. 11/30/214215 Series5×20 mm, Time-Lag FusePackagingPackaging OptionPackaging SpecificationQuantityQuantity & Packaging CodeTaping Width215 SeriesBulkN/A1000MXN/ABulkN/A1000MXEN/AReel and TapeN/A1000MRET1T1=53mm (2.087”)Bulk and Color CodingN/A1000MXGN/ABulkN/A1000MXBN/ABulkN/A100HXN/ADimensions0215.125Pto0215020P0215.125XEPto0215.800XEP0215001.XEPto0215020.XEPNotes: * Ratings above 6.3 A have 0.8 ± 0.05 diameter lead;* Ratings above 12 A have 1.2 ± 0.05 diameter lead.20±0.55.1±0.640±1.05.1±0.65.2 +0.1−0.20.65±0.0521.5±1.05.6±0.4All dimensions in mm40±1.021.5±1.05.5±0.30.65±0.05*Part Numbering System0215 xxxx M X E/G PSeriesAmp CodeRefer to Amp Code column of Electrical Characteristics TableLead-freeQuantity CodeM = 1000H = 100Option CodesBlank : Cartidge Type FuseE : Axial Lead FuseG : Color CodingPackaging CodeX = FillerDisclaimer Notice - Information furnished is believed to be accurate and reliable. However, users should independently evaluate the suitability of and test each product selected for their own applications. Littelfuse products are not designed for, and may not be used in, all applications. Read complete Disclaimer Notice at: www.littelfuse.com/disclaimer-electronics.Accessory TypeSeriesDescriptionMax Application VoltageMax Application AmperageHolder345_ISFPanel Mount Shock-Safe Fuseholder25010345Shock-Safe Fuseholder with PC Mount, Solder Mount and Panel Mount options20830PC Mount Shock-Safe Miniature Fuseholder16Block520Metric OMNI-BLOK® Fuse Block10646PC Mount Miniature Fuse Block6.3658Surface Mount Miniature Fuse Block10Clip520_WPC Mount Miniature Fuse Clip6.3111PC Board Mount Fuse Clip10445PC Board Mount Fuse Clip10Recommended Accessories
https://www.littelfuse.com/media?resourcetype=datasheets&itemid=f47a0bb7-8ede-4679-9646-7114c3787688&filename=littelfuse-fuse-251-253-datasheet | fuses | %PDF-1.7%âãÏÓ53 0 obj< >endobj xref53 1170000000016 00000 n0000003229 00000 n0000003356 00000 n0000005367 00000 n0000005399 00000 n0000005534 00000 n0000005668 00000 n0000006301 00000 n0000006821 00000 n0000007240 00000 n0000007701 00000 n0000008346 00000 n0000009011 00000 n0000009571 00000 n0000010032 00000 n0000010476 00000 n0000010855 00000 n0000011342 00000 n0000011378 00000 n0000011422 00000 n0000011858 00000 n0000011941 00000 n0000012054 00000 n0000012165 00000 n0000012279 00000 n0000013872 00000 n0000014003 00000 n0000014370 00000 n0000014560 00000 n0000014737 00000 n0000016312 00000 n0000018080 00000 n0000019556 00000 n0000019860 00000 n0000020283 00000 n0000020458 00000 n0000021795 00000 n0000022061 00000 n0000022251 00000 n0000022832 00000 n0000023407 00000 n0000023929 00000 n0000024126 00000 n0000024212 00000 n0000026133 00000 n0000028124 00000 n0000030687 00000 n0000031738 00000 n0000032004 00000 n0000032581 00000 n0000034100 00000 n0000035078 00000 n0000037924 00000 n0000041834 00000 n0000044249 00000 n0000044580 00000 n0000044944 00000 n0000045286 00000 n0000045577 00000 n0000052632 00000 n0000052671 00000 n0000055329 00000 n0000055688 00000 n0000056059 00000 n0000056461 00000 n0000056966 00000 n0000057018 00000 n0000057403 00000 n0000057788 00000 n0000059231 00000 n0000064456 00000 n0000069057 00000 n0000072667 00000 n0000076104 00000 n0000076174 00000 n0000076265 00000 n0000086707 00000 n0000086970 00000 n0000087133 00000 n0000087160 00000 n0000087470 00000 n0000088249 00000 n0000088535 00000 n0000088858 00000 n0000114020 00000 n0000114059 00000 n0000134269 00000 n0000134308 00000 n0000138237 00000 n0000138276 00000 n0000139245 00000 n0000139284 00000 n0000159923 00000 n0000159962 00000 n0000160931 00000 n0000160970 00000 n0000164899 00000 n0000164938 00000 n0000187812 00000 n0000187851 00000 n0000188804 00000 n0000188843 00000 n0000189796 00000 n0000189835 00000 n0000210045 00000 n0000210084 00000 n0000235246 00000 n0000235285 00000 n0000237352 00000 n0000287624 00000 n0000288009 00000 n0000288394 00000 n0000290234 00000 n0000290505 00000 n0000290636 00000 n0000290795 00000 n0000002636 00000 ntrailer< <8C31CBE072004FF3A28C078FD0BD8030>]/Prev 513744>>startxref0%%EOF 169 0 obj< >streamhŞb``àc`à:ÍÀÎÀØoÃ Ä€Bl@Q�<[>;Ú``xŸÇ@`¦É!¬2)I¹i…”�A£RsËıõ.îı«£6‹ñJmË{xú{¾Ü¾v&�33�”L¨4juîR²ĞØ¸˜YÃKÁÃ%şïwÕï�òİì+íª±�ºm^ğtõöşx“„c2k•Àmtq-/ï@€„C”””ÔË+°I)™¸¤¥!46@½ì¼�tC´H3°``eÈaÈfŠc¦ËØÁ¸‰)‹©�I”qãBÆÆ3œ‚Œ3,ÂBÂÙä2C3Lcãa;Ëº’Q”±‡a«Ã{†ÅLZL*ŒïV1X³§±¯á¦Áe&5Ö+ÌÛ¹™ùµ9C­9¤Kx¸Ü}#Ëï1H2¦1¦±vˆøŞãıÏÄ Íà ±�áC£4ÓFfF�$}¿ë<üv<ÌëxZ 4ˆidÏƒ`��ZöG\A¦²‹2¦aÈ`ha�geütõ+F†óŒ^Œ‘Œ­Œ—K[±Ä³>ûfW Íâ°m†Ğ1XÔÙ?y$õ€ª¥ *´�Ø„�ıòI(ÿÿÿÿ'Ğ�{endstreamendobj54 0 obj< >>>endobj55 0 obj< >/ExtGState< >/Font< >/ProcSet[/PDF/Text/ImageC/ImageI]/Properties< >/XObject< >>>/Rotate 0/Tabs/W/Thumb 47 0 R/TrimBox[0.0 0.0 612.0 792.0]/Type/Page/PieceInfo< /LastModified /NumberOfPageItemsInPage 6/NumberofPages 1/OriginalDocumentID /PageItemUIDToLocationDataMap< >/PageTransformationMatrixList< >/PageUIDList< >/PageWidthList< >>>>>>>endobj56 0 obj[57 0 R 58 0 R]endobj57 0 obj< >/Border[0 0 0]/H/N/Rect[61.12 479.407 299.24 445.115]/Subtype/Link/Type/Annot>>endobj58 0 obj< >/Border[0 0 0]/H/N/Rect[61.12 435.91 299.24 401.618]/Subtype/Link/Type/Annot>>endobj59 0 obj< >endobj60 0 obj< >endobj61 0 obj< >endobj62 0 obj< >endobj63 0 obj< >endobj64 0 obj< >streamH‰\ÔÍ�¢@à=OQËîE±nİ«1ñ§;q1?g¡tHF$ˆß~êpLO2&6‡Æº~9BåÛınßµ£Ë¿×úGwj»fˆ·ë}¨£;ÆsÛeÅÜ5m=>Ï¦¿õ¥ê³<-> ñóÑG7ŸÎbêko}UÇ¡êÎ1+géµråGz­²Ø5ÿ]_<—OõïjÈÊâ#}x6SMïå*+ç³é<R�3Ï‘s@VfE6fC^0/�—ÌÓÌ5óyÃ¼AŞ2o‘wÌ;äwæwdúÒ!+=m6_0Ètz8½göÈÂ,Èô{ø=ı~O¿‡ßÓïá÷ô{ø=ı~O¿‡_èx„�Gèx„�Gèx„�Gèx„�Gèx„�Gèx„™<ìSĞ§°OAŸÂ>}ûôèğšÌ�æs 9Àh0šÌ�æsàü€ùÊN�(ç+æ+ç+æ+ç+æ+ç+æ«>ïKdÎWÌWv¢èDÙÉtß*{Pô ìAÑƒ²EÊ=èó¾‡ÓØƒ¡£Ù`6šf£Ù`6šf£Ù`6šf£Ù`6šf£Ù`6ş�†ßq‰ïšÏü)Ì0/•ß»¦ÿ†æÌÎI<ğÏ'�~Ú¡Üç¾Rß‡!m)Ó66í%ØEÚ.~îtıµwiŞÙ_ÿÿÿÿì“,qendstreamendobj65 0 obj< >streamH‰\“İn£0…ïy_¶ÆãVBHiÒJ¹Ømv€€“"5€r‘·_Ÿ¨+m$âÁßO¾Ùmwã°˜üg˜º½_Ìqûà/Ó5tŞüi³Uiú¡[îgé¿;·s–Çâıí²øón ´ãÉgu�©ßã¯ÉüØÿwİZ–�İG²zõo.Õx¼4Y]é<.‘-Ù‚•¬àgò3ø…œj·ä-ø�üæ3â’ÕÕ*q\"—ä\‘+0Ÿ[á¹Õš¼�,¬ÔkµÂZA­YÀì#è#ôøışB�¿lÈ0³²³²³²X¾+‹weéfáféfáféfáféfáfécácÙEVöQôQöQôQöQôQöQôQfTdT½K0{jêÉ¼Š¼Ê¼é[ë+ùÌìŠìÊìŠìÊìŠìzß+Èî˜İ!»£§ƒ§£§ƒ§£§ƒ§£§ƒ§£§ƒ§£›ƒ›£[\°qï;[8Nšùš�îB�4�i&0Ãè¿&v�f«pdÿÿÿÿö÷îßendstreamendobj66 0 obj< >endobj67 0 obj< >streamH‰\’ÏŠƒ0Æï>E�í¡hµIZ¡Ø<ìÖİ°qìkÑ¦û�É”.l@ç2óå#3qY�*ÛÏ"~÷£©a]o[Óx÷Än½�¶©h{3?váo†ÆE1×Ë4ÃPÙnŒò\Äx8Í~«c;^aÅo¾ßÛ›X}•õZÄõİ¹ÀÎ"E!ZèPè¥q¯Í"e›ªÅó~^6Xó—ñ¹8iØoÙŒ[˜\cÀ7öQ�à*D~ÁUD`ÛçYÂe×Î¦7>ÊSJNÈgæ3r¶Œ9eN‰3æŒX2Kâ#óy·ŒyÏ¼'fıéK¾WÒ½’õ%éKÖ—¤/YG’�b?Šü(ÎQ”£8G…ö£È�RÌŠX3kbö£È�:0ˆKæ’øÄ¦"fÏŠ<«3>l®Ù³&Ïšıhò£Ù�&?šõ1P#/N-ÁÉÏ~›»÷Øê0^¡ÇÔİŞÂsİèVÑıÿÿÿÿ�2³fendstreamendobj68 0 obj< >endobj69 0 obj< >streamH‰\’İjã0Fïõºl/‚ÿG)CHSÈEw—Íö{’Ù(ÎEŞ~õù]Xƒ£#4ã9M²İ¿îı0ÛäW»ƒÎö4ø>èu¼…NíQÏƒ7Ynû¡›»å·»´“Ibòá~�õ²÷§ÑÔµM~ÇÃëîöiÓ�G}6ÉÏĞküÙ>}lÏ69Ü¦éK/êg›Ú¦±½�â‡ŞÛéG{Q›,i«}Ï‡ù¾Š9ÿ"şÜ'µù²Ï(Ó�½^§¶ÓĞú³š:�Ocë·ø4F}ÿßy±fÚñÔ}¶ÁÔÙ[NS‘ø¾4¦ÎÓe—È[ò¼#ïÀÌ‰‹©Æˆ/rr.È¸$—à5yŞ�7‘KÆ”ˆ)Ù�_Èp+éSÂ§b­µ*ÖªPK2şŸÌAŒ0F–ÖÔ’Š\�åÑ0Bg�³Ğgé•Ğ_à/t¸{%è•<ú‹^9öÊ¡W�nn�nn�nn�nn�nn�nnúÄ—ı¸U\{œNû=Sİ-„8NË/s„¼~Où4N6fá5ÿÿÿÿUQÇ.endstreamendobj70 0 obj[/ICCBased 113 0 R]endobj71 0 obj[/Indexed 70 0 R 0 118 0 R]endobj72 0 obj< >endobj73 0 obj< >endobj74 0 obj< >endobj75 0 obj< >endobj76 0 obj< >endobj77 0 obj< >streamH‰œWÛn7}×WÌK-Ñ¼,¹Ü¾)Î¥.Ò¦�…¾$E¡¬×¶R[R$ÙIş¾g†\]¦‹X-–s9sf†~é½9Õt±ìi½=z}­éå¬÷WïÅ¨wtŒ…fIZ~´l¦,kXöhdşÕdhtŞ²Èë ¬5�œWÖ]÷ú­7dµ-éídµj¯Îo–ís:™6ª}îŒUVeitÖëŸÎÛfòQ»ª¯&³é’Æ‹––7Ÿ>·ÍŠV3j.ÇÓ‹–¾NV—³›Mg«IÓŠ)Xò¾bKÎ9±õ¾½�,Û³_èÍK¥İ‘�G¶dIFnò(È#9]y¤QUQ€}5ê}+w2k† ¯¼3x:»&HwÙäf •F”£†òËW2V\ãÏOÁ;Uá�?ô_¶ÅÀ8Ò_âæ©ßàÅ«HıE1pÊPR*¨?ÇBÉVÅ T¥,XUS6-şıÖ{$q.áÒ’�iM*µŠº2ÑF[¿„[ê·ô'ÜFx‚—š�Ëy še?rœHzB�²–¡×J‰…ïôºà2€�1¯D;æ˜"[@Ò3C¡Á&>�H`„íYe*şğá‚ÍZö¦³±” Ÿğì.éŒéH1óí3‰‘E/™­DÈÅg´*‚rà˜®Y0Å”Õ†}®Hb�Ì”r¸Ä=×å‰õoÈ¥eƒÙ\GÌ”Qø4‰ŸÛÂrŒíÚøB UéEücÅ1§³sšw5³E¸«Yí¼íY§´èh½–Âë2á::ËD¸�Ôœ Å`Ş†Ó¡ÀJV«î¸è×‰Ø$¼ËfìÒ%w´N0�iİód~Ç�Ë�¼Í¥ƒ˜Mj¥À¨Ç·]Ë vD©Ânøìó´h{®Fsûú‘Õ2ÔªªÖ‹L3Î©¼ˆt«Ú BU;ÏOkïx~×¦U6çm¯�Jt�³ÀÚóÆDç„ÿërmÂbã@©m;yT¢s’:'[&²[9*û„“Ç%²“Nà¾“ó4ïŸ’‘�ÿjÑ_‰›Ìr“}Á‚”=e�eæ¶šk9pù‰Ì\õN1#lä“í�– xÆCn±ÅÕ1Ô;f°3coxÜõş:ë¦f�Ì–NæVß×ÙÆv°ÉÈ.4•O‡³ë&gõ¾›�ÎŞn™veBf °LåÂ“ÁXlì•?(˜»^öˆeo/›X âüA¡ğŒaêÃsÇË¡ìïeS™i¿0UÙOèØ×_ít¶k�ê´{~~ÌÁ~Ö°�qö Nû)l›UÂ!Ü÷³ûûÙp [º‡Æs°®ieÈ]l:>Ñ÷ıìÁÁ�üğô‹3é!* jÍ¶ê~aí©³qWçNX/F]>+ù„“�Sk¼Tˆ%vcØ3¾¸³Õğz�ÑÊétáy?^M¦2_ñ�ÈGcÆÃì‹#U¦T¥ë�äûïæí4š\·Åè³LÌ.MÌ<,c'Mc%ªQÀb²)qhjœ2ÎãSº˜À�yC2ş ßÖ›ÉÄ‰Í'l;¤™Â#:?L±dUfl%ı:»Y,ŸÓï“©bp¦÷q¾$»&ÖÉ�…3=uò†.F†&¶±vSÙB�Ã¡İ`VmfÓ3Øûô?ÿÿÿÿå9º»endstreamendobj78 0 obj< >endobj79 0 obj< >endobj80 0 obj< >endobj81 0 obj< >endobj82 0 obj< >streamH‰ÌWÛn7}ß¯àKmQË;ÇPÔ­éCRêj«ÕÍ–\Çß3Ã]]bZ5ig–äÌ™©Ã~%«àÄ¨­p/úAåD_I—¬MŠ�=U•}öNÊßF?O§©AZïHœ=#†M½\LÖ¯ÅÅø«,Gı(­ö‡–JW‰�}‘%—MF©bkˆæ�¯ê{4­¯à±Š¢¯Ö³[Ü+ò¤ÓA8¯³ˆ@­á£:y-¾ßl¦bwÀ¥´ËV¤Ã Á×âP°¨�·oÑtöÄ¦İÔkù0“s.æé¶›şŠ§x’Ş™#¦{¸2v+#fìa;D•deöÍ˜oĞ`pk*Q?¨(Ğ%Ğ©2Q’«ª$Œ¯6ÄgÏ¦W~¸}Œ›F�Â/"ëzQŞ+ñe]Fê³JŒ®(¸*tÑ‘t/ò�FYé,ÀØ”¤uì'¥•VôVÀ/#�³RË zÓºì;‰$Œ7¥‘/J'•è-Ë@ÚbÍÑ��ŠÁål\7“w·ãÕõ´ƒ‹ÓJ¼y{*Š³ü(A†{�‘€Nù$¦„Oíœ¨çŸ˜£Õ*á¥²ZÌTÆYZ5Ëİûëâªx_ÜÖ'äÄ¼4ÖQ�Xeòâ¶)~¶[1<ıÙqÎˆ{aÅ…x'thÂ!%�@£v8+~y]�ê}ñfÔ9å*¡:¶­Î¶ƒ¬TÁğœ,YPU&g$EE¥é]s¿êd¨�©5Î�èø1ÙÏ`¸/��'õæn<5_7Gçgççhçt¦¦œ«Ù{DS$i"’fêq´‘kŞk\ÀÁ©ş\e³Àà+›Ï¡#$Ìg ÛHßU×�f»Dñ&Ëíßaç³ñæ“Ö(›™(ûŠvÎdº^ÍÆØoÔebôA´»î©¶çD~O¨á´âƒÖñAûœáñ>ú>{9ØCğ±÷Óé[$�õæËÅt³¼}ù‘ÿûxG?´!ÿ>®ùOîÏÙôËõFLmíÿâ3·¹İ4ÿ”‡ÿ7-ıËU‰ó§÷©2¡nÄ¼ízºhÖÏ„rÒâïÁJïÍlàËG8ş¨n÷mõº�^ß­V³‡—ßĞÕ<)!÷î&ÓåàÃtÒ,Åú�ÃZošù‹îÉg:�hCN_¶5üîè_@!Ÿ'ÍdZ�g]š›»éjŞ,69~ĞÕŞTè8d…½B€?qî¡aIKñÿFOğ)KÌiYVD«x@›àê XHX×mÙ7¦(a¿'V·¥2’·–R4¼)‰I·6ÛôtdnÀáQ4E¶¶ØÈUVd¶ooóÛuÖÀú§ÈÛåÁGP™®Aùj‘òØ�5y&Nˆ‘Äà ¶ëÉfd$>#�‰Gœgo�kö�á·äËmké5MT<¡•™OËÀ2y�,…$§³9~lÄ™A±hÛ˜Ù íâÇªÈsò‹ò-QñAÆ“mvCWZ)¡ )]n¡ÑÏ™RR#PÎµ��Šî•œŸNá‚ÃF«D‘`³Sí[±‹KQµp2æ¸¶ÉJk>OoÃ�ëä:cô¦ÀzÂˆ­˜R§*ÎeŸ*Ñ)[óYI‰ÿæ¢Ãx9¾ ÃÍt+¶J¯5[7yQ ÃJrİ^çŞÿ÷}ˆ´Zô�ÁMÆú¸Û‡8�&ì!$.N¨„ˆ~Î0kCÉoÒAÙÆy–ÂNU=‡m^ˆ¿ÿÿÿÿª»ôñendstreamendobj83 0 obj< >streamH‰ÌWÛn7}ß¯à£`)Ş/€a qâ´ER$°Ğ<$E *ò¥�äXvìº_ßsÈ•´²ÔEÓ"0 å˜œ+ÏpfZ«eVY´ÆI¯-¾VZ�ÖJe�hµ‘)é5=iÚ(7V¬4�ûZªà…’¿­Á!ïyÚÈ�L‘�¢³¦õÒºTNØD›d¶ø¦õF[%É®¥.VÕ}pÅÄãFšÂÖÑÚI¥ª¾î?^ÆH¾Ê¯d^ç!0Õÿ{épRIŸ†Êç<½=kNš·ø»lì6.køˆ¿–¤òÁZá Ïh7”m„2/�<�`ñœ­A€È„ó5Ç°Í•“p¸ˆèØV ad¼•@óÊHd™qFf�9ÄrÚ¼œ¾ éÈhœ+ñü¢hTôÀåHNq¦øsãÄk±Vğ�9¦gÎq3¦3O¦Ÿ^.ÇŸÏÎ'bøúĞˆgÏEóâ5~à�bPEˆFz…E…ëèVş<5Ã‘şˆØ‰ÑIÃàx1šˆú½eä³÷¶sPfƒ8®¥ ‹Ñ¼Ù{ûf0ú½y1ªqü§jUQùU}–aÂ?·4¾êîÆÀöbPÌq—m»uM44«³G�å”tÉŠ[Ñ½÷x©¦Bî%¼K¸Ë­7ÁJ©øxl ŒM„qvkO´Y@vµ�lHÙ¯y;R•“u½Ú©¦[R×B«ÊJª�C)g@Ã=W\’.xº˜�½ç�Ï™"–»E÷¹YmÀö ¨¨[Ü5H"d.A£, ûİš^Qd�”ÒÑ`ÖZt¬•¸kø®3~ç�«Mì¨ºféŠR:2H�ŠT¹:â®¸ü–ĞÚN¬«É¢‡°áñçñbøtrıe<Mÿ¸Ş?zqt¤”Ê:©+‹GÊ&d›�(ZJˆ _œ~ıô€_«·â1^±ln ÆQëãÉñ¦<›‰«ó?á�ÔğI¦×¶?F{Ï¿�ŞÑxûnĞò¢Î?MÅäËr ±^N×b9æ­á³8]Ö›£{¦ÄÍÓVè�‹úağ¢„ª�ğèP0¾e�Àbğd>2}×û½Æ³‹Óé¢=YN´xÎ€ñ²ß›ŠøóÙø·ÙßbæÑ©ü?�¾ƒ‹ÏÓîò¯§ó²ÏDø²ÜAÂ^ÁÇ êú.ÓcËËWåŠ.Êïmß½êÜrÚVÏ‹—›Úüæùë²«¶^6.ãõ×vS�ù¸úí‚¼ò¾W¹ŠENµ�§œb¯rÁoö�Qsî�•‚#g™‚cWŠşvÂFP“ŠhëPK}¬ÅÊ±aºe)Â˜Ğ°1®�Ü¢±ô±ô�š5¾3w•Ë Ã"Íw*ÖnŞ À²ùÉµßuÖv$g,40l´!İÉèb·S¬K‰¦µOˆ‰ç4'œj*Ú@]Ôeœc_ïXAa©FYe‹ÃÉ‚s@ÌèX‚g…F­å4’Lâf-Ä"á¢©è¸MÉ�Dv�“�-c‘‰mª·MHFsZÜÓ,É@Ì�FŞC�9Lg»Tm½!¯*ÆF[†9Su�*¡Ëù��ˆ�bh”/aÏ5æÔÑ²?A�¯àŞéşüV÷÷õ´º´ÑŸ§`kû�[sè–¢Ó"¡W�1GƒuLğ@{›!dkjmæ;‹(±7ˆ¸Ÿí�m{½ü¬ì­6SIo‰ë¾ƒLÊz—öå�uƒèj¹:Eœ¹û$ÅŸ­g¿í2Ğ¥òÃ.C¯åğ…¶»O¢—©XeSÜ!7O¸ú’®÷Iô~)lo“}wÑ¶æ!‡<ÎÈãÕÃc1<XL„ÊÆs4Ö@pæL“¤õÌú�ç¦b½b?mZ±w/IÈ§Ù­ˆzòdõf�:¹�zkÂ9S’dL‘KC Ë×Íi>â/ÿÿÿÿ§¢Ï{endstreamendobj84 0 obj< >streamH‰”WK�7İ×)ê]E}¨uY%€á#4âd1�x‘ëçñ£êê�‘áÀ@µŞPÔã_ò-Ôó��Vi¿¥£R�&z+;Ty¿o7:RbÀÂ} Rºäò‘{ó�ù`öÓ=ö\Ş7aqE,)éšºà›`Í}KÇh-Ğ›"üæƒ…ö)Öc9ë²™FnD}¢¤fuÖuêº.RmWbã*I&82`{:B§F?Éá¯èßxè7‹àÛÆØ=÷Æ%Õì4ô@Ñ5—k¸ÏÜm›AœF¶·oP¥¢¤£L€èéQ41²˜Ï5Ü½…0!.n_¶OÛß;¢‚´—Ÿ`t2àï×M_s&1_İ"ß¯°"°Q—�ÕÉŞO`NÀË€ÈZfå²mS 4¦ÔB—6¤V°ÂÉ¦™WWëÑ‹Q¶>�&ÁêÒaÒE6â¤û{ç©�>¼Gş-øÓı¤©©C+IKœ­ÄÉ2�P…FK„°VF¬²‘åÑjÊ¾qpÓŒiı¿]0¸ôĞ{7ŠV&2Õ„z F�O€Âl‡€¥y¾Êğb�ÈCŠRÒ¢cü˜ÕµÑDV?–Ü�Âúb{©”�İkÍ1Â—´\¢Œ³�‚&ZïiX½—>XöÊy�a3õX{»İ/eù.™ÜÁšé%™…ÅÆ²öÙ¦ƒ"¦1‡tm]æ½�‹ÙUªîJ¤ßl­ŸR¶Y •{7­“› Ÿr`\¯�Ç•ÇÊ%çö\¦ ,Ù®¯j†ú¬P*�Oøv�ìˆ(>ÉG¬yP=µº‹UœÌ6Ön&rw`û¾0^~têÖ)ÅÖÕæİåâ.'­Õ¦°iU‘ˆ¢=ZÌ·™…ª >¦i@\½MtºşQ=b“�¢*ùQæ¸MŠ´\[üëw˜A�€*dk¬¿�ù×Ëîçs®“7YİĞá#İ÷u‚Öízµûaˆ•ÇÚĞjx{hÜ.'ù�:ìf{hÜfõ´>/Ç„¥§Ó^‚š1~jÖ 48× v»NÉÒ�}$'b+o[ª‡šßpÛu¦Â¤Vè¬˜§]Q×a[�–ÕÅ:`k}f¢Š›!é�ßmşU�Ø¼’¡µ"‡æÿ„Ğï5�j(ÍËó@±� 4kÜäzıáÂYEÀò�€t™€Ñnv3LÈ_X2úJÒ�5·6ıp>7Kj/Ù-Éš¼B’ÍØ&6ûù¤¥–îsôE¦vÁdwÄ­›kš˜ƒJ·ÌHrí¤]¿J{@Ü�xßœºT0QÆWX]cVF&µÛòş”e/£O[²´â[²}eß¿İÿÚ*#�xíu�Û�Û¡&à€¼ÿóû6´kRâ�¤a°ĞaCÎá97´~pş@¿i¯´½À§rU'ğÉ)ú¼H¿èÛÎZcØìèõ'£‹ Ò§Ñ§Ú$éŠ4Ä¯¤Ó£‡G§xRk3�%uHWÔ!^Q‡xA�Îè+ê)]POñ‚zŠWÔ]ßöKê�®¨C¼¢ñ+õ—óÿ�Ï˜FK;¦tı¯¢âUâÓ@#-©Cº¢ñŠ:Ä«è~—å>¥«è‡xı¯¨+ü£ÜåÊ¢“W.¤!›¤reÙd”§dşù7}¿Õıß�Òşë¾ıôËç¼ÿñír:�Óƒ®oN·ÿmûütƒ�ŞÛ? 1±'Å“‚pıˆ÷óGV!@„§w*OCğ¢0W\]+¦ìÅGF=Ï´µÆw„&â}3� ©¼H§…­?¾ÿ¬ÇUğ­³‚/V¬ï£÷ğáU!Jø;*]ÿ×ùÜ~¥ğNX¥ô{çïÿÿÿÿÿoÀt÷endstreamendobj85 0 obj< >streamH‰\�ÏjÄ Æï>Åw‹Ùœ%P¶rèšöŒNR¡ebyû�6l¡*ã÷ıäsô­ì)dĞoİ€¦@�q�;„ç@êÚ‚.]İİb“ÒûšqéiŠÊĞï"®™w8=ø8âYéWöÈ�f8}Ş†3èaKé¤txœä¡g›^ì‚ +vé½è!ïaş{Bhkıã¢Ç5Y‡liFe©Ì“T§�ü?ı ÆÉ}YV¦-Ş¦‘£x�ÛBÉçàÉmÌ’¦N Æ(á}H)&ª,õÿÿÿÿÙÆo0endstreamendobj86 0 obj< >endobj87 0 obj< >endobj88 0 obj< >streamH‰¬WÉnÜF½ó+ú(ÔÓÕÕëQ^b$€�$À‡$”±l+�Ûräïóªš¤8âÈ±¢Şt-]¯RİOİgCÆá?ï«MÅøÂ¶R"³»íäà¶KÙ²‡tÓ]4Èd]¡‰½Í43ˆğk„…ƒ0ÁÉ¦ª³ñ°AHÖú–I,–ü1·"/BToK9¡×?ÚÿHÓãK¼aä5f[ë^gË¼�´«l“�Oõ8Æ±Ç‰za‰Ù¥ÈÕüc1Ìu%Ã3ƒ'îÓŸ ÂÈ+,òšÖ�,óêĞ‹i¯³¼íBS^³��0ò‹Âkx�,/İš­s+x�…XØ¹GûŸĞ´`iåa\µ7ËkVíÌ`iÕÎ–VíÌ`?ëg[ıÙs¿»ë6¯.È¦¸ï6[úİÃÉö}—õ4›ˆ&‹Ø��‚ÇÙm÷ËÉù©wæäƒ>¯îvÿ�ş¶ı¡CÄ3[¡¾}w@Ë¦w}sµy~õEùzı«ã¼»üÚÎÍ›¿oÿÀ‘x¢b³ælêëöÙYİŸ/ïz·ªæ�eÇ{>²¹€I€ÖõÕ½ê!–Äzš)¼ÜvŸS²¬ñ�¥jªÍ!âÉÉ¦¹êŞš;¨€0'„^YX†Ş¥Ô3sMF]WSîİ”˜S’bl¾¿%óâ/”@‹ Œsc¼¨‹bÈ¡ÿˆdÓVœOBùÉ›ÍùéöÏ®Ø„şÑ†ŸğE¡� I9ë’?7g†N#òŠç{iEÜ÷²WDBO¦%g¡:.}Vœş‘i.¢LSïÆ•H}Z~’Ö<Ÿ,GÿK.›o.wWï^}¹üôñzg6¯ŸgóìÅsÓ½¦�2E`\™H>70w6†T‡Dæ¦@7¡DLl™KšN?ÚÊ'ùP1äŠ&wYä”DæP°“²ÎRPJx¾UO^\è9é#‚ëT K$(°²Ä¬á¢ÿYƒ�áj,r–‘*Y*)7E�ŞzŒ²xä£‰¸ë`ŠiR@6TÑ�PÈëí�Çû7t#ˆ5LÉf8) ~£ÈÕ%µ¡!ºr%/ù;ù5Åæ×yAAÖ•P‚¤T™j™�§íwò,z]b6C-`)ó®%“Ë‹ì¹¥$Z=¬AÎœPË uñuJ^ÈaÀ@…tç”ÊÄµ¯ˆ`Ù·»÷{+:Ô®Hâ‹Ó—:i5ìì¶Ô›t†%¯_ú=d¼˜4kä@±j•G ¹�8Å‹“:­À$�·2ÍÒYÿ¦ëkÏIù“€ÂÂµ»�Jhs6èDšCs´›eŸ0�)3²Çñ h2hò·��™¾'ÍØşÙ·¹ÑÉ üÊœlÃGõa4`î“×¢ÉÜLpöZõÈZbYdR=7"µÅÊê¡ÈQıhgô€É·�({‡[¹ZKìÁÖÒ#l¤:]ÊÑ«Î#Bü¾ºı©ÌbVClµI�û¦+,9é˜¢�IÛ™´ï¹jÊLµZ?? Öf°É¥—ÛÔí&�9ëæ„^ÂÈÀ'æ0=*gm“ÏST$O•KU¹êÄ·5ÊN9wrÒõèôú¡aşÿÿÿÿ�Šéendstreamendobj89 0 obj< >endobj90 0 obj< >endobj91 0 obj< >endobj92 0 obj< >streamH‰\“K‹Û0…÷şZÎ,?$]%`yt ‹>hÚàØJjhl£8‹üûêè„¨ÁÖ¾�ï İ¦wØÆaQù�0uG¿¨ó0öÁß¦{è¼:ùË0fe¥ú¡[�»ô
https://www.littelfuse.com/media?resourcetype=datasheets&itemid=533cd5cc-956c-4243-867f-6ab5a62f6ba1&filename=littelfuse_fuse_451_453_datasheet.pdf | fuses | Fuse Datasheet© 2023 Littelfuse, Inc.Specifications are subject to change without notice.Revised: GD. 09/18/231451/453 Series Very Fast-Acting FuseDescriptionThe Nano2® SMF Fuse is a very small, Wire-in-Air (WIA) square shape surface mount fuse that was designed for secondary side circuit over-current protection applications. These fuses are designed for PCB using surface mount technology.Agency ApprovalsAgencyAgency File NumberAmpere RangeE104806.3A - 20A298620.062A - 15AJ504467311A, 1.25A, 2A, 2.5A, 3.15A, 4A, 5A, 7A, 8A, 10A, 12A, 20APSENBK030205-E10480ANBK030205-E10480BNBK101105-E1846551A-1.6A2A-5A6.3A - 10AE104800.062A - 5ANA1A, 1.25A, 2A, 2.5A, 3.15A, 4A, 5A, 7A, 8A, 10A, 12A, 20ANA1A, 1.25A, 2A, 2.5A, 3.15A, 4A, 5A, 7A, 8A, 10A, 12A, 20AElectrical Characteristics for SeriesFeatures & Benefits ■ Very fast-acting ■ Small size ■ Wide range of current rating available (0.062A to 20A) ■ Wide operating temperature range ■ RoHS compliant and Halogen Free ■ UL Listed and Recognized to UL/CSA/NMX UL 248-1 and UL/CSA/NMX UL 248-14 (see Agency Approvals) ■ Conforms to DENAN’s Appendix 3 ■ Conforms to IEC/EN 60127-1 and IEC/EN 60127-7% of Ampere RatingAmpere RatingOpening Time100%0.062 – 204 hours, Minimum200%0.062 – 105 sec., Maximum12 – 2020 sec., MaximumRoHSPSEApplications ■ Notebook PC ■ LCD/PDP TV ■ LCD monitor ■ LCD/PDP panel ■ LCD backlight inverter ■ Portable DVD player ■ Power supply ■ Networking ■ PC server ■ Cooling fan system ■ Storage system ■ Telecom system ■ Wireless basestation ■ White goods ■ Game console ■ Office Automation equipment ■ Battery charging circuit protection ■ Industrial equipmentResources451 SeriesAccessories451 SeriesSamples451 SeriesAdditional InformationResources453 SeriesAccessories453 SeriesSamples453 SeriesFuse Datasheet© 2023 Littelfuse, Inc.Specifications are subject to change without notice.Revised: GD. 09/18/232451/453 Series Very Fast-Acting FuseElectrical Specifications by ItemAmpere Rating(A)Amp CodeMaxVoltage Rating (V)InterruptingRatingNominal Cold Resistance (Ohms)Nominal Melting I2t (A2sec)Agency ApprovalsPSE.062.06212550A @125VAC/VDC300A @32VDCPSE: 100A @100VAC5.50000.00019-x-x--x.080.0801254.05000.00033-x-x--x.100.1001253.10000.00138-x-x--x.125.1251251.70000.00286-x-x--x.160.1601251.21570.0048-x-x--x.200.2001250.83720.0089-x-x--x.250.2501250.57650.0158-x-x--x.315.3151250.39180.0311-x-x--x.375.3751250.45410.0442-x-x--x.400.4001250.42330.0551-x-x--x.500.5001250.30460.0824-x-x--x.630.6301250.20220.1381-x-x--x.750.7501250.14440.2143-x-x--x.800.8001250.13550.2654-x-x--x1.00001.1250.07800.6029-xxxxxx1.251.251250.07800.664-xxxxxx1.5001.51250.06300.853-xxx--x1.6001.61250.05801.060-xxx--x2.00002.12550A @125VAC/VDC10,000A @75VDC300A @32VDCPSE: 100A @100VAC0.03670.530-xxxxxx2.5002.51250.02861.029-xxxxxx3.00003.1250.02271.650-xxx--x3.153.151250.02151.920-xxxxxx3.5003.51250.02002.469-xxx--x4.00004.1250.01603.152-xxxxxx5.00005.1250.01255.566-xxxxxx6.3006.312550A @125VAC/VDC 400A @32VDCPSE: 100A @100VAC0.00969.170xxx---x7.00007.1250.009010.32xxx-xxx8.00008.1250.007720.23xxx-xxx10.0010.12535A @125 VAC/50A @125 VDC400A @32 VDCPSE: 100A @100VAC0.005626.46xxx-xxx12.0012.65150A @65VDC100A @65VAC400A @32VDC0.004947.97xx--xxx15.0015.650.003797.82xx----x20.0020.650.00244154x---xxxNotes: - l2t calculated at 8ms. - Resistance is measured at 10% of rated current, 25ºCFuse Datasheet© 2023 Littelfuse, Inc.Specifications are subject to change without notice.Revised: GD. 09/18/233451/453 Series Very Fast-Acting Fuse0.0010.010.11101000.010.1110100100010000TIME IN SECONDSCURRENT IN AMPSFast Acting Series TC Curve 8A10A12A5A6.3A7A15A3.5A3.15A3A4A2.5A2A1.5A1.25A1A800mA750mA630mA500mA375mA400mA315mA250mA200mA100mA125mA160mA80mA62mA1.6A20AAverage Time Current CurvesReflow ConditionPb – Free assemblyPre Heat- Temperature Min (Ts(min))150°C - Temperature Max (Ts(max))200°C- Time (Min to Max) (ts)60 – 180 secsAverage ramp up rate (Liquidus Temp (TL) to peak 5°C/second max.TS(max) to TL - Ramp-up Rate5°C/second max.Reflow- Temperature (TL) (Liquidus)217°C - Temperature (tL)60 – 150 secondsPeak Temperature (TP)260+0/–5 °CTime within 5°C of actual peak Temperature (tp)20 – 40 secondsRamp-down Rate5°C/second max.Time 25°C to peak Temperature (TP)8 minutes max.Do not exceed260°CSoldering ParametersTemperature Re-rating CurveNote:1. Rerating depicted in this curve is in addition to the standard derating of 25% for continuous operation.Wave Soldering Parameters260°C Peak Temperature, 10 seconds max.TimeTemperatureTPTLTS(max)TS(min)25tPtLtStime to peak temperature(t 25ºC to peak)Ramp-downRamp-upPreheatCritical ZoneTL to TPFuse Datasheet© 2023 Littelfuse, Inc.Specifications are subject to change without notice.Revised: GD. 09/18/234451/453 Series Very Fast-Acting FuseMaterialsBody: CeramicTerminations:Gold-Plated Caps / Sn-dipped Silver Plated Caps (451 RoHS/HF series)Silver-plated Caps (451MR RoHS ratings below 375mA and 453 RoHS Series)Product MarkingBrand, Ampere RatingOperating Temperature–55°C to 125°CMoisture Sensitivity LevelLevel 1, J-STD-020SolderabilityMIL-STD-202, Method 208Insulation Resistance (after Opening)MIL-STD-202, Method 302, Test Condition A (10,000 ohms minimum)Thermal ShockMIL-STD-202, Method 107, Test Condition B, 5 cycles, -65°C / +125°C, 15 minutes @ each extremeMechanical ShockMIL-STD-202, Method 213, Test I: Deenergized. 100G’s pk amplitude, sawtooth wave 6ms duration, 3 cycles XYZ+xyz = 18 shocksVibrationMIL-STD-202, Method 201: 0.03” amplitude, 10-55 Hz in 1 min. 2hrs each XYZ=6hrsMoisture ResistanceMIL-STD-202, Method 106, 10 cyclesSalt SprayMIL-STD-202, Method 101, Test Condition B (48hrs)Resistance to Soldering HeatMIL-STD-202, Method 210, Test condition B (10 sec at 260°C)Product CharacteristicsDimensions mm (inches)PackagingPart Numbering System6.86(.270")3.15(.124")2.95(.116")1.96(.077")2.69 ± .25(.106")2.69 ± .25(.106")1.45(.057")6.10 ± .20(.240")Recommended pad layoutF7 APackaging OptionPackaging SpecificationQuantityQuantity & Packaging Code12mm Tape and ReelEIA RS-481-2 (IEC 286, part 3)5000NR12mm Tape and ReelEIA RS-481-2 (IEC 286, part 3)1000MR0451 001. M R LSeriesAmp CodeQuantity codePackaging codeRefer to Electrical characteristics tableM = 1000 pcsN = 5000 pcsR = Tape and ReelL-RoHS Compliant & Halogen Free (Gold Plated Caps)451 = Gold / Sn-dipped Silver Plated Caps453 = Silver Plated CapsNote: “L” suffix applies to 451 series only- 453 series is available only as RoHS compliant version and does not require “L” suffix. Please do not include “L” suffix within 453 series ordering instructions.SN-RoHS Compliant & Halogen Free (Sn-dipped Caps)Disclaimer Notice - Littelfuse products are not designed for, and shall not be used for, any purpose (including, without limitation, automotive, military, aerospace, medical, life-saving, life-sustaining or nuclear facility applications, devices intended for surgical implant into the body, or any other application in which the failure or lack of desired operation of the product may result in personal injury, death, or property damage) other than those expressly set forth in applicable Littelfuse product documentation. Warranties granted by Littelfuse shall be deemed void for products used for any purpose not expressly set forth in applicable Littelfuse documentation. Littelfuse shall not be liable for any claims or damages arising out of products used in applications not expressly intended by Littelfuse as set forth in applicable Littelfuse documentation. The sale and use of Littelfuse products is subject to Littelfuse Terms and Conditions of Sale, unless otherwise agreed by Littelfuse. Information furnished is believed to be accurate and reliable. However, users should independently evaluate the suitability of and test each product selected for their own applications. Littelfuse products are not designed for, and may not be used in, all applications. Read complete Disclaimer Notice at www.littelfuse.com/disclaimer-electronics.
https://www.littelfuse.com/media?resourcetype=datasheets&itemid=533cd5cc-956c-4243-867f-6ab5a62f6ba1&filename=littelfuse_fuse_451_453_datasheet.pdf | fuses | Fuse Datasheet© 2023 Littelfuse, Inc.Specifications are subject to change without notice.Revised: GD. 09/18/231451/453 Series Very Fast-Acting FuseDescriptionThe Nano2® SMF Fuse is a very small, Wire-in-Air (WIA) square shape surface mount fuse that was designed for secondary side circuit over-current protection applications. These fuses are designed for PCB using surface mount technology.Agency ApprovalsAgencyAgency File NumberAmpere RangeE104806.3A - 20A298620.062A - 15AJ504467311A, 1.25A, 2A, 2.5A, 3.15A, 4A, 5A, 7A, 8A, 10A, 12A, 20APSENBK030205-E10480ANBK030205-E10480BNBK101105-E1846551A-1.6A2A-5A6.3A - 10AE104800.062A - 5ANA1A, 1.25A, 2A, 2.5A, 3.15A, 4A, 5A, 7A, 8A, 10A, 12A, 20ANA1A, 1.25A, 2A, 2.5A, 3.15A, 4A, 5A, 7A, 8A, 10A, 12A, 20AElectrical Characteristics for SeriesFeatures & Benefits ■ Very fast-acting ■ Small size ■ Wide range of current rating available (0.062A to 20A) ■ Wide operating temperature range ■ RoHS compliant and Halogen Free ■ UL Listed and Recognized to UL/CSA/NMX UL 248-1 and UL/CSA/NMX UL 248-14 (see Agency Approvals) ■ Conforms to DENAN’s Appendix 3 ■ Conforms to IEC/EN 60127-1 and IEC/EN 60127-7% of Ampere RatingAmpere RatingOpening Time100%0.062 – 204 hours, Minimum200%0.062 – 105 sec., Maximum12 – 2020 sec., MaximumRoHSPSEApplications ■ Notebook PC ■ LCD/PDP TV ■ LCD monitor ■ LCD/PDP panel ■ LCD backlight inverter ■ Portable DVD player ■ Power supply ■ Networking ■ PC server ■ Cooling fan system ■ Storage system ■ Telecom system ■ Wireless basestation ■ White goods ■ Game console ■ Office Automation equipment ■ Battery charging circuit protection ■ Industrial equipmentResources451 SeriesAccessories451 SeriesSamples451 SeriesAdditional InformationResources453 SeriesAccessories453 SeriesSamples453 SeriesFuse Datasheet© 2023 Littelfuse, Inc.Specifications are subject to change without notice.Revised: GD. 09/18/232451/453 Series Very Fast-Acting FuseElectrical Specifications by ItemAmpere Rating(A)Amp CodeMaxVoltage Rating (V)InterruptingRatingNominal Cold Resistance (Ohms)Nominal Melting I2t (A2sec)Agency ApprovalsPSE.062.06212550A @125VAC/VDC300A @32VDCPSE: 100A @100VAC5.50000.00019-x-x--x.080.0801254.05000.00033-x-x--x.100.1001253.10000.00138-x-x--x.125.1251251.70000.00286-x-x--x.160.1601251.21570.0048-x-x--x.200.2001250.83720.0089-x-x--x.250.2501250.57650.0158-x-x--x.315.3151250.39180.0311-x-x--x.375.3751250.45410.0442-x-x--x.400.4001250.42330.0551-x-x--x.500.5001250.30460.0824-x-x--x.630.6301250.20220.1381-x-x--x.750.7501250.14440.2143-x-x--x.800.8001250.13550.2654-x-x--x1.00001.1250.07800.6029-xxxxxx1.251.251250.07800.664-xxxxxx1.5001.51250.06300.853-xxx--x1.6001.61250.05801.060-xxx--x2.00002.12550A @125VAC/VDC10,000A @75VDC300A @32VDCPSE: 100A @100VAC0.03670.530-xxxxxx2.5002.51250.02861.029-xxxxxx3.00003.1250.02271.650-xxx--x3.153.151250.02151.920-xxxxxx3.5003.51250.02002.469-xxx--x4.00004.1250.01603.152-xxxxxx5.00005.1250.01255.566-xxxxxx6.3006.312550A @125VAC/VDC 400A @32VDCPSE: 100A @100VAC0.00969.170xxx---x7.00007.1250.009010.32xxx-xxx8.00008.1250.007720.23xxx-xxx10.0010.12535A @125 VAC/50A @125 VDC400A @32 VDCPSE: 100A @100VAC0.005626.46xxx-xxx12.0012.65150A @65VDC100A @65VAC400A @32VDC0.004947.97xx--xxx15.0015.650.003797.82xx----x20.0020.650.00244154x---xxxNotes: - l2t calculated at 8ms. - Resistance is measured at 10% of rated current, 25ºCFuse Datasheet© 2023 Littelfuse, Inc.Specifications are subject to change without notice.Revised: GD. 09/18/233451/453 Series Very Fast-Acting Fuse0.0010.010.11101000.010.1110100100010000TIME IN SECONDSCURRENT IN AMPSFast Acting Series TC Curve 8A10A12A5A6.3A7A15A3.5A3.15A3A4A2.5A2A1.5A1.25A1A800mA750mA630mA500mA375mA400mA315mA250mA200mA100mA125mA160mA80mA62mA1.6A20AAverage Time Current CurvesReflow ConditionPb – Free assemblyPre Heat- Temperature Min (Ts(min))150°C - Temperature Max (Ts(max))200°C- Time (Min to Max) (ts)60 – 180 secsAverage ramp up rate (Liquidus Temp (TL) to peak 5°C/second max.TS(max) to TL - Ramp-up Rate5°C/second max.Reflow- Temperature (TL) (Liquidus)217°C - Temperature (tL)60 – 150 secondsPeak Temperature (TP)260+0/–5 °CTime within 5°C of actual peak Temperature (tp)20 – 40 secondsRamp-down Rate5°C/second max.Time 25°C to peak Temperature (TP)8 minutes max.Do not exceed260°CSoldering ParametersTemperature Re-rating CurveNote:1. Rerating depicted in this curve is in addition to the standard derating of 25% for continuous operation.Wave Soldering Parameters260°C Peak Temperature, 10 seconds max.TimeTemperatureTPTLTS(max)TS(min)25tPtLtStime to peak temperature(t 25ºC to peak)Ramp-downRamp-upPreheatCritical ZoneTL to TPFuse Datasheet© 2023 Littelfuse, Inc.Specifications are subject to change without notice.Revised: GD. 09/18/234451/453 Series Very Fast-Acting FuseMaterialsBody: CeramicTerminations:Gold-Plated Caps / Sn-dipped Silver Plated Caps (451 RoHS/HF series)Silver-plated Caps (451MR RoHS ratings below 375mA and 453 RoHS Series)Product MarkingBrand, Ampere RatingOperating Temperature–55°C to 125°CMoisture Sensitivity LevelLevel 1, J-STD-020SolderabilityMIL-STD-202, Method 208Insulation Resistance (after Opening)MIL-STD-202, Method 302, Test Condition A (10,000 ohms minimum)Thermal ShockMIL-STD-202, Method 107, Test Condition B, 5 cycles, -65°C / +125°C, 15 minutes @ each extremeMechanical ShockMIL-STD-202, Method 213, Test I: Deenergized. 100G’s pk amplitude, sawtooth wave 6ms duration, 3 cycles XYZ+xyz = 18 shocksVibrationMIL-STD-202, Method 201: 0.03” amplitude, 10-55 Hz in 1 min. 2hrs each XYZ=6hrsMoisture ResistanceMIL-STD-202, Method 106, 10 cyclesSalt SprayMIL-STD-202, Method 101, Test Condition B (48hrs)Resistance to Soldering HeatMIL-STD-202, Method 210, Test condition B (10 sec at 260°C)Product CharacteristicsDimensions mm (inches)PackagingPart Numbering System6.86(.270")3.15(.124")2.95(.116")1.96(.077")2.69 ± .25(.106")2.69 ± .25(.106")1.45(.057")6.10 ± .20(.240")Recommended pad layoutF7 APackaging OptionPackaging SpecificationQuantityQuantity & Packaging Code12mm Tape and ReelEIA RS-481-2 (IEC 286, part 3)5000NR12mm Tape and ReelEIA RS-481-2 (IEC 286, part 3)1000MR0451 001. M R LSeriesAmp CodeQuantity codePackaging codeRefer to Electrical characteristics tableM = 1000 pcsN = 5000 pcsR = Tape and ReelL-RoHS Compliant & Halogen Free (Gold Plated Caps)451 = Gold / Sn-dipped Silver Plated Caps453 = Silver Plated CapsNote: “L” suffix applies to 451 series only- 453 series is available only as RoHS compliant version and does not require “L” suffix. Please do not include “L” suffix within 453 series ordering instructions.SN-RoHS Compliant & Halogen Free (Sn-dipped Caps)Disclaimer Notice - Littelfuse products are not designed for, and shall not be used for, any purpose (including, without limitation, automotive, military, aerospace, medical, life-saving, life-sustaining or nuclear facility applications, devices intended for surgical implant into the body, or any other application in which the failure or lack of desired operation of the product may result in personal injury, death, or property damage) other than those expressly set forth in applicable Littelfuse product documentation. Warranties granted by Littelfuse shall be deemed void for products used for any purpose not expressly set forth in applicable Littelfuse documentation. Littelfuse shall not be liable for any claims or damages arising out of products used in applications not expressly intended by Littelfuse as set forth in applicable Littelfuse documentation. The sale and use of Littelfuse products is subject to Littelfuse Terms and Conditions of Sale, unless otherwise agreed by Littelfuse. Information furnished is believed to be accurate and reliable. However, users should independently evaluate the suitability of and test each product selected for their own applications. Littelfuse products are not designed for, and may not be used in, all applications. Read complete Disclaimer Notice at www.littelfuse.com/disclaimer-electronics.
https://www.littelfuse.com/media?resourcetype=datasheets&itemid=533cd5cc-956c-4243-867f-6ab5a62f6ba1&filename=littelfuse_fuse_451_453_datasheet.pdf | fuses | Fuse Datasheet© 2023 Littelfuse, Inc.Specifications are subject to change without notice.Revised: GD. 09/18/231451/453 Series Very Fast-Acting FuseDescriptionThe Nano2® SMF Fuse is a very small, Wire-in-Air (WIA) square shape surface mount fuse that was designed for secondary side circuit over-current protection applications. These fuses are designed for PCB using surface mount technology.Agency ApprovalsAgencyAgency File NumberAmpere RangeE104806.3A - 20A298620.062A - 15AJ504467311A, 1.25A, 2A, 2.5A, 3.15A, 4A, 5A, 7A, 8A, 10A, 12A, 20APSENBK030205-E10480ANBK030205-E10480BNBK101105-E1846551A-1.6A2A-5A6.3A - 10AE104800.062A - 5ANA1A, 1.25A, 2A, 2.5A, 3.15A, 4A, 5A, 7A, 8A, 10A, 12A, 20ANA1A, 1.25A, 2A, 2.5A, 3.15A, 4A, 5A, 7A, 8A, 10A, 12A, 20AElectrical Characteristics for SeriesFeatures & Benefits ■ Very fast-acting ■ Small size ■ Wide range of current rating available (0.062A to 20A) ■ Wide operating temperature range ■ RoHS compliant and Halogen Free ■ UL Listed and Recognized to UL/CSA/NMX UL 248-1 and UL/CSA/NMX UL 248-14 (see Agency Approvals) ■ Conforms to DENAN’s Appendix 3 ■ Conforms to IEC/EN 60127-1 and IEC/EN 60127-7% of Ampere RatingAmpere RatingOpening Time100%0.062 – 204 hours, Minimum200%0.062 – 105 sec., Maximum12 – 2020 sec., MaximumRoHSPSEApplications ■ Notebook PC ■ LCD/PDP TV ■ LCD monitor ■ LCD/PDP panel ■ LCD backlight inverter ■ Portable DVD player ■ Power supply ■ Networking ■ PC server ■ Cooling fan system ■ Storage system ■ Telecom system ■ Wireless basestation ■ White goods ■ Game console ■ Office Automation equipment ■ Battery charging circuit protection ■ Industrial equipmentResources451 SeriesAccessories451 SeriesSamples451 SeriesAdditional InformationResources453 SeriesAccessories453 SeriesSamples453 SeriesFuse Datasheet© 2023 Littelfuse, Inc.Specifications are subject to change without notice.Revised: GD. 09/18/232451/453 Series Very Fast-Acting FuseElectrical Specifications by ItemAmpere Rating(A)Amp CodeMaxVoltage Rating (V)InterruptingRatingNominal Cold Resistance (Ohms)Nominal Melting I2t (A2sec)Agency ApprovalsPSE.062.06212550A @125VAC/VDC300A @32VDCPSE: 100A @100VAC5.50000.00019-x-x--x.080.0801254.05000.00033-x-x--x.100.1001253.10000.00138-x-x--x.125.1251251.70000.00286-x-x--x.160.1601251.21570.0048-x-x--x.200.2001250.83720.0089-x-x--x.250.2501250.57650.0158-x-x--x.315.3151250.39180.0311-x-x--x.375.3751250.45410.0442-x-x--x.400.4001250.42330.0551-x-x--x.500.5001250.30460.0824-x-x--x.630.6301250.20220.1381-x-x--x.750.7501250.14440.2143-x-x--x.800.8001250.13550.2654-x-x--x1.00001.1250.07800.6029-xxxxxx1.251.251250.07800.664-xxxxxx1.5001.51250.06300.853-xxx--x1.6001.61250.05801.060-xxx--x2.00002.12550A @125VAC/VDC10,000A @75VDC300A @32VDCPSE: 100A @100VAC0.03670.530-xxxxxx2.5002.51250.02861.029-xxxxxx3.00003.1250.02271.650-xxx--x3.153.151250.02151.920-xxxxxx3.5003.51250.02002.469-xxx--x4.00004.1250.01603.152-xxxxxx5.00005.1250.01255.566-xxxxxx6.3006.312550A @125VAC/VDC 400A @32VDCPSE: 100A @100VAC0.00969.170xxx---x7.00007.1250.009010.32xxx-xxx8.00008.1250.007720.23xxx-xxx10.0010.12535A @125 VAC/50A @125 VDC400A @32 VDCPSE: 100A @100VAC0.005626.46xxx-xxx12.0012.65150A @65VDC100A @65VAC400A @32VDC0.004947.97xx--xxx15.0015.650.003797.82xx----x20.0020.650.00244154x---xxxNotes: - l2t calculated at 8ms. - Resistance is measured at 10% of rated current, 25ºCFuse Datasheet© 2023 Littelfuse, Inc.Specifications are subject to change without notice.Revised: GD. 09/18/233451/453 Series Very Fast-Acting Fuse0.0010.010.11101000.010.1110100100010000TIME IN SECONDSCURRENT IN AMPSFast Acting Series TC Curve 8A10A12A5A6.3A7A15A3.5A3.15A3A4A2.5A2A1.5A1.25A1A800mA750mA630mA500mA375mA400mA315mA250mA200mA100mA125mA160mA80mA62mA1.6A20AAverage Time Current CurvesReflow ConditionPb – Free assemblyPre Heat- Temperature Min (Ts(min))150°C - Temperature Max (Ts(max))200°C- Time (Min to Max) (ts)60 – 180 secsAverage ramp up rate (Liquidus Temp (TL) to peak 5°C/second max.TS(max) to TL - Ramp-up Rate5°C/second max.Reflow- Temperature (TL) (Liquidus)217°C - Temperature (tL)60 – 150 secondsPeak Temperature (TP)260+0/–5 °CTime within 5°C of actual peak Temperature (tp)20 – 40 secondsRamp-down Rate5°C/second max.Time 25°C to peak Temperature (TP)8 minutes max.Do not exceed260°CSoldering ParametersTemperature Re-rating CurveNote:1. Rerating depicted in this curve is in addition to the standard derating of 25% for continuous operation.Wave Soldering Parameters260°C Peak Temperature, 10 seconds max.TimeTemperatureTPTLTS(max)TS(min)25tPtLtStime to peak temperature(t 25ºC to peak)Ramp-downRamp-upPreheatCritical ZoneTL to TPFuse Datasheet© 2023 Littelfuse, Inc.Specifications are subject to change without notice.Revised: GD. 09/18/234451/453 Series Very Fast-Acting FuseMaterialsBody: CeramicTerminations:Gold-Plated Caps / Sn-dipped Silver Plated Caps (451 RoHS/HF series)Silver-plated Caps (451MR RoHS ratings below 375mA and 453 RoHS Series)Product MarkingBrand, Ampere RatingOperating Temperature–55°C to 125°CMoisture Sensitivity LevelLevel 1, J-STD-020SolderabilityMIL-STD-202, Method 208Insulation Resistance (after Opening)MIL-STD-202, Method 302, Test Condition A (10,000 ohms minimum)Thermal ShockMIL-STD-202, Method 107, Test Condition B, 5 cycles, -65°C / +125°C, 15 minutes @ each extremeMechanical ShockMIL-STD-202, Method 213, Test I: Deenergized. 100G’s pk amplitude, sawtooth wave 6ms duration, 3 cycles XYZ+xyz = 18 shocksVibrationMIL-STD-202, Method 201: 0.03” amplitude, 10-55 Hz in 1 min. 2hrs each XYZ=6hrsMoisture ResistanceMIL-STD-202, Method 106, 10 cyclesSalt SprayMIL-STD-202, Method 101, Test Condition B (48hrs)Resistance to Soldering HeatMIL-STD-202, Method 210, Test condition B (10 sec at 260°C)Product CharacteristicsDimensions mm (inches)PackagingPart Numbering System6.86(.270")3.15(.124")2.95(.116")1.96(.077")2.69 ± .25(.106")2.69 ± .25(.106")1.45(.057")6.10 ± .20(.240")Recommended pad layoutF7 APackaging OptionPackaging SpecificationQuantityQuantity & Packaging Code12mm Tape and ReelEIA RS-481-2 (IEC 286, part 3)5000NR12mm Tape and ReelEIA RS-481-2 (IEC 286, part 3)1000MR0451 001. M R LSeriesAmp CodeQuantity codePackaging codeRefer to Electrical characteristics tableM = 1000 pcsN = 5000 pcsR = Tape and ReelL-RoHS Compliant & Halogen Free (Gold Plated Caps)451 = Gold / Sn-dipped Silver Plated Caps453 = Silver Plated CapsNote: “L” suffix applies to 451 series only- 453 series is available only as RoHS compliant version and does not require “L” suffix. Please do not include “L” suffix within 453 series ordering instructions.SN-RoHS Compliant & Halogen Free (Sn-dipped Caps)Disclaimer Notice - Littelfuse products are not designed for, and shall not be used for, any purpose (including, without limitation, automotive, military, aerospace, medical, life-saving, life-sustaining or nuclear facility applications, devices intended for surgical implant into the body, or any other application in which the failure or lack of desired operation of the product may result in personal injury, death, or property damage) other than those expressly set forth in applicable Littelfuse product documentation. Warranties granted by Littelfuse shall be deemed void for products used for any purpose not expressly set forth in applicable Littelfuse documentation. Littelfuse shall not be liable for any claims or damages arising out of products used in applications not expressly intended by Littelfuse as set forth in applicable Littelfuse documentation. The sale and use of Littelfuse products is subject to Littelfuse Terms and Conditions of Sale, unless otherwise agreed by Littelfuse. Information furnished is believed to be accurate and reliable. However, users should independently evaluate the suitability of and test each product selected for their own applications. Littelfuse products are not designed for, and may not be used in, all applications. Read complete Disclaimer Notice at www.littelfuse.com/disclaimer-electronics.
https://www.littelfuse.com/media?resourcetype=datasheets&itemid=533cd5cc-956c-4243-867f-6ab5a62f6ba1&filename=littelfuse_fuse_451_453_datasheet.pdf | fuses | Fuse Datasheet© 2023 Littelfuse, Inc.Specifications are subject to change without notice.Revised: GD. 09/18/231451/453 Series Very Fast-Acting FuseDescriptionThe Nano2® SMF Fuse is a very small, Wire-in-Air (WIA) square shape surface mount fuse that was designed for secondary side circuit over-current protection applications. These fuses are designed for PCB using surface mount technology.Agency ApprovalsAgencyAgency File NumberAmpere RangeE104806.3A - 20A298620.062A - 15AJ504467311A, 1.25A, 2A, 2.5A, 3.15A, 4A, 5A, 7A, 8A, 10A, 12A, 20APSENBK030205-E10480ANBK030205-E10480BNBK101105-E1846551A-1.6A2A-5A6.3A - 10AE104800.062A - 5ANA1A, 1.25A, 2A, 2.5A, 3.15A, 4A, 5A, 7A, 8A, 10A, 12A, 20ANA1A, 1.25A, 2A, 2.5A, 3.15A, 4A, 5A, 7A, 8A, 10A, 12A, 20AElectrical Characteristics for SeriesFeatures & Benefits ■ Very fast-acting ■ Small size ■ Wide range of current rating available (0.062A to 20A) ■ Wide operating temperature range ■ RoHS compliant and Halogen Free ■ UL Listed and Recognized to UL/CSA/NMX UL 248-1 and UL/CSA/NMX UL 248-14 (see Agency Approvals) ■ Conforms to DENAN’s Appendix 3 ■ Conforms to IEC/EN 60127-1 and IEC/EN 60127-7% of Ampere RatingAmpere RatingOpening Time100%0.062 – 204 hours, Minimum200%0.062 – 105 sec., Maximum12 – 2020 sec., MaximumRoHSPSEApplications ■ Notebook PC ■ LCD/PDP TV ■ LCD monitor ■ LCD/PDP panel ■ LCD backlight inverter ■ Portable DVD player ■ Power supply ■ Networking ■ PC server ■ Cooling fan system ■ Storage system ■ Telecom system ■ Wireless basestation ■ White goods ■ Game console ■ Office Automation equipment ■ Battery charging circuit protection ■ Industrial equipmentResources451 SeriesAccessories451 SeriesSamples451 SeriesAdditional InformationResources453 SeriesAccessories453 SeriesSamples453 SeriesFuse Datasheet© 2023 Littelfuse, Inc.Specifications are subject to change without notice.Revised: GD. 09/18/232451/453 Series Very Fast-Acting FuseElectrical Specifications by ItemAmpere Rating(A)Amp CodeMaxVoltage Rating (V)InterruptingRatingNominal Cold Resistance (Ohms)Nominal Melting I2t (A2sec)Agency ApprovalsPSE.062.06212550A @125VAC/VDC300A @32VDCPSE: 100A @100VAC5.50000.00019-x-x--x.080.0801254.05000.00033-x-x--x.100.1001253.10000.00138-x-x--x.125.1251251.70000.00286-x-x--x.160.1601251.21570.0048-x-x--x.200.2001250.83720.0089-x-x--x.250.2501250.57650.0158-x-x--x.315.3151250.39180.0311-x-x--x.375.3751250.45410.0442-x-x--x.400.4001250.42330.0551-x-x--x.500.5001250.30460.0824-x-x--x.630.6301250.20220.1381-x-x--x.750.7501250.14440.2143-x-x--x.800.8001250.13550.2654-x-x--x1.00001.1250.07800.6029-xxxxxx1.251.251250.07800.664-xxxxxx1.5001.51250.06300.853-xxx--x1.6001.61250.05801.060-xxx--x2.00002.12550A @125VAC/VDC10,000A @75VDC300A @32VDCPSE: 100A @100VAC0.03670.530-xxxxxx2.5002.51250.02861.029-xxxxxx3.00003.1250.02271.650-xxx--x3.153.151250.02151.920-xxxxxx3.5003.51250.02002.469-xxx--x4.00004.1250.01603.152-xxxxxx5.00005.1250.01255.566-xxxxxx6.3006.312550A @125VAC/VDC 400A @32VDCPSE: 100A @100VAC0.00969.170xxx---x7.00007.1250.009010.32xxx-xxx8.00008.1250.007720.23xxx-xxx10.0010.12535A @125 VAC/50A @125 VDC400A @32 VDCPSE: 100A @100VAC0.005626.46xxx-xxx12.0012.65150A @65VDC100A @65VAC400A @32VDC0.004947.97xx--xxx15.0015.650.003797.82xx----x20.0020.650.00244154x---xxxNotes: - l2t calculated at 8ms. - Resistance is measured at 10% of rated current, 25ºCFuse Datasheet© 2023 Littelfuse, Inc.Specifications are subject to change without notice.Revised: GD. 09/18/233451/453 Series Very Fast-Acting Fuse0.0010.010.11101000.010.1110100100010000TIME IN SECONDSCURRENT IN AMPSFast Acting Series TC Curve 8A10A12A5A6.3A7A15A3.5A3.15A3A4A2.5A2A1.5A1.25A1A800mA750mA630mA500mA375mA400mA315mA250mA200mA100mA125mA160mA80mA62mA1.6A20AAverage Time Current CurvesReflow ConditionPb – Free assemblyPre Heat- Temperature Min (Ts(min))150°C - Temperature Max (Ts(max))200°C- Time (Min to Max) (ts)60 – 180 secsAverage ramp up rate (Liquidus Temp (TL) to peak 5°C/second max.TS(max) to TL - Ramp-up Rate5°C/second max.Reflow- Temperature (TL) (Liquidus)217°C - Temperature (tL)60 – 150 secondsPeak Temperature (TP)260+0/–5 °CTime within 5°C of actual peak Temperature (tp)20 – 40 secondsRamp-down Rate5°C/second max.Time 25°C to peak Temperature (TP)8 minutes max.Do not exceed260°CSoldering ParametersTemperature Re-rating CurveNote:1. Rerating depicted in this curve is in addition to the standard derating of 25% for continuous operation.Wave Soldering Parameters260°C Peak Temperature, 10 seconds max.TimeTemperatureTPTLTS(max)TS(min)25tPtLtStime to peak temperature(t 25ºC to peak)Ramp-downRamp-upPreheatCritical ZoneTL to TPFuse Datasheet© 2023 Littelfuse, Inc.Specifications are subject to change without notice.Revised: GD. 09/18/234451/453 Series Very Fast-Acting FuseMaterialsBody: CeramicTerminations:Gold-Plated Caps / Sn-dipped Silver Plated Caps (451 RoHS/HF series)Silver-plated Caps (451MR RoHS ratings below 375mA and 453 RoHS Series)Product MarkingBrand, Ampere RatingOperating Temperature–55°C to 125°CMoisture Sensitivity LevelLevel 1, J-STD-020SolderabilityMIL-STD-202, Method 208Insulation Resistance (after Opening)MIL-STD-202, Method 302, Test Condition A (10,000 ohms minimum)Thermal ShockMIL-STD-202, Method 107, Test Condition B, 5 cycles, -65°C / +125°C, 15 minutes @ each extremeMechanical ShockMIL-STD-202, Method 213, Test I: Deenergized. 100G’s pk amplitude, sawtooth wave 6ms duration, 3 cycles XYZ+xyz = 18 shocksVibrationMIL-STD-202, Method 201: 0.03” amplitude, 10-55 Hz in 1 min. 2hrs each XYZ=6hrsMoisture ResistanceMIL-STD-202, Method 106, 10 cyclesSalt SprayMIL-STD-202, Method 101, Test Condition B (48hrs)Resistance to Soldering HeatMIL-STD-202, Method 210, Test condition B (10 sec at 260°C)Product CharacteristicsDimensions mm (inches)PackagingPart Numbering System6.86(.270")3.15(.124")2.95(.116")1.96(.077")2.69 ± .25(.106")2.69 ± .25(.106")1.45(.057")6.10 ± .20(.240")Recommended pad layoutF7 APackaging OptionPackaging SpecificationQuantityQuantity & Packaging Code12mm Tape and ReelEIA RS-481-2 (IEC 286, part 3)5000NR12mm Tape and ReelEIA RS-481-2 (IEC 286, part 3)1000MR0451 001. M R LSeriesAmp CodeQuantity codePackaging codeRefer to Electrical characteristics tableM = 1000 pcsN = 5000 pcsR = Tape and ReelL-RoHS Compliant & Halogen Free (Gold Plated Caps)451 = Gold / Sn-dipped Silver Plated Caps453 = Silver Plated CapsNote: “L” suffix applies to 451 series only- 453 series is available only as RoHS compliant version and does not require “L” suffix. Please do not include “L” suffix within 453 series ordering instructions.SN-RoHS Compliant & Halogen Free (Sn-dipped Caps)Disclaimer Notice - Littelfuse products are not designed for, and shall not be used for, any purpose (including, without limitation, automotive, military, aerospace, medical, life-saving, life-sustaining or nuclear facility applications, devices intended for surgical implant into the body, or any other application in which the failure or lack of desired operation of the product may result in personal injury, death, or property damage) other than those expressly set forth in applicable Littelfuse product documentation. Warranties granted by Littelfuse shall be deemed void for products used for any purpose not expressly set forth in applicable Littelfuse documentation. Littelfuse shall not be liable for any claims or damages arising out of products used in applications not expressly intended by Littelfuse as set forth in applicable Littelfuse documentation. The sale and use of Littelfuse products is subject to Littelfuse Terms and Conditions of Sale, unless otherwise agreed by Littelfuse. Information furnished is believed to be accurate and reliable. However, users should independently evaluate the suitability of and test each product selected for their own applications. Littelfuse products are not designed for, and may not be used in, all applications. Read complete Disclaimer Notice at www.littelfuse.com/disclaimer-electronics.
https://www.littelfuse.com/media?resourcetype=datasheets&itemid=533cd5cc-956c-4243-867f-6ab5a62f6ba1&filename=littelfuse_fuse_451_453_datasheet.pdf | fuses | Fuse Datasheet© 2023 Littelfuse, Inc.Specifications are subject to change without notice.Revised: GD. 09/18/231451/453 Series Very Fast-Acting FuseDescriptionThe Nano2® SMF Fuse is a very small, Wire-in-Air (WIA) square shape surface mount fuse that was designed for secondary side circuit over-current protection applications. These fuses are designed for PCB using surface mount technology.Agency ApprovalsAgencyAgency File NumberAmpere RangeE104806.3A - 20A298620.062A - 15AJ504467311A, 1.25A, 2A, 2.5A, 3.15A, 4A, 5A, 7A, 8A, 10A, 12A, 20APSENBK030205-E10480ANBK030205-E10480BNBK101105-E1846551A-1.6A2A-5A6.3A - 10AE104800.062A - 5ANA1A, 1.25A, 2A, 2.5A, 3.15A, 4A, 5A, 7A, 8A, 10A, 12A, 20ANA1A, 1.25A, 2A, 2.5A, 3.15A, 4A, 5A, 7A, 8A, 10A, 12A, 20AElectrical Characteristics for SeriesFeatures & Benefits ■ Very fast-acting ■ Small size ■ Wide range of current rating available (0.062A to 20A) ■ Wide operating temperature range ■ RoHS compliant and Halogen Free ■ UL Listed and Recognized to UL/CSA/NMX UL 248-1 and UL/CSA/NMX UL 248-14 (see Agency Approvals) ■ Conforms to DENAN’s Appendix 3 ■ Conforms to IEC/EN 60127-1 and IEC/EN 60127-7% of Ampere RatingAmpere RatingOpening Time100%0.062 – 204 hours, Minimum200%0.062 – 105 sec., Maximum12 – 2020 sec., MaximumRoHSPSEApplications ■ Notebook PC ■ LCD/PDP TV ■ LCD monitor ■ LCD/PDP panel ■ LCD backlight inverter ■ Portable DVD player ■ Power supply ■ Networking ■ PC server ■ Cooling fan system ■ Storage system ■ Telecom system ■ Wireless basestation ■ White goods ■ Game console ■ Office Automation equipment ■ Battery charging circuit protection ■ Industrial equipmentResources451 SeriesAccessories451 SeriesSamples451 SeriesAdditional InformationResources453 SeriesAccessories453 SeriesSamples453 SeriesFuse Datasheet© 2023 Littelfuse, Inc.Specifications are subject to change without notice.Revised: GD. 09/18/232451/453 Series Very Fast-Acting FuseElectrical Specifications by ItemAmpere Rating(A)Amp CodeMaxVoltage Rating (V)InterruptingRatingNominal Cold Resistance (Ohms)Nominal Melting I2t (A2sec)Agency ApprovalsPSE.062.06212550A @125VAC/VDC300A @32VDCPSE: 100A @100VAC5.50000.00019-x-x--x.080.0801254.05000.00033-x-x--x.100.1001253.10000.00138-x-x--x.125.1251251.70000.00286-x-x--x.160.1601251.21570.0048-x-x--x.200.2001250.83720.0089-x-x--x.250.2501250.57650.0158-x-x--x.315.3151250.39180.0311-x-x--x.375.3751250.45410.0442-x-x--x.400.4001250.42330.0551-x-x--x.500.5001250.30460.0824-x-x--x.630.6301250.20220.1381-x-x--x.750.7501250.14440.2143-x-x--x.800.8001250.13550.2654-x-x--x1.00001.1250.07800.6029-xxxxxx1.251.251250.07800.664-xxxxxx1.5001.51250.06300.853-xxx--x1.6001.61250.05801.060-xxx--x2.00002.12550A @125VAC/VDC10,000A @75VDC300A @32VDCPSE: 100A @100VAC0.03670.530-xxxxxx2.5002.51250.02861.029-xxxxxx3.00003.1250.02271.650-xxx--x3.153.151250.02151.920-xxxxxx3.5003.51250.02002.469-xxx--x4.00004.1250.01603.152-xxxxxx5.00005.1250.01255.566-xxxxxx6.3006.312550A @125VAC/VDC 400A @32VDCPSE: 100A @100VAC0.00969.170xxx---x7.00007.1250.009010.32xxx-xxx8.00008.1250.007720.23xxx-xxx10.0010.12535A @125 VAC/50A @125 VDC400A @32 VDCPSE: 100A @100VAC0.005626.46xxx-xxx12.0012.65150A @65VDC100A @65VAC400A @32VDC0.004947.97xx--xxx15.0015.650.003797.82xx----x20.0020.650.00244154x---xxxNotes: - l2t calculated at 8ms. - Resistance is measured at 10% of rated current, 25ºCFuse Datasheet© 2023 Littelfuse, Inc.Specifications are subject to change without notice.Revised: GD. 09/18/233451/453 Series Very Fast-Acting Fuse0.0010.010.11101000.010.1110100100010000TIME IN SECONDSCURRENT IN AMPSFast Acting Series TC Curve 8A10A12A5A6.3A7A15A3.5A3.15A3A4A2.5A2A1.5A1.25A1A800mA750mA630mA500mA375mA400mA315mA250mA200mA100mA125mA160mA80mA62mA1.6A20AAverage Time Current CurvesReflow ConditionPb – Free assemblyPre Heat- Temperature Min (Ts(min))150°C - Temperature Max (Ts(max))200°C- Time (Min to Max) (ts)60 – 180 secsAverage ramp up rate (Liquidus Temp (TL) to peak 5°C/second max.TS(max) to TL - Ramp-up Rate5°C/second max.Reflow- Temperature (TL) (Liquidus)217°C - Temperature (tL)60 – 150 secondsPeak Temperature (TP)260+0/–5 °CTime within 5°C of actual peak Temperature (tp)20 – 40 secondsRamp-down Rate5°C/second max.Time 25°C to peak Temperature (TP)8 minutes max.Do not exceed260°CSoldering ParametersTemperature Re-rating CurveNote:1. Rerating depicted in this curve is in addition to the standard derating of 25% for continuous operation.Wave Soldering Parameters260°C Peak Temperature, 10 seconds max.TimeTemperatureTPTLTS(max)TS(min)25tPtLtStime to peak temperature(t 25ºC to peak)Ramp-downRamp-upPreheatCritical ZoneTL to TPFuse Datasheet© 2023 Littelfuse, Inc.Specifications are subject to change without notice.Revised: GD. 09/18/234451/453 Series Very Fast-Acting FuseMaterialsBody: CeramicTerminations:Gold-Plated Caps / Sn-dipped Silver Plated Caps (451 RoHS/HF series)Silver-plated Caps (451MR RoHS ratings below 375mA and 453 RoHS Series)Product MarkingBrand, Ampere RatingOperating Temperature–55°C to 125°CMoisture Sensitivity LevelLevel 1, J-STD-020SolderabilityMIL-STD-202, Method 208Insulation Resistance (after Opening)MIL-STD-202, Method 302, Test Condition A (10,000 ohms minimum)Thermal ShockMIL-STD-202, Method 107, Test Condition B, 5 cycles, -65°C / +125°C, 15 minutes @ each extremeMechanical ShockMIL-STD-202, Method 213, Test I: Deenergized. 100G’s pk amplitude, sawtooth wave 6ms duration, 3 cycles XYZ+xyz = 18 shocksVibrationMIL-STD-202, Method 201: 0.03” amplitude, 10-55 Hz in 1 min. 2hrs each XYZ=6hrsMoisture ResistanceMIL-STD-202, Method 106, 10 cyclesSalt SprayMIL-STD-202, Method 101, Test Condition B (48hrs)Resistance to Soldering HeatMIL-STD-202, Method 210, Test condition B (10 sec at 260°C)Product CharacteristicsDimensions mm (inches)PackagingPart Numbering System6.86(.270")3.15(.124")2.95(.116")1.96(.077")2.69 ± .25(.106")2.69 ± .25(.106")1.45(.057")6.10 ± .20(.240")Recommended pad layoutF7 APackaging OptionPackaging SpecificationQuantityQuantity & Packaging Code12mm Tape and ReelEIA RS-481-2 (IEC 286, part 3)5000NR12mm Tape and ReelEIA RS-481-2 (IEC 286, part 3)1000MR0451 001. M R LSeriesAmp CodeQuantity codePackaging codeRefer to Electrical characteristics tableM = 1000 pcsN = 5000 pcsR = Tape and ReelL-RoHS Compliant & Halogen Free (Gold Plated Caps)451 = Gold / Sn-dipped Silver Plated Caps453 = Silver Plated CapsNote: “L” suffix applies to 451 series only- 453 series is available only as RoHS compliant version and does not require “L” suffix. Please do not include “L” suffix within 453 series ordering instructions.SN-RoHS Compliant & Halogen Free (Sn-dipped Caps)Disclaimer Notice - Littelfuse products are not designed for, and shall not be used for, any purpose (including, without limitation, automotive, military, aerospace, medical, life-saving, life-sustaining or nuclear facility applications, devices intended for surgical implant into the body, or any other application in which the failure or lack of desired operation of the product may result in personal injury, death, or property damage) other than those expressly set forth in applicable Littelfuse product documentation. Warranties granted by Littelfuse shall be deemed void for products used for any purpose not expressly set forth in applicable Littelfuse documentation. Littelfuse shall not be liable for any claims or damages arising out of products used in applications not expressly intended by Littelfuse as set forth in applicable Littelfuse documentation. The sale and use of Littelfuse products is subject to Littelfuse Terms and Conditions of Sale, unless otherwise agreed by Littelfuse. Information furnished is believed to be accurate and reliable. However, users should independently evaluate the suitability of and test each product selected for their own applications. Littelfuse products are not designed for, and may not be used in, all applications. Read complete Disclaimer Notice at www.littelfuse.com/disclaimer-electronics.
https://www.littelfuse.com/media?resourcetype=datasheets&itemid=533cd5cc-956c-4243-867f-6ab5a62f6ba1&filename=littelfuse_fuse_451_453_datasheet.pdf | fuses | Fuse Datasheet© 2023 Littelfuse, Inc.Specifications are subject to change without notice.Revised: GD. 09/18/231451/453 Series Very Fast-Acting FuseDescriptionThe Nano2® SMF Fuse is a very small, Wire-in-Air (WIA) square shape surface mount fuse that was designed for secondary side circuit over-current protection applications. These fuses are designed for PCB using surface mount technology.Agency ApprovalsAgencyAgency File NumberAmpere RangeE104806.3A - 20A298620.062A - 15AJ504467311A, 1.25A, 2A, 2.5A, 3.15A, 4A, 5A, 7A, 8A, 10A, 12A, 20APSENBK030205-E10480ANBK030205-E10480BNBK101105-E1846551A-1.6A2A-5A6.3A - 10AE104800.062A - 5ANA1A, 1.25A, 2A, 2.5A, 3.15A, 4A, 5A, 7A, 8A, 10A, 12A, 20ANA1A, 1.25A, 2A, 2.5A, 3.15A, 4A, 5A, 7A, 8A, 10A, 12A, 20AElectrical Characteristics for SeriesFeatures & Benefits ■ Very fast-acting ■ Small size ■ Wide range of current rating available (0.062A to 20A) ■ Wide operating temperature range ■ RoHS compliant and Halogen Free ■ UL Listed and Recognized to UL/CSA/NMX UL 248-1 and UL/CSA/NMX UL 248-14 (see Agency Approvals) ■ Conforms to DENAN’s Appendix 3 ■ Conforms to IEC/EN 60127-1 and IEC/EN 60127-7% of Ampere RatingAmpere RatingOpening Time100%0.062 – 204 hours, Minimum200%0.062 – 105 sec., Maximum12 – 2020 sec., MaximumRoHSPSEApplications ■ Notebook PC ■ LCD/PDP TV ■ LCD monitor ■ LCD/PDP panel ■ LCD backlight inverter ■ Portable DVD player ■ Power supply ■ Networking ■ PC server ■ Cooling fan system ■ Storage system ■ Telecom system ■ Wireless basestation ■ White goods ■ Game console ■ Office Automation equipment ■ Battery charging circuit protection ■ Industrial equipmentResources451 SeriesAccessories451 SeriesSamples451 SeriesAdditional InformationResources453 SeriesAccessories453 SeriesSamples453 SeriesFuse Datasheet© 2023 Littelfuse, Inc.Specifications are subject to change without notice.Revised: GD. 09/18/232451/453 Series Very Fast-Acting FuseElectrical Specifications by ItemAmpere Rating(A)Amp CodeMaxVoltage Rating (V)InterruptingRatingNominal Cold Resistance (Ohms)Nominal Melting I2t (A2sec)Agency ApprovalsPSE.062.06212550A @125VAC/VDC300A @32VDCPSE: 100A @100VAC5.50000.00019-x-x--x.080.0801254.05000.00033-x-x--x.100.1001253.10000.00138-x-x--x.125.1251251.70000.00286-x-x--x.160.1601251.21570.0048-x-x--x.200.2001250.83720.0089-x-x--x.250.2501250.57650.0158-x-x--x.315.3151250.39180.0311-x-x--x.375.3751250.45410.0442-x-x--x.400.4001250.42330.0551-x-x--x.500.5001250.30460.0824-x-x--x.630.6301250.20220.1381-x-x--x.750.7501250.14440.2143-x-x--x.800.8001250.13550.2654-x-x--x1.00001.1250.07800.6029-xxxxxx1.251.251250.07800.664-xxxxxx1.5001.51250.06300.853-xxx--x1.6001.61250.05801.060-xxx--x2.00002.12550A @125VAC/VDC10,000A @75VDC300A @32VDCPSE: 100A @100VAC0.03670.530-xxxxxx2.5002.51250.02861.029-xxxxxx3.00003.1250.02271.650-xxx--x3.153.151250.02151.920-xxxxxx3.5003.51250.02002.469-xxx--x4.00004.1250.01603.152-xxxxxx5.00005.1250.01255.566-xxxxxx6.3006.312550A @125VAC/VDC 400A @32VDCPSE: 100A @100VAC0.00969.170xxx---x7.00007.1250.009010.32xxx-xxx8.00008.1250.007720.23xxx-xxx10.0010.12535A @125 VAC/50A @125 VDC400A @32 VDCPSE: 100A @100VAC0.005626.46xxx-xxx12.0012.65150A @65VDC100A @65VAC400A @32VDC0.004947.97xx--xxx15.0015.650.003797.82xx----x20.0020.650.00244154x---xxxNotes: - l2t calculated at 8ms. - Resistance is measured at 10% of rated current, 25ºCFuse Datasheet© 2023 Littelfuse, Inc.Specifications are subject to change without notice.Revised: GD. 09/18/233451/453 Series Very Fast-Acting Fuse0.0010.010.11101000.010.1110100100010000TIME IN SECONDSCURRENT IN AMPSFast Acting Series TC Curve 8A10A12A5A6.3A7A15A3.5A3.15A3A4A2.5A2A1.5A1.25A1A800mA750mA630mA500mA375mA400mA315mA250mA200mA100mA125mA160mA80mA62mA1.6A20AAverage Time Current CurvesReflow ConditionPb – Free assemblyPre Heat- Temperature Min (Ts(min))150°C - Temperature Max (Ts(max))200°C- Time (Min to Max) (ts)60 – 180 secsAverage ramp up rate (Liquidus Temp (TL) to peak 5°C/second max.TS(max) to TL - Ramp-up Rate5°C/second max.Reflow- Temperature (TL) (Liquidus)217°C - Temperature (tL)60 – 150 secondsPeak Temperature (TP)260+0/–5 °CTime within 5°C of actual peak Temperature (tp)20 – 40 secondsRamp-down Rate5°C/second max.Time 25°C to peak Temperature (TP)8 minutes max.Do not exceed260°CSoldering ParametersTemperature Re-rating CurveNote:1. Rerating depicted in this curve is in addition to the standard derating of 25% for continuous operation.Wave Soldering Parameters260°C Peak Temperature, 10 seconds max.TimeTemperatureTPTLTS(max)TS(min)25tPtLtStime to peak temperature(t 25ºC to peak)Ramp-downRamp-upPreheatCritical ZoneTL to TPFuse Datasheet© 2023 Littelfuse, Inc.Specifications are subject to change without notice.Revised: GD. 09/18/234451/453 Series Very Fast-Acting FuseMaterialsBody: CeramicTerminations:Gold-Plated Caps / Sn-dipped Silver Plated Caps (451 RoHS/HF series)Silver-plated Caps (451MR RoHS ratings below 375mA and 453 RoHS Series)Product MarkingBrand, Ampere RatingOperating Temperature–55°C to 125°CMoisture Sensitivity LevelLevel 1, J-STD-020SolderabilityMIL-STD-202, Method 208Insulation Resistance (after Opening)MIL-STD-202, Method 302, Test Condition A (10,000 ohms minimum)Thermal ShockMIL-STD-202, Method 107, Test Condition B, 5 cycles, -65°C / +125°C, 15 minutes @ each extremeMechanical ShockMIL-STD-202, Method 213, Test I: Deenergized. 100G’s pk amplitude, sawtooth wave 6ms duration, 3 cycles XYZ+xyz = 18 shocksVibrationMIL-STD-202, Method 201: 0.03” amplitude, 10-55 Hz in 1 min. 2hrs each XYZ=6hrsMoisture ResistanceMIL-STD-202, Method 106, 10 cyclesSalt SprayMIL-STD-202, Method 101, Test Condition B (48hrs)Resistance to Soldering HeatMIL-STD-202, Method 210, Test condition B (10 sec at 260°C)Product CharacteristicsDimensions mm (inches)PackagingPart Numbering System6.86(.270")3.15(.124")2.95(.116")1.96(.077")2.69 ± .25(.106")2.69 ± .25(.106")1.45(.057")6.10 ± .20(.240")Recommended pad layoutF7 APackaging OptionPackaging SpecificationQuantityQuantity & Packaging Code12mm Tape and ReelEIA RS-481-2 (IEC 286, part 3)5000NR12mm Tape and ReelEIA RS-481-2 (IEC 286, part 3)1000MR0451 001. M R LSeriesAmp CodeQuantity codePackaging codeRefer to Electrical characteristics tableM = 1000 pcsN = 5000 pcsR = Tape and ReelL-RoHS Compliant & Halogen Free (Gold Plated Caps)451 = Gold / Sn-dipped Silver Plated Caps453 = Silver Plated CapsNote: “L” suffix applies to 451 series only- 453 series is available only as RoHS compliant version and does not require “L” suffix. Please do not include “L” suffix within 453 series ordering instructions.SN-RoHS Compliant & Halogen Free (Sn-dipped Caps)Disclaimer Notice - Littelfuse products are not designed for, and shall not be used for, any purpose (including, without limitation, automotive, military, aerospace, medical, life-saving, life-sustaining or nuclear facility applications, devices intended for surgical implant into the body, or any other application in which the failure or lack of desired operation of the product may result in personal injury, death, or property damage) other than those expressly set forth in applicable Littelfuse product documentation. Warranties granted by Littelfuse shall be deemed void for products used for any purpose not expressly set forth in applicable Littelfuse documentation. Littelfuse shall not be liable for any claims or damages arising out of products used in applications not expressly intended by Littelfuse as set forth in applicable Littelfuse documentation. The sale and use of Littelfuse products is subject to Littelfuse Terms and Conditions of Sale, unless otherwise agreed by Littelfuse. Information furnished is believed to be accurate and reliable. However, users should independently evaluate the suitability of and test each product selected for their own applications. Littelfuse products are not designed for, and may not be used in, all applications. Read complete Disclaimer Notice at www.littelfuse.com/disclaimer-electronics.
https://www.littelfuse.com/media?resourcetype=datasheets&itemid=533cd5cc-956c-4243-867f-6ab5a62f6ba1&filename=littelfuse_fuse_451_453_datasheet.pdf | fuses | Fuse Datasheet© 2023 Littelfuse, Inc.Specifications are subject to change without notice.Revised: GD. 09/18/231451/453 Series Very Fast-Acting FuseDescriptionThe Nano2® SMF Fuse is a very small, Wire-in-Air (WIA) square shape surface mount fuse that was designed for secondary side circuit over-current protection applications. These fuses are designed for PCB using surface mount technology.Agency ApprovalsAgencyAgency File NumberAmpere RangeE104806.3A - 20A298620.062A - 15AJ504467311A, 1.25A, 2A, 2.5A, 3.15A, 4A, 5A, 7A, 8A, 10A, 12A, 20APSENBK030205-E10480ANBK030205-E10480BNBK101105-E1846551A-1.6A2A-5A6.3A - 10AE104800.062A - 5ANA1A, 1.25A, 2A, 2.5A, 3.15A, 4A, 5A, 7A, 8A, 10A, 12A, 20ANA1A, 1.25A, 2A, 2.5A, 3.15A, 4A, 5A, 7A, 8A, 10A, 12A, 20AElectrical Characteristics for SeriesFeatures & Benefits ■ Very fast-acting ■ Small size ■ Wide range of current rating available (0.062A to 20A) ■ Wide operating temperature range ■ RoHS compliant and Halogen Free ■ UL Listed and Recognized to UL/CSA/NMX UL 248-1 and UL/CSA/NMX UL 248-14 (see Agency Approvals) ■ Conforms to DENAN’s Appendix 3 ■ Conforms to IEC/EN 60127-1 and IEC/EN 60127-7% of Ampere RatingAmpere RatingOpening Time100%0.062 – 204 hours, Minimum200%0.062 – 105 sec., Maximum12 – 2020 sec., MaximumRoHSPSEApplications ■ Notebook PC ■ LCD/PDP TV ■ LCD monitor ■ LCD/PDP panel ■ LCD backlight inverter ■ Portable DVD player ■ Power supply ■ Networking ■ PC server ■ Cooling fan system ■ Storage system ■ Telecom system ■ Wireless basestation ■ White goods ■ Game console ■ Office Automation equipment ■ Battery charging circuit protection ■ Industrial equipmentResources451 SeriesAccessories451 SeriesSamples451 SeriesAdditional InformationResources453 SeriesAccessories453 SeriesSamples453 SeriesFuse Datasheet© 2023 Littelfuse, Inc.Specifications are subject to change without notice.Revised: GD. 09/18/232451/453 Series Very Fast-Acting FuseElectrical Specifications by ItemAmpere Rating(A)Amp CodeMaxVoltage Rating (V)InterruptingRatingNominal Cold Resistance (Ohms)Nominal Melting I2t (A2sec)Agency ApprovalsPSE.062.06212550A @125VAC/VDC300A @32VDCPSE: 100A @100VAC5.50000.00019-x-x--x.080.0801254.05000.00033-x-x--x.100.1001253.10000.00138-x-x--x.125.1251251.70000.00286-x-x--x.160.1601251.21570.0048-x-x--x.200.2001250.83720.0089-x-x--x.250.2501250.57650.0158-x-x--x.315.3151250.39180.0311-x-x--x.375.3751250.45410.0442-x-x--x.400.4001250.42330.0551-x-x--x.500.5001250.30460.0824-x-x--x.630.6301250.20220.1381-x-x--x.750.7501250.14440.2143-x-x--x.800.8001250.13550.2654-x-x--x1.00001.1250.07800.6029-xxxxxx1.251.251250.07800.664-xxxxxx1.5001.51250.06300.853-xxx--x1.6001.61250.05801.060-xxx--x2.00002.12550A @125VAC/VDC10,000A @75VDC300A @32VDCPSE: 100A @100VAC0.03670.530-xxxxxx2.5002.51250.02861.029-xxxxxx3.00003.1250.02271.650-xxx--x3.153.151250.02151.920-xxxxxx3.5003.51250.02002.469-xxx--x4.00004.1250.01603.152-xxxxxx5.00005.1250.01255.566-xxxxxx6.3006.312550A @125VAC/VDC 400A @32VDCPSE: 100A @100VAC0.00969.170xxx---x7.00007.1250.009010.32xxx-xxx8.00008.1250.007720.23xxx-xxx10.0010.12535A @125 VAC/50A @125 VDC400A @32 VDCPSE: 100A @100VAC0.005626.46xxx-xxx12.0012.65150A @65VDC100A @65VAC400A @32VDC0.004947.97xx--xxx15.0015.650.003797.82xx----x20.0020.650.00244154x---xxxNotes: - l2t calculated at 8ms. - Resistance is measured at 10% of rated current, 25ºCFuse Datasheet© 2023 Littelfuse, Inc.Specifications are subject to change without notice.Revised: GD. 09/18/233451/453 Series Very Fast-Acting Fuse0.0010.010.11101000.010.1110100100010000TIME IN SECONDSCURRENT IN AMPSFast Acting Series TC Curve 8A10A12A5A6.3A7A15A3.5A3.15A3A4A2.5A2A1.5A1.25A1A800mA750mA630mA500mA375mA400mA315mA250mA200mA100mA125mA160mA80mA62mA1.6A20AAverage Time Current CurvesReflow ConditionPb – Free assemblyPre Heat- Temperature Min (Ts(min))150°C - Temperature Max (Ts(max))200°C- Time (Min to Max) (ts)60 – 180 secsAverage ramp up rate (Liquidus Temp (TL) to peak 5°C/second max.TS(max) to TL - Ramp-up Rate5°C/second max.Reflow- Temperature (TL) (Liquidus)217°C - Temperature (tL)60 – 150 secondsPeak Temperature (TP)260+0/–5 °CTime within 5°C of actual peak Temperature (tp)20 – 40 secondsRamp-down Rate5°C/second max.Time 25°C to peak Temperature (TP)8 minutes max.Do not exceed260°CSoldering ParametersTemperature Re-rating CurveNote:1. Rerating depicted in this curve is in addition to the standard derating of 25% for continuous operation.Wave Soldering Parameters260°C Peak Temperature, 10 seconds max.TimeTemperatureTPTLTS(max)TS(min)25tPtLtStime to peak temperature(t 25ºC to peak)Ramp-downRamp-upPreheatCritical ZoneTL to TPFuse Datasheet© 2023 Littelfuse, Inc.Specifications are subject to change without notice.Revised: GD. 09/18/234451/453 Series Very Fast-Acting FuseMaterialsBody: CeramicTerminations:Gold-Plated Caps / Sn-dipped Silver Plated Caps (451 RoHS/HF series)Silver-plated Caps (451MR RoHS ratings below 375mA and 453 RoHS Series)Product MarkingBrand, Ampere RatingOperating Temperature–55°C to 125°CMoisture Sensitivity LevelLevel 1, J-STD-020SolderabilityMIL-STD-202, Method 208Insulation Resistance (after Opening)MIL-STD-202, Method 302, Test Condition A (10,000 ohms minimum)Thermal ShockMIL-STD-202, Method 107, Test Condition B, 5 cycles, -65°C / +125°C, 15 minutes @ each extremeMechanical ShockMIL-STD-202, Method 213, Test I: Deenergized. 100G’s pk amplitude, sawtooth wave 6ms duration, 3 cycles XYZ+xyz = 18 shocksVibrationMIL-STD-202, Method 201: 0.03” amplitude, 10-55 Hz in 1 min. 2hrs each XYZ=6hrsMoisture ResistanceMIL-STD-202, Method 106, 10 cyclesSalt SprayMIL-STD-202, Method 101, Test Condition B (48hrs)Resistance to Soldering HeatMIL-STD-202, Method 210, Test condition B (10 sec at 260°C)Product CharacteristicsDimensions mm (inches)PackagingPart Numbering System6.86(.270")3.15(.124")2.95(.116")1.96(.077")2.69 ± .25(.106")2.69 ± .25(.106")1.45(.057")6.10 ± .20(.240")Recommended pad layoutF7 APackaging OptionPackaging SpecificationQuantityQuantity & Packaging Code12mm Tape and ReelEIA RS-481-2 (IEC 286, part 3)5000NR12mm Tape and ReelEIA RS-481-2 (IEC 286, part 3)1000MR0451 001. M R LSeriesAmp CodeQuantity codePackaging codeRefer to Electrical characteristics tableM = 1000 pcsN = 5000 pcsR = Tape and ReelL-RoHS Compliant & Halogen Free (Gold Plated Caps)451 = Gold / Sn-dipped Silver Plated Caps453 = Silver Plated CapsNote: “L” suffix applies to 451 series only- 453 series is available only as RoHS compliant version and does not require “L” suffix. Please do not include “L” suffix within 453 series ordering instructions.SN-RoHS Compliant & Halogen Free (Sn-dipped Caps)Disclaimer Notice - Littelfuse products are not designed for, and shall not be used for, any purpose (including, without limitation, automotive, military, aerospace, medical, life-saving, life-sustaining or nuclear facility applications, devices intended for surgical implant into the body, or any other application in which the failure or lack of desired operation of the product may result in personal injury, death, or property damage) other than those expressly set forth in applicable Littelfuse product documentation. Warranties granted by Littelfuse shall be deemed void for products used for any purpose not expressly set forth in applicable Littelfuse documentation. Littelfuse shall not be liable for any claims or damages arising out of products used in applications not expressly intended by Littelfuse as set forth in applicable Littelfuse documentation. The sale and use of Littelfuse products is subject to Littelfuse Terms and Conditions of Sale, unless otherwise agreed by Littelfuse. Information furnished is believed to be accurate and reliable. However, users should independently evaluate the suitability of and test each product selected for their own applications. Littelfuse products are not designed for, and may not be used in, all applications. Read complete Disclaimer Notice at www.littelfuse.com/disclaimer-electronics.
https://www.littelfuse.com/media?resourcetype=datasheets&itemid=533cd5cc-956c-4243-867f-6ab5a62f6ba1&filename=littelfuse_fuse_451_453_datasheet.pdf | fuses | Fuse Datasheet© 2023 Littelfuse, Inc.Specifications are subject to change without notice.Revised: GD. 09/18/231451/453 Series Very Fast-Acting FuseDescriptionThe Nano2® SMF Fuse is a very small, Wire-in-Air (WIA) square shape surface mount fuse that was designed for secondary side circuit over-current protection applications. These fuses are designed for PCB using surface mount technology.Agency ApprovalsAgencyAgency File NumberAmpere RangeE104806.3A - 20A298620.062A - 15AJ504467311A, 1.25A, 2A, 2.5A, 3.15A, 4A, 5A, 7A, 8A, 10A, 12A, 20APSENBK030205-E10480ANBK030205-E10480BNBK101105-E1846551A-1.6A2A-5A6.3A - 10AE104800.062A - 5ANA1A, 1.25A, 2A, 2.5A, 3.15A, 4A, 5A, 7A, 8A, 10A, 12A, 20ANA1A, 1.25A, 2A, 2.5A, 3.15A, 4A, 5A, 7A, 8A, 10A, 12A, 20AElectrical Characteristics for SeriesFeatures & Benefits ■ Very fast-acting ■ Small size ■ Wide range of current rating available (0.062A to 20A) ■ Wide operating temperature range ■ RoHS compliant and Halogen Free ■ UL Listed and Recognized to UL/CSA/NMX UL 248-1 and UL/CSA/NMX UL 248-14 (see Agency Approvals) ■ Conforms to DENAN’s Appendix 3 ■ Conforms to IEC/EN 60127-1 and IEC/EN 60127-7% of Ampere RatingAmpere RatingOpening Time100%0.062 – 204 hours, Minimum200%0.062 – 105 sec., Maximum12 – 2020 sec., MaximumRoHSPSEApplications ■ Notebook PC ■ LCD/PDP TV ■ LCD monitor ■ LCD/PDP panel ■ LCD backlight inverter ■ Portable DVD player ■ Power supply ■ Networking ■ PC server ■ Cooling fan system ■ Storage system ■ Telecom system ■ Wireless basestation ■ White goods ■ Game console ■ Office Automation equipment ■ Battery charging circuit protection ■ Industrial equipmentResources451 SeriesAccessories451 SeriesSamples451 SeriesAdditional InformationResources453 SeriesAccessories453 SeriesSamples453 SeriesFuse Datasheet© 2023 Littelfuse, Inc.Specifications are subject to change without notice.Revised: GD. 09/18/232451/453 Series Very Fast-Acting FuseElectrical Specifications by ItemAmpere Rating(A)Amp CodeMaxVoltage Rating (V)InterruptingRatingNominal Cold Resistance (Ohms)Nominal Melting I2t (A2sec)Agency ApprovalsPSE.062.06212550A @125VAC/VDC300A @32VDCPSE: 100A @100VAC5.50000.00019-x-x--x.080.0801254.05000.00033-x-x--x.100.1001253.10000.00138-x-x--x.125.1251251.70000.00286-x-x--x.160.1601251.21570.0048-x-x--x.200.2001250.83720.0089-x-x--x.250.2501250.57650.0158-x-x--x.315.3151250.39180.0311-x-x--x.375.3751250.45410.0442-x-x--x.400.4001250.42330.0551-x-x--x.500.5001250.30460.0824-x-x--x.630.6301250.20220.1381-x-x--x.750.7501250.14440.2143-x-x--x.800.8001250.13550.2654-x-x--x1.00001.1250.07800.6029-xxxxxx1.251.251250.07800.664-xxxxxx1.5001.51250.06300.853-xxx--x1.6001.61250.05801.060-xxx--x2.00002.12550A @125VAC/VDC10,000A @75VDC300A @32VDCPSE: 100A @100VAC0.03670.530-xxxxxx2.5002.51250.02861.029-xxxxxx3.00003.1250.02271.650-xxx--x3.153.151250.02151.920-xxxxxx3.5003.51250.02002.469-xxx--x4.00004.1250.01603.152-xxxxxx5.00005.1250.01255.566-xxxxxx6.3006.312550A @125VAC/VDC 400A @32VDCPSE: 100A @100VAC0.00969.170xxx---x7.00007.1250.009010.32xxx-xxx8.00008.1250.007720.23xxx-xxx10.0010.12535A @125 VAC/50A @125 VDC400A @32 VDCPSE: 100A @100VAC0.005626.46xxx-xxx12.0012.65150A @65VDC100A @65VAC400A @32VDC0.004947.97xx--xxx15.0015.650.003797.82xx----x20.0020.650.00244154x---xxxNotes: - l2t calculated at 8ms. - Resistance is measured at 10% of rated current, 25ºCFuse Datasheet© 2023 Littelfuse, Inc.Specifications are subject to change without notice.Revised: GD. 09/18/233451/453 Series Very Fast-Acting Fuse0.0010.010.11101000.010.1110100100010000TIME IN SECONDSCURRENT IN AMPSFast Acting Series TC Curve 8A10A12A5A6.3A7A15A3.5A3.15A3A4A2.5A2A1.5A1.25A1A800mA750mA630mA500mA375mA400mA315mA250mA200mA100mA125mA160mA80mA62mA1.6A20AAverage Time Current CurvesReflow ConditionPb – Free assemblyPre Heat- Temperature Min (Ts(min))150°C - Temperature Max (Ts(max))200°C- Time (Min to Max) (ts)60 – 180 secsAverage ramp up rate (Liquidus Temp (TL) to peak 5°C/second max.TS(max) to TL - Ramp-up Rate5°C/second max.Reflow- Temperature (TL) (Liquidus)217°C - Temperature (tL)60 – 150 secondsPeak Temperature (TP)260+0/–5 °CTime within 5°C of actual peak Temperature (tp)20 – 40 secondsRamp-down Rate5°C/second max.Time 25°C to peak Temperature (TP)8 minutes max.Do not exceed260°CSoldering ParametersTemperature Re-rating CurveNote:1. Rerating depicted in this curve is in addition to the standard derating of 25% for continuous operation.Wave Soldering Parameters260°C Peak Temperature, 10 seconds max.TimeTemperatureTPTLTS(max)TS(min)25tPtLtStime to peak temperature(t 25ºC to peak)Ramp-downRamp-upPreheatCritical ZoneTL to TPFuse Datasheet© 2023 Littelfuse, Inc.Specifications are subject to change without notice.Revised: GD. 09/18/234451/453 Series Very Fast-Acting FuseMaterialsBody: CeramicTerminations:Gold-Plated Caps / Sn-dipped Silver Plated Caps (451 RoHS/HF series)Silver-plated Caps (451MR RoHS ratings below 375mA and 453 RoHS Series)Product MarkingBrand, Ampere RatingOperating Temperature–55°C to 125°CMoisture Sensitivity LevelLevel 1, J-STD-020SolderabilityMIL-STD-202, Method 208Insulation Resistance (after Opening)MIL-STD-202, Method 302, Test Condition A (10,000 ohms minimum)Thermal ShockMIL-STD-202, Method 107, Test Condition B, 5 cycles, -65°C / +125°C, 15 minutes @ each extremeMechanical ShockMIL-STD-202, Method 213, Test I: Deenergized. 100G’s pk amplitude, sawtooth wave 6ms duration, 3 cycles XYZ+xyz = 18 shocksVibrationMIL-STD-202, Method 201: 0.03” amplitude, 10-55 Hz in 1 min. 2hrs each XYZ=6hrsMoisture ResistanceMIL-STD-202, Method 106, 10 cyclesSalt SprayMIL-STD-202, Method 101, Test Condition B (48hrs)Resistance to Soldering HeatMIL-STD-202, Method 210, Test condition B (10 sec at 260°C)Product CharacteristicsDimensions mm (inches)PackagingPart Numbering System6.86(.270")3.15(.124")2.95(.116")1.96(.077")2.69 ± .25(.106")2.69 ± .25(.106")1.45(.057")6.10 ± .20(.240")Recommended pad layoutF7 APackaging OptionPackaging SpecificationQuantityQuantity & Packaging Code12mm Tape and ReelEIA RS-481-2 (IEC 286, part 3)5000NR12mm Tape and ReelEIA RS-481-2 (IEC 286, part 3)1000MR0451 001. M R LSeriesAmp CodeQuantity codePackaging codeRefer to Electrical characteristics tableM = 1000 pcsN = 5000 pcsR = Tape and ReelL-RoHS Compliant & Halogen Free (Gold Plated Caps)451 = Gold / Sn-dipped Silver Plated Caps453 = Silver Plated CapsNote: “L” suffix applies to 451 series only- 453 series is available only as RoHS compliant version and does not require “L” suffix. Please do not include “L” suffix within 453 series ordering instructions.SN-RoHS Compliant & Halogen Free (Sn-dipped Caps)Disclaimer Notice - Littelfuse products are not designed for, and shall not be used for, any purpose (including, without limitation, automotive, military, aerospace, medical, life-saving, life-sustaining or nuclear facility applications, devices intended for surgical implant into the body, or any other application in which the failure or lack of desired operation of the product may result in personal injury, death, or property damage) other than those expressly set forth in applicable Littelfuse product documentation. Warranties granted by Littelfuse shall be deemed void for products used for any purpose not expressly set forth in applicable Littelfuse documentation. Littelfuse shall not be liable for any claims or damages arising out of products used in applications not expressly intended by Littelfuse as set forth in applicable Littelfuse documentation. The sale and use of Littelfuse products is subject to Littelfuse Terms and Conditions of Sale, unless otherwise agreed by Littelfuse. Information furnished is believed to be accurate and reliable. However, users should independently evaluate the suitability of and test each product selected for their own applications. Littelfuse products are not designed for, and may not be used in, all applications. Read complete Disclaimer Notice at www.littelfuse.com/disclaimer-electronics.
https://www.littelfuse.com/media?resourcetype=datasheets&itemid=533cd5cc-956c-4243-867f-6ab5a62f6ba1&filename=littelfuse_fuse_451_453_datasheet.pdf | fuses | Fuse Datasheet© 2023 Littelfuse, Inc.Specifications are subject to change without notice.Revised: GD. 09/18/231451/453 Series Very Fast-Acting FuseDescriptionThe Nano2® SMF Fuse is a very small, Wire-in-Air (WIA) square shape surface mount fuse that was designed for secondary side circuit over-current protection applications. These fuses are designed for PCB using surface mount technology.Agency ApprovalsAgencyAgency File NumberAmpere RangeE104806.3A - 20A298620.062A - 15AJ504467311A, 1.25A, 2A, 2.5A, 3.15A, 4A, 5A, 7A, 8A, 10A, 12A, 20APSENBK030205-E10480ANBK030205-E10480BNBK101105-E1846551A-1.6A2A-5A6.3A - 10AE104800.062A - 5ANA1A, 1.25A, 2A, 2.5A, 3.15A, 4A, 5A, 7A, 8A, 10A, 12A, 20ANA1A, 1.25A, 2A, 2.5A, 3.15A, 4A, 5A, 7A, 8A, 10A, 12A, 20AElectrical Characteristics for SeriesFeatures & Benefits ■ Very fast-acting ■ Small size ■ Wide range of current rating available (0.062A to 20A) ■ Wide operating temperature range ■ RoHS compliant and Halogen Free ■ UL Listed and Recognized to UL/CSA/NMX UL 248-1 and UL/CSA/NMX UL 248-14 (see Agency Approvals) ■ Conforms to DENAN’s Appendix 3 ■ Conforms to IEC/EN 60127-1 and IEC/EN 60127-7% of Ampere RatingAmpere RatingOpening Time100%0.062 – 204 hours, Minimum200%0.062 – 105 sec., Maximum12 – 2020 sec., MaximumRoHSPSEApplications ■ Notebook PC ■ LCD/PDP TV ■ LCD monitor ■ LCD/PDP panel ■ LCD backlight inverter ■ Portable DVD player ■ Power supply ■ Networking ■ PC server ■ Cooling fan system ■ Storage system ■ Telecom system ■ Wireless basestation ■ White goods ■ Game console ■ Office Automation equipment ■ Battery charging circuit protection ■ Industrial equipmentResources451 SeriesAccessories451 SeriesSamples451 SeriesAdditional InformationResources453 SeriesAccessories453 SeriesSamples453 SeriesFuse Datasheet© 2023 Littelfuse, Inc.Specifications are subject to change without notice.Revised: GD. 09/18/232451/453 Series Very Fast-Acting FuseElectrical Specifications by ItemAmpere Rating(A)Amp CodeMaxVoltage Rating (V)InterruptingRatingNominal Cold Resistance (Ohms)Nominal Melting I2t (A2sec)Agency ApprovalsPSE.062.06212550A @125VAC/VDC300A @32VDCPSE: 100A @100VAC5.50000.00019-x-x--x.080.0801254.05000.00033-x-x--x.100.1001253.10000.00138-x-x--x.125.1251251.70000.00286-x-x--x.160.1601251.21570.0048-x-x--x.200.2001250.83720.0089-x-x--x.250.2501250.57650.0158-x-x--x.315.3151250.39180.0311-x-x--x.375.3751250.45410.0442-x-x--x.400.4001250.42330.0551-x-x--x.500.5001250.30460.0824-x-x--x.630.6301250.20220.1381-x-x--x.750.7501250.14440.2143-x-x--x.800.8001250.13550.2654-x-x--x1.00001.1250.07800.6029-xxxxxx1.251.251250.07800.664-xxxxxx1.5001.51250.06300.853-xxx--x1.6001.61250.05801.060-xxx--x2.00002.12550A @125VAC/VDC10,000A @75VDC300A @32VDCPSE: 100A @100VAC0.03670.530-xxxxxx2.5002.51250.02861.029-xxxxxx3.00003.1250.02271.650-xxx--x3.153.151250.02151.920-xxxxxx3.5003.51250.02002.469-xxx--x4.00004.1250.01603.152-xxxxxx5.00005.1250.01255.566-xxxxxx6.3006.312550A @125VAC/VDC 400A @32VDCPSE: 100A @100VAC0.00969.170xxx---x7.00007.1250.009010.32xxx-xxx8.00008.1250.007720.23xxx-xxx10.0010.12535A @125 VAC/50A @125 VDC400A @32 VDCPSE: 100A @100VAC0.005626.46xxx-xxx12.0012.65150A @65VDC100A @65VAC400A @32VDC0.004947.97xx--xxx15.0015.650.003797.82xx----x20.0020.650.00244154x---xxxNotes: - l2t calculated at 8ms. - Resistance is measured at 10% of rated current, 25ºCFuse Datasheet© 2023 Littelfuse, Inc.Specifications are subject to change without notice.Revised: GD. 09/18/233451/453 Series Very Fast-Acting Fuse0.0010.010.11101000.010.1110100100010000TIME IN SECONDSCURRENT IN AMPSFast Acting Series TC Curve 8A10A12A5A6.3A7A15A3.5A3.15A3A4A2.5A2A1.5A1.25A1A800mA750mA630mA500mA375mA400mA315mA250mA200mA100mA125mA160mA80mA62mA1.6A20AAverage Time Current CurvesReflow ConditionPb – Free assemblyPre Heat- Temperature Min (Ts(min))150°C - Temperature Max (Ts(max))200°C- Time (Min to Max) (ts)60 – 180 secsAverage ramp up rate (Liquidus Temp (TL) to peak 5°C/second max.TS(max) to TL - Ramp-up Rate5°C/second max.Reflow- Temperature (TL) (Liquidus)217°C - Temperature (tL)60 – 150 secondsPeak Temperature (TP)260+0/–5 °CTime within 5°C of actual peak Temperature (tp)20 – 40 secondsRamp-down Rate5°C/second max.Time 25°C to peak Temperature (TP)8 minutes max.Do not exceed260°CSoldering ParametersTemperature Re-rating CurveNote:1. Rerating depicted in this curve is in addition to the standard derating of 25% for continuous operation.Wave Soldering Parameters260°C Peak Temperature, 10 seconds max.TimeTemperatureTPTLTS(max)TS(min)25tPtLtStime to peak temperature(t 25ºC to peak)Ramp-downRamp-upPreheatCritical ZoneTL to TPFuse Datasheet© 2023 Littelfuse, Inc.Specifications are subject to change without notice.Revised: GD. 09/18/234451/453 Series Very Fast-Acting FuseMaterialsBody: CeramicTerminations:Gold-Plated Caps / Sn-dipped Silver Plated Caps (451 RoHS/HF series)Silver-plated Caps (451MR RoHS ratings below 375mA and 453 RoHS Series)Product MarkingBrand, Ampere RatingOperating Temperature–55°C to 125°CMoisture Sensitivity LevelLevel 1, J-STD-020SolderabilityMIL-STD-202, Method 208Insulation Resistance (after Opening)MIL-STD-202, Method 302, Test Condition A (10,000 ohms minimum)Thermal ShockMIL-STD-202, Method 107, Test Condition B, 5 cycles, -65°C / +125°C, 15 minutes @ each extremeMechanical ShockMIL-STD-202, Method 213, Test I: Deenergized. 100G’s pk amplitude, sawtooth wave 6ms duration, 3 cycles XYZ+xyz = 18 shocksVibrationMIL-STD-202, Method 201: 0.03” amplitude, 10-55 Hz in 1 min. 2hrs each XYZ=6hrsMoisture ResistanceMIL-STD-202, Method 106, 10 cyclesSalt SprayMIL-STD-202, Method 101, Test Condition B (48hrs)Resistance to Soldering HeatMIL-STD-202, Method 210, Test condition B (10 sec at 260°C)Product CharacteristicsDimensions mm (inches)PackagingPart Numbering System6.86(.270")3.15(.124")2.95(.116")1.96(.077")2.69 ± .25(.106")2.69 ± .25(.106")1.45(.057")6.10 ± .20(.240")Recommended pad layoutF7 APackaging OptionPackaging SpecificationQuantityQuantity & Packaging Code12mm Tape and ReelEIA RS-481-2 (IEC 286, part 3)5000NR12mm Tape and ReelEIA RS-481-2 (IEC 286, part 3)1000MR0451 001. M R LSeriesAmp CodeQuantity codePackaging codeRefer to Electrical characteristics tableM = 1000 pcsN = 5000 pcsR = Tape and ReelL-RoHS Compliant & Halogen Free (Gold Plated Caps)451 = Gold / Sn-dipped Silver Plated Caps453 = Silver Plated CapsNote: “L” suffix applies to 451 series only- 453 series is available only as RoHS compliant version and does not require “L” suffix. Please do not include “L” suffix within 453 series ordering instructions.SN-RoHS Compliant & Halogen Free (Sn-dipped Caps)Disclaimer Notice - Littelfuse products are not designed for, and shall not be used for, any purpose (including, without limitation, automotive, military, aerospace, medical, life-saving, life-sustaining or nuclear facility applications, devices intended for surgical implant into the body, or any other application in which the failure or lack of desired operation of the product may result in personal injury, death, or property damage) other than those expressly set forth in applicable Littelfuse product documentation. Warranties granted by Littelfuse shall be deemed void for products used for any purpose not expressly set forth in applicable Littelfuse documentation. Littelfuse shall not be liable for any claims or damages arising out of products used in applications not expressly intended by Littelfuse as set forth in applicable Littelfuse documentation. The sale and use of Littelfuse products is subject to Littelfuse Terms and Conditions of Sale, unless otherwise agreed by Littelfuse. Information furnished is believed to be accurate and reliable. However, users should independently evaluate the suitability of and test each product selected for their own applications. Littelfuse products are not designed for, and may not be used in, all applications. Read complete Disclaimer Notice at www.littelfuse.com/disclaimer-electronics.
https://www.littelfuse.com/media?resourcetype=datasheets&itemid=1a080a7b-ecc7-4444-828d-ed670b012fa7&filename=littelfuse-fuse-395-datasheet | fuses | %PDF-1.7%âãÏÓ43 0 obj< >endobj xref43 1190000000016 00000 n0000003254 00000 n0000003381 00000 n0000005404 00000 n0000005443 00000 n0000005581 00000 n0000005719 00000 n0000005857 00000 n0000005988 00000 n0000006506 00000 n0000007053 00000 n0000007710 00000 n0000008337 00000 n0000008427 00000 n0000008994 00000 n0000009474 00000 n0000010029 00000 n0000010500 00000 n0000010535 00000 n0000010579 00000 n0000011042 00000 n0000011155 00000 n0000011266 00000 n0000011380 00000 n0000011463 00000 n0000012089 00000 n0000012518 00000 n0000012993 00000 n0000017252 00000 n0000019172 00000 n0000020149 00000 n0000021134 00000 n0000021217 00000 n0000021762 00000 n0000022231 00000 n0000022422 00000 n0000022677 00000 n0000023246 00000 n0000026368 00000 n0000026559 00000 n0000026750 00000 n0000029758 00000 n0000033479 00000 n0000034007 00000 n0000034862 00000 n0000038987 00000 n0000042576 00000 n0000045917 00000 n0000049064 00000 n0000051712 00000 n0000051815 00000 n0000051859 00000 n0000052180 00000 n0000052542 00000 n0000052874 00000 n0000053163 00000 n0000054567 00000 n0000059310 00000 n0000059650 00000 n0000060017 00000 n0000060396 00000 n0000060893 00000 n0000065711 00000 n0000065763 00000 n0000065833 00000 n0000065917 00000 n0000076350 00000 n0000076613 00000 n0000076776 00000 n0000076803 00000 n0000077104 00000 n0000077665 00000 n0000077917 00000 n0000078833 00000 n0000079099 00000 n0000100089 00000 n0000100128 00000 n0000102185 00000 n0000102224 00000 n0000127125 00000 n0000127164 00000 n0000152326 00000 n0000152365 00000 n0000172512 00000 n0000172551 00000 n0000174608 00000 n0000174647 00000 n0000195637 00000 n0000195676 00000 n0000215823 00000 n0000215862 00000 n0000241024 00000 n0000241063 00000 n0000249217 00000 n0000249256 00000 n0000251313 00000 n0000251352 00000 n0000271499 00000 n0000271538 00000 n0000296700 00000 n0000296739 00000 n0000317729 00000 n0000317768 00000 n0000340642 00000 n0000340681 00000 n0000354064 00000 n0000429438 00000 n0000429823 00000 n0000430208 00000 n0000432125 00000 n0000432388 00000 n0000432773 00000 n0000433158 00000 n0000435384 00000 n0000435648 00000 n0000435802 00000 n0000435955 00000 n0000436116 00000 n0000002676 00000 ntrailer< <9198271D3CF6462CBBCF42D5C9039285>]/Prev 622442>>startxref0%%EOF 161 0 obj< >streamhŞb``àf`àúÌÀÎÀğ(™A˜„Ø€¢,—8¶³ÎĞŠí{}€�XP%ç1cÓŞî¼: I-`Å¤gÌbR�Mÿ¿U¼Rş·ïOÀò]•Å •e³6 Ìvqq-ï€‚¨ k¤W 3(™¸¸†ÁUwÀü’œ.±@ºˆëÁ"Ò‚ÌÏ˜x°}`®`\À¦�‰ƒÑšaûÅ¦Ì¹\X˜v0<`YÇ8H*1¼Y`� ûÈäaÜÅÄ`Éà¦à`«Óq/¾<†_ç™î-HŸ`p@¤ŠÁh†gƒæaÑ•Œ–«"¬j0œ`XÃP¤±Œ¡ŒAè"A�Ì-lŸŞk¦l`fø{€á0gƒÁ‘8u°À¡~ƒ¹<†âÌÌß0°/@pÙ$0:ùƒÁ #R-˜a3CdÃ¾Ü¬3õŞ2Ø7È7`üÀoÀÂhÄ­Ì°¥¡¶Ac�h÷Ö9,fX"V•�3.H3ƒ½’�H1b*;äN+*@Õ¦PÚ@¬ÅÀYSåo0›O�endstreamendobj44 0 obj< >>>endobj45 0 obj< >/ExtGState< >/Font< >/ProcSet[/PDF/Text/ImageC/ImageI]/Properties< >/XObject< >>>/Rotate 0/Tabs/W/Thumb 37 0 R/TrimBox[0.0 0.0 612.0 792.0]/Type/Page/PieceInfo< /LastModified /NumberOfPageItemsInPage 6/NumberofPages 1/OriginalDocumentID /PageItemUIDToLocationDataMap< >/PageTransformationMatrixList< >/PageUIDList< >/PageWidthList< >>>>>>>endobj46 0 obj[47 0 R 48 0 R 49 0 R]endobj47 0 obj< >/Border[0 0 0]/H/N/Rect[73.5141 467.372 111.034 401.674]/Subtype/Link/Type/Annot>>endobj48 0 obj< >/Border[0 0 0]/H/N/Rect[151.868 465.961 201.051 401.674]/Subtype/Link/Type/Annot>>endobj49 0 obj< >/Border[0 0 0]/H/N/Rect[237.658 467.372 283.631 401.674]/Subtype/Link/Type/Annot>>endobj50 0 obj< >endobj51 0 obj< >endobj52 0 obj< >endobj53 0 obj< >endobj54 0 obj< >endobj55 0 obj< >endobj56 0 obj< >streamH‰\“Í�›0…÷~/g#\_O$„”If¤,ú£¦}NŠÔrÈ"o_N4•ŠDøöñw;Ûîwû¡Ÿmö=�í!ÌöÔ]×ñÛ`�áÜ&/l×·óãmùm/Íd²4ùp¿Îá²N£©*›ıH¯s¼Û§M7Ã³É¾Å.Ä~8Û§_ÛÃ³Í·iú.a˜íÊÖµíÂ)}i¦¯Í%Øl™ö²ïÒ÷~¾¿¤9ÿFü¼OÁË{N™vìÂujÚ›áLµJWm«�tÕ&İßİšÓ�§öwM•¤Á«•jº×µ©ŠÕò�‰Ù�•¬àWò+xM^æîÈ;ğ;ùÌ5ÒÃT%óKä—99ä\’K0J8”\«ÄZå†¼I,Ìäs9ÂA�YÀÌd{z{z×¬%[òÌ�‚�Â�‚�Â�‚��::º9¸9º9¸9º9¸9º9¸9ú8ø8Oö‰•9Še�"G™£ÈQæ(r”Uÿ1˜™ºd²¯¢¯²ï²ô�üfwEwewEwewEw}ì!t÷ìîÑİÓÓÃÓÓÓÃÓÓÓÃÓÓÓÃÓÓÓÃÓÓÓÃÓÓÓÃÓÓÓÃsÇ1é��şØÑØòédÚÏóÔŞbLGi9¾ËÂéé‡ğyÂ§q²inóW€GÅøKendstreamendobj57 0 obj< >endobj58 0 obj< >endobj59 0 obj< >streamH‰\’Ín‚@…÷<Å,ëÂ Ì0£1±ş$.ú“Ú>ÂÕ’Ô�Œ¸ğí;‡clRåƒáÜûÁÜtµ[ï¦Ó«ô=´Õ^zul¦äÒ^C%ê §Æ'ÓLÕMÕß¯†ÿê\vIÃûÛ¥—óÎÛ¤(Tú/}¸©§eİd”¤o¡–Ğø“zúZíG*İ_»îGÎâ{5Q‹…ªå½”İky•±ñ®�ëMÇÌßŸ·NT6\O)Sµµ\º²’Pú“$Å$Ulã±HÄ×ÿÖõŒ±Ã±ú.CRdxx2‰§È3ò<'ÏÁkò¼!o"kf5²zJ�‚3rÖd6df/�^zI^‚ÙK£—aMƒš†Yƒ¬aÖ kVä˜nn9İr¸åôÉá“Ó'‡�e}‹ú–÷ípŸ½,zÙœœƒÙ�é`á`ù­,¾•¥�…�å»X¼‹¥›…›İ’ã�������>>�>>�>>Ïô�'lô}G±åq2Õc�ªkq”†ñfÓÓxyLx×v*¦ğK~�Æ6endstreamendobj60 0 obj[/ICCBased 91 0 R]endobj61 0 obj[/Indexed 60 0 R 0 105 0 R]endobj62 0 obj< >endobj63 0 obj< >endobj64 0 obj< >endobj65 0 obj< >endobj66 0 obj< >endobj67 0 obj< >streamH‰\”Ë�›@E÷¦E/g#]]5–�%?Æ’y(N>CÛAŠ1ÂÌÂŸ¾ÜÑDæ`èªSE¾=ì}7¹üûxk�qrç®oÇx¿½�Mt§xéú¬(]Û5ÓÇÙüÛ\ë!ËÓâãã>Åë¡?ß²ªrù�tñ>�÷´no§øœåßÆ6�]qO¿¶Çg—ß‡áO¼Æ~r·Z¹6�S /õğµ¾F—ÏË^mºŞM�—´æß?Ctå¦^P¦¹µñ>ÔMëş³j‘¶•«öi[e±oÿ»n%—�ÎÍïzÌªbŸn.K•UV•X¸X¤Câ@àWò+xI^‚7äxKŞ‚wäø�üŞ““Xå™Ë#—/È¸$—`Oö`!ÃÓÓÍÃÍ+YÁF60�=œ=�=œıš¼N,t8B�ƒĞAà t8B�ƒ0¯ ¯0¯ ¯0¯ÌyÙ7Aß„}ôMØ7Aß„}ô-Ğ3À3Ğ-À-Ğ-À-Ğ-À-Ğ-À-Ğ-À-°?ıôğTÖ®¨]____~O”ññ•ññ•ññ•ñu�Ï>(ú ¬]Q»²vEíÊÚµ+kWÔ®¦gïŒ±†>�ÎFgƒ³ÑÙàlt68�ÎFgƒ³ÑÙàlt68�ÎÆggxvKä*ş_ÓsÏİ6pÛğştÀ~LF1}1Üçœ7ïã˜F¦ş¬Ì³�©îúøùånƒK«°g~�]endstreamendobj68 0 obj< >endobj69 0 obj< >streamH‰\’ÏnÛ0‡ïzÛCáÿd‚´rè6,ë86“XdCqyû‘ú0¶>A¤ô™b¶İ½îÂ´úìGœ‡½¬ş8…1Êe¾ÆAüANSpEéÇiXï³ôÎıâ2MŞß.«œwá8»¶õÙO]¼¬ñæ6ã¦�G—}�£Ä)œüÃçvÿè³ıuYşÈYÂêsßu~”£nôÑ/ßú³ø,¥=íF]ŸÖÛ“æü‹øu[Ä—i^@f˜G¹,ı ±'qm®OçÛw}:'aüo½b¤�Ãï>º¶x×à<'Ò÷¥sm™§¹Ê[ğÖøüfŒ\[!¾²øª—Æ¸2f0oÀåºN¬ƒ2bj‹©_ÀæSÃ¡6‡û7¶ƒıÛŸüCaŒ²B¥œEv5àÆ˜îÿo2z?Ã'Õ‡àOæOp#s#Ô‡¬>t¯©Õ‡Q¶ú0ÜØÜnln767†›Ã�Í�áÆæ¶��vÁ÷›´«Ö�ô_}4\cÔJm›zÇºfòÕÙË¼xÍ²×ı`«nÄßendstreamendobj70 0 obj< >streamH‰\WMoÇ¼ï¯Ø£ÄËéù�m'F_óh P�i™ÆJŒBŠÿ}ªª—äÛ�O]Üî™şªîù²ÜüøsX?>.a½ıéæoŸÂúÃÃò�å»Ûåæ{üáò¸ı[/Ÿù­ñÛ›[ûWXm½ım©úk]K¨[Œ–ÖT¶Xêzûiùæ—Xl�!¦õ§û§§»ı·¯�w^ÿşù²ıéö�å[‹[¶~k[\o]¾ùù?w—û_Bj—O÷Ÿ×ÿ½[¿şû�»ËÓúô°^~ÿğùãİú¿û§ß¾>­Ÿ�î/w2K)ZJ)ÉÖ?ï�ïï~ıËúãÛÚMH71ñS^İüê]WïkWÏ¸jßZ×Í�Ÿşõvù‚°¦œCd¢/K4Ûr[küù9lbßj¤ã0›"dÛ¬®/ËìÒÖpnÍĞq•a0�m„±>/3rè˜V¤GYkÌ[ÙåJ¿¹¬—eFÜFLHÜrw)R6ÀåÑ%&üº‰+`—+5!·a$JƒlmËAÎNÈ.$!.Õxã*�8(#{9ÑÛq�X2ê?&IR¾ğ](&9à+\tBv!¥ÑbÜœ�/ÊÅå‚zÕ¹ÊÆÙ…T+BzjÒiŒŸÕÍ¯—eF ƒÈ”å‹é"HĞq�ŒÈÅX·�Ä†±~áü BW'ÕĞqcxñÆ"´mDz\£Èi3FëUŒ[E]?/°_IqtÄ7ÀÏŞube]@®ˆêe™˜Hr$ÃQÊ½ºa"!‡Â@yÂÄ„ìB¬7]#u“Ûn…¢Z:ÔÀ…Y\DthÂï�Ü“ÑÕÙ…4]í‰ø§®Ú¯–7k”Ç–*k«Àù:!0�>�9*Ë¢¬«ÆâH�Ñ²×¦m‡�kdw$!ª?ØP=Â¥†j{—â˜hcBö+$³-u-ÆÔ«vÆ0/¹�q\ãá5�êL¬yqµŞÅMHŠ×À&@ jÛÅVÕ”$öCc=/3â�Sº3$-�LòIœc{“½�¯oàÀ¾é€¤¢ß£—ßIø²Xj[*dYt¾û¤ªXk�dC­ã† ÁÕØ1NXİ8"ÂTBÏØ£øÒbØ†>ÀĞ«l­Ù…tÒ], ê˜û¨riĞ�p+ô}F¼9‰¡œC‘�yÉƒÄ�B,ı°q�¸�Â¦¶�bmºGR£aãe™w]…Ş‚ëpüPNyÈß3ôs+c-£À?f¿7Æ¬´±õL«4…”6CåC,ü¾ÕÈó2RÀö ’­# Ø4*`¸»�\jŸ\–Ø4Ş@Bä;ÒÏû ^0~:?gˆE»,°/.¢¤J'••u †1tJÇ1ø¥¿ûNÁg688f„1áPî@ğËü½à†µ±ŸÆ>‰I;î†‘–A%%y�1!‘ˆ~¦œÆĞ€Ù”Ÿ3â:-û(e=¸ vçÃ�JQ—haìÕã„ìê-F”¬ÊµÄĞ1Ær±.¹©k˜Îm`jqˆS§¹7ğËX9(Œ×ªS—�D–¦t×5Tsfn{AQ!E¬ŠI¿u01;!HgAv�¿ÿq¤¤£Š(ZaIOÀN cL–¶†Éı*–¡!É2/.¢äáêè@li"Š`€Å.^€8xşÚŒå;Ğg°ı¦¤>&Q©h¹‚àcãÎÑÔÃŠğŒ°Ñ¦˜ì¥¡Ì0åÌ�K¢5ûÃˆ¹‚0"JÆjF<=dPĞ ™µÆ¶6U9RíéÆ'Š�'„9G†Ù;p)¢µQ3X1\‚»‚tMt2ÉWËLD:(¶j’Á€ÏËPÅÈy�5¢£Ğ)�Ğ%ì½†‘8ñ© ®<»€~˜±­°†EwêXÍ"¤j¾{ÃÄ„ÀFE„9&ÍË„r�NÈ¦½ËöÚf²_!¦×Té€8�À1ï"h­ÇÃÂ°¿CÍ§;%�´GnmÅåÑûáÇ5BIåZ÷XD¯ }Š/EÌu¼±KÖÜe(F,ñ”cVOˆ«pq"Â…ŸlÑüƒ˜"ßu¯²ÓÉ5²aäßu¦ök$2Ã´ĞWÔsòu²€h± °åEÂÜëà*÷…¨5u÷õŒ°T*J¥‹³Ò`±Um—’CR}�×©U–)©ğ}Á�Òº›ˆàÊIi=n€IeS�I�YjQ�ê M)‹(aÊñ¢œM«Ë„¸N�€G¥ƒˆŠzñ]æâ~Yfd¿Bğ–8¼#I&½ú]¯÷/£GÈNµ—·�§Œ…õªé_ê ¼¾S�Œ¸‘sfƒ¹+ Âu‹r;¾hCËÕ„¸Î`EĞ¨ÍP£û.êly¢!údÍpA³Æ-cøvE �Æî*Úf³aªW®¬wmÆc&„:Â5‰˜)”•LˆŠûIæ÷øÏ8€ÂïÑ¥u&§«¡-ú­H‰ˆú„Ğ’�=ı\qgLdÖª�ÑÁË nÖA‹lLl�E~K(ÎkêÍjJ%ñ¯µ ²Ã¹0¢æ)w>:¹·ÂR×"Ãçmœ‘]Hä›e`š4[ßlBî¤}Øll¬:Ğ’'g„�øÂ‡Q¤"šù Å0ÁÄQÖÎÈ1ÀsÖŒÊÅ›÷–Ì•Ü›îñ>�Z¡¼ØÉQ\ßƒ¹œ9~ù²ÌˆOı IøªUé²Éi:ÍÎË‚ÍĞû1DêÔà:�Ìaá�Üà¦Šñ-ù²LÀ‘©��§œÛ˜Íì<%¾àÓ eí±_LˆWLçs‘]B>Ô¼,SÕÀ9®!ÊÁ¤æöÁÔ_°ÍGã„¸Ê ¥V¶�Qá5¸� ¿,3B�¦Ğ_–l¤�ü’åõó2®ÁR!Â0ª~p—€²zZÒ[ÿœš8z®D\¸«‡¤Î‡�İ:ô=úWÎÈ.$3<@2*ÍXólÕí„0o`&öÇñÈÂ¶×�Õ“ÊöPİØ�Õ;ø%Ô?(œÆ9sbµ”TpgdW¦FŞ¢´M*ŠxÆà‹x…« ô/¹®7�U&\­‚ûXÄ›»ìjv9é4³v¾ +›Õó~5³ã¦�Nefó¤=uòX³7³ƒùÊ\Ì¹@ê©ôùöÿqüÏ–_”bÒAá0ÿuó=n�ËUr7ìUèÛ(¦h‹‚]O®ö¢k›ã~�[ØhêÎ¬ŞÕû¹‡T7Gù·~<·�š¥‚º`¹¾¯û³³å·Íñ¡î6íŸÇ³Ë——ÖÚêüüÜ\<_™,É¦ƒ¬°œ}ØøæÎŸ™ùæ÷ìÅ¦¶\ù·V­.0™[\ÿ:;�(Ïñ‘3ƒ—kÇ�.â¤‹ˆÆÕìg¹øîÕzÑìîî»mİ¿1¯Š{ëëÅÍ¾mÍà¢ÆÕfum^Õİî¶íåƒ¹:�ÿ�<Ÿóò…•†°íÉÿásÛë‡¦½6?®.Ìá¾nşù¾}ûşa»oïÚşxøŸ¼mön�æ°ë®Û}ı[×šİ^ÎÑÓ�^w5»ïnÛŞ¦²ö°İõ�eğÅ?ôjöZsVşşh¶ı±İ÷(Ç}{@å¡¨+6�ºoÚ/úIŸsú8¾Oçn¾†ÖïvÍ¼€ş0‡úFúNkšú°íoÿ…g£eæ˜$èBéŸN70ê�ìendstreamendobj71 0 obj< >streamH‰Ì—moÛ6€¿ëWğK�xX¾ˆ’Ò4-P4:{Ã€m(\Çi½%Nj{kş�ï$Å:‡Â>l` ~x<ò!ï$_^]ˆìäÂ¦PB‹Ùmv¬d¡r¡Äì&;Uº,ÎfdJ„?±]¬³“7S->m³“™ş`›-µqMÄ¯G?¯>næ»ÕÃZl–ÛÕv79Ö^zq4_ï&¿ÏŞ†©¤³>­¡U=ãôq¾>==9_ìşšßÍ–ßv§¯/_¿VJù³³3ñò,VçŒÇZ:—‡„Gbë»ü÷›HÉŞÙh'ïì;ØöùÄ9qô÷Ä(Øêênşñn)n7÷°OåÄÄ8©šPX¢‚Éf_a>Ø�iìíÄä¾>*¤çÏS!ú¿µÖ;úwpÜË{øéİÉÅ7}r}õ‹0yu¬EÜP»ßùú†÷†NœÁùÿúÎôvñ°¾­�ÿas¿^]^Ÿ_ÿfŒ™øZÄvûç��ËõÍê›°cÅîóR¼mîìm¹]î‡]Í7Ö#–MM]Î2%+[‚ *7õgÕ÷·ÎÃ*¼—Î;˜ËA}fÚÙúß†éÜÊ\¼…I½ö0�·.¦š(?L–çİÉŒôEo¾·ó!e"ü‰éÅ5Ìò¾­Ä•5a¡_€å0ª3—òŞ‹Å}}áx—M³÷CÛSÌbµ´ı9Œ,5MVÒ[„�·q³*†§èàö1âåŒ»N¦¹NeMKQ*YZkaç^ªÂy1»‡C!nÅ¤‚S?¿\n&¶.�¥øºíúS}àëº¥èJ–>Şå£à�Á1[İ/ÃÅï\àºƒTuÚJx+UîÂ>rYÓ’ªu°ælœ¸Pbº\<¬o¶ß‹«ù79i†+Õv£¾Îè…seWÌ*ÈíÊ&ãåİr±ÛLrHºZÌïÄÅçù¦©‡Å®¹õnw«Åö™€ƒ4¾”p}ò°=h¶�ºªÂm„ïÃ7,×9ôèÊPYè”ZVÃ;¨Tª80 Êá«’`­“eá¨Y8ÍÈm'bq€6JæEEYAYå½¥—ªÉ¥±EoD¡›Uğ#`õNÙNCÁÃá¶ò²jG@]AÏéŒ8Ô’¬±R†�©’EŞ=eÓ!sÏ8r¬}ˆëò“8�1Ãéˆ9�'Ìp:¾ÈQ,q<<�ãÑ1œ�ãxlÈã±yĞÃÃwÜÙ0˜Î†ád>rÖ<ÃÉ<ÇÑ<ÃÉ¦ä¬y�£y†“y�£yäæMYOÁ™g0™g8™�œ5Ïp2Ïq4Ïp29k�ãh�ád�ãhù€y¿{Ş<ƒÉ<ÃÉ¦ä¬y†“y�£y†“ùÈYóGó'óGóÈ÷ÍkodQ±æ9Œæ9�æ‘sæ9�æYÍsÍ#çÌ³<šç8šgy4O¦À¦éà•—7Ï`2Ïp29k�ád�ãh�ád>rÖ<ÇÑ<ÃÉ<ÇÑ<òó®‚×Ş<ƒÉ<ÃÉ¦ä¬y†“y�£y†“ùÈYóGó'óGóÈÌçÍ�Î<ƒÉ<ÃÉ¦ä¬y†“y�£y†“ùÈYóGó'óGóÈÌ‡ïø',‡É<ÃÉ¦ä¬y†“y�£y†“ùÈYóGó'óGóÈÌ«BšOX“y†“ùÈYó'óGó'ó‘³æ9�æNæ9�æ‘ï›¯ $¦êJ*Ÿ‹»lš½ï„Äóp£b*O [�‰iÖ�ÊO{Ô~â0£bğwFz™†KQ)3Îôˆ2�ÓšC¦ÓcZÓ#bĞtzHS•~eUàÏè~L?¼ü`L®Â/³½…Â³EÇçZ“§iC—-ø@Š‘§î-ƒÅÃç¡˜ô 5Å$gévŠÔ,“š¥×\³´1ÉYºıèI–çŸ¿ÉY°…A€3£ûÑØ\�jaCI�kaÉY¨…¥F´-lo]-,9K·¹CoC1©Yzí(1K“œ¥Ó�R“`Hj�^;ê'IhaÉYºí(5Å$gé¶£Ô,“š¥×�³´1ÉYºíèI–ç[Xrlap7áBÕâa’Iendstreamendobj72 0 obj< >streamH‰œÔKnÜ0EÑy¯B+ (R¿^F�%x²ÿI(Ø¬*R4x+£áÆÓ¡eéÆ%.Ÿ¯-‡¸­åãŸ×ï×¯×ßåşËÏ÷y‘—”÷p]i]>>_NÒòqšI\®�ß�ÁºÅ¯´�‘õ8ˆn°r•k¥¦òEÊ¹'�Îµ¯!Æsp®”·òÍî8Wº¶rñst‹÷xÿb¤È†*¹\ü<ŞÉ£è+×�}u!uB�-ŸaÏé i)��İ`åXº_?+²ÁJùã¿�‡"ªìki[ßE7X)Oşv^£ç8å°§Ñ?_7X¹_¯øõ¸¤Íİ#ïd½Â™\!³„aEFš°Ç¹@Â°bsÔ)ó„Q¥ÉTtƒÓ#ŠÔ5šµHVl�¨"¬ØQE6Tirİ`Åæ¨SæÃJMXÑİ#÷ä®Œ+a#dš0ªhÂàBö8IUl�:$*M� b6T1=¢ˆL Ñä¨EHÂ¨bsDİPÅæˆ*º�J“#¨˜Ul�:$Œ*5añŞ‡¯Gÿ3YÃ¶¹6BfÃŠ$Œ.4a�s�„aErôTæ£Šæˆ+fC•Ú#"hh�HV$GE7T‘9İ@EsÄ³¡Šäè©Ì†IØrr÷È9Yß)\Ñ—°2IWjÂğÂ$¬?× >streamH‰œÔA’Û*Fá¹W¡P�„–‘Ê2}dÿ“àŠá^.Î}“vW[¿?ZV¿ùí÷ËoÙÅ{ûïõóõãõgÛË}ùy$ç½ß·ıÈnaß~½/}Rt>½/'÷õ~#ş¯Iºİé/5ùr¬=yçs8æÈ~�D6XÉå³B¼ø"Äèrö³s{¹“×ä\!¾ïña8WÈ©(×ì¾¼fJÛP%ÆÃ]ç,Šl°’Ow³ì;R'ÔHñrGy‚„äBœ=-²ÁÊ¹»_ß•¶ÁJùçÿ=-¥m¨rìŞ…´ßE6X)O~ºòì9ÑaöåË+5ae�²¹Gæ‰w÷iJØY&Œ*’0¸�„=ÎEF�£AƒJ—#¨¨UT�(Ò&ĞèrÔ#$aTÑ9¢Šl¨¢sDÙ@¥ËTÔ†*:GƒF•–°ò@%s�¬“\¶„M�UÂ°ÒF*aã¹@Â°¢s4(ë„Q¥ËTdƒÕ#ŠÔ5ºõHVt�¨Ò6XÑ9¢JÛP¥ËTdƒ�£AY'+5ae¼¹GÖI9ù™M›!«„a¥%Œ.$a�s�„aEçhPÖ£J—#¨È+ªG©jt9ê�0¬èQ¥m°¢sD•¶¡J—#¨È+:Gƒ²NVjÂŞŸyš{d�ìGùÅ”°²JVZÂèBö8HVt�e�0ªt9‚Šl°¢zD‘:¡F—£ÃŠÎUÚ+:GTiªt9‚Šl°¢s4(ë„a¥&lOîÆÙ'ştÉ›6CVÃJK]HÂçÃŠäè¡¬F•#¬È+­G©j¨�HV$G\i¬H�¸Ò6TQ9ÂŠl°"9z(ë„a¥&¬B6÷È8)¯×i*ØÌX#5`t ızœjİ/ŒèÈ2_éJ‘¶Áˆ*5>Jtê�u»0¢3D‘ºÁˆ®Eê†"]„ Ò6Ñ�e·0òÉV¹şLÖù.™°DkF,š…�Ú,:hÍzj�,l¨üÆ²XÔĞõ�F›`CêC‰Ï‚º==±Î6Tz¨Q'ØPå¡F�PC‡m‚Õ�ÁX¦ŸT•ë½·†Çºğ.eKªfÄ*UÔh©‚ƒ–ªÇ¡@ª¨¡º3ëTACw2¡†„‡uİ��©¢†ê5Ú„ª;Ôhhèî@C&ÔPİŒuªÄØş0Pn6�endstreamendobj74 0 obj< >endobj75 0 obj< >streamH‰\“Ë�£0E÷ş/»-ØUİBÊ£[ÊbšÌ¦'ƒ4ä�Eş~¦¹Q�4Hàƒp•OQv¶İïöC?Ûì{ÛC˜í©º®ã-¶ÁÃ¹L^Ø®oçÇÛòl/Íd²¦¸_çpÙ§ÑT•Í~¤�×9ŞíÓº�áÙdßbb?œíÓ¯íáÙf‡Û4ı—0ÌveëÚvá”}i¦¯Í%Øl{Ùwé{?ß_RÌ¿?ïS°Åò�S¦»p�š6Äf8S­ÒUÛê#]µC÷ßw_2ìxj7ÑTùGš¼Z‰¤{[›ªX-ïiHìÉüJ~¿‘ßÀò¼%/yväø�üæzi0UÉµJ¬Uæä\�pI.Áô)áS®ÉëÄ�óæ;Îw˜ïÙ�éïàïèïàïèìàìèéàééæáæ™ß#¿g~�ü�ù=ò{%kba-‚Z„±‚Xa¬ V+ˆÖ%¨KäÑ0sÊ’“ş¡¿À_øÿAØA/„u-=öBĞa�‚åÑ{ôBY¯¢^¥³ÂYé¬pV:+œ•Îg¥³ÂYé¬pV:+œ•Îç×J6èc'b«¦e?ÏA{‹1�åØ-{»¾ÂçÉœÆÉ¦(Üæ¯ZÉêkendstreamendobj76 0 obj< >endobj77 0 obj< >endobj78 0 obj< >endobj79 0 obj< >endobj80 0 obj< >streamH‰ÔW]o[7}×¯à£´€nøıñ¶�)�lÛéCR,Ù‰İ•l×Î®Û¿gfÈ{)Kqä}Û�y.93g†3CR+­¶3­òàŠÚÌŞÏ~�ı¡>jü?h­�ÊzpÑµ¦•´Ş»A{ZõX¢$špÿƒD2CI½q²1ì¯�m8hÃÄxÀÆ(r¼‘]Ö¥ïIè!¨u d�Kö¹8R¢wçI=ØGô¬sCÎú@ğ‚ñtÀšuäRxFğlö0’dAĞ˜°‡Œ4‘£�8†‹}†‘Qäx#91(€oÛ¨G›ğ.ÁÙ¼oÃúÁºCé<Šo$šoëÛFšÈñFà:'Ê3Œ4‘£�ƒ¤ö¦<ÃÈ(r¼¤¼Où@[7{hßG‘ç6Œ¾¼v‹ù¨b9R¤OıcE¦L>R¢ÏË]‘£²ìX‘.g�é3àX‘n?‰ì¦ÀË×Jİ¯¯g/~xoÔ—ûYâOIÅ4øœ3¶Ì�2iµ�ÍO¶·j±ú}6çß%5s¯–f°ju>›ŸŞœ_Ğwò½^¾~œÿröuaµš_œ«Åo«'aWÌ(üq~úï»…Ç²»…£Å×_yqŒ‰“®‹Ôüfóõì‹èìUR¨òDv¯®¿!ó¤äe5qö/Ì‹Í§ÏäÉÙíÙúêë
https://www.littelfuse.com/media?resourcetype=datasheets&itemid=f47a0bb7-8ede-4679-9646-7114c3787688&filename=littelfuse-fuse-251-253-datasheet | fuses | %PDF-1.7%âãÏÓ53 0 obj< >endobj xref53 1170000000016 00000 n0000003229 00000 n0000003356 00000 n0000005367 00000 n0000005399 00000 n0000005534 00000 n0000005668 00000 n0000006301 00000 n0000006821 00000 n0000007240 00000 n0000007701 00000 n0000008346 00000 n0000009011 00000 n0000009571 00000 n0000010032 00000 n0000010476 00000 n0000010855 00000 n0000011342 00000 n0000011378 00000 n0000011422 00000 n0000011858 00000 n0000011941 00000 n0000012054 00000 n0000012165 00000 n0000012279 00000 n0000013872 00000 n0000014003 00000 n0000014370 00000 n0000014560 00000 n0000014737 00000 n0000016312 00000 n0000018080 00000 n0000019556 00000 n0000019860 00000 n0000020283 00000 n0000020458 00000 n0000021795 00000 n0000022061 00000 n0000022251 00000 n0000022832 00000 n0000023407 00000 n0000023929 00000 n0000024126 00000 n0000024212 00000 n0000026133 00000 n0000028124 00000 n0000030687 00000 n0000031738 00000 n0000032004 00000 n0000032581 00000 n0000034100 00000 n0000035078 00000 n0000037924 00000 n0000041834 00000 n0000044249 00000 n0000044580 00000 n0000044944 00000 n0000045286 00000 n0000045577 00000 n0000052632 00000 n0000052671 00000 n0000055329 00000 n0000055688 00000 n0000056059 00000 n0000056461 00000 n0000056966 00000 n0000057018 00000 n0000057403 00000 n0000057788 00000 n0000059231 00000 n0000064456 00000 n0000069057 00000 n0000072667 00000 n0000076104 00000 n0000076174 00000 n0000076265 00000 n0000086707 00000 n0000086970 00000 n0000087133 00000 n0000087160 00000 n0000087470 00000 n0000088249 00000 n0000088535 00000 n0000088858 00000 n0000114020 00000 n0000114059 00000 n0000134269 00000 n0000134308 00000 n0000138237 00000 n0000138276 00000 n0000139245 00000 n0000139284 00000 n0000159923 00000 n0000159962 00000 n0000160931 00000 n0000160970 00000 n0000164899 00000 n0000164938 00000 n0000187812 00000 n0000187851 00000 n0000188804 00000 n0000188843 00000 n0000189796 00000 n0000189835 00000 n0000210045 00000 n0000210084 00000 n0000235246 00000 n0000235285 00000 n0000237352 00000 n0000287624 00000 n0000288009 00000 n0000288394 00000 n0000290234 00000 n0000290505 00000 n0000290636 00000 n0000290795 00000 n0000002636 00000 ntrailer< <8C31CBE072004FF3A28C078FD0BD8030>]/Prev 513744>>startxref0%%EOF 169 0 obj< >streamhŞb``àc`à:ÍÀÎÀØoÃ Ä€Bl@Q�<[>;Ú``xŸÇ@`¦É!¬2)I¹i…”�A£RsËıõ.îı«£6‹ñJmË{xú{¾Ü¾v&�33�”L¨4juîR²ĞØ¸˜YÃKÁÃ%şïwÕï�òİì+íª±�ºm^ğtõöşx“„c2k•Àmtq-/ï@€„C”””ÔË+°I)™¸¤¥!46@½ì¼�tC´H3°``eÈaÈfŠc¦ËØÁ¸‰)‹©�I”qãBÆÆ3œ‚Œ3,ÂBÂÙä2C3Lcãa;Ëº’Q”±‡a«Ã{†ÅLZL*ŒïV1X³§±¯á¦Áe&5Ö+ÌÛ¹™ùµ9C­9¤Kx¸Ü}#Ëï1H2¦1¦±vˆøŞãıÏÄ Íà ±�áC£4ÓFfF�$}¿ë<üv<ÌëxZ 4ˆidÏƒ`��ZöG\A¦²‹2¦aÈ`ha�geütõ+F†óŒ^Œ‘Œ­Œ—K[±Ä³>ûfW Íâ°m†Ğ1XÔÙ?y$õ€ª¥ *´�Ø„�ıòI(ÿÿÿÿ'Ğ�{endstreamendobj54 0 obj< >>>endobj55 0 obj< >/ExtGState< >/Font< >/ProcSet[/PDF/Text/ImageC/ImageI]/Properties< >/XObject< >>>/Rotate 0/Tabs/W/Thumb 47 0 R/TrimBox[0.0 0.0 612.0 792.0]/Type/Page/PieceInfo< /LastModified /NumberOfPageItemsInPage 6/NumberofPages 1/OriginalDocumentID /PageItemUIDToLocationDataMap< >/PageTransformationMatrixList< >/PageUIDList< >/PageWidthList< >>>>>>>endobj56 0 obj[57 0 R 58 0 R]endobj57 0 obj< >/Border[0 0 0]/H/N/Rect[61.12 479.407 299.24 445.115]/Subtype/Link/Type/Annot>>endobj58 0 obj< >/Border[0 0 0]/H/N/Rect[61.12 435.91 299.24 401.618]/Subtype/Link/Type/Annot>>endobj59 0 obj< >endobj60 0 obj< >endobj61 0 obj< >endobj62 0 obj< >endobj63 0 obj< >endobj64 0 obj< >streamH‰\ÔÍ�¢@à=OQËîE±nİ«1ñ§;q1?g¡tHF$ˆß~êpLO2&6‡Æº~9BåÛınßµ£Ë¿×úGwj»fˆ·ë}¨£;ÆsÛeÅÜ5m=>Ï¦¿õ¥ê³<-> ñóÑG7ŸÎbêko}UÇ¡êÎ1+géµråGz­²Ø5ÿ]_<—OõïjÈÊâ#}x6SMïå*+ç³é<R�3Ï‘s@VfE6fC^0/�—ÌÓÌ5óyÃ¼AŞ2o‘wÌ;äwæwdúÒ!+=m6_0Ètz8½göÈÂ,Èô{ø=ı~O¿‡ßÓïá÷ô{ø=ı~O¿‡_èx„�Gèx„�Gèx„�Gèx„�Gèx„�Gèx„™<ìSĞ§°OAŸÂ>}ûôèğšÌ�æs 9Àh0šÌ�æsàü€ùÊN�(ç+æ+ç+æ+ç+æ+ç+æ«>ïKdÎWÌWv¢èDÙÉtß*{Pô ìAÑƒ²EÊ=èó¾‡ÓØƒ¡£Ù`6šf£Ù`6šf£Ù`6šf£Ù`6šf£Ù`6ş�†ßq‰ïšÏü)Ì0/•ß»¦ÿ†æÌÎI<ğÏ'�~Ú¡Üç¾Rß‡!m)Ó66í%ØEÚ.~îtıµwiŞÙ_ÿÿÿÿì“,qendstreamendobj65 0 obj< >streamH‰\“İn£0…ïy_¶ÆãVBHiÒJ¹Ømv€€“"5€r‘·_Ÿ¨+m$âÁßO¾Ùmwã°˜üg˜º½_Ìqûà/Ó5tŞüi³Uiú¡[îgé¿;·s–Çâıí²øón ´ãÉgu�©ßã¯ÉüØÿwİZ–�İG²zõo.Õx¼4Y]é<.‘-Ù‚•¬àgò3ø…œj·ä-ø�üæ3â’ÕÕ*q\"—ä\‘+0Ÿ[á¹Õš¼�,¬ÔkµÂZA­YÀì#è#ôøışB�¿lÈ0³²³²³²X¾+‹weéfáféfáféfáféfáfécácÙEVöQôQöQôQöQôQöQôQfTdT½K0{jêÉ¼Š¼Ê¼é[ë+ùÌìŠìÊìŠìÊìŠìzß+Èî˜İ!»£§ƒ§£§ƒ§£§ƒ§£§ƒ§£§ƒ§£›ƒ›£[\°qï;[8Nšùš�îB�4�i&0Ãè¿&v�f«pdÿÿÿÿö÷îßendstreamendobj66 0 obj< >endobj67 0 obj< >streamH‰\’ÏŠƒ0Æï>E�í¡hµIZ¡Ø<ìÖİ°qìkÑ¦û�É”.l@ç2óå#3qY�*ÛÏ"~÷£©a]o[Óx÷Än½�¶©h{3?váo†ÆE1×Ë4ÃPÙnŒò\Äx8Í~«c;^aÅo¾ßÛ›X}•õZÄõİ¹ÀÎ"E!ZèPè¥q¯Í"e›ªÅó~^6Xó—ñ¹8iØoÙŒ[˜\cÀ7öQ�à*D~ÁUD`ÛçYÂe×Î¦7>ÊSJNÈgæ3r¶Œ9eN‰3æŒX2Kâ#óy·ŒyÏ¼'fıéK¾WÒ½’õ%éKÖ—¤/YG’�b?Šü(ÎQ”£8G…ö£È�RÌŠX3kbö£È�:0ˆKæ’øÄ¦"fÏŠ<«3>l®Ù³&Ïšıhò£Ù�&?šõ1P#/N-ÁÉÏ~›»÷Øê0^¡ÇÔİŞÂsİèVÑıÿÿÿÿ�2³fendstreamendobj68 0 obj< >endobj69 0 obj< >streamH‰\’İjã0Fïõºl/‚ÿG)CHSÈEw—Íö{’Ù(ÎEŞ~õù]Xƒ£#4ã9M²İ¿îı0ÛäW»ƒÎö4ø>èu¼…NíQÏƒ7Ynû¡›»å·»´“Ibòá~�õ²÷§ÑÔµM~ÇÃëîöiÓ�G}6ÉÏĞküÙ>}lÏ69Ü¦éK/êg›Ú¦±½�â‡ŞÛéG{Q›,i«}Ï‡ù¾Š9ÿ"şÜ'µù²Ï(Ó�½^§¶ÓĞú³š:�Ocë·ø4F}ÿßy±fÚñÔ}¶ÁÔÙ[NS‘ø¾4¦ÎÓe—È[ò¼#ïÀÌ‰‹©Æˆ/rr.È¸$—à5yŞ�7‘KÆ”ˆ)Ù�_Èp+éSÂ§b­µ*ÖªPK2şŸÌAŒ0F–ÖÔ’Š\�åÑ0Bg�³Ğgé•Ğ_à/t¸{%è•<ú‹^9öÊ¡W�nn�nn�nn�nn�nn�nnúÄ—ı¸U\{œNû=Sİ-„8NË/s„¼~Où4N6fá5ÿÿÿÿUQÇ.endstreamendobj70 0 obj[/ICCBased 113 0 R]endobj71 0 obj[/Indexed 70 0 R 0 118 0 R]endobj72 0 obj< >endobj73 0 obj< >endobj74 0 obj< >endobj75 0 obj< >endobj76 0 obj< >endobj77 0 obj< >streamH‰œWÛn7}×WÌK-Ñ¼,¹Ü¾)Î¥.Ò¦�…¾$E¡¬×¶R[R$ÙIş¾g†\]¦‹X-–s9sf†~é½9Õt±ìi½=z}­éå¬÷WïÅ¨wtŒ…fIZ~´l¦,kXöhdşÕdhtŞ²Èë ¬5�œWÖ]÷ú­7dµ-éídµj¯Îo–ís:™6ª}îŒUVeitÖëŸÎÛfòQ»ª¯&³é’Æ‹––7Ÿ>·ÍŠV3j.ÇÓ‹–¾NV—³›Mg«IÓŠ)Xò¾bKÎ9±õ¾½�,Û³_èÍK¥İ‘�G¶dIFnò(È#9]y¤QUQ€}5ê}+w2k† ¯¼3x:»&HwÙäf •F”£†òËW2V\ãÏOÁ;Uá�?ô_¶ÅÀ8Ò_âæ©ßàÅ«HıE1pÊPR*¨?ÇBÉVÅ T¥,XUS6-şıÖ{$q.áÒ’�iM*µŠº2ÑF[¿„[ê·ô'ÜFx‚—š�Ëy še?rœHzB�²–¡×J‰…ïôºà2€�1¯D;æ˜"[@Ò3C¡Á&>�H`„íYe*şğá‚ÍZö¦³±” Ÿğì.éŒéH1óí3‰‘E/™­DÈÅg´*‚rà˜®Y0Å”Õ†}®Hb�Ì”r¸Ä=×å‰õoÈ¥eƒÙ\GÌ”Qø4‰ŸÛÂrŒíÚøB UéEücÅ1§³sšw5³E¸«Yí¼íY§´èh½–Âë2á::ËD¸�Ôœ Å`Ş†Ó¡ÀJV«î¸è×‰Ø$¼ËfìÒ%w´N0�iİód~Ç�Ë�¼Í¥ƒ˜Mj¥À¨Ç·]Ë vD©Ânøìó´h{®Fsûú‘Õ2ÔªªÖ‹L3Î©¼ˆt«Ú BU;ÏOkïx~×¦U6çm¯�Jt�³ÀÚóÆDç„ÿërmÂbã@©m;yT¢s’:'[&²[9*û„“Ç%²“Nà¾“ó4ïŸ’‘�ÿjÑ_‰›Ìr“}Á‚”=e�eæ¶šk9pù‰Ì\õN1#lä“í�– xÆCn±ÅÕ1Ô;f°3coxÜõş:ë¦f�Ì–NæVß×ÙÆv°ÉÈ.4•O‡³ë&gõ¾›�ÎŞn™veBf °LåÂ“ÁXlì•?(˜»^öˆeo/›X âüA¡ğŒaêÃsÇË¡ìïeS™i¿0UÙOèØ×_ít¶k�ê´{~~ÌÁ~Ö°�qö Nû)l›UÂ!Ü÷³ûûÙp [º‡Æs°®ieÈ]l:>Ñ÷ıìÁÁ�üğô‹3é!* jÍ¶ê~aí©³qWçNX/F]>+ù„“�Sk¼Tˆ%vcØ3¾¸³Õğz�ÑÊétáy?^M¦2_ñ�ÈGcÆÃì‹#U¦T¥ë�äûïæí4š\·Åè³LÌ.MÌ<,c'Mc%ªQÀb²)qhjœ2ÎãSº˜À�yC2ş ßÖ›ÉÄ‰Í'l;¤™Â#:?L±dUfl%ı:»Y,ŸÓï“©bp¦÷q¾$»&ÖÉ�…3=uò†.F†&¶±vSÙB�Ã¡İ`VmfÓ3Øûô?ÿÿÿÿå9º»endstreamendobj78 0 obj< >endobj79 0 obj< >endobj80 0 obj< >endobj81 0 obj< >endobj82 0 obj< >streamH‰ÌWÛn7}ß¯àKmQË;ÇPÔ­éCRêj«ÕÍ–\Çß3Ã]]bZ5ig–äÌ™©Ã~%«àÄ¨­p/úAåD_I—¬MŠ�=U•}öNÊßF?O§©AZïHœ=#†M½\LÖ¯ÅÅø«,Gı(­ö‡–JW‰�}‘%—MF©bkˆæ�¯ê{4­¯à±Š¢¯Ö³[Ü+ò¤ÓA8¯³ˆ@­á£:y-¾ßl¦bwÀ¥´ËV¤Ã Á×âP°¨�·oÑtöÄ¦İÔkù0“s.æé¶›şŠ§x’Ş™#¦{¸2v+#fìa;D•deöÍ˜oĞ`pk*Q?¨(Ğ%Ğ©2Q’«ª$Œ¯6ÄgÏ¦W~¸}Œ›F�Â/"ëzQŞ+ñe]Fê³JŒ®(¸*tÑ‘t/ò�FYé,ÀØ”¤uì'¥•VôVÀ/#�³RË zÓºì;‰$Œ7¥‘/J'•è-Ë@ÚbÍÑ��ŠÁål\7“w·ãÕõ´ƒ‹ÓJ¼y{*Š³ü(A†{�‘€Nù$¦„Oíœ¨çŸ˜£Õ*á¥²ZÌTÆYZ5Ëİûëâªx_ÜÖ'äÄ¼4ÖQ�Xeòâ¶)~¶[1<ıÙqÎˆ{aÅ…x'thÂ!%�@£v8+~y]�ê}ñfÔ9å*¡:¶­Î¶ƒ¬TÁğœ,YPU&g$EE¥é]s¿êd¨�©5Î�èø1ÙÏ`¸/��'õæn<5_7Gçgççhçt¦¦œ«Ù{DS$i"’fêq´‘kŞk\ÀÁ©ş\e³Àà+›Ï¡#$Ìg ÛHßU×�f»Dñ&Ëíßaç³ñæ“Ö(›™(ûŠvÎdº^ÍÆØoÔebôA´»î©¶çD~O¨á´âƒÖñAûœáñ>ú>{9ØCğ±÷Óé[$�õæËÅt³¼}ù‘ÿûxG?´!ÿ>®ùOîÏÙôËõFLmíÿâ3·¹İ4ÿ”‡ÿ7-ıËU‰ó§÷©2¡nÄ¼ízºhÖÏ„rÒâïÁJïÍlàËG8ş¨n÷mõº�^ß­V³‡—ßĞÕ<)!÷î&ÓåàÃtÒ,Åú�ÃZošù‹îÉg:�hCN_¶5üîè_@!Ÿ'ÍdZ�g]š›»éjŞ,69~ĞÕŞTè8d…½B€?qî¡aIKñÿFOğ)KÌiYVD«x@›àê XHX×mÙ7¦(a¿'V·¥2’·–R4¼)‰I·6ÛôtdnÀáQ4E¶¶ØÈUVd¶ooóÛuÖÀú§ÈÛåÁGP™®Aùj‘òØ�5y&Nˆ‘Äà ¶ëÉfd$>#�‰Gœgo�kö�á·äËmké5MT<¡•™OËÀ2y�,…$§³9~lÄ™A±hÛ˜Ù íâÇªÈsò‹ò-QñAÆ“mvCWZ)¡ )]n¡ÑÏ™RR#PÎµ��Šî•œŸNá‚ÃF«D‘`³Sí[±‹KQµp2æ¸¶ÉJk>OoÃ�ëä:cô¦ÀzÂˆ­˜R§*ÎeŸ*Ñ)[óYI‰ÿæ¢Ãx9¾ ÃÍt+¶J¯5[7yQ ÃJrİ^çŞÿ÷}ˆ´Zô�ÁMÆú¸Û‡8�&ì!$.N¨„ˆ~Î0kCÉoÒAÙÆy–ÂNU=‡m^ˆ¿ÿÿÿÿª»ôñendstreamendobj83 0 obj< >streamH‰ÌWÛn7}ß¯à£`)Ş/€a qâ´ER$°Ğ<$E *ò¥�äXvìº_ßsÈ•´²ÔEÓ"0 å˜œ+ÏpfZ«eVY´ÆI¯-¾VZ�ÖJe�hµ‘)é5=iÚ(7V¬4�ûZªà…’¿­Á!ïyÚÈ�L‘�¢³¦õÒºTNØD›d¶ø¦õF[%É®¥.VÕ}pÅÄãFšÂÖÑÚI¥ª¾î?^ÆH¾Ê¯d^ç!0Õÿ{épRIŸ†Êç<½=kNš·ø»lì6.køˆ¿–¤òÁZá Ïh7”m„2/�<�`ñœ­A€È„ó5Ç°Í•“p¸ˆèØV ad¼•@óÊHd™qFf�9ÄrÚ¼œ¾ éÈhœ+ñü¢hTôÀåHNq¦øsãÄk±Vğ�9¦gÎq3¦3O¦Ÿ^.ÇŸÏÎ'bøúĞˆgÏEóâ5~à�bPEˆFz…E…ëèVş<5Ã‘şˆØ‰ÑIÃàx1šˆú½eä³÷¶sPfƒ8®¥ ‹Ñ¼Ù{ûf0ú½y1ªqü§jUQùU}–aÂ?·4¾êîÆÀöbPÌq—m»uM44«³G�å”tÉŠ[Ñ½÷x©¦Bî%¼K¸Ë­7ÁJ©øxl ŒM„qvkO´Y@vµ�lHÙ¯y;R•“u½Ú©¦[R×B«ÊJª�C)g@Ã=W\’.xº˜�½ç�Ï™"–»E÷¹YmÀö ¨¨[Ü5H"d.A£, ûİš^Qd�”ÒÑ`ÖZt¬•¸kø®3~ç�«Mì¨ºféŠR:2H�ŠT¹:â®¸ü–ĞÚN¬«É¢‡°áñçñbøtrıe<Mÿ¸Ş?zqt¤”Ê:©+‹GÊ&d›�(ZJˆ _œ~ıô€_«·â1^±ln ÆQëãÉñ¦<›‰«ó?á�ÔğI¦×¶?F{Ï¿�ŞÑxûnĞò¢Î?MÅäËr ±^N×b9æ­á³8]Ö›£{¦ÄÍÓVè�‹úağ¢„ª�ğèP0¾e�Àbğd>2}×û½Æ³‹Óé¢=YN´xÎ€ñ²ß›ŠøóÙø·ÙßbæÑ©ü?�¾ƒ‹ÏÓîò¯§ó²ÏDø²ÜAÂ^ÁÇ êú.ÓcËËWåŠ.Êïmß½êÜrÚVÏ‹—›Úüæùë²«¶^6.ãõ×vS�ù¸úí‚¼ò¾W¹ŠENµ�§œb¯rÁoö�Qsî�•‚#g™‚cWŠşvÂFP“ŠhëPK}¬ÅÊ±aºe)Â˜Ğ°1®�Ü¢±ô±ô�š5¾3w•Ë Ã"Íw*ÖnŞ À²ùÉµßuÖv$g,40l´!İÉèb·S¬K‰¦µOˆ‰ç4'œj*Ú@]Ôeœc_ïXAa©FYe‹ÃÉ‚s@ÌèX‚g…F­å4’Lâf-Ä"á¢©è¸MÉ�Dv�“�-c‘‰mª·MHFsZÜÓ,É@Ì�FŞC�9Lg»Tm½!¯*ÆF[†9Su�*¡Ëù��ˆ�bh”/aÏ5æÔÑ²?A�¯àŞéşüV÷÷õ´º´ÑŸ§`kû�[sè–¢Ó"¡W�1GƒuLğ@{›!dkjmæ;‹(±7ˆ¸Ÿí�m{½ü¬ì­6SIo‰ë¾ƒLÊz—öå�uƒèj¹:Eœ¹û$ÅŸ­g¿í2Ğ¥òÃ.C¯åğ…¶»O¢—©XeSÜ!7O¸ú’®÷Iô~)lo“}wÑ¶æ!‡<ÎÈãÕÃc1<XL„ÊÆs4Ö@pæL“¤õÌú�ç¦b½b?mZ±w/IÈ§Ù­ˆzòdõf�:¹�zkÂ9S’dL‘KC Ë×Íi>â/ÿÿÿÿ§¢Ï{endstreamendobj84 0 obj< >streamH‰”WK�7İ×)ê]E}¨uY%€á#4âd1�x‘ëçñ£êê�‘áÀ@µŞPÔã_ò-Ôó��Vi¿¥£R�&z+;Ty¿o7:RbÀÂ} Rºäò‘{ó�ù`öÓ=ö\Ş7aqE,)éšºà›`Í}KÇh-Ğ›"üæƒ…ö)Öc9ë²™FnD}¢¤fuÖuêº.RmWbã*I&82`{:B§F?Éá¯èßxè7‹àÛÆØ=÷Æ%Õì4ô@Ñ5—k¸ÏÜm›AœF¶·oP¥¢¤£L€èéQ41²˜Ï5Ü½…0!.n_¶OÛß;¢‚´—Ÿ`t2àï×M_s&1_İ"ß¯°"°Q—�ÕÉŞO`NÀË€ÈZfå²mS 4¦ÔB—6¤V°ÂÉ¦™WWëÑ‹Q¶>�&ÁêÒaÒE6â¤û{ç©�>¼Gş-øÓı¤©©C+IKœ­ÄÉ2�P…FK„°VF¬²‘åÑjÊ¾qpÓŒiı¿]0¸ôĞ{7ŠV&2Õ„z F�O€Âl‡€¥y¾Êğb�ÈCŠRÒ¢cü˜ÕµÑDV?–Ü�Âúb{©”�İkÍ1Â—´\¢Œ³�‚&ZïiX½—>XöÊy�a3õX{»İ/eù.™ÜÁšé%™…ÅÆ²öÙ¦ƒ"¦1‡tm]æ½�‹ÙUªîJ¤ßl­ŸR¶Y •{7­“› Ÿr`\¯�Ç•ÇÊ%çö\¦ ,Ù®¯j†ú¬P*�Oøv�ìˆ(>ÉG¬yP=µº‹UœÌ6Ön&rw`û¾0^~têÖ)ÅÖÕæİåâ.'­Õ¦°iU‘ˆ¢=ZÌ·™…ª >¦i@\½MtºşQ=b“�¢*ùQæ¸MŠ´\[üëw˜A�€*dk¬¿�ù×Ëîçs®“7YİĞá#İ÷u‚Öízµûaˆ•ÇÚĞjx{hÜ.'ù�:ìf{hÜfõ´>/Ç„¥§Ó^‚š1~jÖ 48× v»NÉÒ�}$'b+o[ª‡šßpÛu¦Â¤Vè¬˜§]Q×a[�–ÕÅ:`k}f¢Š›!é�ßmşU�Ø¼’¡µ"‡æÿ„Ğï5�j(ÍËó@±� 4kÜäzıáÂYEÀò�€t™€Ñnv3LÈ_X2úJÒ�5·6ıp>7Kj/Ù-Éš¼B’ÍØ&6ûù¤¥–îsôE¦vÁdwÄ­›kš˜ƒJ·ÌHrí¤]¿J{@Ü�xßœºT0QÆWX]cVF&µÛòş”e/£O[²´â[²}eß¿İÿÚ*#�xíu�Û�Û¡&à€¼ÿóû6´kRâ�¤a°ĞaCÎá97´~pş@¿i¯´½À§rU'ğÉ)ú¼H¿èÛÎZcØìèõ'£‹ Ò§Ñ§Ú$éŠ4Ä¯¤Ó£‡G§xRk3�%uHWÔ!^Q‡xA�Îè+ê)]POñ‚zŠWÔ]ßöKê�®¨C¼¢ñ+õ—óÿ�Ï˜FK;¦tı¯¢âUâÓ@#-©Cº¢ñŠ:Ä«è~—å>¥«è‡xı¯¨+ü£ÜåÊ¢“W.¤!›¤reÙd”§dşù7}¿Õıß�Òşë¾ıôËç¼ÿñír:�Óƒ®oN·ÿmûütƒ�ŞÛ? 1±'Å“‚pıˆ÷óGV!@„§w*OCğ¢0W\]+¦ìÅGF=Ï´µÆw„&â}3� ©¼H§…­?¾ÿ¬ÇUğ­³‚/V¬ï£÷ğáU!Jø;*]ÿ×ùÜ~¥ğNX¥ô{çïÿÿÿÿÿoÀt÷endstreamendobj85 0 obj< >streamH‰\�ÏjÄ Æï>Åw‹Ùœ%P¶rèšöŒNR¡ebyû�6l¡*ã÷ıäsô­ì)dĞoİ€¦@�q�;„ç@êÚ‚.]İİb“ÒûšqéiŠÊĞï"®™w8=ø8âYéWöÈ�f8}Ş
https://www.littelfuse.com/~/media/electronics/datasheets/fuses/littelfuse_fuse_437a_datasheet.pdf.pdf | fuses | Fuse Datasheet© 2021 Littelfuse, Inc.Specifications are subject to change without notice.Revised: GD. 09/08/216437A Series1206 Fast-Acting Ceramic FuseDescriptionThe 437A Series AECQ-Compliant fuses are specifically tested to cater to secondary circuit protection needs of compact auto-electronics applications.The general design ensures excellent temperature stability and performance reliability. In addition to this, the high I²t values typical of the Littelfuse Ceramic Fuse family ensure high inrush current withstand capability.Agency ApprovalsAgencyAgency File NumberAmpere RangeE104800.250A − 8A298620.250A − 8AFeaturesElectrical Characteristics for Series ■ Operating Temperature from -55ºC to +150ºC ■ 100% Lead-free, Halogen-Free and RoHS compliant ■ Meets Littelfuse’s automotive qualifications* ■ Fast response to faulty current to ensure over-current protection for sensitive electronic components% of Ampere RatingAmpere RatingOpening Time at 25ºC100%0.250A − 8A4 hours, Minimum250%0.750A − 8A5 seconds, Maximum350%0.750A − 8A1 second, Maximum0.250A - 0.500A5 seconds, MaximumApplicationsAmpere Rating(A)Amp CodeMax. Voltage Rating (V)Interrupting Rating 1Nominal Resistance (Ohms) 2Nominal Melting I2t (A2Sec.) 3Nominal Voltage Drop At Rated Current (V) 4Nominal Power Dissipation At Rated Current (W)AgencyApprovals0.250.25012550A @ 125VAC/DC2.2900.0030.780.195xx0.375.3751251.3300.0100.600.225xx0.500.5006350A @ 63VAC/DC0.9080.0180.520.260xx0.750.7506350A @ 63VAC/DC100A @ 63VDC0.6000.0640.450.338xx1.00001.6350A @ 63VAC/DC0.4200.1000.410.410xx1.251.25630.3180.2560.400.500xx1.5001.5630.2090.3240.390.585xx1.751.75630.0710.0750.270.473xx2.00002.630.0620.1440.200.400xx2.5002.56350A @ 45VAC/63VDC0.0430.4410.150.375xx3.00003.630.0350.5060.140.420xx3.5003.5630.0270.7770.130.455xx4.00004.630.0221.0240.130.520xx5.00005.630.01592.300.130.650xx7.00007.3550A @ 32VAC/35VDC0.01005.020.130.910xx8.00008.350.0087.230.131.040xxElectrical Specifications by ItemNotes:1. AC Interrupting Rating tested at rated voltage with unity power factor. DC Interrupting Rating tested at rated voltage with time constant < 0.8 msec.2. Nominal Resistance measured with < 10% rated current.3. Nominal Melting I²t measured at 1 msec. opening time.4. Nominal Voltage Drop measured at rated current after temperature has stabilized.* - Largely based on Littelfuse internal AEC-Q200 test plan.RoHSPb ■ Li-ion Battery ■ LED Lighting ■ Automotive Navigation System ■ TFT Display ■ Battery Management System (BMS) ■ ClustersDevices designed to carry rated current for 4 hours minimum. It is recommended that devices be operated continuously at no more than 80% rated current. See “Temperature Re-rating Curve”for additional re-rating information. Devices designed to be mounted with marking code facing up.ResourcesAccessoriesSamplesAdditional InformationFuse Datasheet© 2021 Littelfuse, Inc.Specifications are subject to change without notice.Revised: GD. 09/08/217437A Series1206 Fast-Acting Ceramic FuseAverage Time Current Curves.250A.375A.500A.750A1A1.25A1.5A1.75A2A2.5A3A3.5A4A 5A 7A 8A0,0010,010,11101000,1110100TIME IN SECONDSCURRENT IN AMPERESReflow ConditionPb-free assemblyPre Heat- Temperature Min (Ts(min))150°C - Temperature Max (Ts(max))200°C- Time (Min to Max) (ts)60 – 180 secondsAverage Ramp-up Rate (Liquidus Temp (TL) to peak)5°C/second max.TS(max) to TL - Ramp-up Rate5°C/second max.Reflow- Temperature (TL) (Liquidus)217°C - Temperature (tL)60 – 150 secondsPeak Temperature (TP)260+0/-5 °CTime within 5°C of actual peak Temperature (tp)20 – 40 secondsRamp-down Rate5°C/second max.Time 25°C to peak Temperature (TP)8 minutes max.Do not exceed260°CWave Soldering260°C, 10 seconds max.Soldering ParametersTemperature Re-rating Curve406080100120140-65 -45 -25 -5 15 35 55 75 95 115 135 155TEMPERATURE (°C)PERCENT OF RATINGTimeTemperatureTPTLTS(max)TS(min)25tPtLtStime to peak temperature(t 25ºC to peak)Ramp-downRamp-upPreheatCritical ZoneTL to TPExample: For continuous operation at 75 degrees celsius, the fuse should be rerated as follows: I = (0.80)(0.85)IRAT = (0.68)IRATNote: 1. Re-rating depicted in this curve is in addition to the standard re-rating of 20% for continuous operation.Part Numbering System0437 005. W R ASERIESAMP CODEQUANTITY CODEPACKING CODEAEC-Q200 QUALIFIEDW = 3000 pcsR = Tape and ReelFuse Datasheet© 2021 Littelfuse, Inc.Specifications are subject to change without notice.Revised: GD. 09/08/218437A Series1206 Fast-Acting Ceramic FuseMaterialsBody: Advanced CeramicTerminations: Ag/Ni/Sn (100% Lead-free)Element Cover Coating: Lead-free GlassMoisture Sensitivity LevelIPC/JEDEC J-STD-020, Level 1SolderabilityIPC/EIC/JEDEC J-STD-002, Condition BHumidity TestMIL-STD-202, Method 103, Conditions DResistance to Solder HeatMIL-STD-202, Method 210, Condition BMoisture ResistanceMIL-STD-202, Method 106High Temperature StorageMIL-STD-202 Method 108 with exemptionsThermal Shock TestJESD22 Method JA-104, Test Conditions B and NBiased HumidityMIL-STD-202 Method 103, 85°C/85% RH with 10% operating power for 1000 hrsOperational LifeMIL-STD-202 Method 108, Test Condition DResistance To SolventsMIL-STD-202 Method 215Mechanical ShockMIL-STD-202 Method 213, Test Condition CProduct CharacteristicsThermal ShockMIL-STD-202, Method 107, Condition BMechanical ShockMIL-STD-202, Method 213, Condition AVibrationMIL-STD-202, Method 201Vibration, High FrequencyMIL-STD-202, Method 204, Condition DDissolution of MetallizationIPC/EIC/JEDEC J-STD-002, Condition DTerminal StrengthIEC 60127-4High Frequency VibrationMIL-STD-202, Method 204Resistance To Soldering HeatMIL-STD-202 Method 210, Test Condition BSolderabilityJESD22-B102E Method 1Terminal Strength For SMDAEC Q200-006Board FlexAEC Q200-005Electrical Characterization3 Temperature Electrical CharacterizationDimensions0.520 ± 0.200[0.020 ± 0.008]23.200 ± 0.1778[0.126 ± 0.007]1.000[0.039]1.63 +0.10 / -0.2[0.064 +0.004 / -0.008]N1.500[0.059]1.800[0.071]3.500[0.138]1.000[0.039]0.835 ± 0.15 [0.0329 ± 0.006] PackagingPart Marking SystemPackaging OptionPackaging SpecificationQuantityQuantity and Packaging Code8mm Tape and ReelEIA-481, IEC 60286, Part 33000WRAAmp CodeMarking Code.250D.375E.500F.750G001.H1.25J01.5K1.75L002.N02.5O003.P3.500R004.S005.T007.W008.¦X¦Disclaimer Notice - Information furnished is believed to be accurate and reliable. However, users should independently evaluate the suitability of and test each product selected for their own applications. Littelfuse products are not designed for, and may not be used in, all applications. Read complete Disclaimer Notice at www.littelfuse.com/disclaimer-electronics.0.520 ± 0.200[0.020 ± 0.008]23.200 ± 0.1778[0.126 ± 0.007]1.000[0.039]1.63 +0.10 / -0.2[0.064 +0.004 / -0.008]N1.500[0.059]1.800[0.071]3.500[0.138]1.000[0.039]0.835 ± 0.15 [0.0329 ± 0.006] 0.520 ± 0.200[0.020 ± 0.008]23.200 ± 0.1778[0.126 ± 0.007]1.000[0.039]1.63 +0.10 / -0.2[0.064 +0.004 / -0.008]N1.500[0.059]1.800[0.071]3.500[0.138]1.000[0.039]0.835 ± 0.15 [0.0329 ± 0.006] 0.520 ± 0.200[0.020 ± 0.008]23.200 ± 0.1778[0.126 ± 0.007]1.000[0.039]1.63 +0.10 / -0.2[0.064 +0.004 / -0.008]N1.500[0.059]1.800[0.071]3.500[0.138]1.000[0.039]0.835 ± 0.15 [0.0329 ± 0.006]
https://www.littelfuse.com/~/media/electronics/datasheets/fuses/littelfuse_fuse_437a_datasheet.pdf.pdf | fuses | Fuse Datasheet© 2021 Littelfuse, Inc.Specifications are subject to change without notice.Revised: GD. 09/08/216437A Series1206 Fast-Acting Ceramic FuseDescriptionThe 437A Series AECQ-Compliant fuses are specifically tested to cater to secondary circuit protection needs of compact auto-electronics applications.The general design ensures excellent temperature stability and performance reliability. In addition to this, the high I²t values typical of the Littelfuse Ceramic Fuse family ensure high inrush current withstand capability.Agency ApprovalsAgencyAgency File NumberAmpere RangeE104800.250A − 8A298620.250A − 8AFeaturesElectrical Characteristics for Series ■ Operating Temperature from -55ºC to +150ºC ■ 100% Lead-free, Halogen-Free and RoHS compliant ■ Meets Littelfuse’s automotive qualifications* ■ Fast response to faulty current to ensure over-current protection for sensitive electronic components% of Ampere RatingAmpere RatingOpening Time at 25ºC100%0.250A − 8A4 hours, Minimum250%0.750A − 8A5 seconds, Maximum350%0.750A − 8A1 second, Maximum0.250A - 0.500A5 seconds, MaximumApplicationsAmpere Rating(A)Amp CodeMax. Voltage Rating (V)Interrupting Rating 1Nominal Resistance (Ohms) 2Nominal Melting I2t (A2Sec.) 3Nominal Voltage Drop At Rated Current (V) 4Nominal Power Dissipation At Rated Current (W)AgencyApprovals0.250.25012550A @ 125VAC/DC2.2900.0030.780.195xx0.375.3751251.3300.0100.600.225xx0.500.5006350A @ 63VAC/DC0.9080.0180.520.260xx0.750.7506350A @ 63VAC/DC100A @ 63VDC0.6000.0640.450.338xx1.00001.6350A @ 63VAC/DC0.4200.1000.410.410xx1.251.25630.3180.2560.400.500xx1.5001.5630.2090.3240.390.585xx1.751.75630.0710.0750.270.473xx2.00002.630.0620.1440.200.400xx2.5002.56350A @ 45VAC/63VDC0.0430.4410.150.375xx3.00003.630.0350.5060.140.420xx3.5003.5630.0270.7770.130.455xx4.00004.630.0221.0240.130.520xx5.00005.630.01592.300.130.650xx7.00007.3550A @ 32VAC/35VDC0.01005.020.130.910xx8.00008.350.0087.230.131.040xxElectrical Specifications by ItemNotes:1. AC Interrupting Rating tested at rated voltage with unity power factor. DC Interrupting Rating tested at rated voltage with time constant < 0.8 msec.2. Nominal Resistance measured with < 10% rated current.3. Nominal Melting I²t measured at 1 msec. opening time.4. Nominal Voltage Drop measured at rated current after temperature has stabilized.* - Largely based on Littelfuse internal AEC-Q200 test plan.RoHSPb ■ Li-ion Battery ■ LED Lighting ■ Automotive Navigation System ■ TFT Display ■ Battery Management System (BMS) ■ ClustersDevices designed to carry rated current for 4 hours minimum. It is recommended that devices be operated continuously at no more than 80% rated current. See “Temperature Re-rating Curve”for additional re-rating information. Devices designed to be mounted with marking code facing up.ResourcesAccessoriesSamplesAdditional InformationFuse Datasheet© 2021 Littelfuse, Inc.Specifications are subject to change without notice.Revised: GD. 09/08/217437A Series1206 Fast-Acting Ceramic FuseAverage Time Current Curves.250A.375A.500A.750A1A1.25A1.5A1.75A2A2.5A3A3.5A4A 5A 7A 8A0,0010,010,11101000,1110100TIME IN SECONDSCURRENT IN AMPERESReflow ConditionPb-free assemblyPre Heat- Temperature Min (Ts(min))150°C - Temperature Max (Ts(max))200°C- Time (Min to Max) (ts)60 – 180 secondsAverage Ramp-up Rate (Liquidus Temp (TL) to peak)5°C/second max.TS(max) to TL - Ramp-up Rate5°C/second max.Reflow- Temperature (TL) (Liquidus)217°C - Temperature (tL)60 – 150 secondsPeak Temperature (TP)260+0/-5 °CTime within 5°C of actual peak Temperature (tp)20 – 40 secondsRamp-down Rate5°C/second max.Time 25°C to peak Temperature (TP)8 minutes max.Do not exceed260°CWave Soldering260°C, 10 seconds max.Soldering ParametersTemperature Re-rating Curve406080100120140-65 -45 -25 -5 15 35 55 75 95 115 135 155TEMPERATURE (°C)PERCENT OF RATINGTimeTemperatureTPTLTS(max)TS(min)25tPtLtStime to peak temperature(t 25ºC to peak)Ramp-downRamp-upPreheatCritical ZoneTL to TPExample: For continuous operation at 75 degrees celsius, the fuse should be rerated as follows: I = (0.80)(0.85)IRAT = (0.68)IRATNote: 1. Re-rating depicted in this curve is in addition to the standard re-rating of 20% for continuous operation.Part Numbering System0437 005. W R ASERIESAMP CODEQUANTITY CODEPACKING CODEAEC-Q200 QUALIFIEDW = 3000 pcsR = Tape and ReelFuse Datasheet© 2021 Littelfuse, Inc.Specifications are subject to change without notice.Revised: GD. 09/08/218437A Series1206 Fast-Acting Ceramic FuseMaterialsBody: Advanced CeramicTerminations: Ag/Ni/Sn (100% Lead-free)Element Cover Coating: Lead-free GlassMoisture Sensitivity LevelIPC/JEDEC J-STD-020, Level 1SolderabilityIPC/EIC/JEDEC J-STD-002, Condition BHumidity TestMIL-STD-202, Method 103, Conditions DResistance to Solder HeatMIL-STD-202, Method 210, Condition BMoisture ResistanceMIL-STD-202, Method 106High Temperature StorageMIL-STD-202 Method 108 with exemptionsThermal Shock TestJESD22 Method JA-104, Test Conditions B and NBiased HumidityMIL-STD-202 Method 103, 85°C/85% RH with 10% operating power for 1000 hrsOperational LifeMIL-STD-202 Method 108, Test Condition DResistance To SolventsMIL-STD-202 Method 215Mechanical ShockMIL-STD-202 Method 213, Test Condition CProduct CharacteristicsThermal ShockMIL-STD-202, Method 107, Condition BMechanical ShockMIL-STD-202, Method 213, Condition AVibrationMIL-STD-202, Method 201Vibration, High FrequencyMIL-STD-202, Method 204, Condition DDissolution of MetallizationIPC/EIC/JEDEC J-STD-002, Condition DTerminal StrengthIEC 60127-4High Frequency VibrationMIL-STD-202, Method 204Resistance To Soldering HeatMIL-STD-202 Method 210, Test Condition BSolderabilityJESD22-B102E Method 1Terminal Strength For SMDAEC Q200-006Board FlexAEC Q200-005Electrical Characterization3 Temperature Electrical CharacterizationDimensions0.520 ± 0.200[0.020 ± 0.008]23.200 ± 0.1778[0.126 ± 0.007]1.000[0.039]1.63 +0.10 / -0.2[0.064 +0.004 / -0.008]N1.500[0.059]1.800[0.071]3.500[0.138]1.000[0.039]0.835 ± 0.15 [0.0329 ± 0.006] PackagingPart Marking SystemPackaging OptionPackaging SpecificationQuantityQuantity and Packaging Code8mm Tape and ReelEIA-481, IEC 60286, Part 33000WRAAmp CodeMarking Code.250D.375E.500F.750G001.H1.25J01.5K1.75L002.N02.5O003.P3.500R004.S005.T007.W008.¦X¦Disclaimer Notice - Information furnished is believed to be accurate and reliable. However, users should independently evaluate the suitability of and test each product selected for their own applications. Littelfuse products are not designed for, and may not be used in, all applications. Read complete Disclaimer Notice at www.littelfuse.com/disclaimer-electronics.0.520 ± 0.200[0.020 ± 0.008]23.200 ± 0.1778[0.126 ± 0.007]1.000[0.039]1.63 +0.10 / -0.2[0.064 +0.004 / -0.008]N1.500[0.059]1.800[0.071]3.500[0.138]1.000[0.039]0.835 ± 0.15 [0.0329 ± 0.006] 0.520 ± 0.200[0.020 ± 0.008]23.200 ± 0.1778[0.126 ± 0.007]1.000[0.039]1.63 +0.10 / -0.2[0.064 +0.004 / -0.008]N1.500[0.059]1.800[0.071]3.500[0.138]1.000[0.039]0.835 ± 0.15 [0.0329 ± 0.006] 0.520 ± 0.200[0.020 ± 0.008]23.200 ± 0.1778[0.126 ± 0.007]1.000[0.039]1.63 +0.10 / -0.2[0.064 +0.004 / -0.008]N1.500[0.059]1.800[0.071]3.500[0.138]1.000[0.039]0.835 ± 0.15 [0.0329 ± 0.006]
https://www.littelfuse.com/media?resourcetype=datasheets&itemid=12c1a28d-212b-4f45-9d77-c982b871378a&filename=littelfuse_fuse_448_datasheet.pdf | fuses | Surface Mount Fuses Datasheet© 2023 Littelfuse, Inc.Specifications are subject to change without notice.Revised: GD. 06/30/231448 SeriesNANO2® Fuse > Very Fast-ActingDescriptionThe lead-free Nano2® SMF Fuse is a very small, square surface mount fuse that is RoHS compliant, Halogen Free and 100% lead-free. This product is fully compatible with lead-free solder alloys and higher temperature profiles associated with lead-free assembly.Agency ApprovalsFeatures & BenefitsRoHSPbPSEElectrical Characteristics for Series% of Ampere RatingAmpere RatingOpening Time100%0.062A –154 hours, Minimum200%0.062A –105 sec., Maximum12 –1520 sec., MaximumApplications ■ Notebook PC ■ LCD/PDP TV ■ LCD monitor ■ LCD/PDP panel ■ LCD backlight inverter ■ Portable DVD player ■ Power supply ■ Networking ■ PC server ■ Cooling fan system ■ Storage system ■ Telecom system ■ Wireless basestation ■ White goods ■ Game console ■ Office Automation equipment ■ Battery charging circuit protection ■ Industrial equipment ■ RoHS compliant, Lead-free and Halogen Free ■ Very fast-acting ■ Small size ■ Wide range of current rating available (0.062A to 15A) ■ Wide operating temperature range ■ UL Recognized to UL/CSA/NMX UL 248-1 and UL/CSA/NMX UL 248-14 ■ Conforms to DENAN’s Appendix 3AgencyAgency File NumberAmpere RangeE104800.062A - 15A298620.062A - 15APSENBK030205-E10480ANBK030205-E10480BNBK101105-E1846551A - 1.6A2A - 5A6.3A - 10AN/A0.062A - 15AN/A0.062A - 15AResourcesAccessoriesSamplesAdditional InformationSurface Mount Fuses Datasheet© 2023 Littelfuse, Inc.Specifications are subject to change without notice.Revised: GD. 06/30/232448 SeriesNANO2® Fuse > Very Fast-ActingAmpere Rating(A)Amp CodeMaxVoltage Rating (V)InterruptingRatingNominal Cold Resistance (Ohms)Nominal Melting I2t (A2sec)Agency ApprovalsPSE0.062.06212550A @125VAC/VDC300A @32 VDCPSE: 100A @100VAC5.500.00023xxxx-0.080.0801254.420.00043xxxx-0.100.1001252.900.00082xxxx-0.125.1251252.580.00130xxxx-0.160.1601251.760.00280xxxx-0.200.2001251.650.00380xxxx-0.250.2501250.950.01520xxxx-0.315.3151250.70150.02650xxxx-0.375.3751250.61550.02400xxxx-0.400.4001250.48950.04160xxxx-0.500.5001250.38000.10000xxxx-0.630.6301250.31250.121xxxx-0.750.7501250.22900.206xxxx-0.800.8001250.19070.272xxxx-1.00001.1250.086300.441xxxxx1.251.251250.066190.900xxxxx1.5001.51250.065140.900xxxxx1.6001.61250.062611.122xxxxx2.00002.1250.035290.812xxxxx2.5002.51250.029341.156xxxxx3.00003.1250.024451.720xxxxx3.153.151250.023001.810xxxxx3.5003.51250.021002.300xxxxx4.00004.1250.015773.970xxxxx5.00005.1250.015314.490xxxxx6.3006.31250.0104412.10xxxxx7.00007.1250.0090013.92xxxxx8.00008.1250.0078018.33xxxxx10.00010.12535A @125 VAC50A @125 VDC300A @32 VDCPSE: 100A @100VAC0.0070028.00xxxxx12.00012.8550A @65 VAC/VDC300A @24 VDC200A @85 VDC0.0053347.59xxxx-15.00015.850.0039478.4xxxx-Electrical Specifications by ItemNotes: - l2t calculated at 8ms. - Resistance is measured at 10% of rated current, 25ºCSurface Mount Fuses Datasheet© 2023 Littelfuse, Inc.Specifications are subject to change without notice.Revised: GD. 06/30/233448 SeriesNANO2® Fuse > Very Fast-ActingAverage Time Current CurvesReflow ConditionPb – Free assemblyPre Heat- Temperature Min (Ts(min))150°C - Temperature Max (Ts(max))200°C- Time (Min to Max) (ts)60 – 180 secsAverage ramp up rate (Liquidus Temp (TL) to peak5°C/second max.TS(max) to TL - Ramp-up Rate5°C/second max.Reflow- Temperature (TL) (Liquidus)217°C - Temperature (tL)60 – 150 secondsPeak Temperature (TP)260+0/–5 °CTime within 5°C of actual peak Temperature (tp)20 – 40 secondsRamp-down Rate5°C/second max.Time 25°C to peak Temperature (TP)8 minutes max.Do not exceed260°CWave Soldering Parameters260°C Peak Temperature, 10 seconds max.Soldering Parameters Temperature Re-rating Curve448 SERIES NANO LEAD FREE VERY FAST ACTING FUSE0.0010.010.11101001000100101.10CURRENT IN AMPSTIME IN SECONDS.062 A.080 A.100 A.125 A.160 A.200 A.250 A.315 A.375 A.40 A.50 A.63 A.75 A.80 A1.00 A1.25 A1.50 A1.60 A2.00 A2.50 A3.00 A3.15 A3.50 A4.00 A5.00 A6.30 A7 A8 A10 A12 A15 ANote:1. Rerating depicted in this curve is in addition to the standard derating of 25% for continuous operation.TimeTemperatureTPTLTS(max)TS(min)25tPtLtStime to peak temperature(t 25ºC to peak)Ramp-downRamp-upPreheatCritical ZoneTL to TPSurface Mount Fuses Datasheet© 2023 Littelfuse, Inc.Specifications are subject to change without notice.Revised: GD. 06/30/234448 SeriesNANO2® Fuse > Very Fast-ActingMaterialsBody: Ceramic Terminations: Gold-plated CapsProduct MarkingBrand, Amperage RatingOperating Temperature-55oC to 125oCMoisture Sensitivity LevelLevel 1, J-STD-020SolderabilityMIL-STD-202, Method 208Insulation Resistance (after Opening)MIL-STD-202, Method 302, Test Condition A (10,000 ohms minimum)Thermal ShockMIL-STD-202, Method 107, Test Condition B, 5 cycles, -65oC to 125oC, 15 minutes @ each extremeMechanical ShockMIL-STD-202, Method 213, Test I: Deenergized. 100G’s pk amplitude, sawtooth wave 6ms duration, 3 cycles XYZ+xyz = 18 shocksVibrationMIL-STD-202, Method 201: 0.03” amplitude, 10-55 Hz in 1 min. 2hrs each XYZ=6hrsMoisture ResistanceMIL-STD-202, Method 106, 10 cyclesSalt SprayMIL-STD-202, Method 101, Test Condition B (48hrs)Resistance to Soldering HeatMIL-STD-202, Method 210, Test condition B (10 sec at 260oC)Product CharacteristicsF7 A6.86(.270")3.15(.124")2.95(.116")1.96(.077")2.69 ± .25(.106")2.69 ± .25(.106")1.45(.057")6.10 ± .20(.240")Recommended pad layoutDimensions mm(inches)PackagingPart Numbering SystemPackaging OptionPackaging SpecificationQuantityQuantity & Packaging Code12mm Tape and ReelEIA RS-481-1 (IEC 600286-3)1000MR0448 001. M RSeriesAmp Code*Quantity codePackaging codeRefer to Electrical Characteristics tableM = 1000 pcsR = Tape and Reel*Example:1.5 amp product is 044801.5MR (1 amp product shown above).Disclaimer Notice - Littelfuse products are not designed for, and shall not be used for, any purpose (including, without limitation, automotive, military, aerospace, medical, life-saving, life-sustaining or nuclear facility applications, devices intended for surgical implant into the body, or any other application in which the failure or lack of desired operation of the product may result in personal injury, death, or property damage) other than those expressly set forth in applicable Littelfuse product documentation. Warranties granted by Littelfuse shall be deemed void for products used for any purpose not expressly set forth in applicable Littelfuse documentation. Littelfuse shall not be liable for any claims or damages arising out of products used in applications not expressly intended by Littelfuse as set forth in applicable Littelfuse documentation. The sale and use of Littelfuse products is subject to Littelfuse Terms and Conditions of Sale, unless otherwise agreed by Littelfuse. Information furnished is believed to be accurate and reliable. However, users should independently evaluate the suitability of and test each product selected for their own applications. Littelfuse products are not designed for, and may not be used in, all applications. Read complete Disclaimer Notice at www.littelfuse.com/disclaimer-electronics.
https://www.littelfuse.com/media?resourcetype=datasheets&itemid=12c1a28d-212b-4f45-9d77-c982b871378a&filename=littelfuse_fuse_448_datasheet.pdf | fuses | Surface Mount Fuses Datasheet© 2023 Littelfuse, Inc.Specifications are subject to change without notice.Revised: GD. 06/30/231448 SeriesNANO2® Fuse > Very Fast-ActingDescriptionThe lead-free Nano2® SMF Fuse is a very small, square surface mount fuse that is RoHS compliant, Halogen Free and 100% lead-free. This product is fully compatible with lead-free solder alloys and higher temperature profiles associated with lead-free assembly.Agency ApprovalsFeatures & BenefitsRoHSPbPSEElectrical Characteristics for Series% of Ampere RatingAmpere RatingOpening Time100%0.062A –154 hours, Minimum200%0.062A –105 sec., Maximum12 –1520 sec., MaximumApplications ■ Notebook PC ■ LCD/PDP TV ■ LCD monitor ■ LCD/PDP panel ■ LCD backlight inverter ■ Portable DVD player ■ Power supply ■ Networking ■ PC server ■ Cooling fan system ■ Storage system ■ Telecom system ■ Wireless basestation ■ White goods ■ Game console ■ Office Automation equipment ■ Battery charging circuit protection ■ Industrial equipment ■ RoHS compliant, Lead-free and Halogen Free ■ Very fast-acting ■ Small size ■ Wide range of current rating available (0.062A to 15A) ■ Wide operating temperature range ■ UL Recognized to UL/CSA/NMX UL 248-1 and UL/CSA/NMX UL 248-14 ■ Conforms to DENAN’s Appendix 3AgencyAgency File NumberAmpere RangeE104800.062A - 15A298620.062A - 15APSENBK030205-E10480ANBK030205-E10480BNBK101105-E1846551A - 1.6A2A - 5A6.3A - 10AN/A0.062A - 15AN/A0.062A - 15AResourcesAccessoriesSamplesAdditional InformationSurface Mount Fuses Datasheet© 2023 Littelfuse, Inc.Specifications are subject to change without notice.Revised: GD. 06/30/232448 SeriesNANO2® Fuse > Very Fast-ActingAmpere Rating(A)Amp CodeMaxVoltage Rating (V)InterruptingRatingNominal Cold Resistance (Ohms)Nominal Melting I2t (A2sec)Agency ApprovalsPSE0.062.06212550A @125VAC/VDC300A @32 VDCPSE: 100A @100VAC5.500.00023xxxx-0.080.0801254.420.00043xxxx-0.100.1001252.900.00082xxxx-0.125.1251252.580.00130xxxx-0.160.1601251.760.00280xxxx-0.200.2001251.650.00380xxxx-0.250.2501250.950.01520xxxx-0.315.3151250.70150.02650xxxx-0.375.3751250.61550.02400xxxx-0.400.4001250.48950.04160xxxx-0.500.5001250.38000.10000xxxx-0.630.6301250.31250.121xxxx-0.750.7501250.22900.206xxxx-0.800.8001250.19070.272xxxx-1.00001.1250.086300.441xxxxx1.251.251250.066190.900xxxxx1.5001.51250.065140.900xxxxx1.6001.61250.062611.122xxxxx2.00002.1250.035290.812xxxxx2.5002.51250.029341.156xxxxx3.00003.1250.024451.720xxxxx3.153.151250.023001.810xxxxx3.5003.51250.021002.300xxxxx4.00004.1250.015773.970xxxxx5.00005.1250.015314.490xxxxx6.3006.31250.0104412.10xxxxx7.00007.1250.0090013.92xxxxx8.00008.1250.0078018.33xxxxx10.00010.12535A @125 VAC50A @125 VDC300A @32 VDCPSE: 100A @100VAC0.0070028.00xxxxx12.00012.8550A @65 VAC/VDC300A @24 VDC200A @85 VDC0.0053347.59xxxx-15.00015.850.0039478.4xxxx-Electrical Specifications by ItemNotes: - l2t calculated at 8ms. - Resistance is measured at 10% of rated current, 25ºCSurface Mount Fuses Datasheet© 2023 Littelfuse, Inc.Specifications are subject to change without notice.Revised: GD. 06/30/233448 SeriesNANO2® Fuse > Very Fast-ActingAverage Time Current CurvesReflow ConditionPb – Free assemblyPre Heat- Temperature Min (Ts(min))150°C - Temperature Max (Ts(max))200°C- Time (Min to Max) (ts)60 – 180 secsAverage ramp up rate (Liquidus Temp (TL) to peak5°C/second max.TS(max) to TL - Ramp-up Rate5°C/second max.Reflow- Temperature (TL) (Liquidus)217°C - Temperature (tL)60 – 150 secondsPeak Temperature (TP)260+0/–5 °CTime within 5°C of actual peak Temperature (tp)20 – 40 secondsRamp-down Rate5°C/second max.Time 25°C to peak Temperature (TP)8 minutes max.Do not exceed260°CWave Soldering Parameters260°C Peak Temperature, 10 seconds max.Soldering Parameters Temperature Re-rating Curve448 SERIES NANO LEAD FREE VERY FAST ACTING FUSE0.0010.010.11101001000100101.10CURRENT IN AMPSTIME IN SECONDS.062 A.080 A.100 A.125 A.160 A.200 A.250 A.315 A.375 A.40 A.50 A.63 A.75 A.80 A1.00 A1.25 A1.50 A1.60 A2.00 A2.50 A3.00 A3.15 A3.50 A4.00 A5.00 A6.30 A7 A8 A10 A12 A15 ANote:1. Rerating depicted in this curve is in addition to the standard derating of 25% for continuous operation.TimeTemperatureTPTLTS(max)TS(min)25tPtLtStime to peak temperature(t 25ºC to peak)Ramp-downRamp-upPreheatCritical ZoneTL to TPSurface Mount Fuses Datasheet© 2023 Littelfuse, Inc.Specifications are subject to change without notice.Revised: GD. 06/30/234448 SeriesNANO2® Fuse > Very Fast-ActingMaterialsBody: Ceramic Terminations: Gold-plated CapsProduct MarkingBrand, Amperage RatingOperating Temperature-55oC to 125oCMoisture Sensitivity LevelLevel 1, J-STD-020SolderabilityMIL-STD-202, Method 208Insulation Resistance (after Opening)MIL-STD-202, Method 302, Test Condition A (10,000 ohms minimum)Thermal ShockMIL-STD-202, Method 107, Test Condition B, 5 cycles, -65oC to 125oC, 15 minutes @ each extremeMechanical ShockMIL-STD-202, Method 213, Test I: Deenergized. 100G’s pk amplitude, sawtooth wave 6ms duration, 3 cycles XYZ+xyz = 18 shocksVibrationMIL-STD-202, Method 201: 0.03” amplitude, 10-55 Hz in 1 min. 2hrs each XYZ=6hrsMoisture ResistanceMIL-STD-202, Method 106, 10 cyclesSalt SprayMIL-STD-202, Method 101, Test Condition B (48hrs)Resistance to Soldering HeatMIL-STD-202, Method 210, Test condition B (10 sec at 260oC)Product CharacteristicsF7 A6.86(.270")3.15(.124")2.95(.116")1.96(.077")2.69 ± .25(.106")2.69 ± .25(.106")1.45(.057")6.10 ± .20(.240")Recommended pad layoutDimensions mm(inches)PackagingPart Numbering SystemPackaging OptionPackaging SpecificationQuantityQuantity & Packaging Code12mm Tape and ReelEIA RS-481-1 (IEC 600286-3)1000MR0448 001. M RSeriesAmp Code*Quantity codePackaging codeRefer to Electrical Characteristics tableM = 1000 pcsR = Tape and Reel*Example:1.5 amp product is 044801.5MR (1 amp product shown above).Disclaimer Notice - Littelfuse products are not designed for, and shall not be used for, any purpose (including, without limitation, automotive, military, aerospace, medical, life-saving, life-sustaining or nuclear facility applications, devices intended for surgical implant into the body, or any other application in which the failure or lack of desired operation of the product may result in personal injury, death, or property damage) other than those expressly set forth in applicable Littelfuse product documentation. Warranties granted by Littelfuse shall be deemed void for products used for any purpose not expressly set forth in applicable Littelfuse documentation. Littelfuse shall not be liable for any claims or damages arising out of products used in applications not expressly intended by Littelfuse as set forth in applicable Littelfuse documentation. The sale and use of Littelfuse products is subject to Littelfuse Terms and Conditions of Sale, unless otherwise agreed by Littelfuse. Information furnished is believed to be accurate and reliable. However, users should independently evaluate the suitability of and test each product selected for their own applications. Littelfuse products are not designed for, and may not be used in, all applications. Read complete Disclaimer Notice at www.littelfuse.com/disclaimer-electronics.
https://www.schurter.com/en/datasheet/typ_UMT-H.pdf | fuses | 1FusesUMT-Hhttps://www.schurter.com /PG01_2Circuit ProtectionSurface Mount Fuse, 5.3 x 16 mm, Time-Lag T, 277 VAC / 250 VDC, Breaking Capacity 1500 ASMD fuse UMT-H See below: Approvals and CompliancesUL 248-14 · 277 VAC · 250 VDC · Time-Lag TDescription- 26 rated currents from 160 mA to 50 A- Square design: 5.3 x 16- Impermeable to potting compound used to achieve hermetic seal for use in intrinsically safe applications according to ATEx and IECEx re-quirements.Unique Selling Proposition- High breaking capacity up to 1500 A- High rated voltages up to 277 VAC / 250 VDC- Compact design- Suitable for pulse-shaped continuous currentsApplications- Primary protection on SMD PCBs- Sensors- Power supplies- Intrinsically Safe- Illumination- Battery protectionReferencesFuse Kit Fuse Kit UMT-H Weblinkspdf data sheet, html datasheet, General Product Information, Distributor-Stock-Check, Detailed request for product, Microsite, Video Application Note Primary Protection in Equipmentwith further information on increased Pulse Strength and their test conditions according to inter-national standards see Impulse Withstand VoltageTechnical DataRated Voltage250 - 277 VAC, 72 - 250 VDCRated current0.16 - 50 ABreaking Capacity100-1500 ACharacteristicTime-Lag TMountingPCB,SMTAdmissible Ambient Temp.-55 °C to 125 °CClimatic Category55/125/21 acc. to IEC 60068-1Material: HousingCeramicsMaterial: TerminalsNi/Sn-Plated Copper AlloyUnit Weight1.42 gStorage Conditions0 °C to 40 °C, max. 70% r.h.Product Marking, Rated current, Voltage, Characteri-stic, Breaking Capacity, Approvals Soldering MethodsReflow Soldering ProfileSolderability245 °C / 3 sec acc. to IEC 60068-2-58Resistance to Soldering Heat260 °C / 10 sec acc. to IEC 60068-2-58Moisture Sensitivity LevelMSL 1, J-STD-020 Moisture Resistance TestMIL-STD-202, Method 106 (acc. to EIA/IS-722, Test 4.4.3)Operational Life1000h @ 0.60 x In @ 70°C (acc. to EIA/IS-722, Test 4.4.1)Mechanical ShockMIL-STD-202, Method 213 Condition AResistance to SolventsMIL-STD-202, Method 215 (EIA-722, 4.11)Terminal Strength(Deflection of board 1 mm for 1 minute) (acc. to EIA/IS-722, Test 4.5.5)Approvals and CompliancesDetailed information on product approvals, code requirements, usage instructions and detailed test conditions can be looked up in Details about Approvals SCHURTER products are designed for use in industrial environments. They have approvals from independent testing bodies according to national and international standards. Products with specific characteristics and requirements such as required in the automotive sector according to IATF 16949, medical technology according to ISO 13485 or in the aerospace industry can be offered exclusively with customer-specific, individual agree-ments by SCHURTER.2FusesUMT-Hhttps://www.schurter.com /PG01_2Circuit ProtectionApprovalsThe approval mark is used by the testing authorities to certify compliance with the safety requirements placed on electronic products. Approval Reference Type: UMT-HApproval LogoCertificatesCertification BodyDescriptionVDE ApprovalsVDEVDE Certificate Number: 40039476UL ApprovalsULUR File Number: E41599CQC ApprovalsCQCCQC Certificate Number: CQC20012265448Product standardsProduct standards that are referencedOrganizationDesignStandardDescriptionDesigned according toIEC 60127-7Miniature fuses - Part 7: Miniature fuse-links for special applicationsDesigned according toUL 248-14Low voltage fuses - Part 14: Supplemental fusesApplication standardsApplication standards where the product can be usedOrganizationDesignStandardDescriptionSuitable for applications acc.IEC/UL 62368-1Audio/video, information and communication technology equipment - Part 1: Safety requirementsCompliancesThe product complies with following Guide LinesIdentificationDetailsInitiatorDescriptionCE declaration of conformitySCHURTER AGThe CE marking declares that the product complies with the applicable requirements laid down in the harmonisation of Community legislation on its affixing in accordance with EU Regulation 765/2008.UKCA declaration of conformitySCHURTER AGThe UKCA marking declares that the product complies with the applicable requirements laid down in the British Amendment of Regulation (EC) 765/2008.RoHSSCHURTER AGDirective RoHS 2011/65/EU, Amendment (EU) 2015/863China RoHSSCHURTER AGThe law SJ / T 11363-2006 (China RoHS) has been in force since 1 March 2007. It is similar to the EU directive RoHS.Halogen FreeSCHURTER AGSCHURTER strives to offer our customers halogen free products.REACHSCHURTER AGOn 1 June 2007, Regulation (EC) No 1907/2006 on the Registration, Evaluation, Authorization and Restriction of Chemicals 1 (abbreviated as "REACH") entered into force.AECQ200AutomotiveSCHURTER AGAEC-Q200 is a test standard for passive components used in automotive applications. SCHURTER tests components according to the customer's agreement and is certified according to IATF 16949.Dimension [mm] 15.43.2>102.80.4R0.35R 0.7Ø 2.255.35Soldering pads 3.75105.63FusesUMT-Hhttps://www.schurter.com /PG01_2Circuit ProtectionDerating CurvesPercentage of Rating [%]14012010080604020-60 -40 -20 0 20 40 60 80 100 12023°C160 mA - 16 A20 A - 50 AAmbient Temperature [°C] Pre-Arcing TimeRated Current In1.0 x In min.1.25 x In min.2.0 x In max.2.5 x In max.10.0 x In min.10.0 x In max.0.160 A - 12.5 A-60 min120 s-10 ms100 ms16 A4 h-120 s-10 ms100 ms20 A - 50 A4 h--120 s5 ms100 msTime-Current-CurvesTime in Seconds0.001 0.01 0.1 1 10 100 1000 10000 100000 1 10 Multiple of Rated Current In All Variants Rated Cur-rent [A]Rated Vol-tage [VAC]Rated Vol-tage [VDC]Breaking CapacityVoltage Drop 1.0 In typ. [mV]Power Dissi-pation 1.25 In typ. [mW]Melting I²t 10.0 In typ. [A²s]Order Number0.162772501)16804100.055ll 3403.0266.11█0.162772501)16804100.055ll 3403.0266.230.22772501)13304250.09ll 3403.0267.110.22772501)13304250.09ll 3403.0267.230.252772501)11204500.15ll 3403.0268.110.252772501)11204500.15ll 3403.0268.234FusesUMT-Hhttps://www.schurter.com /PG01_2Circuit ProtectionRated Cur-rent [A]Rated Vol-tage [VAC]Rated Vol-tage [VDC]Breaking CapacityVoltage Drop 1.0 In typ. [mV]Power Dissi-pation 1.25 In typ. [mW]Melting I²t 10.0 In typ. [A²s]Order Number0.3152772501)8804600.24ll 3403.0269.110.3152772501)8804600.24ll 3403.0269.230.42772501)8105200.44ll 3403.0270.110.42772501)8105200.44ll 3403.0270.230.52772501)7105500.62ll 3403.0271.110.52772501)7105500.62ll 3403.0271.230.632772501)5305701.28ll 3403.0272.110.632772501)5305701.28ll 3403.0272.230.82772501)4506102.2ll 3403.0273.110.82772501)4506102.2ll 3403.0273.2312772501)4207103.6ll 3403.0274.11█12772501)4207103.6ll 3403.0274.231.252772501)3307354.05ll 3403.0275.111.252772501)3307354.05ll 3403.0275.231.62772501)2708104.66ll 3403.0276.111.62772501)2708104.66ll 3403.0276.2322772501)2308509.6ll 3403.0277.11█22772501)2308509.6ll 3403.0277.23█2.52771252)20594024lll3403.0278.112.52771252)20594024lll3403.0278.233.152771252)17599039lll3403.0279.11█3.152771252)17599039lll3403.0279.2342771252)140101552lll3403.0280.11█42771252)140101552lll3403.0280.23█52771252)1151055100ll 3403.0281.11█52771252)1151055100ll 3403.0281.236.32771252)1051280190ll 3403.0282.116.32771252)1051280190ll 3403.0282.2382501253)79125095ll 3403.0283.11█82501253)79125095ll 3403.0283.23102501253)731220180ll 3403.0284.11█102501253)731220180ll 3403.0284.2312.52501254)631490340ll 3403.0285.1112.52501254)631490340ll 3403.0285.23162501255)65-650ll 3403.0286.11█162501255)65-650ll 3403.0286.2320125726)76-445 l 3403.0287.11█20125726)76-445 l 3403.0287.2325125726)64-1170 l 3403.0288.1125125726)64-1170 l 3403.0288.2330125726)64-1650 l 3403.0289.1130125726)64-1650 l 3403.0289.2340125727)61-3620 l 3403.0290.11█40125727)61-3620 l 3403.0290.2350125727)61-6980 l 3403.0291.11█50125727)61-6980 l 3403.0291.23█ Most Popular.Availability for all products can be searched real-time: https://www.schurter.com/en/info-center/support-tools/stock-check-distributors1) UL = 1500 A @ 277 VAC, resistive / 1500 A @ 250 VDC1) IEC = 1500 A @ 250 VAC, resistive / 1500 A @ 250 VDC2) UL = 1500 A @ 277 VAC, resistive / 1500 A @ 125 VDC2) IEC = 1500 A @ 250 VAC, resistive / 1500 A @ 125 VDC5FusesUMT-Hhttps://www.schurter.com /PG01_2Circuit ProtectionRated Cur-rent [A]Rated Vol-tage [VAC]Rated Vol-tage [VDC]Breaking CapacityVoltage Drop 1.0 In typ. [mV]Power Dissi-pation 1.25 In typ. [mW]Melting I²t 10.0 In typ. [A²s]Order Number3) UL = 1500 A @ 250 VAC, resistive / 1500 A @ 125 VDC3) IEC = 1500 A @ 250 VAC, resistive / 1500 A @ 125 VDC4) UL = 1000 A @ 250 VAC, resistive / 1000 A @ 125 VDC4) IEC = 1000 A @ 250 VAC, resistive / 1000 A @ 125 VDC5) UL = 500 A @ 250 VAC, resistive / 500 A @ 125 VDC5) IEC = 500 A @ 250 VAC, resistive / 500 A @ 125 VDC6) UL = 100 A @ 250 VAC, resistive / 500 A @ 125 VAC, resistive / 500 A @ 72 VDC7) UL = 500 A @ 125 VAC, resistive / 500 A @ 72 VDC____________________________________________________________________________All measurements are carried out on a test board according to IEC 60127 with the following tracks:125 mA to 5 A: Track width 5.0 mm, Cu layer 35 µm6.3 A to 8 A: Track width 7.5 mm, Cu layer 70 µm10 A, 12.5 A: Track width 7.5 mm, Cu layer 140 µm16 A, 20 A: Track width 10 mm, Cu layer 140 µm25 A: Track width 15 mm, Cu layer 140 µm30 A to 50 A: Track width 20 mm, Cu layer 210 µmPackaging Unit acc. IEC 60286-3 Type 2a.xx = .11100 pcs in ESD-plastic bag.xx = .231500 pcs. in tape [W: 24mm and P1: 8mm] on reel [A: 33cm]The specifications, descriptions and illustrations indicated in this document are based on current information. All content is subject to modifications and amendments. Information furnished is believed to be accurate and reliable. However, users should independently evaluate the suitability and test each product selected for their own applications.26.03.2024
https://www.littelfuse.com/media?resourcetype=datasheets&itemid=9f72cae5-caa0-45a2-861c-f65394f23941&filename=littelfuse_fuse_464_datasheet.pdf | fuses | Surface Mount Fuses Datasheet© 2023 Littelfuse, Inc.Specifications are subject to change without notice.Revised: GD. 06/01/231464 SeriesNANO2® > 250V UMF > Fast-Acting FuseDescriptionAgency ApprovalsElectrical Characteristics for SeriesFeatures & Benefits ■ Fast-Acting ■ Listed to IEC 60127-4, Universal Modular Fuse-Links (UMF) ■ 250VAC Voltage rating ■ RoHS compliant and Halogen Free ■ Conforms with Low Voltage Directive (LVD) and Electrical Equipment Safety Regulation ■ Conforms to DENAN’s Appendix 3RoHSPSE% of Ampere RatingOpening Time125%1 hour, Minimum200%2 minutes, Maximum1000%0.001 sec., Min.; 0.01 sec., Max.AgencyAgency File NumberAmpere RangePSENBK030205-E10480B1A - 5ANBK101105-E1846556.3AE1846550.25A - 6.3AHU-0032080.5A - 6.3AN/A0.5A - 6.3AN/A0.5A - 6.3AElectrical Specifications by ItemAmpere Rating(A)Amp CodeMaxVoltage Rating (V)InterruptingRatingNominal Cold Resistance (Ohms)Nominal Melting I2t (A2sec)NominalVoltage Drop (mV)Agency ApprovalsPSE0.500.500250100A@250VAC0.23730.22600-xxxx0.800.8002500.11590.308400-xxxx1.00001.2500.07620.51300xxxxx1.251.252500.05800.98300xxxxx1.6001.62500.04481.15300xxxxx2.00002.2500.03542.48300xxxxx2.5002.52500.02883.99300xxxxx3.153.152500.02068.05300xxxxx4.00004.2500.015613.85300xxxxx5.00005.2500.011923.6300xxxxx6.3006.32500.009335.912300xxxxxThe 464 Series fuse is a surface mount Nano2® fuse that conforms to IEC 60127-4. This IEC standard addresses Universal Modular Fuse-links (UMF) which are accepted world-wide without any additional country-specific deviations. Applications ■ Power supply ■ Lighting system ■ White goods ■ Industrial equipmentNotes: - l2t calculated at 8ms. - Resistance is measured at 10% of rated current, 25ºC- For information and availability of additional ratings please contact LittelfuseResourcesAccessoriesSamplesAdditional InformationSurface Mount Fuses Datasheet© 2023 Littelfuse, Inc.Specifications are subject to change without notice.Revised: GD. 06/01/232464 SeriesNANO2® > 250V UMF > Fast-Acting FuseAverage Time Current Curves1001001010.10.010.00111010000.11.00 A1.25 A1.60 A2.00 A2.50 A3.15 ATIME IN SECONDSCURRENT IN AMPERES4.00 A5.00 A6.30 A.50 A.80 ASoldering ParametersTemperature Re-rating CurveWave Soldering Parameters260°C Peak Temperature, 10 seconds max.Note:1. Rerating depicted in this curve is in addition to the standard derating of 15% for continuous operation.Reflow ConditionPb – Free assemblyPre Heat- Temperature Min (Ts(min))150°C - Temperature Max (Ts(max))200°C- Time (Min to Max) (ts)60 – 180 secsAverage ramp up rate (Liquidus Temp (TL) to peak5°C/second max.TS(max) to TL - Ramp-up Rate5°C/second max.Reflow- Temperature (TL) (Liquidus)217°C - Temperature (tL)60 – 150 secondsPeak Temperature (TP)260+0/–5 °CTime within 5°C of actual peak Temperature (tp)20 – 40 secondsRamp-down Rate5°C/second max.Time 25°C to peak Temperature (TP)8 minutes max.Do not exceed260°CTimeTemperatureTPTLTS(max)TS(min)25tPtLtStime to peak temperature(t 25ºC to peak)Ramp-downRamp-upPreheatCritical ZoneTL to TPSurface Mount Fuses Datasheet© 2023 Littelfuse, Inc.Specifications are subject to change without notice.Revised: GD. 06/01/233464 SeriesNANO2® > 250V UMF > Fast-Acting FuseMaterialsBody: Ceramic Terminations: Silver-plated Caps Product MarkingBrand, Ampere Rating, Voltage Rating, UMF LogoOperating Temperature-55°C to 125°CMoisture Sensitivity LevelLevel 1, J-STD-020SolderabilityIEC 60127-4Insulation Resistance (after Opening)IEC 60127-4 (0.1Mohm min @ 500VDC)Thermal ShockMIL-STD-202, Method 107, Test Condition B, 5 cycles, -65°C / +125°CMechanical ShockMIL-STD-202, Method 213, Test Condition AVibrationMIL-STD-202, Method 201 (10-55 Hz)Moisture ResistanceMIL-STD-202, Method 106, 10 cyclesSalt SprayMIL-STD-202, Method 101, Test Condition B (48hrs)Resistance to Soldering HeatIEC 60127-4Product CharacteristicsDimensions mm(inches)PackagingPart Numbering SystemPackaging OptionPackaging SpecificationQuantityQuantity & Packaging Code24mm Tape and ReelEIA RS-481-1 (IEC 286, part 3)1500DR0464 001. D RSeriesAmp Code*Quantity codePackaging codeRefer to Electrical Char-acteristics tableD = 1500 pcsR = Tape and Reel*Example:2.5 amp product is 046402.5 DR (1 amp product shown above).REFLOW SOLDERF2.8(.11")12.1(.475")4.5(.177")6.7(.264")6.8(.264")WAVE SOLDER3.5(.14")AC250VF500mAL6.9(.27")5.6(.22")5.6(.22")4.5(.177")HeightEND CAPTOP VIEWRecommended pad layoutDisclaimer Notice - Information furnished is believed to be accurate and reliable. However, users should independently evaluate the suitability of and test each product selected for their own applications. Littelfuse products are not designed for, and may not be used in, all applications. Read complete Disclaimer Notice at: www.littelfuse.com/disclaimer-electronics.
https://www.littelfuse.com/media?resourcetype=datasheets&itemid=e75082fe-468e-42e0-8972-9c4134688076&filename=littelfuse-fuse-443-datasheet | fuses | %PDF-1.7%����36 0 obj< >endobj xref36 1240000000016 00000 n0000003374 00000 n0000003501 00000 n0000005554 00000 n0000005593 00000 n0000005731 00000 n0000005869 00000 n0000006007 00000 n0000006138 00000 n0000006656 00000 n0000007091 00000 n0000007664 00000 n0000008276 00000 n0000008531 00000 n0000009168 00000 n0000009739 00000 n0000010291 00000 n0000010743 00000 n0000010778 00000 n0000010823 00000 n0000010866 00000 n0000010952 00000 n0000011065 00000 n0000011176 00000 n0000011290 00000 n0000011759 00000 n0000012160 00000 n0000012580 00000 n0000013055 00000 n0000015065 00000 n0000015839 00000 n0000016030 00000 n0000017615 00000 n0000018107 00000 n0000018688 00000 n0000018771 00000 n0000019339 00000 n0000022174 00000 n0000022365 00000 n0000024797 00000 n0000024988 00000 n0000027809 00000 n0000030603 00000 n0000031460 00000 n0000031959 00000 n0000034888 00000 n0000039741 00000 n0000044243 00000 n0000046891 00000 n0000050770 00000 n0000053740 00000 n0000053784 00000 n0000054105 00000 n0000054467 00000 n0000054799 00000 n0000055088 00000 n0000056492 00000 n0000059558 00000 n0000059893 00000 n0000060256 00000 n0000060606 00000 n0000061089 00000 n0000061192 00000 n0000061890 00000 n0000061941 00000 n0000062011 00000 n0000062095 00000 n0000072528 00000 n0000072791 00000 n0000072954 00000 n0000072981 00000 n0000073282 00000 n0000074198 00000 n0000074464 00000 n0000075024 00000 n0000075274 00000 n0000083428 00000 n0000083467 00000 n0000104457 00000 n0000104496 00000 n0000108425 00000 n0000108464 00000 n0000129454 00000 n0000129493 00000 n0000164720 00000 n0000164759 00000 n0000168688 00000 n0000168727 00000 n0000170091 00000 n0000170130 00000 n0000191724 00000 n0000191763 00000 n0000212753 00000 n0000212792 00000 n0000216312 00000 n0000216351 00000 n0000251578 00000 n0000251617 00000 n0000252981 00000 n0000253020 00000 n0000256949 00000 n0000256988 00000 n0000260508 00000 n0000260547 00000 n0000264067 00000 n0000264106 00000 n0000299333 00000 n0000299372 00000 n0000300736 00000 n0000300775 00000 n0000303946 00000 n0000630216 00000 n0000630601 00000 n0000630986 00000 n0000632684 00000 n0000632943 00000 n0000633328 00000 n0000633713 00000 n0000635939 00000 n0000636203 00000 n0000636351 00000 n0000636498 00000 n0000636653 00000 n0000002776 00000 ntrailer< ]/Prev 742254>>startxref0%%EOF 159 0 obj< >streamhޔ�MhA����ُl��dc�!�6��4nLm��C�=IK��,^ě�h�6�V�Ḏ7/?����z�!�A=V�A���C��`��~����*`�{{>;aB����G����{������1��Vl���Ua-\ZHZ�C�Q�p�8~xj�H����¦&[�um= lM��`hyqh�J������?��s;WH����^�mL����pjnnۭ�m�ۭ�D�)�J���/�\�����B��f�0�b��1�f�Y�FC�SOu���u,��_#��ե1���5�?�E�e�:.��C���j��Uc��k�1����.l�q��Ёϥ��HH%j����އ�bjU�"ޮ��B�6b�:�s�#��ĉom��)�����m�K9�CK ��Vɗ�����^76��,7l�.�M >>>endobj38 0 obj< >/ExtGState< >/Font< >/ProcSet[/PDF/Text/ImageC/ImageI]/Properties< >/XObject< >>>/Rotate 0/Tabs/W/Thumb 30 0 R/TrimBox[0.0 0.0 612.0 792.0]/Type/Page/PieceInfo< /LastModified /NumberOfPageItemsInPage 6/NumberofPages 1/OriginalDocumentID /PageItemUIDToLocationDataMap< >/PageTransformationMatrixList< >/PageUIDList< >/PageWidthList< >>>>>>>endobj39 0 obj[40 0 R 41 0 R 42 0 R]endobj40 0 obj< >/Border[0 0 0]/H/N/Rect[70.4413 468.397 107.961 402.699]/Subtype/Link/Type/Annot>>endobj41 0 obj< >/Border[0 0 0]/H/N/Rect[148.795 466.986 197.979 402.699]/Subtype/Link/Type/Annot>>endobj42 0 obj< >/Border[0 0 0]/H/N/Rect[234.586 468.397 280.559 402.699]/Subtype/Link/Type/Annot>>endobj43 0 obj< >endobj44 0 obj< >endobj45 0 obj< >endobj46 0 obj< >endobj47 0 obj< >endobj48 0 obj< >endobj49 0 obj< >streamH�\��n�@�{�b/���3AB���H����0�]�&~���X�TK��7c�tw��nv��ih�av�o�p>�&�S�t}�������m��������6��?IU��G >endobj51 0 obj< >streamH�\��j�0����l/��#ʹ`�d��6�pl%54�q������1-���#$'����nߵ���}}��;�]3�k����v�r嚶��Q��/Ր��p�N��N}V.�c��i���oM��Y�kl��vg��w{xt��6���-\Y�&���G5��.��i�Ӿ��v�?ٞ�o�!�U/S�M�UǪ;ǬX�S��՞2�]��¦�v<��՘��x��w[���k�b��"����Z������:��Q��k%+֫�������k��e�VL����\��s�O���������������������X1MN����yx������yx�R�i���G�#��¦�>aFAF��l��)ɓyy�y��Ɇz��錅��e>d���]�]�]ɬ`V2+���f%��Yɬ`V2+���f%��Yɬ`��Vpy�[�kl��>{�����Gj��舶��];�]x�����endstreamendobj52 0 obj< >endobj53 0 obj[/ICCBased 83 0 R]endobj54 0 obj[/Indexed 53 0 R 215 98 0 R]endobj55 0 obj[/Indexed 53 0 R 0 99 0 R]endobj56 0 obj< >endobj57 0 obj< >endobj58 0 obj< >endobj59 0 obj< >endobj60 0 obj< >streamH�\��n�@��<�,�� 0?��6qџ�����dąo�9��&%>�{�¦��t���¦;��-t�^ul}��]C-� ��'Y���~��g}��$����2�y�]R�*}���!��d�tyH���Hh�IM>����}�-g񃚩�R5r������:�J��t���v�Mc���֋���2u�ȥ�j�?IR��T�S������z1g�p�����9�g����!o�[�6r��5EF��99���l��"�"k��裙��jf5��Y��������������aO���nn���[�X�X����k����ZGv�y~$?���5���������ttvpv�t�t�q�q�q�q�q�qs�L���A��(� >endobj62 0 obj< >endobj63 0 obj< >streamH�\��n�0��z�C��d��r�6,�86�XdCqy���0�>A���b�ݽ�´��G�����8�1�e��A�ANSpE��iX�����2M��.��w�8����O]����6�¦�G�}���)����v���uY��Y��s�u~��n��/����,�=�F]��ۓ����u[ėi^@f�G�,� �'qm�O��w}:'a�o�b����>��x��<'���sm����[����f�\[!�������2f0o��N��2bj��_��Sá6��7���۟�Ca��B��Ev5�Ƙ��o2z?�'Շ�O�Op#s#ԇ�>t��ՇQ��0���nln767��Í͍��涁�v�����֎�_}4\c�Jm�zǺf���˼xͲ��`�n��endstreamendobj64 0 obj< >streamH��W�n�H}�W�KQ}gsp;��سi/@�X0ms@��(O�����Q7���b�5(�NUu�9���_��3w�����jI�M3�e�z>�L(Z �����Rc;����0�(�*�D%�Q\&L*�/�OLR`�qx_m�e}�Ж?��U���Ɣ%�Pӄ�¦1��eQ}"<-�mլZ�7%��-�-l(���]_��}�U���҆�HR�&����P�V���/��MB��ƍ�ɜ�̵�\'3��NRm���r>����3DC_�$�,K2L`@��`S�+4�L�D�Ia�]3�R�'�Ӕh��t��R\i(��ɻ �/N���8'�S��`6����\C��ټfF��0VY�9^�$!(˼��+P��f���E��d���ër4VI�¦4���v4����h�`�1(��VK�a;���'�w���Yf2[竗/'��!����˫˫+BH���+x�f;�h����T�L��n`u�F�ɔ���(bx�}��T�B�Ȧ�)ф"����I�T��#���s���aSc��K�;s��vug��aث�"1e��ɐ�c�~�S*����u�¦2���2:�}>8-�yU��ҤM.�cx��������Ǽn����vS�����m�g���Z�Y��*_mGn���⮬du�LO������>�2_8ڦ^���A.�>�n9i-?'����=�o���C9bnk�u��4憩���˼m��ʷ�¥�[ݑ�oX.?���wΩL`.B��y���S�ݪ����0�����ɹ��\��I&��Z���y�6ˡx>gmڬn���,[��_���U�ґ��<'%��ϸ�7�77�<�(�����\���jQ}�lz�I��.�����*;���,P�����n����8�[����&_�WL���k�2�'=$�㠦���(��q�������nq�46\KkÅ46Y��L�i��P��,8��0��^ș����@��c����7AP��0P�̅�L\�V��2��S����څ4#�*�C�&��U"m� ���`7X�)���M������v��d!�4㹁̧˴���\��h�C�I�o]��t�0Cwy����)�raO95�-q�8;�D�S��%��J4���^�<1�����~�k�]�Z4�JI��2Q*����[i<�fjq;f��a7�c���{_��oHß��̫e��¦���V�R�u��/�'�P�q!E]�U�g�����w��>Bj���o6�p]����Ҭlv��-�]K�f�o������w.-�����A���ڑ��22lD:!��p�H�{�}^�e����Xy�uYTf�*��f���0�����H���F�� ����R�}-���i�mb~�06��{{�Y�������J�S��3��������m�v�F������F�}\�����E�q㦧��Cm�Nv�1�?mG�Я����3H�:����`�q�%E�D{9jK3<"h��(������5�^�t�ԫJ�ޓ4�^����;A���P'g�:����� U�JEq/T:Eq/S���vF�����#1���¦��h?�����1<��;�cx�;�caB��;��¦{4·G#¦�~��ϷG�¦���w¦G������X^V����ۣ�=�;����~�=�;��cx�;�w¦���w���FPg�p?��������������(�1<�����;��#x�˦�Q㸧ᶦ3��;��q?D=���U����<�҄?�'�c��l�K����7�d=��`Xy��������]��8��#2�9��[��¦�e�o��ޖxz�a�Hj�{��¦��e��3t�N�s��.���G�endstreamendobj65 0 obj< >streamH���=�1F{�B' $�w���=B�l��7�f�e�Wa�0�x~�@=�B$߲���x�z�u���.�D����G�����������Rn��[&� >endobj67 0 obj< >streamH��WMo7���Q:����ѱ� �6���YM\H�c�M������Z[\�TXq�¦�Ù����k��[˶͇�]�I�b��h�B3�0PR�5-&��\;���Híq�9�wf��r���3ϕ�a�Cnl#�1�4FZ�EPShL=�1\:�&���z��C&���j+$A��س4��FE����6`�irY����f� *�!� �K5�_=Dh�B�J�L�A��PO�Ca@iǭ�#1����� nJP:d&JW5K�Df�t�3�2d�JW5́U��z�R�jizL=M)C�4=���@�*iL=M)C�4=��&���(]ǐS҅�8E��N(W��,\��{�:��n�S���V5I!Bn�j���&�V5ˁ�T���z�R~jY:L=K�>�,���@¦*YzL=K�=�,��%�c��VǈSb�W>�Ǩ����XM�ժ���QH��jE�=a�ZՓ�����Bz�D��g)�����L`)�����L`)�����Գ��S��C&��S��AN�@��6�����s�]�9^{R�ϩ\�A�f��}� ���lvQ%C^/�PLo�ZH�!����+!e��B�B¦�j��c��ms��d_��OS�9����)w>x��5�g����\6۰�o˟P�Z��\��u3{�z���:_�����Ɨ���9��s�>xH���hv�`��w��� αhv�}\}��!6���>�}�}̡x�����}�臹�O��y�6D�pQ�m� ��� �}����X��(�u���l��d���-�"�2�*�B�qR��@'�vݟ)�٘((�ө�!��L�ʵ������r�v'�����:(-c�}1���$T�����m���ɂ�=J��En\Q������.�O�:aѹxDH�̸�踁�b���}7��u�-�������I��jM���$�o��UoK����I�.=/¦�l��$�`PL�@�D����`�G�Rt�K�[�d�r�.���SgIF��}\�����@�ӭE�T���~���x��*CJ]�6�ىS��tW�tU�P*ݎS�t����L���Le��)������q�R��c�`�%ȘO%�&/!�Ҫۚ��i"�I<�6s)�$I�[�$�ʵƺ������w<���hCFq��+����mendstreamendobj68 0 obj< >endobj69 0 obj< >endobj70 0 obj< >endobj71 0 obj< >streamH�\��n�0��~/�E����FBH��Rs�d�8)R�!����p��4H����b�l���~���8��0�S?t1\�[l�>�s?���]�Ώ���^�Iei��~��e?�FUU:��^^�x�O�n<�g���]��p�O��g�n��.a�u��Zwᔄ�5���t�{�w�}?�_Ҙ_��OA��s�0�؅�Դ!6�9�*OG���t�*��݊Î�����*���y.��U��2_��-�#;�+��"/�o�[��������H7U�蛂\�Kr6d�df� >streamH��W�n�}'��T��~Y��ڲ��y���&�:hjd+�H-I����TU�̈���YĮ�ꮪS��J���U�i�f�:�2]��P��̌�ja;�Ǯ����Y�B(�w)xP��f�Bg�Y6''�c2�:ҏ��)ջ��uv8��Pop]lC�N����tg�\���s¦'-N%ⳝ�^�4��¦g<_���08 ��]0^�NG�7P�cFCx�D�K���ESI��:�"�;�He�+��{�<�av9�3�~��)����ͱ�[¦ ��.:+�üZ_�~P��Q",*���=�q�7�\8 ���2�ʍ�z�LL�-�_�g���cq���K�S�0��@]!��6����tE,����?9��)�\(�\���4僓��bԻJqĐ��J#(���I��$�ʹ�S��>ǰU95��QP*z��J;�I)��3��dD,2'�\?J�b��1]K�H�&=Ӹ�����;�]c�ҒO�~[!5�(�iD�x�w��ަ��ڎƯEN�z���eQHr �?gE�𣊢_���-��gU�كo^h��0b��MI�I���1��Ǔ:�^�5PXyFxE"����ɒ��4��TB�J�4�2GlaΪ��v\㤋�[h3����%$�2v&�5*C�#B��cU=�e'��̆Jn���(z )��.5e��B��������(�%A�ʊ��Pe$y V�p�S�LB4��҆���x�M�$SV$��(s �(V�1F���paK*.ɹ��]D9�0��\�i�J!$̓4O�"�H��5]"L�0��#:�Ì�������OI�bӘo���C�9�F"%1��i��V9��!���P�9��XK���%�了?I��3OO-���x+�/�t�4��jyQ���P2W�Am#��)JDS���������?�����ty1�?��O�\&�R/ο���{��3�}�Z��Uk�36_i#Fr���Ys��zzh8*18�ل�T��Fix)K��[�c��Dy3{1��ϟ���$c�2�t,������z<��D@Q�r�r?k���.��#���cFG�<7@�E2��=2`F,���w��<��,2G���B(ԚSհі�� �N��fk�Ҝm�<ɧBr�%��`Ǡ�_å�ĺhjc��DOj�\Smt$��\����2�DN���"��������&>�͌��T8s��u�(���l���L��B�(�G�f&]���ʖGC��gj��n7�ĝ�peJ)��~��\#͵�����+�NMC�0d��d�$UV���L�l��I��#�R���s���Z���ߗ�Ѹ${s��ih#�c�3A?��ߝA��#�Χ)R4�N+��i9o}m�6¦�D�L'�ad��1���K���4yKiJd�2g�cg5��R�>�A�$+�ӿ����!RF�¦�>N9z������JJu@����x��o������Ñۊ¦D���i.�#N+������gM�\+�}Oϳ����<�{h=7���s�Zto�:sq����'��C��T�ui8Z�?:?��b�g;�3�g�-cn�"A�y���S�.P�#@�[@M3����D)�M�և~߫Id���-�=�у�����X��/Mc;mw_5;I*lM�2��c=�^H�oA �_�I�3�"?��~Z�Ѯ�o�))�^L����&��$L�}a�~r��\q�C2�����l*(��HQ1���.*&�Hq���H�q,,��Eiu��WƷ=Yr�@0����2�3=�5�9�t��g�eL�<_��}��O�>�G�)«���0��֞���-��� ����ty0�x?���H#�c�J�+sC�oU;���¦�����pu8���^]����}�VG��u¦����K��T��;��}�=�u/m��㵦��L{G���G�����zts�߽[m��,�j�z����_��=�M����y�?^��.��V�>�W��j��P�7����\5`�¦\�����V�zu���WP������j����j�Z�=��Z�m�_~��w�#��?]������W��Z���~��w�^�^������9^��r;��V��r�Т�����)���;X�O�����[h�i��/+��^}PW���^�Z٭:�D�ԋ��¦�Y�u�L��%¦¶^����f4��ب�L_mI]�c����*�A��_��������,jR[D[�ϝb`s��َ�8��<�#��#�f�(���r�d�U�Cv�u(��t��so���<Ў]@C�#�+��"��ɩ�;%د�e-�?�۹�FD@ґ��DO��J�W#��Xlðz"}ADjp$��¦���{*��.�hR]�44���lk��l2�P�3٨�����q��l���`@�X�endstreamendobj73 0 obj< >endobj74 0 obj< >streamH��W[o[�~��G���_À��)��H*}��>�,)K�U��~3�{xDJ��@ @�9;;�ofg�i553��r��x5�ƙW�{u9�,��i�Y¦�Lm��Nj�����L3O��j7�3��[�oiV��Z,��{��YP��d��K��C �[�T���YT���'�+eXT�f�ގY�{`[R�bv��ת_���d�#͉���B�.�C�W�9��&��U����Y�,->OX&����9VT�uղ�ɿ��e���Y�N�����}jM�ڋ�"�y")Z��WB��F;D;I�����Uh�(m_�sea+�7�Ȇ�)��i�"�Qd5�X�{�Z�g�[���dtݩ���ʩ�YKv}QGp�T�T�p6��ut���p.�@"��͒AL[zm�ou��+��8�}D�ţ�U)�,��]��h���V��k*mM�}*�O��А�!�*\'^�����t��U�ی�~����=v����v�y���M���Xϗ�ٽz���;�uy������s5��\���¦��d����_�wvn��ʨ��h������J�_������{6789r�v�(�z���L ,e�R�4::��������������Q��Z�w��FM,_dj��&�n�ჟ+�v��;T��^�Y��FGlʧf���>�y��z��¦P ��/(j>-�߫���4���?������~]/���Ow���U��~9�b��8�W�*&�����I�)Q�-G�T{o?B#�b����+*����a+o��G,3��;>�F�ORݨ'#~��k�U�,:X��泥��S"�Ѣ����u�<�#l���)!��x]2� 1^��"��)�8�u���I3�oGzB�URT�)���F��f/��E�+�HS脗�OVS��bC0l��Pr4�93�D�˖M{6�=a¦n�]��n$�JB�rL��k������$���^����&��A�F�!i����D�0U"�R�c&[ԌxL�q�Q��zt5�m���Q��ۑ��=�Z�Y�S �=�Y18��T�i? 1%�����!@��1�&�P`�����;0�GՇ��h����a�=�Ҝ�w�0Rt5j�>KVg�pg3\�ZJ��T���y/�4�}�nO�f,�!cMY���"�0[��5�C#��6�&��H��4(a�{�S�4{wH�9�I��&�ׁ@%����p��]�!�����&�q�d�Р`��"T�՞!Z(���5�#Ks%���8!8i��n���!Yw��!�0 �����Bt�Hr#�Q�C��k���DV�{3XQ"U=�bMVI��Ԑ>�@ G��FjZh�/E�],���EL�:q���{�������*k� �yORah���[���%kK��[f��&�����zC�,�g?y�.]R���J��ęFP�8�"�hͮ�b�]��tIȚ�������e9�@H��!��F 5��A/�l�m "kW�hq'��:�"o�Z`�%,��bŜi��=G��s���(H%��č<��&��cѴ���(����%<�Za�d��u'#�m4�RF#ׯ�l�xYZ��6�a���&T��MJ^n�x@��OH��z��g�M��X@�wX�sx��xƬ&h�QѫW>����7���"���}�O�J����y3�s�¦$���9PH�b7q�i5���v�z7��]PE�3��KEG7��bD�Q���~S¦��զ��G�R�����GǶ��<=�ֽ�����<��j������1�[�����O/�]}����n�ݫ+���S��#�x!��h�FJ)fI$�2"wif���IP0��{�V�x���4��������ǵ�x"�v��н��}u���v������m��%���b��sb��Sbݷψ�{ϊ���b�S��.��έE=(*)���5�H6v�zt��.x�g<2�P�M4.<�BCcxV��'��Vr��o�搻��~ʧ=���Y���$g���9M��':{����9�/>���n��ٓ5������q��,J��oq�H�KΞ�a�Nu���g^��[�=R�'k g�l���q���U���#/9{�r̮�Q�_X��endstreamendobj75 0 obj< >endobj76 0 obj< >streamH��Wˎ���W�q���Vf��¦I��v,àGK��,-����#2�{f��d��x�3���GdT��¦7�������f�>{�ך�5�y7�-���7_U�zߊ�Mۂ�7�u��w���՗�2��n��U�K^ROs�M����n��ŃK���y�z���o7_Meڱ���{f�_�:�^=�}k�������O�����w��}�ζ���ж}�~Ěh��}��.`S��LW���������/_�端����G���k¦��JY4��-M�Y���/��oo���v�����Rs�-w��.,�t�(s�K���9ƾ$ц��ϣ��i�,�����9ei._"N_ǭ�y?9�%6�}6�V37���iǯu@����?���y�X��1�Br�M��V��%��E�meI��s�,=�Y���?#�q���>^wZ����.�$�sz��8�ƭR�ƅ��I��4s?�S�<����~�n��E���b�+�M�8���p@`�m(��M�iz�<٥!��0����h��jѿ�/¦\��#w��:vƾA�����5�ͧ�{\B�2'��lץZR��0�%Ffs)�.��m��G�,�.�݁B:�x���a]����V��K9N�x��[t�P�/j5O�<���Z�^ۍ�R�ݡ6&���&ߞ�������M.��^i�d[���r K��S�!�W�(����j�u���6���!�+�$�ѥ�XǚM���E���I��\������"[>,���Ls���^3~��d�]O�)$�XsF����%Bl�wS�2�5`˂���p�m���΁4˸�⇠Ƽ!Eh�B�G�8#��c������9�0���#4z��چ�H�b�5��ݪ��}�Q��>��Ng���3���t�M%3ˉV��2R��h��$���G��z���h���6���B����u��h�!Pǃ���}K����_�������F!�be�g[CxOJ�Q'Jk�l�X��o��y������g��>�9�$"�L�TLG[�4+�8�`� ��t����#���^�5�¥؏]�C�����S뚣I�vE�7�1f�"�e@,�"A��N�2)��㐭���n��~C)�b��=���ԻD�><ʉ�v�b��h�!r���XI�n*�YE�%O�N{E���<�FT,U�˝���M̏Z���-Lm1���H@M��>�{�oy@�����q�6"d�M�_��ߑq�͋�Y��RC@S�Qv��D.q�EH-�.g�t9l�;���`��y��Ǖy;S����)D4%�ɽ�¦+�ڙe�9}�X��]�Y�xkf�E/3{�a)����d���'C3��9GZ��67�h�-7K<��9,�1E�X��kKr�x��Rl b�Ϲ1��!C9N�g��8��<�}>���d�����o��d���vDё籨x��x[�*�37���7%��p���� ��WԴ��g��g��swʀTmQ���ѿ�.2\Q�jO�-Z�n�EX��7�&�RrR�I�d� ��vd�%C�}�l�.�>��ں~��T˯����/:;��B�T�!ś��ͫ9/ڢ�{��.�m�%H��=\���r���I�N��+�5���?8����(�ۦ��n-`�ه/؆����n���xlԼBX�G���b�X㡁�@�9���b�U����35À��))J��`曈F#��j:���yd����Z�s:ʼg���zO�Z��!}2�A�懹ԣ�a��s�6�l�Y(�X_��ɻn���z�cO��F��[�w[��le�Ш޲f:r��9đ��/OaL��"�ЗϘ�c��ʑڥ��[����i�5�>VH:&��i!���b��"�b�P��iJ�R�@��%�\gpю�36gӴ�N�T��%i[Z�Ss��ҽ�����m���>`��]CH��D�@0_¦�p � ��(�Ѥ/�^=`SS�ߑeo�,A�@:��0���a�S.S9*��1�n�w��;���cƥN���)=+��ԤQ��h3}���pI��3V��G��Ŕ_�4�ԑ�إg�JN��֍��¦?�d�V�IB��G~���7�g�Ovk¦Lݶn�]��N�`����;*c�������9�!u��h�"��q��M-W]�a��-n�oW�: S��a ��`=�x��A��}?��>:�H�l'n����D������ȕ��=s^/���c���u;nC��'���dW�� �w�Π-�N]��7���g<��\����k0,��ˈl���3��uwA�e�X�F��r��������$N0�7'\��M�x�ml�?�\��^]�5y���QI��0ۃqO��d����1�C����`�ʯ^endstreamendobj77 0 obj< >streamH��Wˮ���Wpyo�i���JVP Ex�і,#'�����SE����E��.�:�>��¦\�-/��~�>����?�o^�`^~��`���_S�&����������ז�������������8c�ϙd�}(r�����y�O����}Ʈ�9s�k,Bj�B�B�l�%��RI�Wք}��h.m�N_7:�FW��p��lN]��]CK�`��-�F4>%}��uhWB�B�=�%�������`#�,��\�_�u��o����E���&4Vk�`H�]���Z}�8Q�e�:n��-CltN\[�*�_�%8���%V����<��¦0���F�A}�S���Y+`K�/@uk�JjL���kl��갱�?-�� ���m���gP������VDܲ2�e�DM��¦��.���hbFj�r�)����ٶ��X��#�'�B`�耚��ʞd�̱ͣ ���.�:B)���f�^_L]��M;Wƙ�Ϭ���.�OT�"rYY�zF�v����-�Ng�. K�B�鲼�\���*"E��HJ��i%`�A�h z)L����A� x�!��/컒㜇�X�Z:9ؠ�0����~$�V�:�*�a�S;@Ib�QAc��A\����y�]��oՕ����>+:"�^���5�9�4SxZ�<K���x���8,�Іgu��t<���$�?�&���1-���Y�2mn������e���p���ᒢJ������{R�)��t~oi�4�c���ez�k����&CV��1E�������ginՌҋ$��(�<��5K�6�xb�$��iKdw�V�:Nd�0���7����!�f厐i]i���u�`�~�"�X�������y����3׏�`�7׍���w�����z�������y�O�ÇG�t�÷G6T���=�@����Q+�a۷�������y"o����s��@�&0�c�3���A��9G@�����O��H�L�$�/������u=C�$D�����YfGc/��Ni��2�¦�&'�a�B���ӑ��N�N8&�{J�yL�{#Z����������{�]�}I�d���/�e)U/!�Q�':��I3G�ă�{�����t/��޶����J@.¦���Zd����9��=K��"���qb`����Y����ԩ��'d�/������,�U��T�0:��9/�;V��q<����_%Z>��5U�%��:'��!����6}{�e�k�����,�~�\*A�*���6dǬ�߭��fa1Rq+�w!S�de��w�vqĢo�E�
https://www.littelfuse.com/media?resourcetype=datasheets&itemid=8c87aa93-80a7-4ea8-8749-a19ba03901c2&filename=littelfuse-fuse-452-454-datasheet | fuses | %PDF-1.7%âãÏÓ53 0 obj< >endobj xref53 1070000000016 00000 n0000003018 00000 n0000003145 00000 n0000005071 00000 n0000005103 00000 n0000005238 00000 n0000005372 00000 n0000005503 00000 n0000006021 00000 n0000006596 00000 n0000007169 00000 n0000007792 00000 n0000008443 00000 n0000009036 00000 n0000009071 00000 n0000009114 00000 n0000009667 00000 n0000010117 00000 n0000010230 00000 n0000010341 00000 n0000010427 00000 n0000010510 00000 n0000011043 00000 n0000011475 00000 n0000011947 00000 n0000012436 00000 n0000013921 00000 n0000014169 00000 n0000014359 00000 n0000014473 00000 n0000014728 00000 n0000016427 00000 n0000017351 00000 n0000018678 00000 n0000020543 00000 n0000022271 00000 n0000024100 00000 n0000024358 00000 n0000024922 00000 n0000027500 00000 n0000029024 00000 n0000029583 00000 n0000034599 00000 n0000037247 00000 n0000037298 00000 n0000041325 00000 n0000041847 00000 n0000042211 00000 n0000046065 00000 n0000046398 00000 n0000046689 00000 n0000053744 00000 n0000053783 00000 n0000058339 00000 n0000058687 00000 n0000059056 00000 n0000059428 00000 n0000059923 00000 n0000063185 00000 n0000063570 00000 n0000063955 00000 n0000065398 00000 n0000065779 00000 n0000065849 00000 n0000065933 00000 n0000076365 00000 n0000076628 00000 n0000076791 00000 n0000076818 00000 n0000077119 00000 n0000078035 00000 n0000078301 00000 n0000086455 00000 n0000086494 00000 n0000106704 00000 n0000106743 00000 n0000111398 00000 n0000111437 00000 n0000132427 00000 n0000132466 00000 n0000133830 00000 n0000133869 00000 n0000137389 00000 n0000137428 00000 n0000157638 00000 n0000157677 00000 n0000159041 00000 n0000159080 00000 n0000163735 00000 n0000163774 00000 n0000184764 00000 n0000184803 00000 n0000207677 00000 n0000207716 00000 n0000211236 00000 n0000211275 00000 n0000222470 00000 n0000233665 00000 n0000247421 00000 n0000269750 00000 n0000270135 00000 n0000270520 00000 n0000272360 00000 n0000272624 00000 n0000272748 00000 n0000272872 00000 n0000002436 00000 ntrailer< ]/Prev 460366>>startxref0%%EOF 159 0 obj< >streamhŞb``à``àbf`g`ğJeb@!6 (Ç†/wE¢&ÔÖ¦Î@4àÓÉ8ø„—O)`EÀÑÎ7Ó.:ù¼¾²VÊÅkšuÌŞfÑ5·Lsæ�î9eSŞ‚Ÿğ²©¬TnRR°¸{û’rÀÊ¨ãÙÓ7$�œí¶vÚv¿ˆˆOŒ�­!�ÏrÜÜâ©š4I9dá¤«}×õ�î6ë�V‡[Ì((^Ş�pQAA!¥ò4 ¨ 1\yHÈØØÄÅÅ.÷=PJ•�í®6�Îâ°~i~¾k"Ìlxª1)±¬à< ¸�¡�‰¡¹árCÃ†7Œä-ÈwxÎº‰qSÓ>‡‹œºØõx½d4Ø-'Ú=,sä®©bH¨e�û ¥¼çÀLF³½"ZÂ^ñ,f:Ã:CÇAL�5�/$¨á£0ş&˜O�}şş›ßu�†T9ÆF?6Ş¥’Ö1Á[ZØ3H¦üaH¸ÀØõBô‚éÂu6¬3¸dH84È3Ÿaa9!ÖàÊ0‘aFãŒ¸Ôc`{¹H³€8Ì&œ ÅŒr¯@Q­TŞU.væ (@€]ä¤endstreamendobj54 0 obj< >>>endobj55 0 obj< >/ExtGState< >/Font< >/ProcSet[/PDF/Text/ImageC/ImageI]/Properties< >/XObject< >>>/Rotate 0/Tabs/W/Thumb 46 0 R/TrimBox[0.0 0.0 612.0 792.0]/Type/Page/PieceInfo< /LastModified /NumberOfPageItemsInPage 6/NumberofPages 1/OriginalDocumentID /PageItemUIDToLocationDataMap< >/PageTransformationMatrixList< >/PageUIDList< >/PageWidthList< >>>>>>>endobj56 0 obj[57 0 R 58 0 R]endobj57 0 obj< >/Border[0 0 0]/H/N/Rect[61.36 482.078 299.48 447.786]/Subtype/Link/Type/Annot>>endobj58 0 obj< >/Border[0 0 0]/H/N/Rect[61.36 444.92 299.48 410.628]/Subtype/Link/Type/Annot>>endobj59 0 obj< >endobj60 0 obj< >endobj61 0 obj< >endobj62 0 obj< >endobj63 0 obj< >endobj64 0 obj< >streamH‰\ÔK�¢@à=¿¢–İ‹�ºuKbâ£;q1�Œ3?¡tHF ˆÿıÔá˜�dL”ƒ€÷ó*İö‡¾›Mú}šc˜Í¹ëÛ)Ü†ûÔs—®OòÂ´]3?÷–ÏæZ�I/>>ns¸úó�T•IÄƒ·yz˜—M;œÂk’~›Ú0uıÅ¼üÚ_Mz¼�ãŸpıl2³^›6œã}©Ç¯õ5˜t¹ìíĞÆãİüx‹×ü;ãçc¦Xösbš¡·±nÂT÷—�TY¦­Mõ_ë$ôíÇW/;�›ßõ”TùG<9ËTã»\'U‘-ûq³cvÈ+ærÉ¼œ¿eŞ"ï˜wÈ{æ=ò;ó;2çÅMRYÎ²˜esæ¹`.�-³EfA¦ÍÂf•Y‘=³G¦ÙÂli¶0Ûó™~¿¥ÙÂ,´lB›À&´lB›À&´lB›À&´lB›À&´lB›À&´lB›À&ìVĞ­Ğ)‹“İºv+èÖÑïàw4;˜ÍfG³ƒÙÑì`v4;˜ÍfG³ƒÙÑì`v4;˜•])ºRÎUÌUÎUÌUÎUÌUÎUÌU}Ş‹Èœ«˜«œ«˜«œ»Ü«Ê~ı(ûQô£ìGÑ�²E?ú¼×Ñ�g?ıxš=Ì�f³§ÙÃìiö0{š=Ì�f³§ÙÃìiö0{š=Ì�]ytUbV‘åø¾´Ìğ—Â©Ì0lø_6ø/[úãùóiÆãW%ó¹–4÷iŠËÈ²t-ëV�®Ÿ«Û8Œ&^…wòW€öt*endstreamendobj65 0 obj< >endobj66 0 obj[/ICCBased 95 0 R]endobj67 0 obj[/Indexed 66 0 R 0 96 0 R]endobj68 0 obj< >streamH‰\“ËŠã0D÷ş-»�ó�îícÈc²˜“™pl%c˜ØÆqùû¹¥2İ0GGØªœŠ¬¦wØºvrù�±¯�qrç¶kÆxëïcİ)^Ú.[®
https://www.littelfuse.com/media?resourcetype=datasheets&itemid=8c87aa93-80a7-4ea8-8749-a19ba03901c2&filename=littelfuse-fuse-452-454-datasheet | fuses | %PDF-1.7%âãÏÓ53 0 obj< >endobj xref53 1070000000016 00000 n0000003018 00000 n0000003145 00000 n0000005071 00000 n0000005103 00000 n0000005238 00000 n0000005372 00000 n0000005503 00000 n0000006021 00000 n0000006596 00000 n0000007169 00000 n0000007792 00000 n0000008443 00000 n0000009036 00000 n0000009071 00000 n0000009114 00000 n0000009667 00000 n0000010117 00000 n0000010230 00000 n0000010341 00000 n0000010427 00000 n0000010510 00000 n0000011043 00000 n0000011475 00000 n0000011947 00000 n0000012436 00000 n0000013921 00000 n0000014169 00000 n0000014359 00000 n0000014473 00000 n0000014728 00000 n0000016427 00000 n0000017351 00000 n0000018678 00000 n0000020543 00000 n0000022271 00000 n0000024100 00000 n0000024358 00000 n0000024922 00000 n0000027500 00000 n0000029024 00000 n0000029583 00000 n0000034599 00000 n0000037247 00000 n0000037298 00000 n0000041325 00000 n0000041847 00000 n0000042211 00000 n0000046065 00000 n0000046398 00000 n0000046689 00000 n0000053744 00000 n0000053783 00000 n0000058339 00000 n0000058687 00000 n0000059056 00000 n0000059428 00000 n0000059923 00000 n0000063185 00000 n0000063570 00000 n0000063955 00000 n0000065398 00000 n0000065779 00000 n0000065849 00000 n0000065933 00000 n0000076365 00000 n0000076628 00000 n0000076791 00000 n0000076818 00000 n0000077119 00000 n0000078035 00000 n0000078301 00000 n0000086455 00000 n0000086494 00000 n0000106704 00000 n0000106743 00000 n0000111398 00000 n0000111437 00000 n0000132427 00000 n0000132466 00000 n0000133830 00000 n0000133869 00000 n0000137389 00000 n0000137428 00000 n0000157638 00000 n0000157677 00000 n0000159041 00000 n0000159080 00000 n0000163735 00000 n0000163774 00000 n0000184764 00000 n0000184803 00000 n0000207677 00000 n0000207716 00000 n0000211236 00000 n0000211275 00000 n0000222470 00000 n0000233665 00000 n0000247421 00000 n0000269750 00000 n0000270135 00000 n0000270520 00000 n0000272360 00000 n0000272624 00000 n0000272748 00000 n0000272872 00000 n0000002436 00000 ntrailer< ]/Prev 460366>>startxref0%%EOF 159 0 obj< >streamhŞb``à``àbf`g`ğJeb@!6 (Ç†/wE¢&ÔÖ¦Î@4àÓÉ8ø„—O)`EÀÑÎ7Ó.:ù¼¾²VÊÅkšuÌŞfÑ5·Lsæ�î9eSŞ‚Ÿğ²©¬TnRR°¸{û’rÀÊ¨ãÙÓ7$�œí¶vÚv¿ˆˆOŒ�­!�ÏrÜÜâ©š4I9dá¤«}×õ�î6ë�V‡[Ì((^Ş�pQAA!¥ò4 ¨ 1\yHÈØØÄÅÅ.÷=PJ•�í®6�Îâ°~i~¾k"Ìlxª1)±¬à< ¸�¡�‰¡¹árCÃ†7Œä-ÈwxÎº‰qSÓ>‡‹œºØõx½d4Ø-'Ú=,sä®©bH¨e�û ¥¼çÀLF³½"ZÂ^ñ,f:Ã:CÇAL�5�/$¨á£0ş&˜O�}şş›ßu�†T9ÆF?6Ş¥’Ö1Á[ZØ3H¦üaH¸ÀØõBô‚éÂu6¬3¸dH84È3Ÿaa9!ÖàÊ0‘aFãŒ¸Ôc`{¹H³€8Ì&œ ÅŒr¯@Q­TŞU.væ (@€]ä¤endstreamendobj54 0 obj< >>>endobj55 0 obj< >/ExtGState< >/Font< >/ProcSet[/PDF/Text/ImageC/ImageI]/Properties< >/XObject< >>>/Rotate 0/Tabs/W/Thumb 46 0 R/TrimBox[0.0 0.0 612.0 792.0]/Type/Page/PieceInfo< /LastModified /NumberOfPageItemsInPage 6/NumberofPages 1/OriginalDocumentID /PageItemUIDToLocationDataMap< >/PageTransformationMatrixList< >/PageUIDList< >/PageWidthList< >>>>>>>endobj56 0 obj[57 0 R 58 0 R]endobj57 0 obj< >/Border[0 0 0]/H/N/Rect[61.36 482.078 299.48 447.786]/Subtype/Link/Type/Annot>>endobj58 0 obj< >/Border[0 0 0]/H/N/Rect[61.36 444.92 299.48 410.628]/Subtype/Link/Type/Annot>>endobj59 0 obj< >endobj60 0 obj< >endobj61 0 obj< >endobj62 0 obj< >endobj63 0 obj< >endobj64 0 obj< >streamH‰\ÔK�¢@à=¿¢–İ‹�ºuKbâ£;q1�Œ3?¡tHF ˆÿıÔá˜�dL”ƒ€÷ó*İö‡¾›Mú}šc˜Í¹ëÛ)Ü†ûÔs—®OòÂ´]3?÷–ÏæZ�I/>>ns¸úó�T•IÄƒ·yz˜—M;œÂk’~›Ú0uıÅ¼üÚ_Mz¼�ãŸpıl2³^›6œã}©Ç¯õ5˜t¹ìíĞÆãİüx‹×ü;ãçc¦Xösbš¡·±nÂT÷—�TY¦­Mõ_ë$ôíÇW/;�›ßõ”TùG<9ËTã»\'U‘-ûq³cvÈ+ærÉ¼œ¿eŞ"ï˜wÈ{æ=ò;ó;2çÅMRYÎ²˜esæ¹`.�-³EfA¦ÍÂf•Y‘=³G¦ÙÂli¶0Ûó™~¿¥ÙÂ,´lB›À&´lB›À&´lB›À&´lB›À&´lB›À&´lB›À&ìVĞ­Ğ)‹“İºv+èÖÑïàw4;˜ÍfG³ƒÙÑì`v4;˜ÍfG³ƒÙÑì`v4;˜•])ºRÎUÌUÎUÌUÎUÌUÎUÌU}Ş‹Èœ«˜«œ«˜«œ»Ü«Ê~ı(ûQô£ìGÑ�²E?ú¼×Ñ�g?ıxš=Ì�f³§ÙÃìiö0{š=Ì�f³§ÙÃìiö0{š=Ì�]ytUbV‘åø¾´Ìğ—Â©Ì0lø_6ø/[úãùóiÆãW%ó¹–4÷iŠËÈ²t-ëV�®Ÿ«Û8Œ&^…wòW€öt*endstreamendobj65 0 obj< >endobj66 0 obj[/ICCBased 95 0 R]endobj67 0 obj[/Indexed 66 0 R 0 96 0 R]endobj68 0 obj< >streamH‰\“ËŠã0D÷ş-»�ó�îícÈc²˜“™pl%c˜ØÆqùû¹¥2İ0GGØªœŠ¬¦wØºvrù�±¯�qrç¶kÆxëïcİ)^Ú.[®\ÓÖÓ ïñ¼_“×`Oö`æxäxúxøxúxøxúxøø==İ<Ü<ÿŒÙß†¬ìĞ=Ğ-À-Ğ-À-Ğ-À-Ğ-À-Ğ'À'(Y�…9‚a� G˜#Èær„Eæ½3SR&ûúû¦½“-yf÷´ÇÂî‚î2ï?ºË¼÷è®ì®è®tV8+�ÎJg…³ÒYá¬tV8+�ÎJg…³ÒYá¬tV8où»6àå�ßR¼ÆvÚÜÇ©ïãhÇ#Ét.p"Ú.~œÚ¡œ­Â•ı`°úï¸endstreamendobj69 0 obj< >endobj70 0 obj< >endobj71 0 obj< >endobj72 0 obj< >endobj73 0 obj< >endobj74 0 obj< >streamH‰\“İjã0…ïıºl/Šk4jÁòÓB.ö‡Íî8¶’Ù(ÎEŞ~u¦JÖ�ø3é¦#Æåv¿ÛÇ~2åÏ4´‡0™S»®Ã-µÁÃ¹�Å²2]ßNŸOó{iÆ¢Ì‹÷ë.ûxŠº6å¯üò:¥»yXwÃ1<å�Ô…ÔÇ³yø³=<šòpÇ�pq2³Z™.œòFßšñ{s¦œ—=í»ü¾ŸîOyÍ¿Šß÷1˜j~^R¦ºp›6¤&�CQ/òµ2õ[¾VEˆİï]ÅeÇSûŞ¤¢®P¼Xä[æŠ\�•¬àgò3ø…üŞ‘wàWòkfË=-ö´KòÌı-ö·–lÁB°#;0,¬'{0},¦,},¦ìš¼Î,Ìä³YÂ,A–0K�%Ìd³YÂ,A–lÉ[0{ô.ì]Ğ»cï½;:888öîĞ»£�ƒ�£�ƒ�²^Q¯¬QÔ(kt®¡³ÂYé©ğT�ƒâtCŞ€é¬pV:+œ•Îg}#ç�©=ı=ü=�=œ=}<¦<}<¦<}<¦<ÏÊã¬<}<¦6ì+ß0�Ÿ“‡ÑÌ_�ùšûö–Rùù3›gSŞÇğõ%�Ãhò*üŠ¿A2æ¸endstreamendobj75 0 obj< >endobj76 0 obj< >streamH‰\’ÍNë0F÷~/a�ò?R©* uÁQx€4™–HÔ‰ÜtÑ·¿3ù*�ˆ”øX�±OÆ“¬7�›0Ì>y‹c·•Ùï‡ĞG9�çØ‰ßÉa.Ë}?tóu¶¦»c;¹D“·—Ó,ÇMØ�®®}ò®‹§9^üÍªwrë’×ØKÂÁß¦®··>Ù�§é[�fŸú¦ñ½ìu£—vú×Å'KÚİ¦×õa¾ÜiÎoÄÇeŸ/ó2İØËij;‰m8ˆ«S}_?ëÓ8ıŸõ‚‘¶Ûw_mtuö¬ÁiJ¤ïCãê<]æ:(¯Ákã'ğ“1rtpu�øÂâ‹œ—àÒ˜Àd¼¯”KÄ”S2˜�ÀæSÂ¡4‡ûW¶U€eÊğ™1bÈb1´Äà,²³¨WÆtıc8�9Ğ=øŞ>K}şdş727B}ÈêC×šZ}õa«Ã�Í�áÆæÆpcsc¸±¹1ÜØÜnln+øè`¦½I»jíHÿÓGİ9Fm¡¥m—Ş±®‚ütö4N^³ìuÿ«†Äßendstreamendobj77 0 obj< >endobj78 0 obj< >streamH‰ÜWÛnÛF}×WÌSAÅ½’*²¥-�´@\4EË$R‘¨¸é×wfv©PŠrkú$°V{=sæÌÙÕëÁèé,†ÅvCv=š®b¸j¿.²ÁèŠ-Äü¶EMsÍeâ¯d÷Ë£Ll#)…e"i,d«Ap+�K×UÛ–Ëûİ¶ü~®‹(Ì^†BF20‘„l>fë²¨nc•y[5õòMÛİİ«²h¡m xÈëE�UûĞìZ¨›¶*JŞwRÊĞNJ)Şëyù¦Ú–óáéU±Iü¯i*AzÊĞSP±Fè¡¦Q’2rASŸdƒ×HËâ˜"±§×GFü«ä�¡¸cHºc†qc˜Y¾ñBòÑø¡„kT”`~\•áP(d$Øb·‡ À†‰R6áPE‚*&‘…`�š:Úp¨#Í2CĞÔáŸÙ/ƒdN9\ˆFY‚ÅSÂµg·M’D€Õ"²VX‡-ÇtìC(ñŒ2ÄÕÜLnB!¨ûWw&îjº]©õ·Ğ¼³k)££Ô`ÀVk$Î‹E¢Z,Ñ�ëDG—H`YL°��aÁŒÂGË�ùjğ«%†ØÀ\„’h¢qKã�:â$¾qI‘èC¦=xò�¬±ŠÆ:5Ç¨î)[ˆbGÙJ9Ÿ6J�8xÀ¼Ê»!(©…=u844épŠâTƒvjPÔSrö±g­<‰õ€BÁ’Ğgó„xäUk%%6Zš"øDCìm©ßiJ¤'ÎŸÓ7GéØrñª¸—L:}aßtJÎyÄ‘ĞÖGÂÁoº…Q¥°X£òßiyêˆkŞ¸Üî÷H2fûóÀå3éØ#™¹Ï–¬–ÈM¢-XuR²^®‡ÂĞJF±U´è@S&*í¥ÿ]˜)Á"İr.&\ù²Ç×�‡.ßH,v,>¬6²üA†-fµ#†§jŞEyEŒéóµÿÜÑ'¥ÎE\+Jàµ ˆ%ÑÃœdæ³’PåQÈ‡Œ;¾E¸cŸ5\+¹Ÿ3ÒöÃĞ$î.¡¹ï'¶ÃËòÙ~¤ÔŞáH½§o”)MX.d<'=¸1û+£ÜÂ–ZÎZœB]@Øèä÷�ìÖ ıĞ9¦Õ˜/‘jgzS¼z�Ø�·�Ä§¦R]�Mç’Ë¾ƒf¬ô¥Èbõ—Ï½g>„w/wŸ®Âİî�5�fë¼>;MŠv—/³òïölúd:�ãx¦~~W—ğîY(0İ®IP2MØò�†ÏpÚèRvo`¼7lL×êäß,öœï„�=¾p‰LÒÏ…„¢yÿ‚—Ál•/—€ÊJ(½Õ?¡Œ�}"iŸÍÂ4’�İ}tü×ğßÃÎ¾ÇÈÇ Ñ¡«yşU€æYì6!Ùö¦¬[ìm«zÑ/cWÅyHëŞğß¼ZæwK´É)JÌ„~dˆĞàˆœÜ†Ÿş7B_³.=Wm¹âv(¹²v›ò˜¾€¹v/�o’—ç¬‹æ§Íj½¬rTR^Ïá§¦Ù,Êú}9MCC7AY~Ëjyq�˜²h5Û¶çT./®G—3/˜Éè=zn�ı�S@êı�ˆü‚ùXˆ4KÿÌâU¡ñùM—ı¢ü*fá_Å5Õ´endstreamendobj79 0 obj< >endobj80 0 obj< >endobj81 0 obj< >endobj82 0 obj< >endobj83 0 obj< >streamH‰ÔW[oSG~?¿b^�ìª>ÙûEŠ�‚TE¡…õ�VÈ5që8!vù÷ıfvO¦œ„Š<"KÇ;ggf¿¹ïù´nö&úƒ%M““fïøbºÚßß;˜m®¦ËÉüëfÿÅá‹J©üôéSzö¦L�nµñ¤hò±ĞpòOsx„·“Ÿš÷ƒñùêdhÎ/ÏÖ´9§ç‡¯^ÿiŒfßj¬iø×ä×FÑH·F4\\ÌW_É²*EªõVãiÑz¶jö^+ú´ş.d#Íº½wwğí�ÍUŒ[P®X°¯tOËÉøuGj9rë—�ÍXyøš‚F±P]n3L:°Œ4MWïZı~Ğ‰°€W[öX97ÒÑôò_Z ¦³éf¾¦õÕb3i±ú÷b¹¥nî{ s!mNçtxuy~1Ÿ®D£lÌ7?Š'ï^�îº¢$óÖÚâ6ì®cvüğîÕ=Nš½ß—ÓÙüãËËéÅébF{GcUìC4ñoÇ76‡Ö‡D!†6¦@Æ.iÓª¤érŞœ4Ÿ…G›Âc�ğäœ™)æùƒ o}ãcÚ�Âñøu£Ú3}!GGÔ8ØRwœ§‘œ§{7ošg“‡¢—ºâÒ$Ab§—•Í©µÖBmR­RĞ79koÏ9–>äİsËçÆA�æÖBÀÁìZØ‹ògÀ`B“×80D�“‘9!ĞìLñÄ{æZb¥­ÇèÌ)ã¶ëdhÖt”ğµÚË3DŞ�¦®™KÙ¸İÑ¢%TÍ8¹9åôTÊş¬¶1*:+½ìhÕgÉ@zÃLŠA˜`èö}¨ğR¼İ1Ö‹yÆÀO�„Ëª †1°jI·RÈaÂ2‡I¶œ)�£²Ãlé´øÏ„,¤OÌš…ĞŠÁXÎDŒU½È Ö"3*ëcç†r@Úz$,V[#3ê,ÔQ”TÙİLéÌ[¦ Êâ/Ÿ:bÖÓK¦s¨3¦†…'$Ãpâ^£;bT²D4UÚDa­D@¥T×=Û]dÅ¾8ĞHúT¢h,d9­¬Î×õ¬"NR„N²Ù©�Bô‚7…ºî)¯dQ«Ÿ>Ö^1‹Ó¨ÒŒ:W©Ûõ­ı.×³F]î®—Œ9EŸzÓ/K•ÚŒğ„ˆºöœÄ]Y¢Ïjtüq½�PçÙ3…¹Ö"Ï�£#Š?t{¨ó„ºÓ%;*åZÉ»�Dr°¸Èi4tßé,8¹¯t$CÁ,ÑìÉ @¹u�2R3!š\àLWF/Dô-êÂ‚HhTU!3R³nA’%¶Q‰p¡t1PdØû*Şú Pà´]fË.p”p(‰
https://www.littelfuse.com/media?resourcetype=datasheets&itemid=6d192b67-f97d-4680-8f7f-25afc4412752&filename=littelfuse_fuse_440a_datasheet.pdf | fuses | Surface Mount Fuses Datasheet© 2023 Littelfuse, Inc.Specifications are subject to change without notice.Revised: GD. 06/16/236440A SeriesAEC-Q200 Qualified > Ceramic FuseDescriptionThe 440A Series AEC-Qualified fuses are specifically tested to cater to secondary circuit protection needs of compact auto electronics applications.The general design ensures excellent temperature stability and performance reliability. This high I2t fuse series is designed to have ultra high inrush current withstand capability to avoid nuisance fuse open.Agency ApprovalsAgencyAgency File NumberAmpere RangeE104800.500A - 8A298620.500A - 8AFeatures & BenefitsElectrical Characteristics for Series ■ Operating Temperature from -55ºC to +150ºC ■ 100% Lead-free, RoHS compliant and Halogen-free ■ AEC-Q200 Qualified ■ Ultra high I2t values ■ Fast response to faulty current to ensure over-current protection to sensitive electronic component ■ Recognized to UL/CSA/NMX 248-1 and UL/CSA/NMX 248-14% of Ampere RatingAmpere RatingOpening Time at 25ºC100%0.50A - 0.75A1.75A - 8A4 hours, Minimum350%0.50A - 0.75A1.75A - 8A5 secs., MaximumApplicationsAmpere Rating(A)Amp CodeMax. Voltage Rating (V)Interrupting Rating(AC/DC)1Nominal Resistance (Ohms)2Nominal Melting I2t (A2Sec.)3Nominal Voltage Drop At Rated Current (V)4Nominal Power Dissipation At Rated Current (W)Agency Approvals0.5.5006350A @ 63VAC/DC0.81400.026420.48310.242xx0.75.750630.46240.093120.39830.299xx1.751.756350A @ 32VAC/63VDC0.04500.33120.07770.136xx2002.630.03850.43260.07920.158xx2.502.5630.028500.81910.07470.187xx3003.630.022521.2320.07420.223xx3.503.5630.018451.7890.07570.265xx4004.630.015532.6010.07090.284xx5005.630.01204.7610.06540.327xx7007.630.007538.4640.06960.487xx8008.630.0063412.950.06550.524xxElectrical Specifications by ItemNotes:1. AC Interrupting Rating tested at rated voltage with unity power factor. DC Interrupting Rating tested at rated voltage with time constant < 0.8 msec.2. Nominal Resistance measured with < 10% rated current.3. Nominal Melting I²t measured at 1msec. opening time.4. Nominal Voltage Drop measured at rated current after temperature has stabilized.RoHSPb ■ Li-ion Battery ■ LED Lighting ■ Automotive Navigation System ■ TFT Display ■ Battery Management System (BMS) ■ ClusterDevices designed to carry rated current for 4 hours minimum. It is recommended that devices be operated continuously at no more than 80% rated current. See “Temperature Derating Curve”for additional derating information.Devices designed to be mounted with marking code facing up.ResourcesAccessoriesSamplesAdditional InformationSurface Mount Fuses Datasheet© 2023 Littelfuse, Inc.Specifications are subject to change without notice.Revised: GD. 06/16/237440A SeriesAEC-Q200 Qualified > Ceramic FuseAverage Time Current CurvesReflow ConditionPb-free assemblyPre Heat- Temperature Min (Ts(min))150°C - Temperature Max (Ts(max))200°C- Time (Min to Max) (ts)60 – 180 secondsAverage Ramp-Up Rate (Liquidus Temp (TL) to peak)3°C/second max.TS(max) to TL - Ramp-up Rate5°C/second max.Reflow- Temperature (TL) (Liquidus)217°C - Temperature (tL)60 – 150 secondsPeak Temperature (TP)260+0/-5 °CTime within 5°C of actual peak Temperature (tp)10 – 30 secondsRamp-down Rate6°C/second max.Time 25°C to peak Temperature (TP)8 minutes max.Do not exceed260°CSoldering ParametersTemperature Rerating Curve406080100120140-65 -45 -25 -5 15 35 55 75 95 115 135 155TEMPERATURE (°C)PERCENT OF RATINGTimeTemperatureTPTLTS(max)TS(min)25tPtLtStime to peak temperature(t 25ºC to peak)Ramp-downRamp-upPreheatCritical ZoneTL to TPExample: For continuous operation at 75 degrees celsius, the fuse should be derated as follows: I = (0.80)(0.85)IRAT = (0.68)IRATNote: 1. Rerating depicted in this curve is in addition to the standard derating of 20% for continuous operation.Wave Soldering260°C, 10 seconds max.0.0010.010.11101000.11101001000TIME IN SECONDSCURRENT IN AMPERES0.5A0.75A1.75A2A2.5A3A3.5A4A5A8A7ASurface Mount Fuses Datasheet© 2023 Littelfuse, Inc.Specifications are subject to change without notice.Revised: GD. 06/16/238440A SeriesAEC-Q200 Qualified > Ceramic FuseProduct CharacteristicsMaterialsBody: Advanced CeramicTerminations: Ag / Ni / Sn (100% Lead-free)Element Cover Coating: Lead-free GlassMoisture Sensitivity LevelIPC/JEDEC J-STD-020, Level 1SolderabilityIPC/ECA/JEDEC J-STD-002, Condition CHumidity TestMIL-STD-202, Method 103, Conditions DResistance to Solder HeatMIL-STD-202, Method 210, Condition BMoisture ResistanceMIL-STD-202, Method 106Thermal ShockMIL-STD-202, Method 107, Condition BMechanical ShockMIL-STD-202, Method 213, Condition AVibrationMIL-STD-202, Method 201Vibration, High FrequencyMIL-STD-202, Method 204, Condition DDissolution of MetallizationIPC/ECA/JEDEC J-STD-002, Condition DHigh Temperature StorageMIL-STD-202, Method 108 with exemptionsThermal Shock TestJESD22 Method JA-104, Test Conditions B and NBiased HumidityMIL-STD-202, Method 103, 85C/85% RH with 10% operating power for 1000 hrsOperational LifeMIL-STD-202, Method 108, Test Condition DResistance to SolventsMIL-STD-202, Method 215Mechanical ShockMIL-STD-202, Method 213, Test Condition CHigh Frequency VibrationMIL-STD-202, Method 204Resistance to Soldering HeatMIL-STD-202, Method 210, Test Condition BSolderabilityJESD22-B102E Method 1Terminal Strength for SMDAEC-Q200-006Board FlexAEC-Q200-005Electrical CharacterizationConducted at minimum, ambient and maximum temperaturesDimensions mm (in.)3.200 ± .1778[.126 ± .007]1.000[.039]1.500[.059]1.800[.071]3.500[.138]1.000[.039].835 +/-.15[.0329 +/-.006] 0.520 ± .200[.020 ± .008]TERMINATION1.63 + .10/ -.20[.064 + .004/ -.008]PackagingPart Marking SystemPackaging OptionPackaging SpecificationQuantityQuantity and Packaging Code8mm Tape and ReelEIA-481, IEC 60286-33000WRAPart Numbering SystemAmp CodeMarking Code0.500F0.750G1.75L002.0N02.5O003.0P03.5R004.0S005.0T007.0W008.0X0440 008. W R AW = 3000 pcsR = Reel PackSeriesAMP CodeQuantity CodePacking CodeAEC-Q200 QualifiedDisclaimer Notice - Information furnished is believed to be accurate and reliable. However, users should independently evaluate the suitability of and test each product selected for their own applications. Littelfuse products arenot designed for, and may not be used in, all applications. Read complete Disclaimer Notice at: www.littelfuse.com/disclaimer-electronics.
https://www.littelfuse.com/~/media/electronics/datasheets/fuses/littelfuse_fuse_459_datasheet.pdf.pdf | fuses | © 2015 Littelfuse, Inc.Specifications are subject to change without notice. Revised: 11/11/15 Surface Mount FusesPICO® SMF Fuse > 459 Series459 Series PICO® Very Fast-Acting Surface Mount FuseDescriptionRoHSElectrical Characteristics for SeriesFeatures% of Ampere RatingOpening Time100%4 hours, Minimum200%1 second, Maximum300%0.1 second, MaximumElectrical Specifications by ItemAmpere Rating(A)Amp CodeMaxVoltage Rating (V)InterruptingRatingNominal Cold Resistance (Ohms)Nominal Melting I2t (A2sec)Agency ApprovalsPSE0.062.06212550 A @125 VAC300 A @125 VDC7.00000.000075x0.125.1251251.70000.00163xx0.250.2501250.66500.0106xx0.375.3751250.39500.0254xx0.500.5001250.30200.0546xx0.750.7501250.17500.155xx1.00001.1250.12800.281xxx1.5001.51250.08160.650xxx2.00002.1250.04680.421xxx2.5002.51250.03500.721xxx3.00003.1250.02901.23xxx3.5003.51250.02331.65xxx4.00004.1250.01972.35xxx5.00005.1250.01513.90xxxThe 459 Series Very Fast-Acting SMF Fuse is based on Littelfuse PICO® fuse technology, though offered in a surface mount package.This series of devices meets the requirements of the RoHS directive.Applications• Very Fast-Acting• Wide current rating range: 62mA to 5A• Wide operating temperature range• Low temperature re-rating• RoHS compliant• Wireless basestation• Network equipment• Telecom equipment PSEAgency ApprovalsAGENCYAGENCY FILE NUMBERAMPERE RANGEE104800.062 - 5A298620.125 - 5APSENBK030205-E10480B1A - 5AApplication testing is strongly recommended.Additional InformationDatasheetSamplesResources© 2015 Littelfuse, Inc.Specifications are subject to change without notice. Revised: 11/11/15Surface Mount FusesPICO® SMF Fuse > 459 SeriesMaterialsBody: Molded ThermoplasticTerminations: 100% Tin-plated CopperSolderabilityMIL-STD-202, Method 208Product MarkingBody: Brand Logo, Current Rating, Voltage Rating, Series Code, Date Code, Agency Approved LogoMoisture SensitivityLevel 1 J-STD - 020Operating Temp.–55OC to 125OC (Consider re-rating)ShockMIL-STD-202, Method 213, Test Condition I (100 G’s peak for 6 msecs.)VibrationMIL-STD-202, Method 201 (10–55 Hz, 0.06 inch total excursion)Salt SprayMIL-STD-202, Method 101, Test Condition B (48 hours)Insulation Resistance (After Opening)MIL-STD-202, Method 302, (10,000 ohms minimum at 100 volts)Thermal ShockMIL-STD-202, Method 107,Test Condition B (–65 to 125°C)Moisture ResistanceMIL-STD-202, Method 106, High Humidity (90-98 RH), Heat (65°C)Product Characteristics4.32(.170")5 A 1 2 5 VLF4 5 9B 3®®3.05(.120")2.97(.117")7.24(.285")REF.8.26(.325")1.65(.065")4.95(.195")1.30(.051")REF.2.03(.080")RECOMMENDEDPAD LAYOUTDimensionsPart Numbering System0459 .500 URSERIESAMP CodeQUANTITY CodePACKAGING CodeRefer to Electrical Characteristics tableUR = 500 pcsER = 2500 pcsR = Tape and ReelExample:0.62 Amp product is 0459 .062 UR (.5 Amp product shown above).Average Time Current Curves1001010.10.010.001.062A0.050.1110100.125A.25A.375A.500A.750A1A1.5A2A2.5A3A3.5A4A5ATIME IN SECONDSCURRENT IN AMPERESSoldering ParametersTemperature Re-rating CurveNote:1. Re-rating depicted in this curve is in addition to the standard derating of 25% for continuous operation.Wave Soldering260°C, 10 seconds max.Reflow Soldering260°C, 30 seconds max.PackagingPackaging OptionPackaging SpecificationQuantityQuantity & Packaging Code12mm Tape and ReelEIA RS-481-1 (IEC 286, part 3)500UR2500ER
https://www.littelfuse.com/media?resourcetype=datasheets&itemid=e75082fe-468e-42e0-8972-9c4134688076&filename=littelfuse-fuse-443-datasheet | fuses | %PDF-1.7%����36 0 obj< >endobj xref36 1240000000016 00000 n0000003374 00000 n0000003501 00000 n0000005554 00000 n0000005593 00000 n0000005731 00000 n0000005869 00000 n0000006007 00000 n0000006138 00000 n0000006656 00000 n0000007091 00000 n0000007664 00000 n0000008276 00000 n0000008531 00000 n0000009168 00000 n0000009739 00000 n0000010291 00000 n0000010743 00000 n0000010778 00000 n0000010823 00000 n0000010866 00000 n0000010952 00000 n0000011065 00000 n0000011176 00000 n0000011290 00000 n0000011759 00000 n0000012160 00000 n0000012580 00000 n0000013055 00000 n0000015065 00000 n0000015839 00000 n0000016030 00000 n0000017615 00000 n0000018107 00000 n0000018688 00000 n0000018771 00000 n0000019339 00000 n0000022174 00000 n0000022365 00000 n0000024797 00000 n0000024988 00000 n0000027809 00000 n0000030603 00000 n0000031460 00000 n0000031959 00000 n0000034888 00000 n0000039741 00000 n0000044243 00000 n0000046891 00000 n0000050770 00000 n0000053740 00000 n0000053784 00000 n0000054105 00000 n0000054467 00000 n0000054799 00000 n0000055088 00000 n0000056492 00000 n0000059558 00000 n0000059893 00000 n0000060256 00000 n0000060606 00000 n0000061089 00000 n0000061192 00000 n0000061890 00000 n0000061941 00000 n0000062011 00000 n0000062095 00000 n0000072528 00000 n0000072791 00000 n0000072954 00000 n0000072981 00000 n0000073282 00000 n0000074198 00000 n0000074464 00000 n0000075024 00000 n0000075274 00000 n0000083428 00000 n0000083467 00000 n0000104457 00000 n0000104496 00000 n0000108425 00000 n0000108464 00000 n0000129454 00000 n0000129493 00000 n0000164720 00000 n0000164759 00000 n0000168688 00000 n0000168727 00000 n0000170091 00000 n0000170130 00000 n0000191724 00000 n0000191763 00000 n0000212753 00000 n0000212792 00000 n0000216312 00000 n0000216351 00000 n0000251578 00000 n0000251617 00000 n0000252981 00000 n0000253020 00000 n0000256949 00000 n0000256988 00000 n0000260508 00000 n0000260547 00000 n0000264067 00000 n0000264106 00000 n0000299333 00000 n0000299372 00000 n0000300736 00000 n0000300775 00000 n0000303946 00000 n0000630216 00000 n0000630601 00000 n0000630986 00000 n0000632684 00000 n0000632943 00000 n0000633328 00000 n0000633713 00000 n0000635939 00000 n0000636203 00000 n0000636351 00000 n0000636498 00000 n0000636653 00000 n0000002776 00000 ntrailer< ]/Prev 742254>>startxref0%%EOF 159 0 obj< >streamhޔ�MhA����ُl��dc�!�6��4nLm��C�=IK��,^ě�h�6�V�Ḏ7/?����z�!�A=V�A���C��`��~����*`�{{>;aB����G����{������1��Vl���Ua-\ZHZ�C�Q�p�8~xj�H����¦&[�um= lM��`hyqh�J������?��s;WH����^�mL����pjnnۭ�m�ۭ�D�)�J���/�\�����B��f�0�b��1�f�Y�FC�SOu���u,��_#��ե1���5�?�E�e�:.��C���j��Uc��k�1����.l�q��Ёϥ��HH%j����އ�bjU�"ޮ��B�6b�:�s�#��ĉom��)�����m�K9�CK ��Vɗ�����^76��,7l�.�M >>>endobj38 0 obj< >/ExtGState< >/Font< >/ProcSet[/PDF/Text/ImageC/ImageI]/Properties< >/XObject< >>>/Rotate 0/Tabs/W/Thumb 30 0 R/TrimBox[0.0 0.0 612.0 792.0]/Type/Page/PieceInfo< /LastModified /NumberOfPageItemsInPage 6/NumberofPages 1/OriginalDocumentID /PageItemUIDToLocationDataMap< >/PageTransformationMatrixList< >/PageUIDList< >/PageWidthList< >>>>>>>endobj39 0 obj[40 0 R 41 0 R 42 0 R]endobj40 0 obj< >/Border[0 0 0]/H/N/Rect[70.4413 468.397 107.961 402.699]/Subtype/Link/Type/Annot>>endobj41 0 obj< >/Border[0 0 0]/H/N/Rect[148.795 466.986 197.979 402.699]/Subtype/Link/Type/Annot>>endobj42 0 obj< >/Border[0 0 0]/H/N/Rect[234.586 468.397 280.559 402.699]/Subtype/Link/Type/Annot>>endobj43 0 obj< >endobj44 0 obj< >endobj45 0 obj< >endobj46 0 obj< >endobj47 0 obj< >endobj48 0 obj< >endobj49 0 obj< >streamH�\��n�@�{�b/���3AB���H����0�]�&~���X�TK��7c�tw��nv��ih�av�o�p>�&�S�t}�������m��������6��?IU��G >endobj51 0 obj< >streamH�\��j�0����l/��#ʹ`�d��6�pl%54�q������1-���#$'����nߵ���}}��;�]3�k����v�r嚶��Q��/Ր��p�N��N}V.�c��i���oM��Y�kl��vg��w{xt��6���-\Y�&���G5��.��i�Ӿ��v�?ٞ�o�!�U/S�M�UǪ;ǬX�S��՞2�]��¦�v<��՘��x��w[���k�b��"����Z������:��Q��k%+֫�������k��e�VL����\��s�O���������������������X1MN����yx������yx�R�i���G�#��¦�>aFAF��l��)ɓyy�y��Ɇz��錅��e>d���]�]�]ɬ`V2+���f%��Yɬ`V2+���f%��Yɬ`��Vpy�[�kl��>{�����Gj��舶��];�]x�����endstreamendobj52 0 obj< >endobj53 0 obj[/ICCBased 83 0 R]endobj54 0 obj[/Indexed 53 0 R 215 98 0 R]endobj55 0 obj[/Indexed 53 0 R 0 99 0 R]endobj56 0 obj< >endobj57 0 obj< >endobj58 0 obj< >endobj59 0 obj< >endobj60 0 obj< >streamH�\��n�@��<�,�� 0?��6qџ�����dąo�9��&%>�{�¦��t���¦;��-t�^ul}��]C-� ��'Y���~��g}��$����2�y�]R�*}���!��d�tyH���Hh�IM>����}�-g񃚩�R5r������:�J��t���v�Mc���֋���2u�ȥ�j�?IR��T�S������z1g�p�����9�g����!o�[�6r��5EF��99���l��"�"k��裙��jf5��Y��������������aO���nn���[�X�X����k����ZGv�y~$?���5���������ttvpv�t�t�q�q�q�q�q�qs�L���A��(� >endobj62 0 obj< >endobj63 0 obj< >streamH�\��n�0��z�C��d��r�6,�86�XdCqy���0�>A���b�ݽ�´��G�����8�1�e��A�ANSpE��iX�����2M��.��w�8����O]����6�¦�G�}���)����v���uY��Y��s�u~��n��/����,�=�F]��ۓ����u[ėi^@f�G�,� �'qm�O��w}:'a�o�b����>��x��<'���sm����[����f�\[!�������2f0o��N��2bj��_��Sá6��7���۟�Ca��B��Ev5�Ƙ��o2z?�'Շ�O�Op#s#ԇ�>t��ՇQ��0���nln767��Í͍��涁�v�����֎�_}4\c�Jm�zǺf���˼xͲ��`�n��endstreamendobj64 0 obj< >streamH��W�n�H}�W�KQ}gsp;��سi/@�X0ms@��(O�����Q7���b�5(�NUu�9���_��3w�����jI�M3�e�z>�L(Z �����Rc;����0�(�*�D%�Q\&L*�/�OLR`�qx_m�e}�Ж?��U���Ɣ%�Pӄ�¦1��eQ}"<-�mլZ�7%��-�-l(���]_��}�U���҆�HR�&����P�V���/��MB��ƍ�ɜ�̵�\'3��NRm���r>����3DC_�$�,K2L`@��`S�+4�L�D�Ia�]3�R�'�Ӕh��t��R\i(��ɻ �/N���8'�S��`6����\C��ټfF��0VY�9^�$!(˼��+P��f���E��d���ër4VI�¦4���v4����h�`�1(��VK�a;���'�w���Yf2[竗/'��!����˫˫+BH���+x�f;�h����T�L��n`u�F�ɔ���(bx�}��T�B�Ȧ�)ф"����I�T��#���s���aSc��K�;s��vug��aث�"1e��ɐ�c�~�S*����u�¦2���2:�}>8-�yU��ҤM.�cx��������Ǽn����vS�����m�g���Z�Y��*_mGn���⮬du�LO������>�2_8ڦ^���A.�>�n9i-?'����=�o���C9bnk�u��4憩���˼m��ʷ�¥�[ݑ�oX.?���wΩL`.B��y���S�ݪ����0�����ɹ��\��I&��Z���y�6ˡx>gmڬn���,[��_���U�ґ��<'%��ϸ�7�77�<�(�����\���jQ}�lz�I��.�����*;���,P�����n����8�[����&_�WL���k�2�'=$�㠦���(��q�������nq�46\KkÅ46Y��L�i��P��,8��0��^ș����@��c����7AP��0P�̅�L\�V��2��S����څ4#�*�C�&��U"m� ���`7X�)���M������v��d!�4㹁̧˴���\��h�C�I�o]��t�0Cwy����)�raO95�-q�8;�D�S��%��J4���^�<1�����~�k�]�Z4�JI��2Q*����[i<�fjq;f��a7�c���{_��oHß��̫e��¦���V�R�u��/�'�P�q!E]�U�g�����w��>Bj���o6�p]����Ҭlv��-�]K�f�o������w.-�����A���ڑ��22lD:!��p�H�{�}^�e����Xy�uYTf�*��f���0�����H���F�� ����R�}-���i�mb~�06��{{�Y�������J�S��3��������m�v�F������F�}\�����E�q㦧��Cm�Nv�1�?mG�Я����3H�:����`�q�%E�D{9jK3<"h��(������5�^�t�ԫJ�ޓ4�^����;A���P'g�:����� U�JEq/T:Eq/S���vF�����#1���¦��h?�����1<��;�cx�;�caB��;��¦{4·G#¦�~��ϷG�¦���w¦G������X^V����ۣ�=�;����~�=�;��cx�;�w¦���w���FPg�p?��������������(�1<�����;��#x�˦�Q㸧ᶦ3��;��q?D=���U����<�҄?�'�c��l�K����7�d=��`Xy��������]��8��#2�9��[��¦�e�o��ޖxz�a�Hj�{��¦��e��3t�N�s��.���G�endstreamendobj65 0 obj< >streamH���=�1F{�B' $�w���=B�l��7�f�e�Wa�0�x~�@=�B$߲���x�z�u���.�D����G�����������Rn��[&� >endobj67 0 obj< >streamH��WMo7���Q:����ѱ� �6���YM\H�c�M������Z[\�TXq�¦�Ù����k��[˶͇�]�I�b��h�B3�0PR�5-&��\;���Híq�9�wf��r���3ϕ�a�Cnl#�1�4FZ�EPShL=�1\:�&���z��C&���j+$A��س4��FE����6`�irY����f� *�!� �K5�_=Dh�B�J�L�A��PO�Ca@iǭ�#1����� nJP:d&JW5K�Df�t�3�2d�JW5́U��z�R�jizL=M)C�4=���@�*iL=M)C�4=��&���(]ǐS҅�8E��N(W��,\��{�:��n�S���V5I!Bn�j���&�V5ˁ�T���z�R~jY:L=K�>�,���@¦*YzL=K�=�,��%�c��VǈSb�W>�Ǩ����XM�ժ���QH��jE�=a�ZՓ�����Bz�D��g)�����L`)�����L`)�����Գ��S��C&��S��AN�@��6�����s�]�9^{R�ϩ\�A�f��}� ���lvQ%C^/�PLo�ZH�!����+!e��B�B¦�j��c��ms��d_��OS�9����)w>x��5�g����\6۰�o˟P�Z��\��u3{�z���:_�����Ɨ���9��s�>xH���hv�`��w��� αhv�}\}��!6���>�}�}̡x�����}�臹�O��y�6D�pQ�m� ��� �}����X��(�u���l��d���-�"�2�*�B�qR��@'�vݟ)�٘((�ө�!��L�ʵ������r�v'�����:(-c�}1���$T�����m���ɂ�=J��En\Q������.�O�:aѹxDH�̸�踁�b���}7��u�-�������I��jM���$�o��UoK����I�.=/¦�l��$�`PL�@�D����`�G�Rt�K�[�d�r�.���SgIF��}\�����@�ӭE�T���~���x��*CJ]�6�ىS��tW�tU�P*ݎS�t����L���Le��)������q�R��c�`�%ȘO%�&/!�Ҫۚ��i"�I<�6s)�$I�[�$�ʵƺ������w<���hCFq��+����mendstreamendobj68 0 obj< >endobj69 0 obj< >endobj70 0 obj< >endobj71 0 obj< >streamH�\��n�0��~/�E����FBH��Rs�d�8)R�!����p��4H����b�l���~���8��0�S?t1\�[l�>�s?���]�Ώ���^�Iei��~��e?�FUU:��^^�x�O�n<�g���]��p�O��g�n��.a�u��Zwᔄ�5���t�{�w�}?�_Ҙ_��OA��s�0�؅�Դ!6�9�*OG���t�*��݊Î�����*���y.��U��2_��-�#;�+��"/�o�[��������H7U�蛂\�Kr6d�df� >streamH��W�n�}'��T��~Y��ڲ��y���&�:hjd+�H-I����TU�̈���YĮ�ꮪS��J���U�i�f�:�2]��P��̌�ja;�Ǯ����Y�B(�w)xP��f�Bg�Y6''�c2�:ҏ��)ջ��uv8��Pop]lC�N����tg�\���s¦'-N%ⳝ�^�4��¦g<_���08 ��]0^�NG�7P�cFCx�D�K���ESI��:�"�;�He�+��{�<�av9�3�~��)����ͱ�[¦ ��.:+�üZ_�~P��Q",*���=�q�7�\8 ���2�ʍ�z�LL�-�_�g���cq���K�S�0��@]!��6����tE,����?9��)�\(�\���4僓��bԻJqĐ��J#(���I��$�ʹ�S��>ǰU95��QP*z��J;�I)��3��dD,2'�\?J�b��1]K�H�&=Ӹ�����;�]c�ҒO�~[!5�(�iD�x�w��ަ��ڎƯEN�z���eQHr �?gE�𣊢_���-��gU�كo^h��0b��MI�I���1��Ǔ:�^�5PXyFxE"����ɒ��4��TB�J�4�2GlaΪ��v\㤋�[h3����%$�2v&�5*C�#B��cU=�e'��̆Jn���(z )��.5e��B��������(�%A�ʊ��Pe$y V�p�S�LB4��҆���x�M�$SV$��(s �(V�1F���paK*.ɹ��]D9�0��\�i�J!$̓4O�"�H��5]"L�0��#:�Ì�������OI�bӘo���C�9�F"%1��i��V9��!���P�9��XK���%�了?I��3OO-���x+�/�t�4��jyQ���P2W�Am#��)JDS���������?�����ty1�?��O�\&�R/ο���{��3�}�Z��Uk�36_i#Fr���Ys��zzh8*18�ل�T��Fix)K��[�c��Dy3{1��ϟ���$c�2�t,������z<��D@Q�r�r?k���.��#���cFG�<7@�E2��=2`F,���w��<��,2G���B(ԚSհі�� �N��fk�Ҝm�<ɧBr�%��`Ǡ�_å�ĺhjc��DOj�\Smt$��\����2�DN���"��������&>�͌��T8s��u�(���l���L��B�(�G�f&]���ʖGC��gj��n7�ĝ�peJ)��~��\#͵�����+�NMC�0d��d�$UV���L�l��I��#�R���s���Z���ߗ�Ѹ${s��ih#�c�3A?��ߝA��#�Χ)R4�N+��i9o}m�6¦�D�L'�ad��1���K���4yKiJd�2g�cg5��R�>�A�$+�ӿ����!RF�¦�>N9z������JJu@����x��o������Ñۊ¦D���i.�#N+������gM�\+�}Oϳ����<�{h=7���s�Zto�:sq����'��C��T�ui8Z�?:?��b�g;�3�g�-cn�"A�y���S�.P�#@�[@M3����D)�M�և~߫Id���-�=�у�����X��/Mc;mw_5;I*lM�2��c=�^H�oA �_�I�3�"?��~Z�Ѯ�o�))�^L����&��$L�}a�~r��\q�C2�����l*(��HQ1���.*&�Hq���H�q,,��Eiu��WƷ=Yr�@0����2�3=�5�9�t��g�eL�<_��}��O�>�G�)«���0��֞���-��� ����ty0�x?���H#�c�J�+sC�oU;���¦�����pu8���^]����}�VG��u¦����K��T��;��}�=�u/m��㵦��L{G���G�����zts�߽[m��,�j�z����_��=�M����y�?^��.��V�>�W��j��P�7����\5`�¦\�����V�zu���WP������j����j�Z�=��Z�m�_~��w�#��?]������W��Z���~��w�^�^������9^��r;��V��r�Т�����)���;X�O�����[h�i��/+��^}PW���^�Z٭:�D�ԋ��¦�Y�u�L��%¦¶^����f4��ب�L_mI]�c����*�A��_��������,jR[D[�ϝb`s��َ�8��<�#��#�f�(���r�d�U�Cv�u(��t��so���<Ў]@C�#�+��"��ɩ�;%د�e-�?�۹�FD@ґ��DO��J�W#��Xlðz"}ADjp$��¦���{*��.�hR]�44���lk��l2�P�3٨�����q��l���`@�X�endstreamendobj73 0 obj< >endobj74 0 obj< >streamH��W[o[�~��G���_À��)��H*}��>�,)K�U��~3�{xDJ��@ @�9;;�ofg�i553��r��x5�ƙW�{u9�,��i�Y¦�Lm��Nj�����L3O��j7�3��[�oiV��Z,��{��YP��d��K��C �[�T���YT���'�+eXT�f�ގY�{`[R�bv��ת_���d�#͉���B�.�C�W�9��&��U����Y�,->OX&����9VT�uղ�ɿ��e���Y�N�����}jM�ڋ�"�y")Z��WB��F;D;I�����Uh�(m_�sea+�7�Ȇ�)��i�"�Qd5�X�{�Z�g�[���dtݩ���ʩ�YKv}QGp�T�T�p6��ut���p.�@"��͒AL[zm�ou��+��8�}D�ţ�U)�,��]��h���V��k*mM�}*�O��А�!�*\'^�����t��U�ی�~����=v����v�y���M���Xϗ�ٽz���;�uy������s5��\���¦��d����_�wvn��ʨ��h������J�_������{6789r�v�(�z���L ,e�R�4::��������������Q��Z�w��FM,_dj��&�n�ჟ+�v��;T��^�Y��FGlʧf���>�y��z��¦P ��/(j>-�߫���4���?������~]/���Ow���U��~9�b��8�W�*&�����I�)Q�-G�T{o?B#�b����+*����a+o��G,3��;>�F�ORݨ'#~��k�U�,:X��泥��S"�Ѣ����u�<�#l���)!��x]2� 1^��"��)�8�u���I3�oGzB�URT�)���F��f/��E�+�HS脗�OVS��bC0l��Pr4�93�D�˖M{6�=a¦n�]��n$�JB�rL��k������$���^����&��A�F�!i����D�0U"�R�c&[ԌxL�q�Q��zt5�m���Q��ۑ��=�Z�Y�S �=�Y18��T�i? 1%�����!@��1�&�P`�����;0�GՇ��h����a�=�Ҝ�w�0Rt5j�>KVg�pg3\�ZJ��T���y/�4�}�nO�f,�!cMY���"�0[��5�C#��6�&��H��4(a�{�S�4{wH�9�I��&�ׁ@%����p��]�!�����&�q�d�Р`��"T�՞!Z(���5�#Ks%���8!8i��n���!Yw��!�0 �����Bt�Hr#�Q�C��k���DV�{3XQ"U=�bMVI��Ԑ>�@ G��FjZh�/E�],���EL�:q���{�������*k� �yORah���[���%kK��[f��&�����zC�,�g?y�.]R���J��ęFP�8�"�hͮ�b�]��tIȚ�������e9�@H��!��F 5��A/�l�m "kW�hq'��:�"o�Z`�%,��bŜi��=G��s���(H%��č<��&��cѴ���(����%<�Za�d��u'#�m4�RF#ׯ�l�xYZ��6�a���&T��MJ^n�x@��OH��z��g�M��X@�wX�sx��xƬ&h�QѫW>����7���"���}�O�J����y3�s�¦$���9PH�b7q�i5���v�z7��]PE�3��KEG7��bD�Q���~S¦��զ��G�R�����GǶ��<=�ֽ�����<��j������1�[�����O/�]}����n�ݫ+���S��#�x!��h�FJ)fI$�2"wif���IP0��{�V�x���4��������ǵ�x"�v��н��}u���v������m��%���b��sb��Sbݷψ�{ϊ���b�S��.��έE=(*)���5�H6v�zt��.x�g<2�P�M4.<�BCcxV��'��Vr��o�搻��~ʧ=���Y���$g���9M��':{����9�/>���n��ٓ5������q��,J��oq�H�KΞ�a�Nu���g^��[�=R�'k g�l���q���U���#/9{�r̮�Q�_X��endstreamendobj75 0 obj< >endobj76 0 obj< >streamH��Wˎ���W�q���Vf��¦I��v,àGK��,-����#2�{f��d��x�3���GdT��¦7�������f�>{�ך�5�y7�-���7_U�zߊ�Mۂ�7�u��w���՗�2��n��U�K^ROs�M����n��ŃK���y�z���o7_Meڱ���{f�_�:�^=�}k�������O�����w��}�ζ���ж}�~Ěh��}��.`S��LW���������/_�端����G���k¦��JY4��-M�Y���/��oo���v�����Rs�-w��.,�t�(s�K���9ƾ$ц��ϣ��i�,�����9ei._"N_ǭ�y?9�%6�}6�V37���iǯu@����?���y�X��1�Br�M��V��%��E�meI��s�,=�Y���?#�q���>^wZ����.�$�sz��8�ƭR�ƅ��I��4s?�S�<����~�n��E���b�+�M�8���p@`�m(��M�iz�<٥!��0����h��jѿ�/¦\��#w��:vƾA�����5�ͧ�{\B�2'��lץZR��0�%Ffs)�.��m��G�,�.�݁B:�x���a]����V��K9N�x��[t�P�/j5O�<���Z�^ۍ�R�ݡ6&���&ߞ�������M.��^i�d[���r K��S�!�W�(����j�u���6���!�+�$�ѥ�XǚM���E���I��\������"[>,���Ls���^3~��d�]O�)$�XsF����%Bl�wS�2�5`˂���p�m���΁4˸�⇠Ƽ!Eh�B�G�8#��c������9�0���#4z��چ�H�b�5��ݪ��}�Q��>��Ng���3���t�M%3ˉV��2R��h��$���G��z���h���6���B����u��h�!Pǃ���}K����_�������F!�be�g[CxOJ�Q'Jk�l�X��o��y������g��>�9�$"�L�TLG[�4+�8�`� ��t����#���^�5�¥؏]�C�����S뚣I�vE�7�1f�"�e@,�"A��N�2)��㐭���n��~C)�b��=���ԻD�><ʉ�v�b��h�!r���XI�n*�YE�%O�N{E���<�FT,U�˝���M̏Z���-Lm1���H@M��>�{�oy@�����q�6"d�M�_��ߑq�͋�Y��RC@S�Qv��D.q�EH-�.g�t9l�;���`��y��Ǖy;S����)D4%�ɽ�¦+�ڙe�9}�X��]�Y�xkf�E/3{�a)����d���'C3��9GZ��67�h�-7K<��9,�1E�X��kKr�x��Rl b�Ϲ1��!C9N�g��8��<�}>���d�����o��d���vDё籨x��x[�*�37���7%��p���� ��WԴ��g��g��swʀTmQ���ѿ�.2\Q�jO�-Z�n�EX��7�&�RrR�I�d� ��vd�%C�}�l�.�>��ں~��T˯����/:;��B�T�!ś��ͫ9/ڢ�{��.�m�%H��=\���r���I�N��+�5���?8����(�ۦ��n-`�ه/؆����n���xlԼBX�G���b�X㡁�@�9���b�U����35À��))J��`曈F#��j:���yd����Z�s:ʼg���zO�Z��!}2�A�懹ԣ�a��s�6�l�Y(�X_��ɻn���z�cO��F��[�w[��le�Ш޲f:r��9đ��/OaL��"�ЗϘ�c��ʑڥ��[����i�5�>VH:&��i!���b��"�b�P��iJ�R�@��%�\gpю�36gӴ�N�T��%i[Z�Ss��ҽ�����m���>`��]CH��D�@0_¦�p � ��(�Ѥ/�^=`SS�ߑeo�,A�@:��0���a�S.S9*��1�n�w��;���cƥN���)=+��ԤQ��h3}���pI��3V��G��Ŕ_�4�ԑ�إg�JN��֍��¦?�d�V�IB��G~���7�g�Ovk¦Lݶn�]��N�`����;*c�������9�!u��h�"��q��M-W]�a��-n�oW�: S��a ��`=�x��A��}?��>:�H�l'n����D������ȕ��=s^/���c���u;nC��'���dW�� �w�Π-�N]��7���g<��\����k0,��ˈl���3��uwA�e�X�F��r��������$N0�7'\��M�x�ml�?�\��^]�5y���QI��0ۃqO��d����1�C����`�ʯ^endstreamendobj77 0 obj< >streamH��Wˮ���Wpyo�i���JVP Ex�і,#'�����SE����E��.�:�>��¦\�-/��~�>����?�o^�`^~��`���_S�&����������ז�������������8c�ϙd�}(r�����y�O����}Ʈ�9s�k,Bj�B�B�l�%��RI�Wք}��h.m�N_7:�FW��p��lN]��]CK�`��-�F4>%}��uhWB�B�=�%�������`#�,��\�_�u��o����E���&4Vk�`H�]���Z}�8Q�e�:n��-CltN\[�*�_�%8���%V����<��¦0���F�A}�S���Y+`K�/@uk�JjL���kl��갱�?-�� ���m���gP������VDܲ2�e�DM��¦��.���hbFj�r�)����ٶ��X��#�'�B`�耚��ʞd�̱ͣ ���.�:B)���f�^_L]��M;Wƙ�Ϭ���.�OT�"rYY�zF�v����-�Ng�. K�B�鲼�\���*"E��HJ��i%`�A�h z)L����A� x�!��/컒㜇�X�Z:9ؠ�0����~$�V�:�*�a�S;@Ib�QAc��A\����y�]��oՕ����>+:"�^���5�9�4SxZ�<K���x���8,�Іgu��t<���$�?�&���1-���Y�2mn������e���p���ᒢJ������{R�)��t~oi�4�c���ez�k����&CV��1E�������ginՌҋ$��(�<��5K�6�xb�$��iKdw�V�:Nd�0���7����!�f厐i]i���u�`�~�"�X�������y����3׏�`�7׍���w�����z�������y�O�ÇG�t�÷G6T���=�@����Q+�a۷�������y"o����s��@�&0�c�3���A��9G@�����O��H�L�$�/������u=C�$D�����YfGc/��Ni��2�¦�&'�a�B���ӑ��N�N8&�{J�yL�{#Z����������{�]�}I�d���/�e)U/!�Q�':��I3G�ă�{�����t/��޶����J@.¦���Zd����9��=K��"���qb`����Y����ԩ��'d�/������,�U��T�0:��9/�;V��q<����_%Z>��5U�%��:'��!����6}{�e�k�����,�~�\*A�*���6dǬ�߭��fa1Rq+�w!S�de��w�vqĢo�E�
https://www.littelfuse.com/~/media/electronics/datasheets/fuses/littelfuse_fuse_458_datasheet.pdf.pdf | fuses | Surface Mount Fuses© 2020 Littelfuse, Inc.Specifications are subject to change without notice. Revised: 03/03/20NANO2® > 458 Series 1206 Size Inrush Withstand Fuse458 Series FuseDescriptionAgency ApprovalsElectrical Characteristics for SeriesFeatures• Surface Mount Fuse• Fully compatible with lead free soldering profiles• RoHS Compliant and Halogen-Free• Available in ratings of 1 to 10 Amperes• Recognized to UL/CSA/NMX 248-1 and UL/CSA/NMX 248-14RoHS% of Ampere RatingOpening Time100%4 hours, Minimum250%5 seconds, MaximumAgencyAgency File NumberAmpere RangeE104801A–10ANotes: 1. l2t values stated for 8 msec opening time 2. Cold resistance measured at less than 10% of rated current at 25°C. 3. Agency Approval Table Key: X=Approved or Certified, P=Pending and Blank=Not Approved 4. Have special electrical characteristic needs? Contact Littelfuse to learn more about application specific options. The 458 Series Nano2® Fuse is an ultra-small, square surface mount fuse designed to support a variety of space constrained overcurrent protection applications. Offering a 1206 size footprint, it is the smallest wire-in-air type surface mount fuse offered by Littelfuse.Applications• Notebook PC • LCD backlight inverter• LCD Panel • DC/DC converter• Battery Pack • Car Navigation System• Network Equipment• Telecom Equipment• Electronic Signage• Portable Consumer ElectronicsElectrical Specifications by ItemAmpere Rating(A)Amp CodeMarkingMax VoltageRating (V)InterruptingRatingNominal Cold Resistance (Ohms)Nominal Melting I2t (A2sec)Agency Approvals1.0001.175V50A @ 75VDC50A @ 48VAC0.180.168x1.251.251.250.125.313x1.501.51.50.099.548x1.601.61.60.092.562x2002.20.0695.952x2.502.52.50.061.408x3003.30.0492.289x3.153.153.150.0452.457x3.503.53.50.03754.00x4004.450A @ 75VDC50A @ 32VAC0.0324.832x5005.50.0277.938x6.306.36.30.019214.37x7007.763V50A @ 63VDC50A @ 32VAC0.017520.48x8008.80.005813.448x10.0010.100.0046515.0xAdditional InformationDatasheetSamplesResourcesSurface Mount Fuses© 2020 Littelfuse, Inc.Specifications are subject to change without notice. Revised: 03/03/20NANO2® > 458 Series 1206 Size Inrush Withstand FuseAverage Time Current CurvesReflow ConditionPb – Free assemblyPre Heat- Temperature Min (Ts(min))150°C - Temperature Max (Ts(max))200°C- Time (Min to Max) (ts)60 – 180 secsAverage ramp up rate (Liquidus Temp (TL) to peak5°C/second maxTS(max) to TL - Ramp-up Rate5°C/second maxReflow- Temperature (TL) (Liquidus)217°C - Temperature (tL)60 – 150 secondsPeak Temperature (TP)260+0/-5 °CTime within 5°C of actual peak Temperature (tp)20 – 40 secondsRamp-down Rate5°C/second maxTime 25°C to peak Temperature (TP)8 minutes Max.Do not exceed260°CTemperature Re-rating Curve1001010.10.010.0011.00A1.25A1.50A1.60A2.00A2.50A3.00A3.15A3.50A4.00A5.00A6.30A7.00A8.00A10.00ACURRENT IN AMPSTIME IN SECONDS0.11101001000 -60C -40C -20C 0C 20C 40C 60C 80C 100C '120C -76F -40F -4!F -32F 68F 104F 140F 176F 212F 248F6080100120140Percent of Rating2040Ambient TemperatureNote:1. Rerating depicted in this curve is in addition to the standard rerating of 25% for continuous operation.TimeTemperatureTPTLTS(max)TS(min)25tPtLtStime to peak temperature(t 25ºC to peak)Ramp-downRamp-upPreheatCritical ZoneTL to TPSoldering ParametersSurface Mount Fuses© 2020 Littelfuse, Inc.Specifications are subject to change without notice. Revised: 03/03/20NANO2® > 458 Series 1206 Size Inrush Withstand FuseMaterialsBody: CeramicCap: Gold Plated BrassProduct MarkingBody: Current Rating(Refer to Electrical Characteristic table)Insulation Resistance (after Opening)MIL-STD-202, Method 302,Test Condition A (10,000 ohms, Minimum)SolderabilityMIL-STD-202, Method 208Resistance to Soldering HeatMIL-STD-202, Method 210, Test Condition B (10 sec at 260oC)Moisture Sensitivity LevelLevel 1 J-STD-020Product CharacteristicsPackagingPackaging OptionPackaging SpecificationQuantityQuantity & Packaging Code 8mm Tape and ReelEIA-RS 481-11500DROperating Temperature–55OC to 125OC with proper deratingThermal ShockMIL-STD-202, Method 107, Test Condition B (5 cycles -65oC to +125oC)VibrationMIL-STD-202, Method 201(10-55 Hz)Moisture ResistanceMIL-STD-202, Method 106, High Humidity (90-98%RH), Heat (65oC)Salt SprayMIL-STD-202, Method 101, Test Condition BShockMIL-STD-202, Method 213, Test Condition I (100 G’s peak for 6 milliseconds)SeriesQuantity CodeRefer to Electrical charac-teristics tableD: 1500 pcsR: Tape and ReelExample:1.5 amp product is 0458 D R (1 amp product shown above).3.175(.125”)1.575(.062”)1.575(.062”)3.65(.143”)0.813(.032”)2.05(.081”)1.185(.047”)1.28(.050”)Recommended Pad LayoutAMP CodePackaging Code0458 001. D RDimensionsPart Numbering SystemDisclaimer Notice - Littelfuse products are not designed for, and shall not be used for, any purpose (including, without limitation, automotive, military, aerospace, medical, life-saving, life-sustaining or nuclear facility applications, devices intended for surgical implant into the body, or any other application in which the failure or lack of desired operation of the product may result in personal injury, death, or property damage) other than those expressly set forth in applicable Littelfuse product documentation. Warranties granted by Littelfuse shall be deemed void for products used for any purpose not expressly set forth in applicable Littelfuse documentation. Littelfuse shall not be liable for any claims or damages arising out of products used in applications not expressly intended by Littelfuse as set forth in applicable Littelfuse documentation. The sale and use of Littelfuse products is subject to Littelfuse Terms and Conditions of Sale, unless otherwise agreed by Littelfuse. Information furnished is believed to be accurate and reliable. However, users should independently evaluate the suitability of and test each product selected for their own applications. Littelfuse products are not designed for, and may not be used in, all applications. Read complete Disclaimer Notice at www.littelfuse.com/disclaimer-electronics.
https://www.littelfuse.com/~/media/electronics/datasheets/fuses/littelfuse_fuse_458_datasheet.pdf.pdf | fuses | Surface Mount Fuses© 2020 Littelfuse, Inc.Specifications are subject to change without notice. Revised: 03/03/20NANO2® > 458 Series 1206 Size Inrush Withstand Fuse458 Series FuseDescriptionAgency ApprovalsElectrical Characteristics for SeriesFeatures• Surface Mount Fuse• Fully compatible with lead free soldering profiles• RoHS Compliant and Halogen-Free• Available in ratings of 1 to 10 Amperes• Recognized to UL/CSA/NMX 248-1 and UL/CSA/NMX 248-14RoHS% of Ampere RatingOpening Time100%4 hours, Minimum250%5 seconds, MaximumAgencyAgency File NumberAmpere RangeE104801A–10ANotes: 1. l2t values stated for 8 msec opening time 2. Cold resistance measured at less than 10% of rated current at 25°C. 3. Agency Approval Table Key: X=Approved or Certified, P=Pending and Blank=Not Approved 4. Have special electrical characteristic needs? Contact Littelfuse to learn more about application specific options. The 458 Series Nano2® Fuse is an ultra-small, square surface mount fuse designed to support a variety of space constrained overcurrent protection applications. Offering a 1206 size footprint, it is the smallest wire-in-air type surface mount fuse offered by Littelfuse.Applications• Notebook PC • LCD backlight inverter• LCD Panel • DC/DC converter• Battery Pack • Car Navigation System• Network Equipment• Telecom Equipment• Electronic Signage• Portable Consumer ElectronicsElectrical Specifications by ItemAmpere Rating(A)Amp CodeMarkingMax VoltageRating (V)InterruptingRatingNominal Cold Resistance (Ohms)Nominal Melting I2t (A2sec)Agency Approvals1.0001.175V50A @ 75VDC50A @ 48VAC0.180.168x1.251.251.250.125.313x1.501.51.50.099.548x1.601.61.60.092.562x2002.20.0695.952x2.502.52.50.061.408x3003.30.0492.289x3.153.153.150.0452.457x3.503.53.50.03754.00x4004.450A @ 75VDC50A @ 32VAC0.0324.832x5005.50.0277.938x6.306.36.30.019214.37x7007.763V50A @ 63VDC50A @ 32VAC0.017520.48x8008.80.005813.448x10.0010.100.0046515.0xAdditional InformationDatasheetSamplesResourcesSurface Mount Fuses© 2020 Littelfuse, Inc.Specifications are subject to change without notice. Revised: 03/03/20NANO2® > 458 Series 1206 Size Inrush Withstand FuseAverage Time Current CurvesReflow ConditionPb – Free assemblyPre Heat- Temperature Min (Ts(min))150°C - Temperature Max (Ts(max))200°C- Time (Min to Max) (ts)60 – 180 secsAverage ramp up rate (Liquidus Temp (TL) to peak5°C/second maxTS(max) to TL - Ramp-up Rate5°C/second maxReflow- Temperature (TL) (Liquidus)217°C - Temperature (tL)60 – 150 secondsPeak Temperature (TP)260+0/-5 °CTime within 5°C of actual peak Temperature (tp)20 – 40 secondsRamp-down Rate5°C/second maxTime 25°C to peak Temperature (TP)8 minutes Max.Do not exceed260°CTemperature Re-rating Curve1001010.10.010.0011.00A1.25A1.50A1.60A2.00A2.50A3.00A3.15A3.50A4.00A5.00A6.30A7.00A8.00A10.00ACURRENT IN AMPSTIME IN SECONDS0.11101001000 -60C -40C -20C 0C 20C 40C 60C 80C 100C '120C -76F -40F -4!F -32F 68F 104F 140F 176F 212F 248F6080100120140Percent of Rating2040Ambient TemperatureNote:1. Rerating depicted in this curve is in addition to the standard rerating of 25% for continuous operation.TimeTemperatureTPTLTS(max)TS(min)25tPtLtStime to peak temperature(t 25ºC to peak)Ramp-downRamp-upPreheatCritical ZoneTL to TPSoldering ParametersSurface Mount Fuses© 2020 Littelfuse, Inc.Specifications are subject to change without notice. Revised: 03/03/20NANO2® > 458 Series 1206 Size Inrush Withstand FuseMaterialsBody: CeramicCap: Gold Plated BrassProduct MarkingBody: Current Rating(Refer to Electrical Characteristic table)Insulation Resistance (after Opening)MIL-STD-202, Method 302,Test Condition A (10,000 ohms, Minimum)SolderabilityMIL-STD-202, Method 208Resistance to Soldering HeatMIL-STD-202, Method 210, Test Condition B (10 sec at 260oC)Moisture Sensitivity LevelLevel 1 J-STD-020Product CharacteristicsPackagingPackaging OptionPackaging SpecificationQuantityQuantity & Packaging Code 8mm Tape and ReelEIA-RS 481-11500DROperating Temperature–55OC to 125OC with proper deratingThermal ShockMIL-STD-202, Method 107, Test Condition B (5 cycles -65oC to +125oC)VibrationMIL-STD-202, Method 201(10-55 Hz)Moisture ResistanceMIL-STD-202, Method 106, High Humidity (90-98%RH), Heat (65oC)Salt SprayMIL-STD-202, Method 101, Test Condition BShockMIL-STD-202, Method 213, Test Condition I (100 G’s peak for 6 milliseconds)SeriesQuantity CodeRefer to Electrical charac-teristics tableD: 1500 pcsR: Tape and ReelExample:1.5 amp product is 0458 D R (1 amp product shown above).3.175(.125”)1.575(.062”)1.575(.062”)3.65(.143”)0.813(.032”)2.05(.081”)1.185(.047”)1.28(.050”)Recommended Pad LayoutAMP CodePackaging Code0458 001. D RDimensionsPart Numbering SystemDisclaimer Notice - Littelfuse products are not designed for, and shall not be used for, any purpose (including, without limitation, automotive, military, aerospace, medical, life-saving, life-sustaining or nuclear facility applications, devices intended for surgical implant into the body, or any other application in which the failure or lack of desired operation of the product may result in personal injury, death, or property damage) other than those expressly set forth in applicable Littelfuse product documentation. Warranties granted by Littelfuse shall be deemed void for products used for any purpose not expressly set forth in applicable Littelfuse documentation. Littelfuse shall not be liable for any claims or damages arising out of products used in applications not expressly intended by Littelfuse as set forth in applicable Littelfuse documentation. The sale and use of Littelfuse products is subject to Littelfuse Terms and Conditions of Sale, unless otherwise agreed by Littelfuse. Information furnished is believed to be accurate and reliable. However, users should independently evaluate the suitability of and test each product selected for their own applications. Littelfuse products are not designed for, and may not be used in, all applications. Read complete Disclaimer Notice at www.littelfuse.com/disclaimer-electronics.
https://www.littelfuse.com/~/media/electronics/datasheets/fuses/littelfuse_fuse_458_datasheet.pdf.pdf | fuses | Surface Mount Fuses© 2020 Littelfuse, Inc.Specifications are subject to change without notice. Revised: 03/03/20NANO2® > 458 Series 1206 Size Inrush Withstand Fuse458 Series FuseDescriptionAgency ApprovalsElectrical Characteristics for SeriesFeatures• Surface Mount Fuse• Fully compatible with lead free soldering profiles• RoHS Compliant and Halogen-Free• Available in ratings of 1 to 10 Amperes• Recognized to UL/CSA/NMX 248-1 and UL/CSA/NMX 248-14RoHS% of Ampere RatingOpening Time100%4 hours, Minimum250%5 seconds, MaximumAgencyAgency File NumberAmpere RangeE104801A–10ANotes: 1. l2t values stated for 8 msec opening time 2. Cold resistance measured at less than 10% of rated current at 25°C. 3. Agency Approval Table Key: X=Approved or Certified, P=Pending and Blank=Not Approved 4. Have special electrical characteristic needs? Contact Littelfuse to learn more about application specific options. The 458 Series Nano2® Fuse is an ultra-small, square surface mount fuse designed to support a variety of space constrained overcurrent protection applications. Offering a 1206 size footprint, it is the smallest wire-in-air type surface mount fuse offered by Littelfuse.Applications• Notebook PC • LCD backlight inverter• LCD Panel • DC/DC converter• Battery Pack • Car Navigation System• Network Equipment• Telecom Equipment• Electronic Signage• Portable Consumer ElectronicsElectrical Specifications by ItemAmpere Rating(A)Amp CodeMarkingMax VoltageRating (V)InterruptingRatingNominal Cold Resistance (Ohms)Nominal Melting I2t (A2sec)Agency Approvals1.0001.175V50A @ 75VDC50A @ 48VAC0.180.168x1.251.251.250.125.313x1.501.51.50.099.548x1.601.61.60.092.562x2002.20.0695.952x2.502.52.50.061.408x3003.30.0492.289x3.153.153.150.0452.457x3.503.53.50.03754.00x4004.450A @ 75VDC50A @ 32VAC0.0324.832x5005.50.0277.938x6.306.36.30.019214.37x7007.763V50A @ 63VDC50A @ 32VAC0.017520.48x8008.80.005813.448x10.0010.100.0046515.0xAdditional InformationDatasheetSamplesResourcesSurface Mount Fuses© 2020 Littelfuse, Inc.Specifications are subject to change without notice. Revised: 03/03/20NANO2® > 458 Series 1206 Size Inrush Withstand FuseAverage Time Current CurvesReflow ConditionPb – Free assemblyPre Heat- Temperature Min (Ts(min))150°C - Temperature Max (Ts(max))200°C- Time (Min to Max) (ts)60 – 180 secsAverage ramp up rate (Liquidus Temp (TL) to peak5°C/second maxTS(max) to TL - Ramp-up Rate5°C/second maxReflow- Temperature (TL) (Liquidus)217°C - Temperature (tL)60 – 150 secondsPeak Temperature (TP)260+0/-5 °CTime within 5°C of actual peak Temperature (tp)20 – 40 secondsRamp-down Rate5°C/second maxTime 25°C to peak Temperature (TP)8 minutes Max.Do not exceed260°CTemperature Re-rating Curve1001010.10.010.0011.00A1.25A1.50A1.60A2.00A2.50A3.00A3.15A3.50A4.00A5.00A6.30A7.00A8.00A10.00ACURRENT IN AMPSTIME IN SECONDS0.11101001000 -60C -40C -20C 0C 20C 40C 60C 80C 100C '120C -76F -40F -4!F -32F 68F 104F 140F 176F 212F 248F6080100120140Percent of Rating2040Ambient TemperatureNote:1. Rerating depicted in this curve is in addition to the standard rerating of 25% for continuous operation.TimeTemperatureTPTLTS(max)TS(min)25tPtLtStime to peak temperature(t 25ºC to peak)Ramp-downRamp-upPreheatCritical ZoneTL to TPSoldering ParametersSurface Mount Fuses© 2020 Littelfuse, Inc.Specifications are subject to change without notice. Revised: 03/03/20NANO2® > 458 Series 1206 Size Inrush Withstand FuseMaterialsBody: CeramicCap: Gold Plated BrassProduct MarkingBody: Current Rating(Refer to Electrical Characteristic table)Insulation Resistance (after Opening)MIL-STD-202, Method 302,Test Condition A (10,000 ohms, Minimum)SolderabilityMIL-STD-202, Method 208Resistance to Soldering HeatMIL-STD-202, Method 210, Test Condition B (10 sec at 260oC)Moisture Sensitivity LevelLevel 1 J-STD-020Product CharacteristicsPackagingPackaging OptionPackaging SpecificationQuantityQuantity & Packaging Code 8mm Tape and ReelEIA-RS 481-11500DROperating Temperature–55OC to 125OC with proper deratingThermal ShockMIL-STD-202, Method 107, Test Condition B (5 cycles -65oC to +125oC)VibrationMIL-STD-202, Method 201(10-55 Hz)Moisture ResistanceMIL-STD-202, Method 106, High Humidity (90-98%RH), Heat (65oC)Salt SprayMIL-STD-202, Method 101, Test Condition BShockMIL-STD-202, Method 213, Test Condition I (100 G’s peak for 6 milliseconds)SeriesQuantity CodeRefer to Electrical charac-teristics tableD: 1500 pcsR: Tape and ReelExample:1.5 amp product is 0458 D R (1 amp product shown above).3.175(.125”)1.575(.062”)1.575(.062”)3.65(.143”)0.813(.032”)2.05(.081”)1.185(.047”)1.28(.050”)Recommended Pad LayoutAMP CodePackaging Code0458 001. D RDimensionsPart Numbering SystemDisclaimer Notice - Littelfuse products are not designed for, and shall not be used for, any purpose (including, without limitation, automotive, military, aerospace, medical, life-saving, life-sustaining or nuclear facility applications, devices intended for surgical implant into the body, or any other application in which the failure or lack of desired operation of the product may result in personal injury, death, or property damage) other than those expressly set forth in applicable Littelfuse product documentation. Warranties granted by Littelfuse shall be deemed void for products used for any purpose not expressly set forth in applicable Littelfuse documentation. Littelfuse shall not be liable for any claims or damages arising out of products used in applications not expressly intended by Littelfuse as set forth in applicable Littelfuse documentation. The sale and use of Littelfuse products is subject to Littelfuse Terms and Conditions of Sale, unless otherwise agreed by Littelfuse. Information furnished is believed to be accurate and reliable. However, users should independently evaluate the suitability of and test each product selected for their own applications. Littelfuse products are not designed for, and may not be used in, all applications. Read complete Disclaimer Notice at www.littelfuse.com/disclaimer-electronics.
https://www.littelfuse.com/~/media/electronics/datasheets/fuses/littelfuse_fuse_458_datasheet.pdf.pdf | fuses | Surface Mount Fuses© 2020 Littelfuse, Inc.Specifications are subject to change without notice. Revised: 03/03/20NANO2® > 458 Series 1206 Size Inrush Withstand Fuse458 Series FuseDescriptionAgency ApprovalsElectrical Characteristics for SeriesFeatures• Surface Mount Fuse• Fully compatible with lead free soldering profiles• RoHS Compliant and Halogen-Free• Available in ratings of 1 to 10 Amperes• Recognized to UL/CSA/NMX 248-1 and UL/CSA/NMX 248-14RoHS% of Ampere RatingOpening Time100%4 hours, Minimum250%5 seconds, MaximumAgencyAgency File NumberAmpere RangeE104801A–10ANotes: 1. l2t values stated for 8 msec opening time 2. Cold resistance measured at less than 10% of rated current at 25°C. 3. Agency Approval Table Key: X=Approved or Certified, P=Pending and Blank=Not Approved 4. Have special electrical characteristic needs? Contact Littelfuse to learn more about application specific options. The 458 Series Nano2® Fuse is an ultra-small, square surface mount fuse designed to support a variety of space constrained overcurrent protection applications. Offering a 1206 size footprint, it is the smallest wire-in-air type surface mount fuse offered by Littelfuse.Applications• Notebook PC • LCD backlight inverter• LCD Panel • DC/DC converter• Battery Pack • Car Navigation System• Network Equipment• Telecom Equipment• Electronic Signage• Portable Consumer ElectronicsElectrical Specifications by ItemAmpere Rating(A)Amp CodeMarkingMax VoltageRating (V)InterruptingRatingNominal Cold Resistance (Ohms)Nominal Melting I2t (A2sec)Agency Approvals1.0001.175V50A @ 75VDC50A @ 48VAC0.180.168x1.251.251.250.125.313x1.501.51.50.099.548x1.601.61.60.092.562x2002.20.0695.952x2.502.52.50.061.408x3003.30.0492.289x3.153.153.150.0452.457x3.503.53.50.03754.00x4004.450A @ 75VDC50A @ 32VAC0.0324.832x5005.50.0277.938x6.306.36.30.019214.37x7007.763V50A @ 63VDC50A @ 32VAC0.017520.48x8008.80.005813.448x10.0010.100.0046515.0xAdditional InformationDatasheetSamplesResourcesSurface Mount Fuses© 2020 Littelfuse, Inc.Specifications are subject to change without notice. Revised: 03/03/20NANO2® > 458 Series 1206 Size Inrush Withstand FuseAverage Time Current CurvesReflow ConditionPb – Free assemblyPre Heat- Temperature Min (Ts(min))150°C - Temperature Max (Ts(max))200°C- Time (Min to Max) (ts)60 – 180 secsAverage ramp up rate (Liquidus Temp (TL) to peak5°C/second maxTS(max) to TL - Ramp-up Rate5°C/second maxReflow- Temperature (TL) (Liquidus)217°C - Temperature (tL)60 – 150 secondsPeak Temperature (TP)260+0/-5 °CTime within 5°C of actual peak Temperature (tp)20 – 40 secondsRamp-down Rate5°C/second maxTime 25°C to peak Temperature (TP)8 minutes Max.Do not exceed260°CTemperature Re-rating Curve1001010.10.010.0011.00A1.25A1.50A1.60A2.00A2.50A3.00A3.15A3.50A4.00A5.00A6.30A7.00A8.00A10.00ACURRENT IN AMPSTIME IN SECONDS0.11101001000 -60C -40C -20C 0C 20C 40C 60C 80C 100C '120C -76F -40F -4!F -32F 68F 104F 140F 176F 212F 248F6080100120140Percent of Rating2040Ambient TemperatureNote:1. Rerating depicted in this curve is in addition to the standard rerating of 25% for continuous operation.TimeTemperatureTPTLTS(max)TS(min)25tPtLtStime to peak temperature(t 25ºC to peak)Ramp-downRamp-upPreheatCritical ZoneTL to TPSoldering ParametersSurface Mount Fuses© 2020 Littelfuse, Inc.Specifications are subject to change without notice. Revised: 03/03/20NANO2® > 458 Series 1206 Size Inrush Withstand FuseMaterialsBody: CeramicCap: Gold Plated BrassProduct MarkingBody: Current Rating(Refer to Electrical Characteristic table)Insulation Resistance (after Opening)MIL-STD-202, Method 302,Test Condition A (10,000 ohms, Minimum)SolderabilityMIL-STD-202, Method 208Resistance to Soldering HeatMIL-STD-202, Method 210, Test Condition B (10 sec at 260oC)Moisture Sensitivity LevelLevel 1 J-STD-020Product CharacteristicsPackagingPackaging OptionPackaging SpecificationQuantityQuantity & Packaging Code 8mm Tape and ReelEIA-RS 481-11500DROperating Temperature–55OC to 125OC with proper deratingThermal ShockMIL-STD-202, Method 107, Test Condition B (5 cycles -65oC to +125oC)VibrationMIL-STD-202, Method 201(10-55 Hz)Moisture ResistanceMIL-STD-202, Method 106, High Humidity (90-98%RH), Heat (65oC)Salt SprayMIL-STD-202, Method 101, Test Condition BShockMIL-STD-202, Method 213, Test Condition I (100 G’s peak for 6 milliseconds)SeriesQuantity CodeRefer to Electrical charac-teristics tableD: 1500 pcsR: Tape and ReelExample:1.5 amp product is 0458 D R (1 amp product shown above).3.175(.125”)1.575(.062”)1.575(.062”)3.65(.143”)0.813(.032”)2.05(.081”)1.185(.047”)1.28(.050”)Recommended Pad LayoutAMP CodePackaging Code0458 001. D RDimensionsPart Numbering SystemDisclaimer Notice - Littelfuse products are not designed for, and shall not be used for, any purpose (including, without limitation, automotive, military, aerospace, medical, life-saving, life-sustaining or nuclear facility applications, devices intended for surgical implant into the body, or any other application in which the failure or lack of desired operation of the product may result in personal injury, death, or property damage) other than those expressly set forth in applicable Littelfuse product documentation. Warranties granted by Littelfuse shall be deemed void for products used for any purpose not expressly set forth in applicable Littelfuse documentation. Littelfuse shall not be liable for any claims or damages arising out of products used in applications not expressly intended by Littelfuse as set forth in applicable Littelfuse documentation. The sale and use of Littelfuse products is subject to Littelfuse Terms and Conditions of Sale, unless otherwise agreed by Littelfuse. Information furnished is believed to be accurate and reliable. However, users should independently evaluate the suitability of and test each product selected for their own applications. Littelfuse products are not designed for, and may not be used in, all applications. Read complete Disclaimer Notice at www.littelfuse.com/disclaimer-electronics.
https://www.littelfuse.com/~/media/electronics/datasheets/fuses/littelfuse_fuse_458_datasheet.pdf.pdf | fuses | Surface Mount Fuses© 2020 Littelfuse, Inc.Specifications are subject to change without notice. Revised: 03/03/20NANO2® > 458 Series 1206 Size Inrush Withstand Fuse458 Series FuseDescriptionAgency ApprovalsElectrical Characteristics for SeriesFeatures• Surface Mount Fuse• Fully compatible with lead free soldering profiles• RoHS Compliant and Halogen-Free• Available in ratings of 1 to 10 Amperes• Recognized to UL/CSA/NMX 248-1 and UL/CSA/NMX 248-14RoHS% of Ampere RatingOpening Time100%4 hours, Minimum250%5 seconds, MaximumAgencyAgency File NumberAmpere RangeE104801A–10ANotes: 1. l2t values stated for 8 msec opening time 2. Cold resistance measured at less than 10% of rated current at 25°C. 3. Agency Approval Table Key: X=Approved or Certified, P=Pending and Blank=Not Approved 4. Have special electrical characteristic needs? Contact Littelfuse to learn more about application specific options. The 458 Series Nano2® Fuse is an ultra-small, square surface mount fuse designed to support a variety of space constrained overcurrent protection applications. Offering a 1206 size footprint, it is the smallest wire-in-air type surface mount fuse offered by Littelfuse.Applications• Notebook PC • LCD backlight inverter• LCD Panel • DC/DC converter• Battery Pack • Car Navigation System• Network Equipment• Telecom Equipment• Electronic Signage• Portable Consumer ElectronicsElectrical Specifications by ItemAmpere Rating(A)Amp CodeMarkingMax VoltageRating (V)InterruptingRatingNominal Cold Resistance (Ohms)Nominal Melting I2t (A2sec)Agency Approvals1.0001.175V50A @ 75VDC50A @ 48VAC0.180.168x1.251.251.250.125.313x1.501.51.50.099.548x1.601.61.60.092.562x2002.20.0695.952x2.502.52.50.061.408x3003.30.0492.289x3.153.153.150.0452.457x3.503.53.50.03754.00x4004.450A @ 75VDC50A @ 32VAC0.0324.832x5005.50.0277.938x6.306.36.30.019214.37x7007.763V50A @ 63VDC50A @ 32VAC0.017520.48x8008.80.005813.448x10.0010.100.0046515.0xAdditional InformationDatasheetSamplesResourcesSurface Mount Fuses© 2020 Littelfuse, Inc.Specifications are subject to change without notice. Revised: 03/03/20NANO2® > 458 Series 1206 Size Inrush Withstand FuseAverage Time Current CurvesReflow ConditionPb – Free assemblyPre Heat- Temperature Min (Ts(min))150°C - Temperature Max (Ts(max))200°C- Time (Min to Max) (ts)60 – 180 secsAverage ramp up rate (Liquidus Temp (TL) to peak5°C/second maxTS(max) to TL - Ramp-up Rate5°C/second maxReflow- Temperature (TL) (Liquidus)217°C - Temperature (tL)60 – 150 secondsPeak Temperature (TP)260+0/-5 °CTime within 5°C of actual peak Temperature (tp)20 – 40 secondsRamp-down Rate5°C/second maxTime 25°C to peak Temperature (TP)8 minutes Max.Do not exceed260°CTemperature Re-rating Curve1001010.10.010.0011.00A1.25A1.50A1.60A2.00A2.50A3.00A3.15A3.50A4.00A5.00A6.30A7.00A8.00A10.00ACURRENT IN AMPSTIME IN SECONDS0.11101001000 -60C -40C -20C 0C 20C 40C 60C 80C 100C '120C -76F -40F -4!F -32F 68F 104F 140F 176F 212F 248F6080100120140Percent of Rating2040Ambient TemperatureNote:1. Rerating depicted in this curve is in addition to the standard rerating of 25% for continuous operation.TimeTemperatureTPTLTS(max)TS(min)25tPtLtStime to peak temperature(t 25ºC to peak)Ramp-downRamp-upPreheatCritical ZoneTL to TPSoldering ParametersSurface Mount Fuses© 2020 Littelfuse, Inc.Specifications are subject to change without notice. Revised: 03/03/20NANO2® > 458 Series 1206 Size Inrush Withstand FuseMaterialsBody: CeramicCap: Gold Plated BrassProduct MarkingBody: Current Rating(Refer to Electrical Characteristic table)Insulation Resistance (after Opening)MIL-STD-202, Method 302,Test Condition A (10,000 ohms, Minimum)SolderabilityMIL-STD-202, Method 208Resistance to Soldering HeatMIL-STD-202, Method 210, Test Condition B (10 sec at 260oC)Moisture Sensitivity LevelLevel 1 J-STD-020Product CharacteristicsPackagingPackaging OptionPackaging SpecificationQuantityQuantity & Packaging Code 8mm Tape and ReelEIA-RS 481-11500DROperating Temperature–55OC to 125OC with proper deratingThermal ShockMIL-STD-202, Method 107, Test Condition B (5 cycles -65oC to +125oC)VibrationMIL-STD-202, Method 201(10-55 Hz)Moisture ResistanceMIL-STD-202, Method 106, High Humidity (90-98%RH), Heat (65oC)Salt SprayMIL-STD-202, Method 101, Test Condition BShockMIL-STD-202, Method 213, Test Condition I (100 G’s peak for 6 milliseconds)SeriesQuantity CodeRefer to Electrical charac-teristics tableD: 1500 pcsR: Tape and ReelExample:1.5 amp product is 0458 D R (1 amp product shown above).3.175(.125”)1.575(.062”)1.575(.062”)3.65(.143”)0.813(.032”)2.05(.081”)1.185(.047”)1.28(.050”)Recommended Pad LayoutAMP CodePackaging Code0458 001. D RDimensionsPart Numbering SystemDisclaimer Notice - Littelfuse products are not designed for, and shall not be used for, any purpose (including, without limitation, automotive, military, aerospace, medical, life-saving, life-sustaining or nuclear facility applications, devices intended for surgical implant into the body, or any other application in which the failure or lack of desired operation of the product may result in personal injury, death, or property damage) other than those expressly set forth in applicable Littelfuse product documentation. Warranties granted by Littelfuse shall be deemed void for products used for any purpose not expressly set forth in applicable Littelfuse documentation. Littelfuse shall not be liable for any claims or damages arising out of products used in applications not expressly intended by Littelfuse as set forth in applicable Littelfuse documentation. The sale and use of Littelfuse products is subject to Littelfuse Terms and Conditions of Sale, unless otherwise agreed by Littelfuse. Information furnished is believed to be accurate and reliable. However, users should independently evaluate the suitability of and test each product selected for their own applications. Littelfuse products are not designed for, and may not be used in, all applications. Read complete Disclaimer Notice at www.littelfuse.com/disclaimer-electronics.
https://www.belfuse.com/resources/datasheets/circuitprotection/ds-cp-0adkx-series.pdf | fuses | Type 0ADKC / 0ADKP Time-Delay, Ceramic Tube Fuse Series belfuse.com/circuit-protection 0ADKC/0ADKP Series, 5x20mm Ceramic Tube Time-Delay Fuse RoHS Compliant Description A 600Vac / 500Vdc rated ceramic tube cartridge fuse in a compact 5 x 20mm Package. Features - Time-delay, high breaking capacity - Ceramic tube, Silver plated copper cap construction - Available in cartridge and pigtail axial lead - Full compliance with EU Directive 2011/65/EU and amending directive 2015/863 - Halogen Free - Lead Free Applications - Industrial Power Supplies LEAD FREE = - DC/DC modules HALOGEN FREE = Physical Specifications Safety Agency Approvals Electrical Characteristics Rated Current 1.5In 2.1In 2.75In 3.0In 4.0In 10.0In <1A 1 hour min. N/A N/A 120sec max N/A N/A 1A-3.15A 1 hour min. 30min. max. 750ms-80sec N/A 95ms-5sec 10ms-150ms 4A-6.3A 1 hour min. 30min. max. 750ms-80sec N/A 150ms-5sec 10ms-150ms 8A-20A 30min. min 30min. max. 750ms-80sec N/A 150ms-8sec 10ms-150ms Materials Body : Ceramic Cap : Silver Plated Copper Alloy Pigtail Leads : Tin Plated Copper Marking On Fuse : "bel" "0ADK","Current Rating", "Voltage Rating", "Appropriate Safety Logos" On Label : "bel","0ADKC”or”0ADKP","Current Rating","Voltage Rating","Interrupting Rating", "Appropriate Safety Logos" and " ", " "(China RoHS compliant). Safety Agency Safety Agency Certificate Ampere Rating/ Voltage Rating Ampere Range / Volt @ I.R. ability* E20624 500mA–20A/600V AC 500mA–20A/500V DC 500mA–10A/400V DC 500mA–20A/600V@200A AC 500mA–20A/500V@300A DC 500mA–10A/400V@2KA DC B 058849 0020 1A–16A/500V AC/ DC 1A–10A/500V@500A AC 12A–16A/500V@200A AC 1A–16A/500V@ 1KA DC *I.R.= Interrupting Rating = Short Circuit Rating(Amps) Specifications subject to change without notice Type 0ADKC /0ADKP 2 / 4 Bel Fuse Inc. 300 Executive Drive, Suite 300, West Orange, NJ 07052 USA +1 201.432.0463 Bel.US.CS@belf.com belfuse.com/circuit-protection © 2023 Bel Fuse, Inc. Rev. 0ADKC/0ADKP Dec2023 Environmental Specifications Electrical Specifications Part Number Ampere Rating Typical Cold Resistance (mOhms) Voltage and Interrupting Ratings Typical Voltage Drop ( mV) Typical Pre –Arcing I²t (A² Sec) Agency Approvals 0ADKC0500-XX 500mA 382 See Table of Ratings on Page 1 for Voltage and associated Interrupting Ratings 190 0.287 Y 0ADKP0500-XX 0ADKC0630-XX 630 mA 359 261 0.34 Y 0ADKP0630-XX 0ADKC0800-XX 800mA 175 144 1.18 Y 0ADKP0800-XX 0ADKC1000-XX 1A 210 250 1.4 Y Y 0ADKP1000-XX 0ADKC1250-XX 1.25A 134 138 2.34 Y Y 0ADKP1250-XX 0ADKC1600-XX 1.6A 100 180 3.9 Y Y 0ADKP1600-XX 0ADKC2000-XX 2A 65 158 9.4 Y Y 0ADKP2000-XX 0ADKC2500-XX 2.5A 34 93 12.5 Y Y 0ADKP2500-XX 0ADKC3150-XX 3.15A 28 110 17.8 Y Y 0ADKP3150-XX 0ADKC4000-XX 4A 24 118 25 Y Y 0ADKP4000-XX 0ADKC5000-XX 5A 17 104 50 Y Y 0ADKP5000-XX 0ADKC6300-XX 6.3A 13 100 80 Y Y 0ADKP6300-XX 0ADKC8000-XX 8A 9 85 179 Y Y 0ADKP8000-XX 0ADKC9100-XX 10A 7.6 90 400 Y Y 0ADKP9100-XX 0ADKC9120-XX 12A 6 80 576 Y Y 0ADKP9120-XX 0ADKC9150-XX 15A 4.3 75 900 Y Y 0ADKP9150-XX 0ADKC9160-XX 16A 3.7 68 1024 Y Y 0ADKP9160-XX 0ADKC9200-XX 20A 2.7 65 2400 Y 0ADKP9200-XX Consult manufacturer for other ratings *DC Cold Resistance are measured at <10% of rated current in ambient temperature of 25℃ *Typical Pre-arcing I2t are measured at 10In Current Operating Temperature -40℃ to +125℃ Terminal Strength MIL-STD-202G, Method 211 Test Condition A Lead Solderability MIL-STD-202, Method 208 Mechanical Vibration MIL-STD-202, Method 201 Thermal Shock MIL-STD-202, Method 107 Test Condition B ( 5 cycles -65℃ to +125℃ ) Humidity MIL-STD-202, Method 103, Test Condition A ( 95%RH and 40℃ for 240 hours ) Specifications subject to change without notice Type 0ADKC /0ADKP 3 / 4 Bel Fuse Inc. 300 Executive Drive, Suite 300, West Orange, NJ 07052 USA +1 201.432.0463 Bel.US.CS@belf.com belfuse.com/circuit-protection © 2023 Bel Fuse, Inc. Rev. 0ADKC/0ADKP Dec2023 Temperature Re-Rating Curve Average Time Current Curve Soldering parameters for Pigtail Type Wave Soldering Compatible: (260℃,10 sec max) Hand-Solder: Solder Iron Temperature: (350℃+/-5℃) Heating Time: (5 sec max) Specifications subject to change without notice Type 0ADKC /0ADKP 4 / 4 Bel Fuse Inc. 300 Executive Drive, Suite 300, West Orange, NJ 07052 USA +1 201.432.0463 Bel.US.CS@belf.com belfuse.com/circuit-protection © 2023 Bel Fuse, Inc. Rev. 0ADKC/0ADKP Dec2023 Fuse FGNO Explanation 0ADK X [XXXX] -XX 0ADKC/P=0ADKC/P; [XXXX]=Ampere Rating; XX=See Ordering Information as below Mechanical Dimensions Ordering Information Packaging Packaging Option Quantity Packaging Code Bulk (Cartridge Type) 1000 BE Bulk (Pigtail Type) 1000 RE Tape & Reel (Pigtail Type) 1500 TF Fraction Decimal Milliamps Bel FGNO[XXXX] 1/2 0.500 500 0500 .630 630 0630 8/10 .800 800 0800 Fraction Decimal Amps Bel FGNO[XXXX] 1.0 1 1000 1-1/4 1.25 1.25 1250 1.6 1.6 1600 2.0 2 2000 2-1/2 2.5 2.5 2500 3.15 3.15 3150 4.0 4 4000 5.0 5 5000 6.3 6.3 6300 8.0 8 8000 10 9100 12 9120 15 9150 16 9160 20 9200 Specifications subject to change without notice 0ADK X XXXX – X X FUSE TYPE 0ADK MOUNTING TAB STYLE C = For Cartridge version P = For Axial lead pigtail AMPERE RATING Refer to fuse FGNO explanation table PACKAGING CODE B = Bulk (Cartridge version) R = Bulk (Pigtail standard length) T = Tape & Reel (Pigtail version) QUANTITY CODE E = 1000 / box F = 1500 / reel
https://www.belfuse.com/resources/datasheets/circuitprotection/ds-cp-0adkx-series.pdf | fuses | Type 0ADKC / 0ADKP Time-Delay, Ceramic Tube Fuse Series belfuse.com/circuit-protection 0ADKC/0ADKP Series, 5x20mm Ceramic Tube Time-Delay Fuse RoHS Compliant Description A 600Vac / 500Vdc rated ceramic tube cartridge fuse in a compact 5 x 20mm Package. Features - Time-delay, high breaking capacity - Ceramic tube, Silver plated copper cap construction - Available in cartridge and pigtail axial lead - Full compliance with EU Directive 2011/65/EU and amending directive 2015/863 - Halogen Free - Lead Free Applications - Industrial Power Supplies LEAD FREE = - DC/DC modules HALOGEN FREE = Physical Specifications Safety Agency Approvals Electrical Characteristics Rated Current 1.5In 2.1In 2.75In 3.0In 4.0In 10.0In <1A 1 hour min. N/A N/A 120sec max N/A N/A 1A-3.15A 1 hour min. 30min. max. 750ms-80sec N/A 95ms-5sec 10ms-150ms 4A-6.3A 1 hour min. 30min. max. 750ms-80sec N/A 150ms-5sec 10ms-150ms 8A-20A 30min. min 30min. max. 750ms-80sec N/A 150ms-8sec 10ms-150ms Materials Body : Ceramic Cap : Silver Plated Copper Alloy Pigtail Leads : Tin Plated Copper Marking On Fuse : "bel" "0ADK","Current Rating", "Voltage Rating", "Appropriate Safety Logos" On Label : "bel","0ADKC”or”0ADKP","Current Rating","Voltage Rating","Interrupting Rating", "Appropriate Safety Logos" and " ", " "(China RoHS compliant). Safety Agency Safety Agency Certificate Ampere Rating/ Voltage Rating Ampere Range / Volt @ I.R. ability* E20624 500mA–20A/600V AC 500mA–20A/500V DC 500mA–10A/400V DC 500mA–20A/600V@200A AC 500mA–20A/500V@300A DC 500mA–10A/400V@2KA DC B 058849 0020 1A–16A/500V AC/ DC 1A–10A/500V@500A AC 12A–16A/500V@200A AC 1A–16A/500V@ 1KA DC *I.R.= Interrupting Rating = Short Circuit Rating(Amps) Specifications subject to change without notice Type 0ADKC /0ADKP 2 / 4 Bel Fuse Inc. 300 Executive Drive, Suite 300, West Orange, NJ 07052 USA +1 201.432.0463 Bel.US.CS@belf.com belfuse.com/circuit-protection © 2023 Bel Fuse, Inc. Rev. 0ADKC/0ADKP Dec2023 Environmental Specifications Electrical Specifications Part Number Ampere Rating Typical Cold Resistance (mOhms) Voltage and Interrupting Ratings Typical Voltage Drop ( mV) Typical Pre –Arcing I²t (A² Sec) Agency Approvals 0ADKC0500-XX 500mA 382 See Table of Ratings on Page 1 for Voltage and associated Interrupting Ratings 190 0.287 Y 0ADKP0500-XX 0ADKC0630-XX 630 mA 359 261 0.34 Y 0ADKP0630-XX 0ADKC0800-XX 800mA 175 144 1.18 Y 0ADKP0800-XX 0ADKC1000-XX 1A 210 250 1.4 Y Y 0ADKP1000-XX 0ADKC1250-XX 1.25A 134 138 2.34 Y Y 0ADKP1250-XX 0ADKC1600-XX 1.6A 100 180 3.9 Y Y 0ADKP1600-XX 0ADKC2000-XX 2A 65 158 9.4 Y Y 0ADKP2000-XX 0ADKC2500-XX 2.5A 34 93 12.5 Y Y 0ADKP2500-XX 0ADKC3150-XX 3.15A 28 110 17.8 Y Y 0ADKP3150-XX 0ADKC4000-XX 4A 24 118 25 Y Y 0ADKP4000-XX 0ADKC5000-XX 5A 17 104 50 Y Y 0ADKP5000-XX 0ADKC6300-XX 6.3A 13 100 80 Y Y 0ADKP6300-XX 0ADKC8000-XX 8A 9 85 179 Y Y 0ADKP8000-XX 0ADKC9100-XX 10A 7.6 90 400 Y Y 0ADKP9100-XX 0ADKC9120-XX 12A 6 80 576 Y Y 0ADKP9120-XX 0ADKC9150-XX 15A 4.3 75 900 Y Y 0ADKP9150-XX 0ADKC9160-XX 16A 3.7 68 1024 Y Y 0ADKP9160-XX 0ADKC9200-XX 20A 2.7 65 2400 Y 0ADKP9200-XX Consult manufacturer for other ratings *DC Cold Resistance are measured at <10% of rated current in ambient temperature of 25℃ *Typical Pre-arcing I2t are measured at 10In Current Operating Temperature -40℃ to +125℃ Terminal Strength MIL-STD-202G, Method 211 Test Condition A Lead Solderability MIL-STD-202, Method 208 Mechanical Vibration MIL-STD-202, Method 201 Thermal Shock MIL-STD-202, Method 107 Test Condition B ( 5 cycles -65℃ to +125℃ ) Humidity MIL-STD-202, Method 103, Test Condition A ( 95%RH and 40℃ for 240 hours ) Specifications subject to change without notice Type 0ADKC /0ADKP 3 / 4 Bel Fuse Inc. 300 Executive Drive, Suite 300, West Orange, NJ 07052 USA +1 201.432.0463 Bel.US.CS@belf.com belfuse.com/circuit-protection © 2023 Bel Fuse, Inc. Rev. 0ADKC/0ADKP Dec2023 Temperature Re-Rating Curve Average Time Current Curve Soldering parameters for Pigtail Type Wave Soldering Compatible: (260℃,10 sec max) Hand-Solder: Solder Iron Temperature: (350℃+/-5℃) Heating Time: (5 sec max) Specifications subject to change without notice Type 0ADKC /0ADKP 4 / 4 Bel Fuse Inc. 300 Executive Drive, Suite 300, West Orange, NJ 07052 USA +1 201.432.0463 Bel.US.CS@belf.com belfuse.com/circuit-protection © 2023 Bel Fuse, Inc. Rev. 0ADKC/0ADKP Dec2023 Fuse FGNO Explanation 0ADK X [XXXX] -XX 0ADKC/P=0ADKC/P; [XXXX]=Ampere Rating; XX=See Ordering Information as below Mechanical Dimensions Ordering Information Packaging Packaging Option Quantity Packaging Code Bulk (Cartridge Type) 1000 BE Bulk (Pigtail Type) 1000 RE Tape & Reel (Pigtail Type) 1500 TF Fraction Decimal Milliamps Bel FGNO[XXXX] 1/2 0.500 500 0500 .630 630 0630 8/10 .800 800 0800 Fraction Decimal Amps Bel FGNO[XXXX] 1.0 1 1000 1-1/4 1.25 1.25 1250 1.6 1.6 1600 2.0 2 2000 2-1/2 2.5 2.5 2500 3.15 3.15 3150 4.0 4 4000 5.0 5 5000 6.3 6.3 6300 8.0 8 8000 10 9100 12 9120 15 9150 16 9160 20 9200 Specifications subject to change without notice 0ADK X XXXX – X X FUSE TYPE 0ADK MOUNTING TAB STYLE C = For Cartridge version P = For Axial lead pigtail AMPERE RATING Refer to fuse FGNO explanation table PACKAGING CODE B = Bulk (Cartridge version) R = Bulk (Pigtail standard length) T = Tape & Reel (Pigtail version) QUANTITY CODE E = 1000 / box F = 1500 / reel
https://www.littelfuse.com/media?resourcetype=datasheets&itemid=624ac410-146d-47dc-9971-cdaaa78f2c78&filename=littelfuse_fuse_477_datasheet.pdf | fuses | Axial Lead and Cartridge Fuses Datasheet© 2023 Littelfuse, Inc.Specifications are subject to change without notice.Revised: GD. 07/04/231477 Series5×20 mm, Time-Lag FuseRoHSPbPSEFeatures & BenefitsApplicationsAgency ApprovalsAgencyAgency File NumberAmpere RangePSECartridge: NBK040609-JP1021A NBK040609-JP1021C NBK100408-JP1021ALeaded: NBK040609-JP1021B NBK040609-JP1021D NBK100408-JP1021B1A – 5A6.3A – 12A16A1A – 5A6.3A – 12A16A 16200770.50A – 8A E104800.50A - 16A 400254131A, 3.15A J5024808910A, 12A, 16AN/A0.50A – 16AN/A0.50A - 16AElectrical Characteristics for Series% of Ampere RatingAmpere RatingOpening Time150%.5 - .860 minutes, Minimum1 - 3.1560 minutes, Minimum4 - 6.360 minutes, Minimum8 - 1630 minutes, Minimum210%.5 - .830 minutes, Maximum1 - 3.1530 minutes, Maximum4 - 6.330 minutes, Maximum8 - 1630 minutes, Maximum275%.5 - .8.25 sec., Min.; 80 sec. Max.1 - 3.15.75 sec., Min.; 80 sec. Max.4 - 6.3.75 sec., Min.; 80 sec. Max.8 - 16.75 sec., Min.; 80 sec. Max.400%.5 - .8.05 sec., Min.; 5 sec. Max.1 - 3.15.095 sec., Min.; 5 sec. Max.4 - 6.3.15 sec., Min.; 5 sec. Max.8 - 16.15 sec., Min.; 5 sec. Max.1000%.5 - .8.005 sec., Min.; .15 sec. Max.1 - 3.15.01 sec., Min.; .15 sec. Max.4 - 6.3.01 sec., Min.; .15 sec. Max.8 - 16.01 sec., Min.; .15 sec. Max.High energy and power efficient applications.400Vdc/500Vac rated, 5x20mm, time-lag, surge withstand ceramic body cartridge fuse. ■ Designed to International (IEC) Standard for use globally. ■ Follow the IEC 60127-2, Sheet 5 specification for time-lag fuses ■ Available in cartridge and axial lead form ■ RoHS compliant and lead-freeDescriptionResourcesAccessoriesSamplesAdditional InformationAxial Lead and Cartridge Fuses Datasheet© 2023 Littelfuse, Inc.Specifications are subject to change without notice.Revised: GD. 07/04/232477 Series5×20 mm, Time-Lag FuseAverage Time Current CurvesTemperature Re-rating Curve0.500A0.800A1A2A3.15A4A5A6.3A8A10A12A16AAmp CodeAmp RatingMax Voltage Rating (V)Interrupting RatingNominal Cold Resistance (Milli-ohms)Nominal Melting I2t (A2 sec.)†Agency ApprovalsPSEACDC.5000.5500400100A@500VAC1500A@400VDC1055.9000.300xx-x*x**--.8000.8500400430.0000.909xx-x*x**--001.1500400139.4001.800xxxx*x**-x002.250040055.2009.120xxxx*x**--3.153.1550040027.70050.109xxxx*x**-x004.4500400100A@500VAC500A@400VDC17.20052.480xxxx*x**--005.550040013.70076.500xxxx*x**--06.36.350040010.970121.451xxxxx**--008.85004008.305203.520xxxxx**--010.105004004.950509.000xxxx-x-012.125004004.730576.000xxxx-x- 016.16500400100A@500VAC400A@400VDC3.1001331.200xxxx-x***-Electrical CharacteristicNotes: *100A @ 600Vac also available. Add suffix "MXE6P". Example: 0477004.MXE6P. **Semko approval for 100A@500Vac and 200A@400Vdc.***100A@ 500Vac and 300A@400Vdc for 16A†I2t test at 10x rated current.Axial Lead and Cartridge Fuses Datasheet© 2023 Littelfuse, Inc.Specifications are subject to change without notice.Revised: GD. 07/04/233477 Series5×20 mm, Time-Lag FuseDimensionsPart Numbering System40±1.040±1.0Notes: * Ratings above 5A 1.0±0.05 diameter lead.All dimensions in mm21.5±1.021.5±1.00.65±0.05*0.65±0.05*5.5±0.35.6±0.40477000XP0477.500XEPto0477.800XEP0477001.XEPto0477016.XEP0477 xxxx M X E PSeriesAmp CodeQuantity CodePacking CodeOption CodeLead-FreeRefer to Amp Code Column ofElectral Characteristics TableM = 1000X = FillerE: Axial LeadOthers: Special Options Please Call Littelfuse for detail.Soldering Parameters - Wave SolderingDwell Time0204060801001201401601802002202402602803000102030405060708090100110120130140150160170180190200210220230240Time (Seconds)Temperature (°C) - Measured on bottom side of boardCooling TimePreheat TimeWave ParameterLead-Free RecommendationPreheat:(Depends on Flux Activation Temperature)(Typical Industry Recommendation) Temperature Minimum:100°C Temperature Maximum:150°C Preheat Time:60-180 secondsSolder Pot Temperature:260°C MaximumSolder Dwell Time:2-5 secondsRecommended Hand-Solder Parameters:Solder Iron Temperature: 350°C +/- 5°C Heating Time: 5 seconds max.Note: These devices are not recommended for IR or Convection Reflow process.Recommended Process Parameters:MaterialsBody: Ceramic Cap: Nickel–plated Brass Leads: Tin–plated CopperTerminal StrengthMIL-STD-202, Method 211, Test Condition ASolderabilityMIL-STD-202 Method 208Product MarkingCap 1: Brand logo, current and voltage ratingsCap 2: Series and agency approval markingsPackagingAvailable in Bulk (M=1000 pcs/pkg)Product CharacteristicsOperating Temperature –55ºC to +125ºCThermal ShockMIL-STD-202, Method 107, Test Condition B (5 cycles, –65ºC to +125ºC)VibrationMIL-STD-202, Method 201HumidityMIL-STD-202, Method 103, Test Condition A (High RH (95%) and elevated temp (40ºC) for 240 hours)Salt SprayMIL-STD-202, Method 101, Test Condition BPackagingPackaging OptionPackaging SpecificationQuantityQuantity & Packaging CodeReel Size477 SeriesBulkN/A1000MXN/ABulkN/A1000MXEN/AReel and TapeN/A1000MRET1T1=53mm (2.087”)Disclaimer Notice - Littelfuse products are not designed for, and shall not be used for, any purpose (including, without limitation, automotive, military, aerospace, medical, life-saving, life-sustaining or nuclear facility applications, devices intended for surgical implant into the body, or any other application in which the failure or lack of desired operation of the product may result in personal injury, death, or property damage) other than those expressly set forth in applicable Littelfuse product documentation. Warranties granted by Littelfuse shall be deemed void for products used for any purpose not expressly set forth in applicable Littelfuse documentation. Littelfuse shall not be liable for any claims or damages arising out of products used in applications not expressly intended by Littelfuse as set forth in applicable Littelfuse documentation. The sale and use of Littelfuse products is subject to Littelfuse Terms and Conditions of Sale, unless otherwise agreed by Littelfuse. Information furnished is believed to be accurate and reliable. However, users should independently evaluate the suitability of and test each product selected for their own applications. Littelfuse products are not designed for, and may not be used in, all applications. Read complete Disclaimer Notice at www.littelfuse.com/disclaimer-electronics.
https://www.littelfuse.com/media?resourcetype=datasheets&itemid=624ac410-146d-47dc-9971-cdaaa78f2c78&filename=littelfuse_fuse_477_datasheet.pdf | fuses | Axial Lead and Cartridge Fuses Datasheet© 2023 Littelfuse, Inc.Specifications are subject to change without notice.Revised: GD. 07/04/231477 Series5×20 mm, Time-Lag FuseRoHSPbPSEFeatures & BenefitsApplicationsAgency ApprovalsAgencyAgency File NumberAmpere RangePSECartridge: NBK040609-JP1021A NBK040609-JP1021C NBK100408-JP1021ALeaded: NBK040609-JP1021B NBK040609-JP1021D NBK100408-JP1021B1A – 5A6.3A – 12A16A1A – 5A6.3A – 12A16A 16200770.50A – 8A E104800.50A - 16A 400254131A, 3.15A J5024808910A, 12A, 16AN/A0.50A – 16AN/A0.50A - 16AElectrical Characteristics for Series% of Ampere RatingAmpere RatingOpening Time150%.5 - .860 minutes, Minimum1 - 3.1560 minutes, Minimum4 - 6.360 minutes, Minimum8 - 1630 minutes, Minimum210%.5 - .830 minutes, Maximum1 - 3.1530 minutes, Maximum4 - 6.330 minutes, Maximum8 - 1630 minutes, Maximum275%.5 - .8.25 sec., Min.; 80 sec. Max.1 - 3.15.75 sec., Min.; 80 sec. Max.4 - 6.3.75 sec., Min.; 80 sec. Max.8 - 16.75 sec., Min.; 80 sec. Max.400%.5 - .8.05 sec., Min.; 5 sec. Max.1 - 3.15.095 sec., Min.; 5 sec. Max.4 - 6.3.15 sec., Min.; 5 sec. Max.8 - 16.15 sec., Min.; 5 sec. Max.1000%.5 - .8.005 sec., Min.; .15 sec. Max.1 - 3.15.01 sec., Min.; .15 sec. Max.4 - 6.3.01 sec., Min.; .15 sec. Max.8 - 16.01 sec., Min.; .15 sec. Max.High energy and power efficient applications.400Vdc/500Vac rated, 5x20mm, time-lag, surge withstand ceramic body cartridge fuse. ■ Designed to International (IEC) Standard for use globally. ■ Follow the IEC 60127-2, Sheet 5 specification for time-lag fuses ■ Available in cartridge and axial lead form ■ RoHS compliant and lead-freeDescriptionResourcesAccessoriesSamplesAdditional InformationAxial Lead and Cartridge Fuses Datasheet© 2023 Littelfuse, Inc.Specifications are subject to change without notice.Revised: GD. 07/04/232477 Series5×20 mm, Time-Lag FuseAverage Time Current CurvesTemperature Re-rating Curve0.500A0.800A1A2A3.15A4A5A6.3A8A10A12A16AAmp CodeAmp RatingMax Voltage Rating (V)Interrupting RatingNominal Cold Resistance (Milli-ohms)Nominal Melting I2t (A2 sec.)†Agency ApprovalsPSEACDC.5000.5500400100A@500VAC1500A@400VDC1055.9000.300xx-x*x**--.8000.8500400430.0000.909xx-x*x**--001.1500400139.4001.800xxxx*x**-x002.250040055.2009.120xxxx*x**--3.153.1550040027.70050.109xxxx*x**-x004.4500400100A@500VAC500A@400VDC17.20052.480xxxx*x**--005.550040013.70076.500xxxx*x**--06.36.350040010.970121.451xxxxx**--008.85004008.305203.520xxxxx**--010.105004004.950509.000xxxx-x-012.125004004.730576.000xxxx-x- 016.16500400100A@500VAC400A@400VDC3.1001331.200xxxx-x***-Electrical CharacteristicNotes: *100A @ 600Vac also available. Add suffix "MXE6P". Example: 0477004.MXE6P. **Semko approval for 100A@500Vac and 200A@400Vdc.***100A@ 500Vac and 300A@400Vdc for 16A†I2t test at 10x rated current.Axial Lead and Cartridge Fuses Datasheet© 2023 Littelfuse, Inc.Specifications are subject to change without notice.Revised: GD. 07/04/233477 Series5×20 mm, Time-Lag FuseDimensionsPart Numbering System40±1.040±1.0Notes: * Ratings above 5A 1.0±0.05 diameter lead.All dimensions in mm21.5±1.021.5±1.00.65±0.05*0.65±0.05*5.5±0.35.6±0.40477000XP0477.500XEPto0477.800XEP0477001.XEPto0477016.XEP0477 xxxx M X E PSeriesAmp CodeQuantity CodePacking CodeOption CodeLead-FreeRefer to Amp Code Column ofElectral Characteristics TableM = 1000X = FillerE: Axial LeadOthers: Special Options Please Call Littelfuse for detail.Soldering Parameters - Wave SolderingDwell Time0204060801001201401601802002202402602803000102030405060708090100110120130140150160170180190200210220230240Time (Seconds)Temperature (°C) - Measured on bottom side of boardCooling TimePreheat TimeWave ParameterLead-Free RecommendationPreheat:(Depends on Flux Activation Temperature)(Typical Industry Recommendation) Temperature Minimum:100°C Temperature Maximum:150°C Preheat Time:60-180 secondsSolder Pot Temperature:260°C MaximumSolder Dwell Time:2-5 secondsRecommended Hand-Solder Parameters:Solder Iron Temperature: 350°C +/- 5°C Heating Time: 5 seconds max.Note: These devices are not recommended for IR or Convection Reflow process.Recommended Process Parameters:MaterialsBody: Ceramic Cap: Nickel–plated Brass Leads: Tin–plated CopperTerminal StrengthMIL-STD-202, Method 211, Test Condition ASolderabilityMIL-STD-202 Method 208Product MarkingCap 1: Brand logo, current and voltage ratingsCap 2: Series and agency approval markingsPackagingAvailable in Bulk (M=1000 pcs/pkg)Product CharacteristicsOperating Temperature –55ºC to +125ºCThermal ShockMIL-STD-202, Method 107, Test Condition B (5 cycles, –65ºC to +125ºC)VibrationMIL-STD-202, Method 201HumidityMIL-STD-202, Method 103, Test Condition A (High RH (95%) and elevated temp (40ºC) for 240 hours)Salt SprayMIL-STD-202, Method 101, Test Condition BPackagingPackaging OptionPackaging SpecificationQuantityQuantity & Packaging CodeReel Size477 SeriesBulkN/A1000MXN/ABulkN/A1000MXEN/AReel and TapeN/A1000MRET1T1=53mm (2.087”)Disclaimer Notice - Littelfuse products are not designed for, and shall not be used for, any purpose (including, without limitation, automotive, military, aerospace, medical, life-saving, life-sustaining or nuclear facility applications, devices intended for surgical implant into the body, or any other application in which the failure or lack of desired operation of the product may result in personal injury, death, or property damage) other than those expressly set forth in applicable Littelfuse product documentation. Warranties granted by Littelfuse shall be deemed void for products used for any purpose not expressly set forth in applicable Littelfuse documentation. Littelfuse shall not be liable for any claims or damages arising out of products used in applications not expressly intended by Littelfuse as set forth in applicable Littelfuse documentation. The sale and use of Littelfuse products is subject to Littelfuse Terms and Conditions of Sale, unless otherwise agreed by Littelfuse. Information furnished is believed to be accurate and reliable. However, users should independently evaluate the suitability of and test each product selected for their own applications. Littelfuse products are not designed for, and may not be used in, all applications. Read complete Disclaimer Notice at www.littelfuse.com/disclaimer-electronics.
https://www.littelfuse.com/media?resourcetype=datasheets&itemid=8c87aa93-80a7-4ea8-8749-a19ba03901c2&filename=littelfuse-fuse-452-454-datasheet | fuses | %PDF-1.7%âãÏÓ53 0 obj< >endobj xref53 1070000000016 00000 n0000003018 00000 n0000003145 00000 n0000005071 00000 n0000005103 00000 n0000005238 00000 n0000005372 00000 n0000005503 00000 n0000006021 00000 n0000006596 00000 n0000007169 00000 n0000007792 00000 n0000008443 00000 n0000009036 00000 n0000009071 00000 n0000009114 00000 n0000009667 00000 n0000010117 00000 n0000010230 00000 n0000010341 00000 n0000010427 00000 n0000010510 00000 n0000011043 00000 n0000011475 00000 n0000011947 00000 n0000012436 00000 n0000013921 00000 n0000014169 00000 n0000014359 00000 n0000014473 00000 n0000014728 00000 n0000016427 00000 n0000017351 00000 n0000018678 00000 n0000020543 00000 n0000022271 00000 n0000024100 00000 n0000024358 00000 n0000024922 00000 n0000027500 00000 n0000029024 00000 n0000029583 00000 n0000034599 00000 n0000037247 00000 n0000037298 00000 n0000041325 00000 n0000041847 00000 n0000042211 00000 n0000046065 00000 n0000046398 00000 n0000046689 00000 n0000053744 00000 n0000053783 00000 n0000058339 00000 n0000058687 00000 n0000059056 00000 n0000059428 00000 n0000059923 00000 n0000063185 00000 n0000063570 00000 n0000063955 00000 n0000065398 00000 n0000065779 00000 n0000065849 00000 n0000065933 00000 n0000076365 00000 n0000076628 00000 n0000076791 00000 n0000076818 00000 n0000077119 00000 n0000078035 00000 n0000078301 00000 n0000086455 00000 n0000086494 00000 n0000106704 00000 n0000106743 00000 n0000111398 00000 n0000111437 00000 n0000132427 00000 n0000132466 00000 n0000133830 00000 n0000133869 00000 n0000137389 00000 n0000137428 00000 n0000157638 00000 n0000157677 00000 n0000159041 00000 n0000159080 00000 n0000163735 00000 n0000163774 00000 n0000184764 00000 n0000184803 00000 n0000207677 00000 n0000207716 00000 n0000211236 00000 n0000211275 00000 n0000222470 00000 n0000233665 00000 n0000247421 00000 n0000269750 00000 n0000270135 00000 n0000270520 00000 n0000272360 00000 n0000272624 00000 n0000272748 00000 n0000272872 00000 n0000002436 00000 ntrailer< ]/Prev 460366>>startxref0%%EOF 159 0 obj< >streamhŞb``à``àbf`g`ğJeb@!6 (Ç†/wE¢&ÔÖ¦Î@4àÓÉ8ø„—O)`EÀÑÎ7Ó.:ù¼¾²VÊÅkšuÌŞfÑ5·Lsæ�î9eSŞ‚Ÿğ²©¬TnRR°¸{û’rÀÊ¨ãÙÓ7$�œí¶vÚv¿ˆˆOŒ�­!�ÏrÜÜâ©š4I9dá¤«}×õ�î6ë�V‡[Ì((^Ş�pQAA!¥ò4 ¨ 1\yHÈØØÄÅÅ.÷=PJ•�í®6�Îâ°~i~¾k"Ìlxª1)±¬à< ¸�¡�‰¡¹árCÃ†7Œä-ÈwxÎº‰qSÓ>‡‹œºØõx½d4Ø-'Ú=,sä®©bH¨e�û ¥¼çÀLF³½"ZÂ^ñ,f:Ã:CÇAL�5�/$¨á£0ş&˜O�}şş›ßu�†T9ÆF?6Ş¥’Ö1Á[ZØ3H¦üaH¸ÀØõBô‚éÂu6¬3¸dH84È3Ÿaa9!ÖàÊ0‘aFãŒ¸Ôc`{¹H³€8Ì&œ ÅŒr¯@Q­TŞU.væ (@€]ä¤endstreamendobj54 0 obj< >>>endobj55 0 obj< >/ExtGState< >/Font< >/ProcSet[/PDF/Text/ImageC/ImageI]/Properties< >/XObject< >>>/Rotate 0/Tabs/W/Thumb 46 0 R/TrimBox[0.0 0.0 612.0 792.0]/Type/Page/PieceInfo< /LastModified /NumberOfPageItemsInPage 6/NumberofPages 1/OriginalDocumentID /PageItemUIDToLocationDataMap< >/PageTransformationMatrixList< >/PageUIDList< >/PageWidthList< >>>>>>>endobj56 0 obj[57 0 R 58 0 R]endobj57 0 obj< >/Border[0 0 0]/H/N/Rect[61.36 482.078 299.48 447.786]/Subtype/Link/Type/Annot>>endobj58 0 obj< >/Border[0 0 0]/H/N/Rect[61.36 444.92 299.48 410.628]/Subtype/Link/Type/Annot>>endobj59 0 obj< >endobj60 0 obj< >endobj61 0 obj< >endobj62 0 obj< >endobj63 0 obj< >endobj64 0 obj< >streamH‰\ÔK�¢@à=¿¢–İ‹�ºuKbâ£;q1�Œ3?¡tHF ˆÿıÔá˜�dL”ƒ€÷ó*İö‡¾›Mú}šc˜Í¹ëÛ)Ü†ûÔs—®OòÂ´]3?÷–ÏæZ�I/>>ns¸úó�T•IÄƒ·yz˜—M;œÂk’~›Ú0uıÅ¼üÚ_Mz¼�ãŸpıl2³^›6œã}©Ç¯õ5˜t¹ìíĞÆãİüx‹×ü;ãçc¦Xösbš¡·±nÂT÷—�TY¦­Mõ_ë$ôíÇW/;�›ßõ”TùG<9ËTã»\'U‘-ûq³cvÈ+ærÉ¼œ¿eŞ"ï˜wÈ{æ=ò;ó;2çÅMRYÎ²˜esæ¹`.�-³EfA¦ÍÂf•Y‘=³G¦ÙÂli¶0Ûó™~¿¥ÙÂ,´lB›À&´lB›À&´lB›À&´lB›À&´lB›À&´lB›À&ìVĞ­Ğ)‹“İºv+èÖÑïàw4;˜ÍfG³ƒÙÑì`v4;˜ÍfG³ƒÙÑì`v4;˜•])ºRÎUÌUÎUÌUÎUÌUÎUÌU}Ş‹Èœ«˜«œ«˜«œ»Ü«Ê~ı(ûQô£ìGÑ�²E?ú¼×Ñ�g?ıxš=Ì�f³§ÙÃìiö0{š=Ì�f³§ÙÃìiö0{š=Ì�]ytUbV‘åø¾´Ìğ—Â©Ì0lø_6ø/[úãùóiÆãW%ó¹–4÷iŠËÈ²t-ëV�®Ÿ«Û8Œ&^…wòW€öt*endstreamendobj65 0 obj< >endobj66 0 obj[/ICCBased 95 0 R]endobj67 0 obj[/Indexed 66 0 R 0 96 0 R]endobj68 0 obj< >streamH‰\“ËŠã0D÷ş-»�ó�îícÈc²˜“™pl%c˜ØÆqùû¹¥2İ0GGØªœŠ¬¦wØºvrù�±¯�qrç¶kÆxëïcİ)^Ú.[®\ÓÖÓ ïñ¼_“×`Oö`æxäxúxøxúxøxúxøø==İ<Ü<ÿŒÙß†¬ìĞ=Ğ-À-Ğ-À-Ğ-À-Ğ-À-Ğ'À'(Y�…9‚a� G˜#Èær„Eæ½3SR&ûúû¦½“-yf÷´ÇÂî‚î2ï?ºË¼÷è®ì®è®tV8+�ÎJg…³ÒYá¬tV8+�ÎJg…³ÒYá¬tV8où»6àå�ßR¼ÆvÚÜÇ©ïãhÇ#Ét.p"Ú.~œÚ¡œ­Â•ı`°úï¸endstreamendobj69 0 obj< >endobj70 0 obj< >endobj71 0 obj< >endobj72 0 obj< >endobj73 0 obj< >endobj74 0 obj< >streamH‰\“İjã0…ïıºl/Šk4jÁòÓB.ö‡Íî8¶’Ù(ÎEŞ~u¦JÖ�ø3é¦#Æåv¿ÛÇ~2åÏ4´‡0™S»®Ã-µÁÃ¹�Å²2]ßNŸOó{iÆ¢Ì‹÷ë.ûxŠº6å¯üò:¥»yXwÃ1<å�Ô…ÔÇ³yø³=<šòpÇ�pq2³Z™.œòFßšñ{s¦œ—=í»ü¾ŸîOyÍ¿Šß÷1˜j~^R¦ºp›6¤&�CQ/òµ2õ[¾VEˆİï]ÅeÇSûŞ¤¢®P¼Xä[æŠ\�•¬àgò3ø…üŞ‘wàWòkfË=-ö´KòÌı-ö·–lÁB°#;0,¬'{0},¦,},¦ìš¼Î,Ìä³YÂ,A–0K�%Ìd³YÂ,A–lÉ[0{ô.ì]Ğ»cï½;:888öîĞ»£�ƒ�£�ƒ�²^Q¯¬QÔ(kt®¡³ÂYé©ğT�ƒâtCŞ€é¬pV:+œ•Îg}#ç�©=ı=ü=�=œ=}<¦<}<¦<}<¦<ÏÊã¬<}<¦6ì+ß0�Ÿ“‡ÑÌ_�ùšûö–Rùù3›gSŞÇğõ%�Ãhò*üŠ¿A2æ¸endstreamendobj75 0 obj< >endobj76 0 obj< >streamH‰\’ÍNë0F÷~/a�ò?R©* uÁQx€4™–HÔ‰ÜtÑ·¿3ù*�ˆ”øX�±OÆ“¬7�›0Ì>y‹c·•Ùï‡ĞG9�çØ‰ßÉa.Ë}?tóu¶¦»c;¹D“·—Ó,ÇMØ�®®}ò®‹§9^üÍªwrë’×ØKÂÁß¦®··>Ù�§é[�fŸú¦ñ½ìu£—vú×Å'KÚİ¦×õa¾ÜiÎoÄÇeŸ/ó2İØËij;‰m8ˆ«S}_?ëÓ8ıŸõ‚‘¶Ûw_mtuö¬ÁiJ¤ïCãê<]æ:(¯Ákã'ğ“1rtpu�øÂâ‹œ—àÒ˜Àd¼¯”KÄ”S2˜�ÀæSÂ¡4‡ûW¶U€eÊğ™1bÈb1´Äà,²³¨WÆtıc8�9Ğ=øŞ>K}şdş727B}ÈêC×šZ}õa«Ã�Í�áÆæÆpcsc¸±¹1ÜØÜnln+øè`¦½I»jíHÿÓGİ9Fm¡¥m—Ş±®‚ütö4N^³ìuÿ«†Äßendstreamendobj77 0 obj< >endobj78 0 obj< >streamH‰ÜWÛnÛF}×WÌSAÅ½’*²¥-�´@\4EË$R‘¨¸é×wfv©PŠrkú$°V{=sæÌÙÕëÁèé,†ÅvCv=š®b¸j¿.²ÁèŠ-Äü¶EMsÍeâ¯d÷Ë£Ll#)…e"i,d«Ap+�K×UÛ–Ëûİ¶ü~®‹(Ì^†BF20‘„l>fë²¨nc•y[5õòMÛİİ«²h¡m xÈëE�UûĞìZ¨›¶*JŞwRÊĞNJ)Şëyù¦Ú–óáéU±Iü¯i*AzÊĞSP±Fè¡¦Q’2rASŸdƒ×HËâ˜"±§×GFü«ä�¡¸cHºc†qc˜Y¾ñBòÑø¡„kT”`~\•áP(d$Øb·‡ À†‰R6áPE‚*&‘…`�š:Úp¨#Í2CĞÔáŸÙ/ƒdN9\ˆFY‚ÅSÂµg·M’D€Õ"²VX‡-ÇtìC(ñŒ2ÄÕÜLnB!¨ûWw&îjº]©õ·Ğ¼³k)££Ô`ÀVk$Î‹E¢Z,Ñ�ëDG—H`YL°��aÁŒÂGË�ùjğ«%†ØÀ\„’h¢qKã�:â$¾qI‘èC¦=xò�¬±ŠÆ:5Ç¨î)[ˆbGÙJ9Ÿ6J�8xÀ¼Ê»!(©…=u844épŠâTƒvjPÔSrö±g­<‰õ€BÁ’Ğgó„xäUk%%6Zš"øDCìm©ßiJ¤'ÎŸÓ7GéØrñª¸—L:}aßtJÎyÄ‘ĞÖGÂÁoº…Q¥°X£òßiyêˆkŞ¸Üî÷H2fûóÀå3éØ#™¹Ï–¬–ÈM¢-XuR²^®‡ÂĞJF±U´è@S&*í¥ÿ]˜)Á"İr.&\ù²Ç×�‡.ßH,v,>¬6²üA†-fµ#†§jŞEyEŒéóµÿÜÑ'¥ÎE\+Jàµ ˆ%ÑÃœdæ³’PåQÈ‡Œ;¾E¸cŸ5\+¹Ÿ3ÒöÃĞ$î.¡¹ï'¶ÃËòÙ~¤ÔŞáH½§o”)MX.d<'=¸1û+£ÜÂ–ZÎZœB]@Øèä÷�ìÖ ıĞ9¦Õ˜/‘jgzS¼z�Ø�·�Ä§¦R]�Mç’Ë¾ƒf¬ô¥Èbõ—Ï½g>„w/wŸ®Âİî�5�fë¼>;MŠv—/³òïölúd:�ãx¦~~W—ğîY(0İ®IP2MØò�†ÏpÚèRvo`¼7lL×êäß,öœï„�=¾p‰LÒÏ…„¢yÿ‚—Ál•/—€ÊJ(½Õ?¡Œ�}"iŸÍÂ4’�İ}tü×ğßÃÎ¾ÇÈÇ Ñ¡«yşU€æYì6!Ùö¦¬[ìm«zÑ/cWÅyHëŞğß¼ZæwK´É)JÌ„~dˆĞàˆœÜ†Ÿş7B_³.=Wm¹âv(¹²v›ò˜¾€¹v/�o’—ç¬‹æ§Íj½¬rTR^Ïá§¦Ù,Êú}9MCC7AY~Ëjyq�˜²h5Û¶çT./®G—3/˜Éè=zn�ı�S@êı�ˆü‚ùXˆ4KÿÌâU¡ñùM—ı¢ü*fá_Å5Õ´endstreamendobj79 0 obj< >endobj80 0 obj< >endobj81 0 obj< >endobj82 0 obj< >endobj83 0 obj< >streamH‰ÔW[oSG~?¿b^�ìª>ÙûEŠ�‚TE¡…õ�VÈ5që8!vù÷ıfvO¦œ„Š<"KÇ;ggf¿¹ïù´nö&úƒ%M““fïøbºÚßß;˜m®¦ËÉüëfÿÅá‹J©üôéSzö¦L�nµñ¤hò±ĞpòOsx„·“Ÿš÷ƒñùêdhÎ/ÏÖ´9§ç‡¯^ÿiŒfßj¬iø×ä×FÑH·F4\\ÌW_É²*EªõVãiÑz¶jö^+ú´ş.d#Íº½wwğí�ÍUŒ[P®X°¯tOËÉøuGj9rë—�ÍXyøš‚F±P]n3L:°Œ4MWïZı~Ğ‰°€W[öX97ÒÑôò_Z ¦³éf¾¦õÕb3i±ú÷b¹¥nî{ s!mNçtxuy~1Ÿ®D£lÌ7?Š'ï^�îº¢$óÖÚâ6ì®cvüğîÕ=Nš½ß—ÓÙüãËËéÅébF{GcUìC4ñoÇ76‡Ö‡D!†6¦@Æ.iÓª¤érŞœ4Ÿ…G›Âc�ğäœ™)æùƒ o}ãcÚ�Âñøu£Ú3}!GGÔ8ØRwœ§‘œ§{7ošg“‡¢—ºâÒ$Ab§—•Í©µÖBmR­RĞ79koÏ9–>äİsËçÆA�æÖBÀÁìZØ‹ògÀ`B“×80D�“‘9!ĞìLñÄ{æZb¥­ÇèÌ)ã¶ëdhÖt”ğµÚË3DŞ�¦®™KÙ¸İÑ¢%TÍ8¹9åôTÊş¬¶1*:+½ìhÕgÉ@zÃLŠA˜`èö}¨ğR¼İ1Ö‹yÆÀO�„Ëª †1°jI·RÈaÂ2‡I¶œ)�£²Ãlé´øÏ„,¤OÌš…ĞŠÁXÎDŒU½È Ö"3*ëcç†r@Úz$,V[#3ê,ÔQ”TÙİLéÌ[¦ Êâ/Ÿ:bÖÓK¦s¨3¦†…'$Ãpâ^£;bT²D4UÚDa­D@¥T×=Û]dÅ¾8ĞHúT¢h,d9­¬Î×õ¬"NR„N²Ù©�Bô‚7…ºî)¯dQ«Ÿ>Ö^1‹Ó¨ÒŒ:W©Ûõ­ı.×³F]î®—Œ9EŸzÓ/K•ÚŒğ„ˆºöœÄ]Y¢Ïjtüq½�PçÙ3…¹Ö"Ï�£#Š?t{¨ó„ºÓ%;*åZÉ»�Dr°¸Èi4tßé,8¹¯t$CÁ,ÑìÉ @¹u�2R3!š\àLWF/Dô-êÂ‚HhTU!3R³nA’%¶Q‰p¡t1PdØû*Şú Pà´]fË.p”p(‰
https://www.schurter.com/en/datasheet/typ_FST_5x20.pdf | fuses | 1FusesFST 5x20https://www.schurter.com /PG01_2Circuit ProtectionMiniature Fuse, 5 x 20 mm, Time-Lag T, L, 250 VACSee below: Approvals and CompliancesIEC 60127-2 · 250 VAC · Time-Lag TDescription- IEC Standard Fuse- L = Low Breaking Capacity (Glass Tube)Applications- Primary Protection in EquipmentReferencesPigtail Type FST 5x20 Pigtail Assembled Fuseholder Fuse Kit Fuse Kit FST 5x20; Fuse Kit FST 5x20 / SP 5x20 Weblinkspdf data sheet, html datasheet, General Product Information, Distributor-Stock-Check, Detailed request for product Application Note Primary Protection in Equipmentwith further information on increased Pulse Strength and their test conditions according to inter-national standards see Impulse Withstand VoltageTechnical DataRated Voltage250 VACRated current0.05 - 20 ABreaking Capacity35 A - 200 ACharacteristicTime-Lag TAdmissible Ambient Temp.-55 °C to 125 °CClimatic Category55/125/21 acc. to IEC 60068-1Material: TubeGlassMaterial: EndcapsNickel-Plated Copper AlloyUnit Weight1 gStorage Conditions0 °C to 60 °C, max. 70% r.h.Product Marking, Rated current, Rated Voltage, Cha-racteristic, Breaking Capacity, Certifica-tion marks Approvals and CompliancesDetailed information on product approvals, code requirements, usage instructions and detailed test conditions can be looked up in Details about Approvals SCHURTER products are designed for use in industrial environments. They have approvals from independent testing bodies according to national and international standards. Products with specific characteristics and requirements such as required in the automotive sector according to IATF 16949, medical technology according to ISO 13485 or in the aerospace industry can be offered exclusively with customer-specific, individual agree-ments by SCHURTER.2FusesFST 5x20https://www.schurter.com /PG01_2Circuit ProtectionApprovalsThe approval mark is used by the testing authorities to certify compliance with the safety requirements placed on electronic products. Approval Reference Type: FST 5x20Approval LogoCertificatesCertification BodyDescriptionVDE ApprovalsVDEVDE Certificate Number: 40016093VDE ApprovalsVDEVDE Certificate Number: 40016601UL ApprovalsULUR File Number: E41599CCC ApprovalsCCCCCC Certificate Number: 2020970207000116 & moreCQC ApprovalsCQCCQC Certificate Number: CQC13012092334METI ApprovalsMETIJapan Electrical Safety and Environment technology Laboratories Product standardsProduct standards that are referencedOrganizationDesignStandardDescriptionDesigned according toIEC 60127-2/3Miniature fuses. Part 2. Cartridge fuse linksDesigned according toUL 248-14Low voltage fuses - Part 14: Supplemental fusesDesigned according toCSA22.2 No. 248.14Low-Voltage Fuses - Part 14: Supplemental FusesApplication standardsApplication standards where the product can be usedOrganizationDesignStandardDescriptionSuitable for applications acc.IEC/UL 62368-1Audio/video, information and communication technology equipment - Part 1: Safety requirementsCompliancesThe product complies with following Guide LinesIdentificationDetailsInitiatorDescriptionCE declaration of conformitySCHURTER AGThe CE marking declares that the product complies with the applicable requirements laid down in the harmonisation of Community legislation on its affixing in accordance with EU Regulation 765/2008.UKCA declaration of conformitySCHURTER AGThe UKCA marking declares that the product complies with the applicable requirements laid down in the British Amendment of Regulation (EC) 765/2008.RoHSSCHURTER AGDirective RoHS 2011/65/EU, Amendment (EU) 2015/863China RoHSSCHURTER AGThe law SJ / T 11363-2006 (China RoHS) has been in force since 1 March 2007. It is similar to the EU directive RoHS.REACHSCHURTER AGOn 1 June 2007, Regulation (EC) No 1907/2006 on the Registration, Evaluation, Authorization and Restriction of Chemicals 1 (abbreviated as "REACH") entered into force.Dimension [mm] 20 mm 5.1ø 5.220+0.1-0.2±0.5±0.65.1±0.63FusesFST 5x20https://www.schurter.com /PG01_2Circuit ProtectionPre-Arcing TimeRated Current In1.5 x In min.2.1 x In max.2.75 x In min.2.75 x In max.4.0 x In min.4.0 x In max.10.0 x In min.10.0 x In max.0.05 A - 0.1 A60 min120 s200 ms10 s40 ms3 s10 ms300 ms0.125 A - 6.3 A60 min120 s600 ms10 s150 ms3 s20 ms300 ms8 A - 20 A30 min120 s600 ms10 s150 ms3 s20 ms300 msTime-Current-CurvesTime in Seconds0.001 0.01 0.1 1 10 100 1000 10000 100000 1 10 0.02–0.1 A 0.125–20 A Multiple of Rated Current In All Variants Rated Cur-rent [A]Rated Vol-tage [VAC]Breaking CapacityVoltage Drop 1.0 In max. [mV]Voltage Drop 1.0 In typ. [mV]Power Dissi-pation 1.5 In max. [mW]Power Dissi-pation 1.5 In typ. [mW]Melting I²t 10.0 In typ. [A²s]Order Number0.052501)350095016001250.0363l l l 0034.3104█0.0632501)3000130016002000.0401l l l 0034.3105█0.082501)3000110016003000.057l l l 0034.3106█0.12501)250056516001550.107l l l 0034.3107█0.1252501)200040016002000.064l l l 0034.3108█0.162501)190041516001850.23l l l 0034.3109█0.22501)150027016002000.256l l l 0034.3110█0.252501)130021016002000.238l l l 0034.3111█0.3152501)110017016002000.544l l l 0034.3112█0.42501)100015016002000.768l l l 0034.3113█0.52501)90016016002003l l l 0034.3114█0.632501)30016016003004.35l l l 0034.3115█0.82501)25012016003003.85l l l 0034.3116█12501)1506016002003.3l lll 0034.3117█1.252501)1506016003005.5l lll 0034.3118█1.62501)15060160030010.5l lll 0034.3119█22501)15060160030016l lll 0034.3120█2.52501)12060160040021.9l lll 0034.3121█3.152501)10060160050047l lll 0034.3122█42502)10060160080068.3l lll 0034.3123█52502)100601600900102l lll 0034.3124█4FusesFST 5x20https://www.schurter.com /PG01_2Circuit ProtectionRated Cur-rent [A]Rated Vol-tage [VAC]Breaking CapacityVoltage Drop 1.0 In max. [mV]Voltage Drop 1.0 In typ. [mV]Power Dissi-pation 1.5 In max. [mW]Power Dissi-pation 1.5 In typ. [mW]Melting I²t 10.0 In typ. [A²s]Order Number6.32502)1006016001000190l lll 0034.3125█82502)1006040001300275l ll l0034.3126█102502)1006040001300520l ll l0034.3127█12.52502)-60-2500750 lll l0034.3128█162502)-60-33001638 lll l0034.3129█202502)-60-42003057 ll 0034.3130██ Most Popular.Availability for all products can be searched real-time: https://www.schurter.com/en/info-center/support-tools/stock-check-distributors1) 35 A @ 250 VAC2) 10 x In @ 250 VACPackaging Unit xxxx.xxxx Small Box Pack (10 pcs.)xxxx.xxxx.G Bulk 128 x 91 x 60 mm (1000 pcs.)The specifications, descriptions and illustrations indicated in this document are based on current information. All content is subject to modifications and amendments. Information furnished is believed to be accurate and reliable. However, users should independently evaluate the suitability and test each product selected for their own applications.26.03.2024
https://www.littelfuse.com/media?resourcetype=datasheets&itemid=a96d72b7-5296-4815-88b4-98b2f6738874&filename=littelfuse_fuse_218_datasheet.pdf | fuses | Axial Lead & Cartridge Fuse Datasheet© 2024 Littelfuse, Inc.Specifications are subject to change without notice.Revised: GD. 02/09/241218 Series5×20 mm, Time-Lag FuseAgency ApprovalsAgencyAgency File NumberAmpere RangePSECartridge:NBK090205-E10480ANBK120802-E10480CLeaded:NBK090205-E10480BNBK120802-E10480D1A – 5A6.3A – 15A1A – 5A6.3A – 15A 20209702070000650.032A – 6.3A SU05001-3005 SU05001-2008SU05001-20090.032A – 0.040A 0.050A – 0.800A 1A – 10A E104800.032A – 16A298620.032A - 10A; 15A 23008690.032A – 6.3A 400134960.032A – 10A4001660415A*KM414620.080A – 6.3AN/A0.032A – 16AFeatures & Benefits ■ Designed to International IEC Standards for use globally ■ Meets the IEC 60127-2, Sheet 3 specification for Time-Lag fuses ■ Available in cartridge and axial lead form ■ RoHS compliant and lead-freeApplicationsRoHSPb* - Approval for Cartridge versions onlyElectrical CharacteristicsThe 218 series fuse is a 5x20mm time-lag glass body cartridge fuse designed to IEC specification.Used as supplementary protection in appliance or utilization equipment to provide individual protection for components or internal circuits.PSE% of Ampere RatingAmpere RatingOpening Time150%0.032A - 0.100A60 minutes, Minimum0.125A - 6.3A60 minutes, Minimum8A - 16A30 minutes, Minimum210%0.032A - 0.100A120 sec., Maximum0.125A - 6.3A120 sec., Maximum8A - 16A120 sec., Maximum275%0.032A - 0.100A200 ms., Min.; 10 sec. Max.0.125A - 6.3A600 ms., Min.; 10 sec. Max.8A - 16A600 ms., Min.; 10 sec. Max.400%0.032A - 0.100A40 ms., Min.; 3 sec. Max.0.125A - 6.3A150 ms., Min.; 3 sec. Max.8A - 16A150 ms., Min.; 3 sec. Max.1000%0.032A - 0.100A10 ms., Min.; 300 ms. Max.0.125A - 6.3A20 ms., Min.; 300 ms. Max.8A - 16A20 ms., Min.; 300 ms. Max.DescriptionWeb ResourcesDownload ECAD models, order samples, and find technical recources at www.littelfuse.comAxial Lead & Cartridge Fuse Datasheet© 2024 Littelfuse, Inc.Specifications are subject to change without notice.Revised: GD. 02/09/242218 Series5×20 mm, Time-Lag FuseAmp CodeAmp Rating(A)Voltage Rating (V)InterruptingRatingNominal Cold Resistance (Ohms)Nominal Melting I2t (A2 sec)Maximum Voltage Drop at Rated Current (mV)Maximum Power Dissipation At 1.5ln(W)Agency ApprovalsPSE.0320.03225035 A @ 250 VAC48.2580.01150001.6-xx-xxxxx.0400.0425031.8620.01140001.6-xx-xxxxx.0500.0525021.2920.02735001.6-xx-xxxxx.0630.06325014.2680.04630001.6-xx-xxxxx.0800.082509.070.07525001.6xxx-xxxxx.1000.12506.0180.07920001.6xxx-xxxxx.1250.1252504.20.146519001.6xxx-xxxxx.1600.162503.70.14415001.6xxx-xxxxx.2000.22501.60.34113001.6xxx-xxxxx.2500.252501.04950.540511001.6xxx-xxxxx.3150.3152500.84751.1110001.6xxx-xxxxx.4000.42500.5351.3259001.6xxx-xxxxx.5000.52500.372.8253001.6xxx-xxxxx.6300.632500.2754.6752501.6xxx-xxxxx.8000.82500.08133.371501.6xxx-xxxxx001.12500.06136.731501.6xxxxxxxxx1.251.252500.044612.651501.6xxxxxxxxx01.61.62500.033623.351501.6xxxxxxxxx002.22500.029314.451501.6xxxxxxxxx02.52.52500.021923.251201.6xxxxxxxxx3.153.152500.017338.151001.6xxxxxxxxx004.425040 A @ 250 VAC0.012969.11001.6xxxxxxxxx005.525050 A @ 250 VAC0.0104111.01001.6xxxxxxxxx06.36.325063 A @ 250 VAC0.0076198.51001.6xxxxxxxxx008.825080 A @ 250 VAC0.0059341.51004-x-xxx-xx010.10250100 A @ 250 VAC0.0045568.01004-x-xxx-xx12.512.525063 A @ 250 VAC0.0034889.01004---xx--x-015.15250100 A @ 250 VAC0.00281405.001004---xxx-xx*016.1625063 A @ 250 VAC0.00211955.001004----x--x-Electrical CharacteristicsAverage Time Current CurvesTemperature Re-rating Curve* - Approval for cartidge versions only0.01 0.1 1 10 100 1000 10000 0.01 0.1 1 10 100 TIME IN SECONDS CURRENT IN AMPERES 0.032A0.040A0.050A0.063A0.080A0.100A0.125A0.160A0.200A0.250A0.315A0.400A0.500A0.630A0.800A1A1.25A1.6A2A2.5A3.15A4A5A6.3A8A10A12.5A15A16AAxial Lead & Cartridge Fuse Datasheet© 2024 Littelfuse, Inc.Specifications are subject to change without notice.Revised: GD. 02/09/243218 Series5×20 mm, Time-Lag FuseProduct CharacteristicsOperating Temperature–55ºC to +125ºCThermal ShockMIL-STD-202, Method 107, Test Condition B (5 cycles, –65°C to +125°C)VibrationMIL-STD-202, Method 201HumidityMIL-STD-202, Method 103, Test Condition A (High RH (95%) and elevated temperature (40°C) for 240 hours)Salt SprayMIL-STD-202, Method 101, Test Condition BMaterialBody: Glass Cap: Nickel–plated Brass Leads: Tin–plated CopperTerminal StrengthMIL-STD-202, Method 211, Test Condition ASolderabilityMIL-STD-202, Method 208Product MarkingCap1: Brand logo, current and voltage ratingsCap2: Agency approval marksPackagingAvailable in Bulk (M=1000 pcs/pkg) or on Tape/Reel (MRET1=1000 pcs/reel)Soldering Parameters - Wave SolderingDwell Time0204060801001201401601802002202402602803000102030405060708090100110120130140150160170180190200210220230240Time (Seconds)Temperature (°C) - Measured on bottom side of boardCooling TimePreheat TimeWave ParameterLead-Free RecommendationPreheat:(Depends on Flux Activation Temperature)(Typical Industry Recommendation) Temperature Minimum:100°C Temperature Maximum:150°C Preheat Time:60-180 secondsSolder Pot Temperature:260°C MaximumSolder Dwell Time:2-5 secondsRecommended Hand-Solder Parameters:Solder Iron Temperature: 350°C +/- 5°C Heating Time: 5 seconds max.Note: These devices are not recommended for IR or Convection Reflow process.Recommended Process Parameters:Dimensions 0218 000P 20+0.55.1+0.65.2+0.1-0.25.1+0.6 40±1.021.5±1.05.5±0.30218016. XEP0218.125 XEPto 0218.100XEP0218.032 XEPto 0.65±0.05See Notes*40±1.021.5±1.05.6±0.4All dimensions in mmNotes: * 0.032A-6.3A have 0.65±0.05 diameter lead. 8A-16A have 0.8±0.05 diameter lead.Part Numbering System0218 xxxx M X E PSeriesAmp CodeRefer to Amp Code column of Electrical Characteristics TableLead-freeQuantity CodeM = 1000Option CodesBlank : Cartidge Type FuseE : Axial Lead FusePackaging CodeX = FillerAxial Lead & Cartridge Fuse Datasheet© 2024 Littelfuse, Inc.Specifications are subject to change without notice.Revised: GD. 02/09/244218 Series5×20 mm, Time-Lag FusePackagingPackaging OptionPackaging SpecificationQuantityQuantity & Packaging CodeTaping Width218 SeriesBulkN/A1000MXN/ABulkN/A1000MXEN/AReel and TapeEIA 296-E1000MRET1T1=53mm (2.087”)BulkN/A1000MXGN/ABulkN/A1000MXBN/ABulkN/A100HXN/ARecommended AccessoriesAccessory TypeSeriesDescriptionMax Application VoltageMax Application AmperageHolder345_ISFPanel Mount Shock-Safe Fuseholder25020345Shock-Safe Fuseholder with PC Mount, Solder Mount and Panel Mount options20830PC Mount Shock-Safe Miniature Fuseholder16Block520Metric OMNI-BLOK® Fuse Block 10646PC Mount Miniature Fuse Block 6.3658Surface Mount Miniature Fuse Block 10Clip520_WPC Mount Miniature Fuse Clip 6.3111PC Board Mount Fuse Clip 10445PC Board Mount Fuse Clip 10Disclaimer Notice - Information furnished is believed to be accurate and reliable. However, users should independently evaluate the suitability of and test each product selected for their own applications. Littelfuse products are not designed for, and may not be used in, all applications. Read complete Disclaimer Notice at: www.littelfuse.com/disclaimer-electronics.Notes: 1. Do not use in applications above rating. 2. Please refer to fuseholder data sheet for specific re-rating information.3. Please contact factory for applications greater than the max voltage and amperage shown.
https://www.littelfuse.com/media?resourcetype=datasheets&itemid=8c87aa93-80a7-4ea8-8749-a19ba03901c2&filename=littelfuse-fuse-452-454-datasheet | fuses | %PDF-1.7%âãÏÓ53 0 obj< >endobj xref53 1070000000016 00000 n0000003018 00000 n0000003145 00000 n0000005071 00000 n0000005103 00000 n0000005238 00000 n0000005372 00000 n0000005503 00000 n0000006021 00000 n0000006596 00000 n0000007169 00000 n0000007792 00000 n0000008443 00000 n0000009036 00000 n0000009071 00000 n0000009114 00000 n0000009667 00000 n0000010117 00000 n0000010230 00000 n0000010341 00000 n0000010427 00000 n0000010510 00000 n0000011043 00000 n0000011475 00000 n0000011947 00000 n0000012436 00000 n0000013921 00000 n0000014169 00000 n0000014359 00000 n0000014473 00000 n0000014728 00000 n0000016427 00000 n0000017351 00000 n0000018678 00000 n0000020543 00000 n0000022271 00000 n0000024100 00000 n0000024358 00000 n0000024922 00000 n0000027500 00000 n0000029024 00000 n0000029583 00000 n0000034599 00000 n0000037247 00000 n0000037298 00000 n0000041325 00000 n0000041847 00000 n0000042211 00000 n0000046065 00000 n0000046398 00000 n0000046689 00000 n0000053744 00000 n0000053783 00000 n0000058339 00000 n0000058687 00000 n0000059056 00000 n0000059428 00000 n0000059923 00000 n0000063185 00000 n0000063570 00000 n0000063955 00000 n0000065398 00000 n0000065779 00000 n0000065849 00000 n0000065933 00000 n0000076365 00000 n0000076628 00000 n0000076791 00000 n0000076818 00000 n0000077119 00000 n0000078035 00000 n0000078301 00000 n0000086455 00000 n0000086494 00000 n0000106704 00000 n0000106743 00000 n0000111398 00000 n0000111437 00000 n0000132427 00000 n0000132466 00000 n0000133830 00000 n0000133869 00000 n0000137389 00000 n0000137428 00000 n0000157638 00000 n0000157677 00000 n0000159041 00000 n0000159080 00000 n0000163735 00000 n0000163774 00000 n0000184764 00000 n0000184803 00000 n0000207677 00000 n0000207716 00000 n0000211236 00000 n0000211275 00000 n0000222470 00000 n0000233665 00000 n0000247421 00000 n0000269750 00000 n0000270135 00000 n0000270520 00000 n0000272360 00000 n0000272624 00000 n0000272748 00000 n0000272872 00000 n0000002436 00000 ntrailer< ]/Prev 460366>>startxref0%%EOF 159 0 obj< >streamhŞb``à``àbf`g`ğJeb@!6 (Ç†/wE¢&ÔÖ¦Î@4àÓÉ8ø„—O)`EÀÑÎ7Ó.:ù¼¾²VÊÅkšuÌŞfÑ5·Lsæ�î9eSŞ‚Ÿğ²©¬TnRR°¸{û’rÀÊ¨ãÙÓ7$�œí¶vÚv¿ˆˆOŒ�­!�ÏrÜÜâ©š4I9dá¤«}×õ�î6ë�V‡[Ì((^Ş�pQAA!¥ò4 ¨ 1\yHÈØØÄÅÅ.÷=PJ•�í®6�Îâ°~i~¾k"Ìlxª1)±¬à< ¸�¡�‰¡¹árCÃ†7Œä-ÈwxÎº‰qSÓ>‡‹œºØõx½d4Ø-'Ú=,sä®©bH¨e�û ¥¼çÀLF³½"ZÂ^ñ,f:Ã:CÇAL�5�/$¨á£0ş&˜O�}şş›ßu�†T9ÆF?6Ş¥’Ö1Á[ZØ3H¦üaH¸ÀØõBô‚éÂu6¬3¸dH84È3Ÿaa9!ÖàÊ0‘aFãŒ¸Ôc`{¹H³€8Ì&œ ÅŒr¯@Q­TŞU.væ (@€]ä¤endstreamendobj54 0 obj< >>>endobj55 0 obj< >/ExtGState< >/Font< >/ProcSet[/PDF/Text/ImageC/ImageI]/Properties< >/XObject< >>>/Rotate 0/Tabs/W/Thumb 46 0 R/TrimBox[0.0 0.0 612.0 792.0]/Type/Page/PieceInfo< /LastModified /NumberOfPageItemsInPage 6/NumberofPages 1/OriginalDocumentID /PageItemUIDToLocationDataMap< >/PageTransformationMatrixList< >/PageUIDList< >/PageWidthList< >>>>>>>endobj56 0 obj[57 0 R 58 0 R]endobj57 0 obj< >/Border[0 0 0]/H/N/Rect[61.36 482.078 299.48 447.786]/Subtype/Link/Type/Annot>>endobj58 0 obj< >/Border[0 0 0]/H/N/Rect[61.36 444.92 299.48 410.628]/Subtype/Link/Type/Annot>>endobj59 0 obj< >endobj60 0 obj< >endobj61 0 obj< >endobj62 0 obj< >endobj63 0 obj< >endobj64 0 obj< >streamH‰\ÔK�¢@à=¿¢–İ‹�ºuKbâ£;q1�Œ3?¡tHF ˆÿıÔá˜�dL”ƒ€÷ó*İö‡¾›Mú}šc˜Í¹ëÛ)Ü†ûÔs—®OòÂ´]3?÷–ÏæZ�I/>>ns¸úó�T•IÄƒ·yz˜—M;œÂk’~›Ú0uıÅ¼üÚ_Mz¼�ãŸpıl2³^›6œã}©Ç¯õ5˜t¹ìíĞÆãİüx‹×ü;ãçc¦Xösbš¡·±nÂT÷—�TY¦­Mõ_ë$ôíÇW/;�›ßõ”TùG<9ËTã»\'U‘-ûq³cvÈ+ærÉ¼œ¿eŞ"ï˜wÈ{æ=ò;ó;2çÅMRYÎ²˜esæ¹`.�-³EfA¦ÍÂf•Y‘=³G¦ÙÂli¶0Ûó™~¿¥ÙÂ,´lB›À&´lB›À&´lB›À&´lB›À&´lB›À&´lB›À&ìVĞ­Ğ)‹“İºv+èÖÑïàw4;˜ÍfG³ƒÙÑì`v4;˜ÍfG³ƒÙÑì`v4;˜•])ºRÎUÌUÎUÌUÎUÌUÎUÌU}Ş‹Èœ«˜«œ«˜«œ»Ü«Ê~ı(ûQô£ìGÑ�²E?ú¼×Ñ�g?ıxš=Ì�f³§ÙÃìiö0{š=Ì�f³§ÙÃìiö0{š=Ì�]ytUbV‘åø¾´Ìğ—Â©Ì0lø_6ø/[úãùóiÆãW%ó¹–4÷iŠËÈ²t-ëV�®Ÿ«Û8Œ&^…wòW€öt*endstreamendobj65 0 obj< >endobj66 0 obj[/ICCBased 95 0 R]endobj67 0 obj[/Indexed 66 0 R 0 96 0 R]endobj68 0 obj< >streamH‰\“ËŠã0D÷ş-»�ó�îícÈc²˜“™pl%c˜ØÆqùû¹¥2İ0GGØªœŠ¬¦wØºvrù�±¯�qrç¶kÆxëïcİ)^Ú.[®\ÓÖÓ ïñ¼_“×`Oö`æxäxúxøxúxøxúxøø==İ<Ü<ÿŒÙß†¬ìĞ=Ğ-À-Ğ-À-Ğ-À-Ğ-À-Ğ'À'(Y�…9‚a� G˜#Èær„Eæ½3SR&ûúû¦½“-yf÷´ÇÂî‚î2ï?ºË¼÷è®ì®è®tV8+�ÎJg…³ÒYá¬tV8+�ÎJg…³ÒYá¬tV8où»6àå�ßR¼ÆvÚÜÇ©ïãhÇ#Ét.p"Ú.~œÚ¡œ­Â•ı`°úï¸endstreamendobj69 0 obj< >endobj70 0 obj< >endobj71 0 obj< >endobj72 0 obj< >endobj73 0 obj< >endobj74 0 obj< >streamH‰\“İjã0…ïıºl/Šk4jÁòÓB.ö‡Íî8¶’Ù(ÎEŞ~u¦JÖ�ø3é¦#Æåv¿ÛÇ~2åÏ4´‡0™S»®Ã-µÁÃ¹�Å²2]ßNŸOó{iÆ¢Ì‹÷ë.ûxŠº6å¯üò:¥»yXwÃ1<å�Ô…ÔÇ³yø³=<šòpÇ�pq2³Z™.œòFßšñ{s¦œ—=í»ü¾ŸîOyÍ¿Šß÷1˜j~^R¦ºp›6¤&�CQ/òµ2õ[¾VEˆİï]ÅeÇSûŞ¤¢®P¼Xä[æŠ\�•¬àgò3ø…üŞ‘wàWòkfË=-ö´KòÌı-ö·–lÁB°#;0,¬'{0},¦,},¦ìš¼Î,Ìä³YÂ,A–0K�%Ìd³YÂ,A–lÉ[0{ô.ì]Ğ»cï½;:888öîĞ»£�ƒ�£�ƒ�²^Q¯¬QÔ(kt®¡³ÂYé©ğT�ƒâtCŞ€é¬pV:+œ•Îg}#ç�©=ı=ü=�=œ=}<¦<}<¦<}<¦<ÏÊã¬<}<¦6ì+ß0�Ÿ“‡ÑÌ_�ùšûö–Rùù3›gSŞÇğõ%�Ãhò*üŠ¿A2æ¸endstreamendobj75 0 obj< >endobj76 0 obj< >streamH‰\’ÍNë0F÷~/a�ò?R©* uÁQx€4™–HÔ‰ÜtÑ·¿3ù*�ˆ”øX�±OÆ“¬7�›0Ì>y‹c·•Ùï‡ĞG9�çØ‰ßÉa.Ë}?tóu¶¦»c;¹D“·—Ó,ÇMØ�®®}ò®‹§9^üÍªwrë’×ØKÂÁß¦®··>Ù�§é[�fŸú¦ñ½ìu£—vú×Å'KÚİ¦×
https://www.littelfuse.com/media?resourcetype=datasheets&itemid=624ac410-146d-47dc-9971-cdaaa78f2c78&filename=littelfuse_fuse_477_datasheet.pdf | fuses | Axial Lead and Cartridge Fuses Datasheet© 2023 Littelfuse, Inc.Specifications are subject to change without notice.Revised: GD. 07/04/231477 Series5×20 mm, Time-Lag FuseRoHSPbPSEFeatures & BenefitsApplicationsAgency ApprovalsAgencyAgency File NumberAmpere RangePSECartridge: NBK040609-JP1021A NBK040609-JP1021C NBK100408-JP1021ALeaded: NBK040609-JP1021B NBK040609-JP1021D NBK100408-JP1021B1A – 5A6.3A – 12A16A1A – 5A6.3A – 12A16A 16200770.50A – 8A E104800.50A - 16A 400254131A, 3.15A J5024808910A, 12A, 16AN/A0.50A – 16AN/A0.50A - 16AElectrical Characteristics for Series% of Ampere RatingAmpere RatingOpening Time150%.5 - .860 minutes, Minimum1 - 3.1560 minutes, Minimum4 - 6.360 minutes, Minimum8 - 1630 minutes, Minimum210%.5 - .830 minutes, Maximum1 - 3.1530 minutes, Maximum4 - 6.330 minutes, Maximum8 - 1630 minutes, Maximum275%.5 - .8.25 sec., Min.; 80 sec. Max.1 - 3.15.75 sec., Min.; 80 sec. Max.4 - 6.3.75 sec., Min.; 80 sec. Max.8 - 16.75 sec., Min.; 80 sec. Max.400%.5 - .8.05 sec., Min.; 5 sec. Max.1 - 3.15.095 sec., Min.; 5 sec. Max.4 - 6.3.15 sec., Min.; 5 sec. Max.8 - 16.15 sec., Min.; 5 sec. Max.1000%.5 - .8.005 sec., Min.; .15 sec. Max.1 - 3.15.01 sec., Min.; .15 sec. Max.4 - 6.3.01 sec., Min.; .15 sec. Max.8 - 16.01 sec., Min.; .15 sec. Max.High energy and power efficient applications.400Vdc/500Vac rated, 5x20mm, time-lag, surge withstand ceramic body cartridge fuse. ■ Designed to International (IEC) Standard for use globally. ■ Follow the IEC 60127-2, Sheet 5 specification for time-lag fuses ■ Available in cartridge and axial lead form ■ RoHS compliant and lead-freeDescriptionResourcesAccessoriesSamplesAdditional InformationAxial Lead and Cartridge Fuses Datasheet© 2023 Littelfuse, Inc.Specifications are subject to change without notice.Revised: GD. 07/04/232477 Series5×20 mm, Time-Lag FuseAverage Time Current CurvesTemperature Re-rating Curve0.500A0.800A1A2A3.15A4A5A6.3A8A10A12A16AAmp CodeAmp RatingMax Voltage Rating (V)Interrupting RatingNominal Cold Resistance (Milli-ohms)Nominal Melting I2t (A2 sec.)†Agency ApprovalsPSEACDC.5000.5500400100A@500VAC1500A@400VDC1055.9000.300xx-x*x**--.8000.8500400430.0000.909xx-x*x**--001.1500400139.4001.800xxxx*x**-x002.250040055.2009.120xxxx*x**--3.153.1550040027.70050.109xxxx*x**-x004.4500400100A@500VAC500A@400VDC17.20052.480xxxx*x**--005.550040013.70076.500xxxx*x**--06.36.350040010.970121.451xxxxx**--008.85004008.305203.520xxxxx**--010.105004004.950509.000xxxx-x-012.125004004.730576.000xxxx-x- 016.16500400100A@500VAC400A@400VDC3.1001331.200xxxx-x***-Electrical CharacteristicNotes: *100A @ 600Vac also available. Add suffix "MXE6P". Example: 0477004.MXE6P. **Semko approval for 100A@500Vac and 200A@400Vdc.***100A@ 500Vac and 300A@400Vdc for 16A†I2t test at 10x rated current.Axial Lead and Cartridge Fuses Datasheet© 2023 Littelfuse, Inc.Specifications are subject to change without notice.Revised: GD. 07/04/233477 Series5×20 mm, Time-Lag FuseDimensionsPart Numbering System40±1.040±1.0Notes: * Ratings above 5A 1.0±0.05 diameter lead.All dimensions in mm21.5±1.021.5±1.00.65±0.05*0.65±0.05*5.5±0.35.6±0.40477000XP0477.500XEPto0477.800XEP0477001.XEPto0477016.XEP0477 xxxx M X E PSeriesAmp CodeQuantity CodePacking CodeOption CodeLead-FreeRefer to Amp Code Column ofElectral Characteristics TableM = 1000X = FillerE: Axial LeadOthers: Special Options Please Call Littelfuse for detail.Soldering Parameters - Wave SolderingDwell Time0204060801001201401601802002202402602803000102030405060708090100110120130140150160170180190200210220230240Time (Seconds)Temperature (°C) - Measured on bottom side of boardCooling TimePreheat TimeWave ParameterLead-Free RecommendationPreheat:(Depends on Flux Activation Temperature)(Typical Industry Recommendation) Temperature Minimum:100°C Temperature Maximum:150°C Preheat Time:60-180 secondsSolder Pot Temperature:260°C MaximumSolder Dwell Time:2-5 secondsRecommended Hand-Solder Parameters:Solder Iron Temperature: 350°C +/- 5°C Heating Time: 5 seconds max.Note: These devices are not recommended for IR or Convection Reflow process.Recommended Process Parameters:MaterialsBody: Ceramic Cap: Nickel–plated Brass Leads: Tin–plated CopperTerminal StrengthMIL-STD-202, Method 211, Test Condition ASolderabilityMIL-STD-202 Method 208Product MarkingCap 1: Brand logo, current and voltage ratingsCap 2: Series and agency approval markingsPackagingAvailable in Bulk (M=1000 pcs/pkg)Product CharacteristicsOperating Temperature –55ºC to +125ºCThermal ShockMIL-STD-202, Method 107, Test Condition B (5 cycles, –65ºC to +125ºC)VibrationMIL-STD-202, Method 201HumidityMIL-STD-202, Method 103, Test Condition A (High RH (95%) and elevated temp (40ºC) for 240 hours)Salt SprayMIL-STD-202, Method 101, Test Condition BPackagingPackaging OptionPackaging SpecificationQuantityQuantity & Packaging CodeReel Size477 SeriesBulkN/A1000MXN/ABulkN/A1000MXEN/AReel and TapeN/A1000MRET1T1=53mm (2.087”)Disclaimer Notice - Littelfuse products are not designed for, and shall not be used for, any purpose (including, without limitation, automotive, military, aerospace, medical, life-saving, life-sustaining or nuclear facility applications, devices intended for surgical implant into the body, or any other application in which the failure or lack of desired operation of the product may result in personal injury, death, or property damage) other than those expressly set forth in applicable Littelfuse product documentation. Warranties granted by Littelfuse shall be deemed void for products used for any purpose not expressly set forth in applicable Littelfuse documentation. Littelfuse shall not be liable for any claims or damages arising out of products used in applications not expressly intended by Littelfuse as set forth in applicable Littelfuse documentation. The sale and use of Littelfuse products is subject to Littelfuse Terms and Conditions of Sale, unless otherwise agreed by Littelfuse. Information furnished is believed to be accurate and reliable. However, users should independently evaluate the suitability of and test each product selected for their own applications. Littelfuse products are not designed for, and may not be used in, all applications. Read complete Disclaimer Notice at www.littelfuse.com/disclaimer-electronics.
https://www.littelfuse.com/media?resourcetype=datasheets&itemid=624ac410-146d-47dc-9971-cdaaa78f2c78&filename=littelfuse_fuse_477_datasheet.pdf | fuses | Axial Lead and Cartridge Fuses Datasheet© 2023 Littelfuse, Inc.Specifications are subject to change without notice.Revised: GD. 07/04/231477 Series5×20 mm, Time-Lag FuseRoHSPbPSEFeatures & BenefitsApplicationsAgency ApprovalsAgencyAgency File NumberAmpere RangePSECartridge: NBK040609-JP1021A NBK040609-JP1021C NBK100408-JP1021ALeaded: NBK040609-JP1021B NBK040609-JP1021D NBK100408-JP1021B1A – 5A6.3A – 12A16A1A – 5A6.3A – 12A16A 16200770.50A – 8A E104800.50A - 16A 400254131A, 3.15A J5024808910A, 12A, 16AN/A0.50A – 16AN/A0.50A - 16AElectrical Characteristics for Series% of Ampere RatingAmpere RatingOpening Time150%.5 - .860 minutes, Minimum1 - 3.1560 minutes, Minimum4 - 6.360 minutes, Minimum8 - 1630 minutes, Minimum210%.5 - .830 minutes, Maximum1 - 3.1530 minutes, Maximum4 - 6.330 minutes, Maximum8 - 1630 minutes, Maximum275%.5 - .8.25 sec., Min.; 80 sec. Max.1 - 3.15.75 sec., Min.; 80 sec. Max.4 - 6.3.75 sec., Min.; 80 sec. Max.8 - 16.75 sec., Min.; 80 sec. Max.400%.5 - .8.05 sec., Min.; 5 sec. Max.1 - 3.15.095 sec., Min.; 5 sec. Max.4 - 6.3.15 sec., Min.; 5 sec. Max.8 - 16.15 sec., Min.; 5 sec. Max.1000%.5 - .8.005 sec., Min.; .15 sec. Max.1 - 3.15.01 sec., Min.; .15 sec. Max.4 - 6.3.01 sec., Min.; .15 sec. Max.8 - 16.01 sec., Min.; .15 sec. Max.High energy and power efficient applications.400Vdc/500Vac rated, 5x20mm, time-lag, surge withstand ceramic body cartridge fuse. ■ Designed to International (IEC) Standard for use globally. ■ Follow the IEC 60127-2, Sheet 5 specification for time-lag fuses ■ Available in cartridge and axial lead form ■ RoHS compliant and lead-freeDescriptionResourcesAccessoriesSamplesAdditional InformationAxial Lead and Cartridge Fuses Datasheet© 2023 Littelfuse, Inc.Specifications are subject to change without notice.Revised: GD. 07/04/232477 Series5×20 mm, Time-Lag FuseAverage Time Current CurvesTemperature Re-rating Curve0.500A0.800A1A2A3.15A4A5A6.3A8A10A12A16AAmp CodeAmp RatingMax Voltage Rating (V)Interrupting RatingNominal Cold Resistance (Milli-ohms)Nominal Melting I2t (A2 sec.)†Agency ApprovalsPSEACDC.5000.5500400100A@500VAC1500A@400VDC1055.9000.300xx-x*x**--.8000.8500400430.0000.909xx-x*x**--001.1500400139.4001.800xxxx*x**-x002.250040055.2009.120xxxx*x**--3.153.1550040027.70050.109xxxx*x**-x004.4500400100A@500VAC500A@400VDC17.20052.480xxxx*x**--005.550040013.70076.500xxxx*x**--06.36.350040010.970121.451xxxxx**--008.85004008.305203.520xxxxx**--010.105004004.950509.000xxxx-x-012.125004004.730576.000xxxx-x- 016.16500400100A@500VAC400A@400VDC3.1001331.200xxxx-x***-Electrical CharacteristicNotes: *100A @ 600Vac also available. Add suffix "MXE6P". Example: 0477004.MXE6P. **Semko approval for 100A@500Vac and 200A@400Vdc.***100A@ 500Vac and 300A@400Vdc for 16A†I2t test at 10x rated current.Axial Lead and Cartridge Fuses Datasheet© 2023 Littelfuse, Inc.Specifications are subject to change without notice.Revised: GD. 07/04/233477 Series5×20 mm, Time-Lag FuseDimensionsPart Numbering System40±1.040±1.0Notes: * Ratings above 5A 1.0±0.05 diameter lead.All dimensions in mm21.5±1.021.5±1.00.65±0.05*0.65±0.05*5.5±0.35.6±0.40477000XP0477.500XEPto0477.800XEP0477001.XEPto0477016.XEP0477 xxxx M X E PSeriesAmp CodeQuantity CodePacking CodeOption CodeLead-FreeRefer to Amp Code Column ofElectral Characteristics TableM = 1000X = FillerE: Axial LeadOthers: Special Options Please Call Littelfuse for detail.Soldering Parameters - Wave SolderingDwell Time0204060801001201401601802002202402602803000102030405060708090100110120130140150160170180190200210220230240Time (Seconds)Temperature (°C) - Measured on bottom side of boardCooling TimePreheat TimeWave ParameterLead-Free RecommendationPreheat:(Depends on Flux Activation Temperature)(Typical Industry Recommendation) Temperature Minimum:100°C Temperature Maximum:150°C Preheat Time:60-180 secondsSolder Pot Temperature:260°C MaximumSolder Dwell Time:2-5 secondsRecommended Hand-Solder Parameters:Solder Iron Temperature: 350°C +/- 5°C Heating Time: 5 seconds max.Note: These devices are not recommended for IR or Convection Reflow process.Recommended Process Parameters:MaterialsBody: Ceramic Cap: Nickel–plated Brass Leads: Tin–plated CopperTerminal StrengthMIL-STD-202, Method 211, Test Condition ASolderabilityMIL-STD-202 Method 208Product MarkingCap 1: Brand logo, current and voltage ratingsCap 2: Series and agency approval markingsPackagingAvailable in Bulk (M=1000 pcs/pkg)Product CharacteristicsOperating Temperature –55ºC to +125ºCThermal ShockMIL-STD-202, Method 107, Test Condition B (5 cycles, –65ºC to +125ºC)VibrationMIL-STD-202, Method 201HumidityMIL-STD-202, Method 103, Test Condition A (High RH (95%) and elevated temp (40ºC) for 240 hours)Salt SprayMIL-STD-202, Method 101, Test Condition BPackagingPackaging OptionPackaging SpecificationQuantityQuantity & Packaging CodeReel Size477 SeriesBulkN/A1000MXN/ABulkN/A1000MXEN/AReel and TapeN/A1000MRET1T1=53mm (2.087”)Disclaimer Notice - Littelfuse products are not designed for, and shall not be used for, any purpose (including, without limitation, automotive, military, aerospace, medical, life-saving, life-sustaining or nuclear facility applications, devices intended for surgical implant into the body, or any other application in which the failure or lack of desired operation of the product may result in personal injury, death, or property damage) other than those expressly set forth in applicable Littelfuse product documentation. Warranties granted by Littelfuse shall be deemed void for products used for any purpose not expressly set forth in applicable Littelfuse documentation. Littelfuse shall not be liable for any claims or damages arising out of products used in applications not expressly intended by Littelfuse as set forth in applicable Littelfuse documentation. The sale and use of Littelfuse products is subject to Littelfuse Terms and Conditions of Sale, unless otherwise agreed by Littelfuse. Information furnished is believed to be accurate and reliable. However, users should independently evaluate the suitability of and test each product selected for their own applications. Littelfuse products are not designed for, and may not be used in, all applications. Read complete Disclaimer Notice at www.littelfuse.com/disclaimer-electronics.
https://www.littelfuse.com/media?resourcetype=datasheets&itemid=8c87aa93-80a7-4ea8-8749-a19ba03901c2&filename=littelfuse-fuse-452-454-datasheet | fuses | %PDF-1.7%âãÏÓ53 0 obj< >endobj xref53 1070000000016 00000 n0000003018 00000 n0000003145 00000 n0000005071 00000 n0000005103 00000 n0000005238 00000 n0000005372 00000 n0000005503 00000 n0000006021 00000 n0000006596 00000 n0000007169 00000 n0000007792 00000 n0000008443 00000 n0000009036 00000 n0000009071 00000 n0000009114 00000 n0000009667 00000 n0000010117 00000 n0000010230 00000 n0000010341 00000 n0000010427 00000 n0000010510 00000 n0000011043 00000 n0000011475 00000 n0000011947 00000 n0000012436 00000 n0000013921 00000 n0000014169 00000 n0000014359 00000 n0000014473 00000 n0000014728 00000 n0000016427 00000 n0000017351 00000 n0000018678 00000 n0000020543 00000 n0000022271 00000 n0000024100 00000 n0000024358 00000 n0000024922 00000 n0000027500 00000 n0000029024 00000 n0000029583 00000 n0000034599 00000 n0000037247 00000 n0000037298 00000 n0000041325 00000 n0000041847 00000 n0000042211 00000 n0000046065 00000 n0000046398 00000 n0000046689 00000 n0000053744 00000 n0000053783 00000 n0000058339 00000 n0000058687 00000 n0000059056 00000 n0000059428 00000 n0000059923 00000 n0000063185 00000 n0000063570 00000 n0000063955 00000 n0000065398 00000 n0000065779 00000 n0000065849 00000 n0000065933 00000 n0000076365 00000 n0000076628 00000 n0000076791 00000 n0000076818 00000 n0000077119 00000 n0000078035 00000 n0000078301 00000 n0000086455 00000 n0000086494 00000 n0000106704 00000 n0000106743 00000 n0000111398 00000 n0000111437 00000 n0000132427 00000 n0000132466 00000 n0000133830 00000 n0000133869 00000 n0000137389 00000 n0000137428 00000 n0000157638 00000 n0000157677 00000 n0000159041 00000 n0000159080 00000 n0000163735 00000 n0000163774 00000 n0000184764 00000 n0000184803 00000 n0000207677 00000 n0000207716 00000 n0000211236 00000 n0000211275 00000 n0000222470 00000 n0000233665 00000 n0000247421 00000 n0000269750 00000 n0000270135 00000 n0000270520 00000 n0000272360 00000 n0000272624 00000 n0000272748 00000 n0000272872 00000 n0000002436 00000 ntrailer< ]/Prev 460366>>startxref0%%EOF 159 0 obj< >streamhŞb``à``àbf`g`ğJeb@!6 (Ç†/wE¢&ÔÖ¦Î@4àÓÉ8ø„—O)`EÀÑÎ7Ó.:ù¼¾²VÊÅkšuÌŞfÑ5·Lsæ�î9eSŞ‚Ÿğ²©¬TnRR°¸{û’rÀÊ¨ãÙÓ7$�œí¶vÚv¿ˆˆOŒ�­!�ÏrÜÜâ©š4I9dá¤«}×õ�î6ë�V‡[Ì((^Ş�pQAA!¥ò4 ¨ 1\yHÈØØÄÅÅ.÷=PJ•�í®6�Îâ°~i~¾k"Ìlxª1)±¬à< ¸�¡�‰¡¹árCÃ†7Œä-ÈwxÎº‰qSÓ>‡‹œºØõx½d4Ø-'Ú=,sä®©bH¨e�û ¥¼çÀLF³½"ZÂ^ñ,f:Ã:CÇAL�5�/$¨á£0ş&˜O�}şş›ßu�†T9ÆF?6Ş¥’Ö1Á[ZØ3H¦üaH¸ÀØõBô‚éÂu6¬3¸dH84È3Ÿaa9!ÖàÊ0‘aFãŒ¸Ôc`{¹H³€8Ì&œ ÅŒr¯@Q­TŞU.væ (@€]ä¤endstreamendobj54 0 obj< >>>endobj55 0 obj< >/ExtGState< >/Font< >/ProcSet[/PDF/Text/ImageC/ImageI]/Properties< >/XObject< >>>/Rotate 0/Tabs/W/Thumb 46 0 R/TrimBox[0.0 0.0 612.0 792.0]/Type/Page/PieceInfo< /LastModified /NumberOfPageItemsInPage 6/NumberofPages 1/OriginalDocumentID /PageItemUIDToLocationDataMap< >/PageTransformationMatrixList< >/PageUIDList< >/PageWidthList< >>>>>>>endobj56 0 obj[57 0 R 58 0 R]endobj57 0 obj< >/Border[0 0 0]/H/N/Rect[61.36 482.078 299.48 447.786]/Subtype/Link/Type/Annot>>endobj58 0 obj< >/Border[0 0 0]/H/N/Rect[61.36 444.92 299.48 410.628]/Subtype/Link/Type/Annot>>endobj59 0 obj< >endobj60 0 obj< >endobj61 0 obj< >endobj62 0 obj< >endobj63 0 obj< >endobj64 0 obj< >streamH‰\ÔK�¢@à=¿¢–İ‹�ºuKbâ£;q1�Œ3?¡tHF ˆÿıÔá˜�dL”ƒ€÷ó*İö‡¾›Mú}šc˜Í¹ëÛ)Ü†ûÔs—®OòÂ´]3?÷–ÏæZ�I/>>ns¸úó�T•IÄƒ·yz˜—M;œÂk’~›Ú0uıÅ¼üÚ_Mz¼�ãŸpıl2³^›6œã}©Ç¯õ5˜t¹ìíĞÆãİüx‹×ü;ãçc¦Xösbš¡·±nÂT÷—�TY¦­Mõ_ë$ôíÇW/;�›ßõ”TùG<9ËTã»\'U‘-ûq³cvÈ+ærÉ¼œ¿eŞ"ï˜wÈ{æ=ò;ó;2çÅMRYÎ²˜esæ¹`.�-³EfA¦ÍÂf•Y‘=³G¦ÙÂli¶0Ûó™~¿¥ÙÂ,´lB›À&´lB›À&´lB›À&´lB›À&´lB›À&´lB›À&ìVĞ­Ğ)‹“İºv+èÖÑïàw4;˜ÍfG³ƒÙÑì`v4;˜ÍfG³ƒÙÑì`v4;˜•])ºRÎUÌUÎUÌUÎUÌUÎUÌU}Ş‹Èœ«˜«œ«˜«œ»Ü«Ê~ı(ûQô£ìGÑ�²E?ú¼×Ñ�g?ıxš=Ì�f³§ÙÃìiö0{š=Ì�f³§ÙÃìiö0{š=Ì�]ytUbV‘åø¾´Ìğ—Â©Ì0lø_6ø/[úãùóiÆãW%ó¹–4÷iŠËÈ²t-ëV�®Ÿ«Û8Œ&^…wòW€öt*endstreamendobj65 0 obj< >endobj66 0 obj[/ICCBased 95 0 R]endobj67 0 obj[/Indexed 66 0 R 0 96 0 R]endobj68 0 obj< >streamH‰\“ËŠã0D÷ş-»�ó�îícÈc²˜“™pl%c˜ØÆqùû¹¥2İ0GGØªœŠ¬¦wØºvrù�±¯�qrç¶kÆxëïcİ)^Ú.[®\ÓÖÓ ïñ¼_“×`Oö`æxäxúxøxúxøxúxøø==İ<Ü<ÿŒÙß†¬ìĞ=Ğ-À-Ğ-À-Ğ-À-Ğ-À-Ğ'À'(Y�…9‚a� G˜#Èær„Eæ½3SR&ûúû¦½“-yf÷´ÇÂî‚î2ï?ºË¼÷è®ì®è®tV8+�ÎJg…³ÒYá¬tV8+�ÎJg…³ÒYá¬tV8où»6àå�ßR¼ÆvÚÜÇ©ïãhÇ#Ét.p"Ú.~œÚ¡œ­Â•ı`°úï¸endstreamendobj69 0 obj< >endobj70 0 obj< >endobj71 0 obj< >endobj72 0 obj< >endobj73 0 obj< >endobj74 0 obj< >streamH‰\“İjã0…ïıºl/Šk4jÁòÓB.ö‡Íî8¶’Ù(ÎEŞ~u¦JÖ�ø3é¦#Æåv¿ÛÇ~2åÏ4´‡0™S»®Ã-µÁÃ¹�Å²2]ßNŸOó{iÆ¢Ì‹÷ë.ûxŠº6å¯üò:¥»yXwÃ1<å�Ô…ÔÇ³yø³=<šòpÇ�pq2³Z™.œòFßšñ{s¦œ—=í»ü¾ŸîOyÍ¿Šß÷1˜j~^R¦ºp›6¤&�CQ/òµ2õ[¾VEˆİï]ÅeÇSûŞ¤¢®P¼Xä[æŠ\�•¬àgò3ø…üŞ‘wàWòkfË=-ö´KòÌı-ö·–lÁB°#;0,¬'{0},¦,},¦ìš¼Î,Ìä³YÂ,A–0K�%Ìd³YÂ,A–lÉ[0{ô.ì]Ğ»cï½;:888öîĞ»£�ƒ�£�ƒ�²^Q¯¬QÔ(kt®¡³ÂYé©ğT�ƒâtCŞ€é¬pV:+œ•Îg}#ç�©=ı=ü=�=œ=}<¦<}<¦<}<¦<ÏÊã¬<}<¦6ì+ß0�Ÿ“‡ÑÌ_�ùšûö–Rùù3›gSŞÇğõ%�Ãhò*üŠ¿A2æ¸endstreamendobj75 0 obj< >endobj76 0 obj< >streamH‰\’ÍNë0F÷~/a�ò?R©* uÁQx€4™–HÔ‰ÜtÑ·¿3ù*�ˆ”øX�±OÆ“¬7�›0Ì>y‹c·•Ùï‡ĞG9�çØ‰ßÉa.Ë}?tóu¶¦»c;¹D“·—Ó,ÇMØ�®®}ò®‹§9^üÍªwrë’×ØKÂÁß¦®··>Ù�§é[�fŸú¦ñ½ìu£—vú×Å'KÚİ¦×õa¾ÜiÎoÄÇeŸ/ó2İØËij;‰m8ˆ«S}_?ëÓ8ıŸõ‚‘¶Ûw_mtuö¬ÁiJ¤ïCãê<]æ:(¯Ákã'ğ“1rtpu�øÂâ‹œ—àÒ˜Àd¼¯”KÄ”S2˜�ÀæSÂ¡4‡ûW¶U€eÊğ™1bÈb1´Äà,²³¨WÆtıc8�9Ğ=øŞ>K}şdş727B}ÈêC×šZ}õa«Ã�Í�áÆæÆpcsc¸±¹1ÜØÜnln+øè`¦½I»jíHÿÓGİ9Fm¡¥m—Ş±®‚ütö4N^³ìuÿ«†Äßendstreamendobj77 0 obj< >endobj78 0 obj< >streamH‰ÜWÛnÛF}×WÌSAÅ½’*²¥-�´@\4EË$R‘¨¸é×wfv©PŠrkú$°V{=sæÌÙÕëÁèé,†ÅvCv=š®b¸j¿.²ÁèŠ-Äü¶EMsÍeâ¯d÷Ë£Ll#)…e"i,d«Ap+�K×UÛ–Ëûİ¶ü~®‹(Ì^†BF20‘„l>fë²¨nc•y[5õòMÛİİ«²h¡m xÈëE�UûĞìZ¨›¶*JŞwRÊĞNJ)Şëyù¦Ú–óáéU±Iü¯i*AzÊĞSP±Fè¡¦Q’2rASŸdƒ×HËâ˜"±§×GFü«ä�¡¸cHºc†qc˜Y¾ñBòÑø¡„kT”`~\•áP(d$Øb·‡ À†‰R6áPE‚*&‘…`�š:Úp¨#Í2CĞÔáŸÙ/ƒdN9\ˆFY‚ÅSÂµg·M’D€Õ"²VX‡-ÇtìC(ñŒ2ÄÕÜLnB!¨ûWw&îjº]©õ·Ğ¼³k)££Ô`ÀVk$Î‹E¢Z,Ñ�ëDG—H`YL°��aÁŒÂGË�ùjğ«%†ØÀ\„’h¢qKã�:â$¾qI‘èC¦=xò�¬±ŠÆ:5Ç¨î)[ˆbGÙJ9Ÿ6J�8xÀ¼Ê»!(©…=u844épŠâTƒvjPÔSrö±g­<‰õ€BÁ’Ğgó„xäUk%%6Zš"øDCìm©ßiJ¤'ÎŸÓ7GéØrñª¸—L:}aßtJÎyÄ‘ĞÖGÂÁoº…Q¥°X£òßiyêˆkŞ¸Üî÷H2fûóÀå3éØ#™¹Ï–¬–ÈM¢-XuR²^®‡ÂĞJF±U´è@S&*í¥ÿ]˜)Á"İr.&\ù²Ç×�‡.ßH,v,>¬6²üA†-fµ#†§jŞEyEŒéóµÿÜÑ'¥ÎE\+Jàµ ˆ%ÑÃœdæ³’PåQÈ‡Œ;¾E¸cŸ5\+¹Ÿ3ÒöÃĞ$î.¡¹ï'¶ÃËòÙ~¤ÔŞáH½§o”)MX.d<'=¸1û+£ÜÂ–ZÎZœB]@Øèä÷�ìÖ ıĞ9¦Õ˜/‘jgzS¼z�Ø�·�Ä§¦R]�Mç’Ë¾ƒf¬ô¥Èbõ—Ï½g>„w/wŸ®Âİî�5�fë¼>;MŠv—/³òïölúd:�ãx¦~~W—ğîY(0İ®IP2MØò�†ÏpÚèRvo`¼7lL×êäß,öœï„�=¾p‰LÒÏ…„¢yÿ‚—Ál•/—€ÊJ(½Õ?¡Œ�}"iŸÍÂ4’�İ}tü×ğßÃÎ¾ÇÈÇ Ñ¡«yşU€æYì6!Ùö¦¬[ìm«zÑ/cWÅyHëŞğß¼ZæwK´É)JÌ„~dˆĞàˆœÜ†Ÿş7B_³.=Wm¹âv(¹²v›ò˜¾€¹v/�o’—ç¬‹æ§Íj½¬rTR^Ïá§¦Ù,Êú}9MCC7AY~Ëjyq�˜²h5Û¶çT./®G—3/˜Éè=zn�ı�S@êı�ˆü‚ùXˆ4KÿÌâU¡ñùM—ı¢ü*fá_Å5Õ´endstreamendobj79 0 obj< >endobj80 0 obj< >endobj81 0 obj< >endobj82 0 obj< >endobj83 0 obj< >streamH‰ÔW[oSG~?¿b^�ìª>ÙûEŠ�‚TE¡…õ�VÈ5që8!vù÷ıfvO¦œ„Š<"KÇ;ggf¿¹ïù´nö&úƒ%M““fïøbºÚßß;˜m®¦ËÉüëfÿÅá‹J©üôéSzö¦L�nµñ¤hò±ĞpòOsx„·“Ÿš÷ƒñùêdhÎ/ÏÖ´9§ç‡¯^ÿiŒfßj¬iø×ä×FÑH·F4\\ÌW_É²*EªõVãiÑz¶jö^+ú´ş.d#Íº½wwğí�ÍUŒ[P®X°¯tOËÉøuGj9rë—�ÍXyøš‚F±P]n3L:°Œ4MWïZı~Ğ‰°€W[öX97ÒÑôò_Z ¦³éf¾¦õÕb3i±ú÷b¹¥nî{ s!mNçtxuy~1Ÿ®D£lÌ7?Š'ï^�îº¢$óÖÚâ6ì®cvüğîÕ=Nš½ß—ÓÙüãËËéÅébF{GcUìC4ñoÇ76‡Ö‡D!†6¦@Æ.iÓª¤érŞœ4Ÿ…G›Âc�ğäœ™)æùƒ o}ãcÚ�Âñøu£Ú3}!GGÔ8ØRwœ§‘œ§{7ošg“‡¢—ºâÒ$Ab§—•Í©µÖBmR­RĞ79koÏ9–>äİsËçÆA�æÖBÀÁìZØ‹ògÀ`B“×80D�“‘9!ĞìLñÄ{æZb¥­ÇèÌ)ã¶ëdhÖt”ğµÚË3DŞ�¦®™KÙ¸İÑ¢%TÍ8¹9åôTÊş¬¶1*:+½ìhÕgÉ@zÃLŠA˜`èö}¨ğR¼İ1Ö‹yÆÀO�„Ëª †1°jI·RÈaÂ2‡I¶œ)�£²Ãlé´øÏ„,¤OÌš…ĞŠÁXÎDŒU½È Ö"3*ëcç†r@Úz$,V[#3ê,ÔQ”TÙİLéÌ[¦ Êâ/Ÿ:bÖÓK¦s¨3¦†…'$Ãpâ^£;bT²D4UÚDa­D@¥T×=Û]dÅ¾8ĞHúT¢h,d9­¬Î×õ¬"NR„N²Ù©�Bô‚7…ºî)¯dQ«Ÿ>Ö^1‹Ó¨ÒŒ:W©Ûõ­ı.×³F]î®—Œ9EŸzÓ/K•ÚŒğ„ˆºöœÄ]Y¢Ïjtüq½�PçÙ3…¹Ö"Ï�£#Š?t{¨ó„ºÓ%;*åZÉ»�Dr°¸Èi4tßé,8¹¯t$CÁ,ÑìÉ @¹u�2R3!š\àLWF/Dô-êÂ‚HhTU!3R³nA’%¶Q‰p¡t1PdØû*Şú Pà´]fË.p”p(‰
https://www.littelfuse.com/media?resourcetype=datasheets&itemid=8c87aa93-80a7-4ea8-8749-a19ba03901c2&filename=littelfuse-fuse-452-454-datasheet | fuses | %PDF-1.7%âãÏÓ53 0 obj< >endobj xref53 1070000000016 00000 n0000003018 00000 n0000003145 00000 n0000005071 00000 n0000005103 00000 n0000005238 00000 n0000005372 00000 n0000005503 00000 n0000006021 00000 n0000006596 00000 n0000007169 00000 n0000007792 00000 n0000008443 00000 n0000009036 00000 n0000009071 00000 n0000009114 00000 n0000009667 00000 n0000010117 00000 n0000010230 00000 n0000010341 00000 n0000010427 00000 n0000010510 00000 n0000011043 00000 n0000011475 00000 n0000011947 00000 n0000012436 00000 n0000013921 00000 n0000014169 00000 n0000014359 00000 n0000014473 00000 n0000014728 00000 n0000016427 00000 n0000017351 00000 n0000018678 00000 n0000020543 00000 n0000022271 00000 n0000024100 00000 n0000024358 00000 n0000024922 00000 n0000027500 00000 n0000029024 00000 n0000029583 00000 n0000034599 00000 n0000037247 00000 n0000037298 00000 n0000041325 00000 n0000041847 00000 n0000042211 00000 n0000046065 00000 n0000046398 00000 n0000046689 00000 n0000053744 00000 n0000053783 00000 n0000058339 00000 n0000058687 00000 n0000059056 00000 n0000059428 00000 n0000059923 00000 n0000063185 00000 n0000063570 00000 n0000063955 00000 n0000065398 00000 n0000065779 00000 n0000065849 00000 n0000065933 00000 n0000076365 00000 n0000076628 00000 n0000076791 00000 n0000076818 00000 n0000077119 00000 n0000078035 00000 n0000078301 00000 n0000086455 00000 n0000086494 00000 n0000106704 00000 n0000106743 00000 n0000111398 00000 n0000111437 00000 n0000132427 00000 n0000132466 00000 n0000133830 00000 n0000133869 00000 n0000137389 00000 n0000137428 00000 n0000157638 00000 n0000157677 00000 n0000159041 00000 n0000159080 00000 n0000163735 00000 n0000163774 00000 n0000184764 00000 n0000184803 00000 n0000207677 00000 n0000207716 00000 n0000211236 00000 n0000211275 00000 n0000222470 00000 n0000233665 00000 n0000247421 00000 n0000269750 00000 n0000270135 00000 n0000270520 00000 n0000272360 00000 n0000272624 00000 n0000272748 00000 n0000272872 00000 n0000002436 00000 ntrailer< ]/Prev 460366>>startxref0%%EOF 159 0 obj< >streamhŞb``à``àbf`g`ğJeb@!6 (Ç†/wE¢&ÔÖ¦Î@4àÓÉ8ø„—O)`EÀÑÎ7Ó.:ù¼¾²VÊÅkšuÌŞfÑ5·Lsæ�î9eSŞ‚Ÿğ²©¬TnRR°¸{û’rÀÊ¨ãÙÓ7$�œí¶vÚv¿ˆˆOŒ�­!�ÏrÜÜâ©š4I9dá¤«}×õ�î6ë�V‡[Ì((^Ş�pQAA!¥ò4 ¨ 1\yHÈØØÄÅÅ.÷=PJ•�í®6�Îâ°~i~¾k"Ìlxª1)±¬à< ¸�¡�‰¡¹árCÃ†7Œä-ÈwxÎº‰qSÓ>‡‹œºØõx½d4Ø-'Ú=,sä®©bH¨e�û ¥¼çÀLF³½"ZÂ^ñ,f:Ã:CÇAL�5�/$¨á£0ş&˜O�}şş›ßu�†T9ÆF?6Ş¥’Ö1Á[ZØ3H¦üaH¸ÀØõBô‚éÂu6¬3¸dH84È3Ÿaa9!ÖàÊ0‘aFãŒ¸Ôc`{¹H³€8Ì&œ ÅŒr¯@Q­TŞU.væ (@€]ä¤endstreamendobj54 0 obj< >>>endobj55 0 obj< >/ExtGState< >/Font< >/ProcSet[/PDF/Text/ImageC/ImageI]/Properties< >/XObject< >>>/Rotate 0/Tabs/W/Thumb 46 0 R/TrimBox[0.0 0.0 612.0 792.0]/Type/Page/PieceInfo< /LastModified /NumberOfPageItemsInPage 6/NumberofPages 1/OriginalDocumentID /PageItemUIDToLocationDataMap< >/PageTransformationMatrixList< >/PageUIDList< >/PageWidthList< >>>>>>>endobj56 0 obj[57 0 R 58 0 R]endobj57 0 obj< >/Border[0 0 0]/H/N/Rect[61.36 482.078 299.48 447.786]/Subtype/Link/Type/Annot>>endobj58 0 obj< >/Border[0 0 0]/H/N/Rect[61.36 444.92 299.48 410.628]/Subtype/Link/Type/Annot>>endobj59 0 obj< >endobj60 0 obj< >endobj61 0 obj< >endobj62 0 obj< >endobj63 0 obj< >endobj64 0 obj< >streamH‰\ÔK�¢@à=¿¢–İ‹�ºuKbâ£;q1�Œ3?¡tHF ˆÿıÔá˜�dL”ƒ€÷ó*İö‡¾›Mú}šc˜Í¹ëÛ)Ü†ûÔs—®OòÂ´]3?÷–ÏæZ�I/>>ns¸úó�T•IÄƒ·yz˜—M;œÂk’~›Ú0uıÅ¼üÚ_Mz¼�ãŸpıl2³^›6œã}©Ç¯õ5˜t¹ìíĞÆãİüx‹×ü;ãçc¦Xösbš¡·±nÂT÷—�TY¦­Mõ_ë$ôíÇW/;�›ßõ”TùG<9ËTã»\'U‘-ûq³cvÈ+ærÉ¼œ¿eŞ"ï˜wÈ{æ=ò;ó;2çÅMRYÎ²˜esæ¹`.�-³EfA¦ÍÂf•Y‘=³G¦ÙÂli¶0Ûó™~¿¥ÙÂ,´lB›À&´lB›À&´lB›À&´lB›À&´lB›À&´lB›À&ìVĞ­Ğ)‹“İºv+èÖÑïàw4;˜ÍfG³ƒÙÑì`v4;˜ÍfG³ƒÙÑì`v4;˜•])ºRÎUÌUÎUÌUÎUÌUÎUÌU}Ş‹Èœ«˜«œ«˜«œ»Ü«Ê~ı(ûQô£ìGÑ�²E?ú¼×Ñ�g?ıxš=Ì�f³§ÙÃìiö0{š=Ì�f³§ÙÃìiö0{š=Ì�]ytUbV‘åø¾´Ìğ—Â©Ì0lø_6ø/[úãùóiÆãW%ó¹–4÷iŠËÈ²t-ëV�®Ÿ«Û8Œ&^…wòW€öt*endstreamendobj65 0 obj< >endobj66 0 obj[/ICCBased 95 0 R]endobj67 0 obj[/Indexed 66 0 R 0 96 0 R]endobj68 0 obj< >streamH‰\“ËŠã0D÷ş-»�ó�îícÈc²˜“™pl%c˜ØÆqùû¹¥2İ0GGØªœŠ¬¦wØºvrù�±¯�qrç¶kÆxëïcİ)^Ú.[®
https://www.littelfuse.com/media?resourcetype=datasheets&itemid=a96d72b7-5296-4815-88b4-98b2f6738874&filename=littelfuse_fuse_218_datasheet.pdf | fuses | Axial Lead & Cartridge Fuse Datasheet© 2024 Littelfuse, Inc.Specifications are subject to change without notice.Revised: GD. 02/09/241218 Series5×20 mm, Time-Lag FuseAgency ApprovalsAgencyAgency File NumberAmpere RangePSECartridge:NBK090205-E10480ANBK120802-E10480CLeaded:NBK090205-E10480BNBK120802-E10480D1A – 5A6.3A – 15A1A – 5A6.3A – 15A 20209702070000650.032A – 6.3A SU05001-3005 SU05001-2008SU05001-20090.032A – 0.040A 0.050A – 0.800A 1A – 10A E104800.032A – 16A298620.032A - 10A; 15A 23008690.032A – 6.3A 400134960.032A – 10A4001660415A*KM414620.080A – 6.3AN/A0.032A – 16AFeatures & Benefits ■ Designed to International IEC Standards for use globally ■ Meets the IEC 60127-2, Sheet 3 specification for Time-Lag fuses ■ Available in cartridge and axial lead form ■ RoHS compliant and lead-freeApplicationsRoHSPb* - Approval for Cartridge versions onlyElectrical CharacteristicsThe 218 series fuse is a 5x20mm time-lag glass body cartridge fuse designed to IEC specification.Used as supplementary protection in appliance or utilization equipment to provide individual protection for components or internal circuits.PSE% of Ampere RatingAmpere RatingOpening Time150%0.032A - 0.100A60 minutes, Minimum0.125A - 6.3A60 minutes, Minimum8A - 16A30 minutes, Minimum210%0.032A - 0.100A120 sec., Maximum0.125A - 6.3A120 sec., Maximum8A - 16A120 sec., Maximum275%0.032A - 0.100A200 ms., Min.; 10 sec. Max.0.125A - 6.3A600 ms., Min.; 10 sec. Max.8A - 16A600 ms., Min.; 10 sec. Max.400%0.032A - 0.100A40 ms., Min.; 3 sec. Max.0.125A - 6.3A150 ms., Min.; 3 sec. Max.8A - 16A150 ms., Min.; 3 sec. Max.1000%0.032A - 0.100A10 ms., Min.; 300 ms. Max.0.125A - 6.3A20 ms., Min.; 300 ms. Max.8A - 16A20 ms., Min.; 300 ms. Max.DescriptionWeb ResourcesDownload ECAD models, order samples, and find technical recources at www.littelfuse.comAxial Lead & Cartridge Fuse Datasheet© 2024 Littelfuse, Inc.Specifications are subject to change without notice.Revised: GD. 02/09/242218 Series5×20 mm, Time-Lag FuseAmp CodeAmp Rating(A)Voltage Rating (V)InterruptingRatingNominal Cold Resistance (Ohms)Nominal Melting I2t (A2 sec)Maximum Voltage Drop at Rated Current (mV)Maximum Power Dissipation At 1.5ln(W)Agency ApprovalsPSE.0320.03225035 A @ 250 VAC48.2580.01150001.6-xx-xxxxx.0400.0425031.8620.01140001.6-xx-xxxxx.0500.0525021.2920.02735001.6-xx-xxxxx.0630.06325014.2680.04630001.6-xx-xxxxx.0800.082509.070.07525001.6xxx-xxxxx.1000.12506.0180.07920001.6xxx-xxxxx.1250.1252504.20.146519001.6xxx-xxxxx.1600.162503.70.14415001.6xxx-xxxxx.2000.22501.60.34113001.6xxx-xxxxx.2500.252501.04950.540511001.6xxx-xxxxx.3150.3152500.84751.1110001.6xxx-xxxxx.4000.42500.5351.3259001.6xxx-xxxxx.5000.52500.372.8253001.6xxx-xxxxx.6300.632500.2754.6752501.6xxx-xxxxx.8000.82500.08133.371501.6xxx-xxxxx001.12500.06136.731501.6xxxxxxxxx1.251.252500.044612.651501.6xxxxxxxxx01.61.62500.033623.351501.6xxxxxxxxx002.22500.029314.451501.6xxxxxxxxx02.52.52500.021923.251201.6xxxxxxxxx3.153.152500.017338.151001.6xxxxxxxxx004.425040 A @ 250 VAC0.012969.11001.6xxxxxxxxx005.525050 A @ 250 VAC0.0104111.01001.6xxxxxxxxx06.36.325063 A @ 250 VAC0.0076198.51001.6xxxxxxxxx008.825080 A @ 250 VAC0.0059341.51004-x-xxx-xx010.10250100 A @ 250 VAC0.0045568.01004-x-xxx-xx12.512.525063 A @ 250 VAC0.0034889.01004---xx--x-015.15250100 A @ 250 VAC0.00281405.001004---xxx-xx*016.1625063 A @ 250 VAC0.00211955.001004----x--x-Electrical CharacteristicsAverage Time Current CurvesTemperature Re-rating Curve* - Approval for cartidge versions only0.01 0.1 1 10 100 1000 10000 0.01 0.1 1 10 100 TIME IN SECONDS CURRENT IN AMPERES 0.032A0.040A0.050A0.063A0.080A0.100A0.125A0.160A0.200A0.250A0.315A0.400A0.500A0.630A0.800A1A1.25A1.6A2A2.5A3.15A4A5A6.3A8A10A12.5A15A16AAxial Lead & Cartridge Fuse Datasheet© 2024 Littelfuse, Inc.Specifications are subject to change without notice.Revised: GD. 02/09/243218 Series5×20 mm, Time-Lag FuseProduct CharacteristicsOperating Temperature–55ºC to +125ºCThermal ShockMIL-STD-202, Method 107, Test Condition B (5 cycles, –65°C to +125°C)VibrationMIL-STD-202, Method 201HumidityMIL-STD-202, Method 103, Test Condition A (High RH (95%) and elevated temperature (40°C) for 240 hours)Salt SprayMIL-STD-202, Method 101, Test Condition BMaterialBody: Glass Cap: Nickel–plated Brass Leads: Tin–plated CopperTerminal StrengthMIL-STD-202, Method 211, Test Condition ASolderabilityMIL-STD-202, Method 208Product MarkingCap1: Brand logo, current and voltage ratingsCap2: Agency approval marksPackagingAvailable in Bulk (M=1000 pcs/pkg) or on Tape/Reel (MRET1=1000 pcs/reel)Soldering Parameters - Wave SolderingDwell Time0204060801001201401601802002202402602803000102030405060708090100110120130140150160170180190200210220230240Time (Seconds)Temperature (°C) - Measured on bottom side of boardCooling TimePreheat TimeWave ParameterLead-Free RecommendationPreheat:(Depends on Flux Activation Temperature)(Typical Industry Recommendation) Temperature Minimum:100°C Temperature Maximum:150°C Preheat Time:60-180 secondsSolder Pot Temperature:260°C MaximumSolder Dwell Time:2-5 secondsRecommended Hand-Solder Parameters:Solder Iron Temperature: 350°C +/- 5°C Heating Time: 5 seconds max.Note: These devices are not recommended for IR or Convection Reflow process.Recommended Process Parameters:Dimensions 0218 000P 20+0.55.1+0.65.2+0.1-0.25.1+0.6 40±1.021.5±1.05.5±0.30218016. XEP0218.125 XEPto 0218.100XEP0218.032 XEPto 0.65±0.05See Notes*40±1.021.5±1.05.6±0.4All dimensions in mmNotes: * 0.032A-6.3A have 0.65±0.05 diameter lead. 8A-16A have 0.8±0.05 diameter lead.Part Numbering System0218 xxxx M X E PSeriesAmp CodeRefer to Amp Code column of Electrical Characteristics TableLead-freeQuantity CodeM = 1000Option CodesBlank : Cartidge Type FuseE : Axial Lead FusePackaging CodeX = FillerAxial Lead & Cartridge Fuse Datasheet© 2024 Littelfuse, Inc.Specifications are subject to change without notice.Revised: GD. 02/09/244218 Series5×20 mm, Time-Lag FusePackagingPackaging OptionPackaging SpecificationQuantityQuantity & Packaging CodeTaping Width218 SeriesBulkN/A1000MXN/ABulkN/A1000MXEN/AReel and TapeEIA 296-E1000MRET1T1=53mm (2.087”)BulkN/A1000MXGN/ABulkN/A1000MXBN/ABulkN/A100HXN/ARecommended AccessoriesAccessory TypeSeriesDescriptionMax Application VoltageMax Application AmperageHolder345_ISFPanel Mount Shock-Safe Fuseholder25020345Shock-Safe Fuseholder with PC Mount, Solder Mount and Panel Mount options20830PC Mount Shock-Safe Miniature Fuseholder16Block520Metric OMNI-BLOK® Fuse Block 10646PC Mount Miniature Fuse Block 6.3658Surface Mount Miniature Fuse Block 10Clip520_WPC Mount Miniature Fuse Clip 6.3111PC Board Mount Fuse Clip 10445PC Board Mount Fuse Clip 10Disclaimer Notice - Information furnished is believed to be accurate and reliable. However, users should independently evaluate the suitability of and test each product selected for their own applications. Littelfuse products are not designed for, and may not be used in, all applications. Read complete Disclaimer Notice at: www.littelfuse.com/disclaimer-electronics.Notes: 1. Do not use in applications above rating. 2. Please refer to fuseholder data sheet for specific re-rating information.3. Please contact factory for applications greater than the max voltage and amperage shown.
https://www.littelfuse.com/media?resourcetype=datasheets&itemid=8c87aa93-80a7-4ea8-8749-a19ba03901c2&filename=littelfuse-fuse-452-454-datasheet | fuses | %PDF-1.7%âãÏÓ53 0 obj< >endobj xref53 1070000000016 00000 n0000003018 00000 n0000003145 00000 n0000005071 00000 n0000005103 00000 n0000005238 00000 n0000005372 00000 n0000005503 00000 n0000006021 00000 n0000006596 00000 n0000007169 00000 n0000007792 00000 n0000008443 00000 n0000009036 00000 n0000009071 00000 n0000009114 00000 n0000009667 00000 n0000010117 00000 n0000010230 00000 n0000010341 00000 n0000010427 00000 n0000010510 00000 n0000011043 00000 n0000011475 00000 n0000011947 00000 n0000012436 00000 n0000013921 00000 n0000014169 00000 n0000014359 00000 n0000014473 00000 n0000014728 00000 n0000016427 00000 n0000017351 00000 n0000018678 00000 n0000020543 00000 n0000022271 00000 n0000024100 00000 n0000024358 00000 n0000024922 00000 n0000027500 00000 n0000029024 00000 n0000029583 00000 n0000034599 00000 n0000037247 00000 n0000037298 00000 n0000041325 00000 n0000041847 00000 n0000042211 00000 n0000046065 00000 n0000046398 00000 n0000046689 00000 n0000053744 00000 n0000053783 00000 n0000058339 00000 n0000058687 00000 n0000059056 00000 n0000059428 00000 n0000059923 00000 n0000063185 00000 n0000063570 00000 n0000063955 00000 n0000065398 00000 n0000065779 00000 n0000065849 00000 n0000065933 00000 n0000076365 00000 n0000076628 00000 n0000076791 00000 n0000076818 00000 n0000077119 00000 n0000078035 00000 n0000078301 00000 n0000086455 00000 n0000086494 00000 n0000106704 00000 n0000106743 00000 n0000111398 00000 n0000111437 00000 n0000132427 00000 n0000132466 00000 n0000133830 00000 n0000133869 00000 n0000137389 00000 n0000137428 00000 n0000157638 00000 n0000157677 00000 n0000159041 00000 n0000159080 00000 n0000163735 00000 n0000163774 00000 n0000184764 00000 n0000184803 00000 n0000207677 00000 n0000207716 00000 n0000211236 00000 n0000211275 00000 n0000222470 00000 n0000233665 00000 n0000247421 00000 n0000269750 00000 n0000270135 00000 n0000270520 00000 n0000272360 00000 n0000272624 00000 n0000272748 00000 n0000272872 00000 n0000002436 00000 ntrailer< ]/Prev 460366>>startxref0%%EOF 159 0 obj< >streamhŞb``à``àbf`g`ğJeb@!6 (Ç†/wE¢&ÔÖ¦Î@4àÓÉ8ø„—O)`EÀÑÎ7Ó.:ù¼¾²VÊÅkšuÌŞfÑ5·Lsæ�î9eSŞ‚Ÿğ²©¬TnRR°¸{û’rÀÊ¨ãÙÓ7$�œí¶vÚv¿ˆˆOŒ�­!�ÏrÜÜâ©š4I9dá¤«}×õ�î6ë�V‡[Ì((^Ş�pQAA!¥ò4 ¨ 1\yHÈØØÄÅÅ.÷=PJ•�í®6�Îâ°~i~¾k"Ìlxª1)±¬à< ¸�¡�‰¡¹árCÃ†7Œä-ÈwxÎº‰qSÓ>‡‹œºØõx½d4Ø-'Ú=,sä®©bH¨e�û ¥¼çÀLF³½"ZÂ^ñ,f:Ã:CÇAL�5�/$¨á£0ş
https://www.littelfuse.com/media?resourcetype=datasheets&itemid=8c87aa93-80a7-4ea8-8749-a19ba03901c2&filename=littelfuse-fuse-452-454-datasheet | fuses | %PDF-1.7%âãÏÓ53 0 obj< >endobj xref53 1070000000016 00000 n0000003018 00000 n0000003145 00000 n0000005071 00000 n0000005103 00000 n0000005238 00000 n0000005372 00000 n0000005503 00000 n0000006021 00000 n0000006596 00000 n0000007169 00000 n0000007792 00000 n0000008443 00000 n0000009036 00000 n0000009071 00000 n0000009114 00000 n0000009667 00000 n0000010117 00000 n0000010230 00000 n0000010341 00000 n0000010427 00000 n0000010510 00000 n0000011043 00000 n0000011475 00000 n0000011947 00000 n0000012436 00000 n0000013921 00000 n0000014169 00000 n0000014359 00000 n0000014473 00000 n0000014728 00000 n0000016427 00000 n0000017351 00000 n0000018678 00000 n0000020543 00000 n0000022271 00000 n0000024100 00000 n0000024358 00000 n0000024922 00000 n0000027500 00000 n0000029024 00000 n0000029583 00000 n0000034599 00000 n0000037247 00000 n0000037298 00000 n0000041325 00000 n0000041847 00000 n0000042211 00000 n0000046065 00000 n0000046398 00000 n0000046689 00000 n0000053744 00000 n0000053783 00000 n0000058339 00000 n0000058687 00000 n0000059056 00000 n0000059428 00000 n0000059923 00000 n0000063185 00000 n0000063570 00000 n0000063955 00000 n0000065398 00000 n0000065779 00000 n0000065849 00000 n0000065933 00000 n0000076365 00000 n0000076628 00000 n0000076791 00000 n0000076818 00000 n0000077119 00000 n0000078035 00000 n0000078301 00000 n0000086455 00000 n0000086494 00000 n0000106704 00000 n0000106743 00000 n0000111398 00000 n0000111437 00000 n0000132427 00000 n0000132466 00000 n0000133830 00000 n0000133869 00000 n0000137389 00000 n0000137428 00000 n0000157638 00000 n0000157677 00000 n0000159041 00000 n0000159080 00000 n0000163735 00000 n0000163774 00000 n0000184764 00000 n0000184803 00000 n0000207677 00000 n0000207716 00000 n0000211236 00000 n0000211275 00000 n0000222470 00000 n0000233665 00000 n0000247421 00000 n0000269750 00000 n0000270135 00000 n0000270520 00000 n0000272360 00000 n0000272624 00000 n0000272748 00000 n0000272872 00000 n0000002436 00000 ntrailer< ]/Prev 460366>>startxref0%%EOF 159 0 obj< >streamhŞb``à``àbf`g`ğJeb@!6 (Ç†/wE¢&ÔÖ¦Î@4àÓÉ8ø„—O)`EÀÑÎ7Ó.:ù¼¾²VÊÅkšuÌŞfÑ5·Lsæ�î9eSŞ‚Ÿğ²©¬TnRR°¸{û’rÀÊ¨ãÙÓ7$�œí¶vÚv¿ˆˆOŒ�­!�ÏrÜÜâ©š4I9dá¤«}×õ�î6ë�V‡[Ì((^Ş�pQAA!¥ò4 ¨ 1\yHÈØØÄÅÅ.÷=PJ•�í®6�Îâ°~i~¾k"Ìlxª1)±¬à< ¸�¡�‰¡¹árCÃ†7Œä-ÈwxÎº‰qSÓ>‡‹œºØõx½d4Ø-'Ú=,sä®©bH¨e�û ¥¼çÀLF³½"ZÂ^ñ,f:Ã:CÇAL�5�/$¨á£0ş&˜O�}şş›ßu�†T9ÆF?6Ş¥’Ö1Á[ZØ3H¦üaH¸ÀØõBô‚éÂu6¬3¸dH84È3Ÿaa9!ÖàÊ0‘aFãŒ¸Ôc`{¹H³€8Ì&œ ÅŒr¯@Q­TŞU.væ (@€]ä¤endstreamendobj54 0 obj< >>>endobj55 0 obj< >/ExtGState< >/Font< >/ProcSet[/PDF/Text/ImageC/ImageI]/Properties< >/XObject< >>>/Rotate 0/Tabs/W/Thumb 46 0 R/TrimBox[0.0 0.0 612.0 792.0]/Type/Page/PieceInfo< /LastModified /NumberOfPageItemsInPage 6/NumberofPages 1/OriginalDocumentID /PageItemUIDToLocationDataMap< >/PageTransformationMatrixList< >/PageUIDList< >/PageWidthList< >>>>>>>endobj56 0 obj[57 0 R 58 0 R]endobj57 0 obj< >/Border[0 0 0]/H/N/Rect[61.36 482.078 299.48 447.786]/Subtype/Link/Type/Annot>>endobj58 0 obj< >/Border[0 0 0]/H/N/Rect[61.36 444.92 299.48 410.628]/Subtype/Link/Type/Annot>>endobj59 0 obj< >endobj60 0 obj< >endobj61 0 obj< >endobj62 0 obj< >endobj63 0 obj< >endobj64 0 obj< >streamH‰\ÔK�¢@à=¿¢–İ‹�ºuKbâ£;q1�Œ3?¡tHF ˆÿıÔá˜�dL”ƒ€÷ó*İö‡¾›Mú}šc˜Í¹ëÛ)Ü†ûÔs—®OòÂ´]3?÷–ÏæZ�I/>>ns¸úó�T•IÄƒ·yz˜—M;œÂk’~›Ú0uıÅ¼üÚ_Mz¼�ãŸpıl2³^›6œã}©Ç¯õ5˜t¹ìíĞÆãİüx‹×ü;ãçc¦Xösbš¡·±nÂT÷—�TY¦­Mõ_ë$ôíÇW/;�›ßõ”TùG<9ËTã»\'U‘-ûq³cvÈ+ærÉ¼œ¿eŞ"ï˜wÈ{æ=ò;ó;2çÅMRYÎ²˜esæ¹`.�-³EfA¦ÍÂf•Y‘=³G¦ÙÂli¶0Ûó™~¿¥ÙÂ,´lB›À&´lB›À&´lB›À&´lB›À&´lB›À&´lB›À&ìVĞ­Ğ)‹“İºv+èÖÑïàw4;˜ÍfG³ƒÙÑì`v4;˜ÍfG³ƒÙÑì`v4;˜•])ºRÎUÌUÎUÌUÎUÌUÎUÌU}Ş‹Èœ«˜«œ«˜«œ»Ü«Ê~ı(ûQô£ìGÑ�²E?ú¼×Ñ�g?ıxš=Ì�f³§ÙÃìiö0{š=Ì�f³§ÙÃìiö0{š=Ì�]ytUbV‘åø¾´Ìğ—Â©Ì0lø_6ø/[úãùóiÆãW%ó¹–4÷iŠËÈ²t-ëV�®Ÿ«Û8Œ&^…wòW€öt*endstreamendobj65 0 obj< >endobj66 0 obj[/ICCBased 95 0 R]endobj67 0 obj[/Indexed 66 0 R 0 96 0 R]endobj68 0 obj< >streamH‰\“ËŠã0D÷ş-»�ó�îícÈc²˜“™pl%c˜ØÆqùû¹¥2İ0GGØªœŠ¬¦wØºvrù�±¯�qrç¶kÆxëïcİ)^Ú.[®\ÓÖÓ ïñ¼_“×`Oö`æxäxúxøxúxøxúxøø==İ<Ü<ÿŒÙß†¬ìĞ=Ğ-À-Ğ-À-Ğ-À-Ğ-À-Ğ'À'(Y�…9‚a� G˜#Èær„Eæ½3SR&ûúû¦½“-yf÷´ÇÂî‚î2ï?ºË¼÷è®ì®è®tV8+�ÎJg…³ÒYá¬tV8+�ÎJg…³ÒYá¬tV8où»6àå�ßR¼ÆvÚÜÇ©ïãhÇ#Ét.p"Ú.~œÚ¡œ­Â•ı`°úï¸endstreamendobj69 0 obj< >endobj70 0 obj< >endobj71 0 obj< >endobj72 0 obj< >endobj73 0 obj< >endobj74 0 obj< >streamH‰\“İjã0…ïıºl/Šk4jÁòÓB.ö‡Íî8¶’Ù(ÎEŞ~u¦JÖ�ø3é¦#Æåv¿ÛÇ~2åÏ4´‡0™S»®Ã-µÁÃ¹�Å²2]ßNŸOó{iÆ¢Ì‹÷ë.ûxŠº6å¯üò:¥»yXwÃ1<å�Ô…ÔÇ³yø³=<šòpÇ�pq2³Z™.œòFßšñ{s¦œ—=í»ü¾ŸîOyÍ¿Šß÷1˜j~^R¦ºp›6¤&�CQ/òµ2õ[¾VEˆİï]ÅeÇSûŞ¤¢®P¼Xä[æŠ\�•¬àgò3ø…üŞ‘wàWòkfË=-ö´KòÌı-ö·–lÁB°#;0,¬'{0},¦,},¦ìš¼Î,Ìä³YÂ,A–0K�%Ìd³YÂ,A–lÉ[0{ô.ì]Ğ»cï½;:888öîĞ»£�ƒ�£�ƒ�²^Q¯¬QÔ(kt®¡³ÂYé©ğT�ƒâtCŞ€é¬pV:+œ•Îg}#ç�©=ı=ü=�=œ=}<¦<}<¦<}<¦<ÏÊã¬<}<¦6ì+ß0�Ÿ“‡ÑÌ_�ùšûö–Rùù3›gSŞÇğõ%�Ãhò*üŠ¿A2æ¸endstreamendobj75 0 obj< >endobj76 0 obj< >streamH‰\’ÍNë0F÷~/a�ò?R©* uÁQx€4™–HÔ‰ÜtÑ·¿3ù*�ˆ”øX�±OÆ“¬7�›0Ì>y‹c·•Ùï‡ĞG9�çØ‰ßÉa.Ë}?tóu¶¦»c;¹D“·—Ó,ÇMØ�®®}ò®‹§9^üÍªwrë’×ØKÂÁß¦®··>Ù�§é[�fŸú¦ñ½ìu£—vú×Å'KÚİ¦×õa¾ÜiÎoÄÇeŸ/ó2İØËij;‰m8ˆ«S}_?ëÓ8ıŸõ‚‘¶Ûw_mtuö¬ÁiJ¤ïCãê<]æ:(¯Ákã'ğ“1rtpu�øÂâ‹œ—àÒ˜Àd¼¯”KÄ”S2˜�ÀæSÂ¡4‡ûW¶U€eÊğ™1bÈb1´Äà,²³¨WÆtıc8�9Ğ=øŞ>K}şdş727B}ÈêC×šZ}õa«Ã�Í�áÆæÆpcsc¸±¹1ÜØÜnln+øè`¦½I»jíHÿÓGİ9Fm¡¥m—Ş±®‚ütö4N^³ìuÿ«†Äßendstreamendobj77 0 obj< >endobj78 0 obj< >streamH‰ÜWÛnÛF}×WÌSAÅ½’*²¥-�´@\4EË$R‘¨¸é×wfv©PŠrkú$°V{=sæÌÙÕëÁèé,†ÅvCv=š®b¸j¿.²ÁèŠ-Äü¶EMsÍeâ¯d÷Ë£Ll#)…e"i,d«Ap+�K×UÛ–Ëûİ¶ü~®‹(Ì^†BF20‘„l>fë²¨nc•y[5õòMÛİİ«²h¡m xÈëE�UûĞìZ¨›¶*JŞwRÊĞNJ)Şëyù¦Ú–óáéU±Iü¯i*AzÊĞSP±Fè¡¦Q’2rASŸdƒ×HËâ˜"±§×GFü«ä�¡¸cHºc†qc˜Y¾ñBòÑø¡„kT”`~\•áP(d$Øb·‡ À†‰R6áPE‚*&‘…`�š:Úp¨#Í2CĞÔáŸÙ/ƒdN9\ˆFY‚ÅSÂµg·M’D€Õ"²VX‡-ÇtìC(ñŒ2ÄÕÜLnB!¨ûWw&îjº]©õ·Ğ¼³k)££Ô`ÀVk$Î‹E¢Z,Ñ�ëDG—H`YL°��aÁŒÂGË�ùjğ«%†ØÀ\„’h¢qKã�:â$¾qI‘èC¦=xò�¬±ŠÆ:5Ç¨î)[ˆbGÙJ9Ÿ6J�8xÀ¼Ê»!(©…=u844épŠâTƒvjPÔSrö±g­<‰õ€BÁ’Ğgó„xäUk%%6Zš"øDCìm©ßiJ¤'ÎŸÓ7GéØrñª¸—L:}aßtJÎyÄ‘ĞÖGÂÁoº…Q¥°X£òßiyêˆkŞ¸Üî÷H2fûóÀå3éØ#™¹Ï–¬–ÈM¢-XuR²^®‡ÂĞJF±U´è@S&*í¥ÿ]˜)Á"İr.&\ù²Ç×�‡.ßH,v,>¬6²üA†-fµ#†§jŞEyEŒéóµÿÜÑ'¥ÎE\+Jàµ ˆ%ÑÃœdæ³’PåQÈ‡Œ;¾E¸cŸ5\+¹Ÿ3ÒöÃĞ$î.¡¹ï'¶ÃËòÙ~¤ÔŞáH½§o”)MX.d<'=¸1û+£ÜÂ–ZÎZœB]@Øèä÷�ìÖ ıĞ9¦Õ˜/‘jgzS¼z�Ø�·�Ä§¦R]�Mç’Ë¾ƒf¬ô¥Èbõ—Ï½g>„w/wŸ®Âİî�5�fë¼>;MŠv—/³òïölúd:�ãx¦~~W—ğîY(0İ®IP2MØò�†ÏpÚèRvo`¼7lL×êäß,öœï„�=¾p‰LÒÏ…„¢yÿ‚—Ál•/—€ÊJ(½Õ?¡Œ�}"iŸÍÂ4’�İ}tü×ğßÃÎ¾ÇÈÇ Ñ¡«yşU€æYì6!Ùö¦¬[ìm«zÑ/cWÅyHëŞğß¼ZæwK´É)JÌ„~dˆĞàˆœÜ†Ÿş7B_³.=Wm¹âv(¹²v›ò˜¾€¹v/�o’—ç¬‹æ§Íj½¬rTR^Ïá§¦Ù,Êú}9MCC7AY~Ëjyq�˜²h5Û¶çT./®G—3/˜Éè=zn�ı�S@êı�ˆü‚ùXˆ4KÿÌâU¡ñùM—ı¢ü*fá_Å5Õ´endstreamendobj79 0 obj< >endobj80 0 obj< >endobj81 0 obj< >endobj82 0 obj< >endobj83 0 obj< >streamH‰ÔW[oSG~?¿b^�ìª>ÙûEŠ�‚TE¡…õ�VÈ5që8!vù÷ıfvO¦œ„Š<"KÇ;ggf¿¹ïù´nö&úƒ%M““fïøbºÚßß;˜m®¦ËÉüëfÿÅá‹J©üôéSzö¦L�nµñ¤hò±ĞpòOsx„·“Ÿš÷ƒñùêdhÎ/ÏÖ´9§ç‡¯^ÿiŒfßj¬iø×ä×FÑH·F4\\ÌW_É²*EªõVãiÑz¶jö^+ú´ş.d#Íº½wwğí�ÍUŒ[P®X°¯tOËÉøuGj9rë—�ÍXyøš‚F±P]n3L:°Œ4MWïZı~Ğ‰°€W[öX97ÒÑôò_Z ¦³éf¾¦õÕb3i±ú÷b¹¥nî{ s!mNçtxuy~1Ÿ®D£lÌ7?Š'ï^�îº¢$óÖÚâ6ì®cvüğîÕ=Nš½ß—ÓÙüãËËéÅébF{GcUìC4ñoÇ76‡Ö‡D!†6¦@Æ.iÓª¤érŞœ4Ÿ…G›Âc�ğäœ™)æùƒ o}ãcÚ�Âñøu£Ú3}!GGÔ8ØRwœ§‘œ§{7ošg“‡¢—ºâÒ$Ab§—•Í©µÖBmR­RĞ79koÏ9–>äİsËçÆA�æÖBÀÁìZØ‹ògÀ`B“×80D�“‘9!ĞìLñÄ{æZb¥­ÇèÌ)ã¶ëdhÖt”ğµÚË3DŞ�¦®™KÙ¸İÑ¢%TÍ8¹9åôTÊş¬¶1*:+½ìhÕgÉ@zÃLŠA˜`èö}¨ğR¼İ1Ö‹yÆÀO�„Ëª †1°jI·RÈaÂ2‡I¶œ)�£²Ãlé´øÏ„,¤OÌš…ĞŠÁXÎDŒU½È Ö"3*ëcç†r@Úz$,V[#3ê,ÔQ”TÙİLéÌ[¦ Êâ/Ÿ:bÖÓK¦s¨3¦†…'$Ãpâ^£;bT²D4UÚDa­D@¥T×=Û]dÅ¾8ĞHúT¢h,d9­¬Î×õ¬"NR„N²Ù©�Bô‚7…ºî)¯dQ«Ÿ>Ö^1‹Ó¨ÒŒ:W©Ûõ­ı.×³F]î®—Œ9EŸzÓ/K•ÚŒğ„ˆºöœÄ]Y¢Ïjtüq½�PçÙ3…¹Ö"Ï�£#Š?t{¨ó„ºÓ%;*åZÉ»�Dr°¸Èi4tßé,8¹¯t$CÁ,ÑìÉ @¹u�2R3!š\àLWF/Dô-êÂ‚HhTU!3R³nA’%¶Q‰p¡t1PdØû*Şú Pà´]fË.p”p(‰
https://www.littelfuse.com/media?resourcetype=datasheets&itemid=990f7193-d9a2-48e4-b760-2b43514249cf&filename=littelfuse_fuse_215_datasheet.pdf | fuses | Fuse Datasheet© 2021 Littelfuse, Inc.Specifications are subject to change without notice.Revised: GD. 11/30/211215 Series5×20 mm, Time-Lag FuseRoHSPbAgency ApprovalsAgencyAgency File NumberAmpere RangePSECartridge: NBK080205-E10480A NBK250702-E10480E NBK100408-JP1021ALeaded: NBK080205-E10480B NBK250702-E10480F NBK100408-JP1021B1A – 5A6.3A – 15A16A – 20A1A – 5A6.3A – 15A16A – 20A .20209702070000670.125A-10ASU05001-2011BSU05001-10001SU05001-10002SU05001-2012B1A – 2.5A3.15A – 6.3A8A4A - 10A E104800.125A - 20A298620.5A – 12ASE-S-21012680.125A-12A15A*, 16A*, 20A*400135210.2A – 8A *10A40016610*12AKM414620.200A – 10AJ50248091J5025857810A16A, 20AN/A0.125A – 20A * Approved for cartridge versions onlyFeaturesElectrical Characteristics for Series% of Ampere RatingAmpere RatingOpening Time150%0.125A – 0.800A60 minutes, Minimum1A – 3.15A60 minutes, Minimum4A – 6.3A60 minutes, Minimum8A – 20A30 minutes, Minimum210%0.125A – 0.800A30 minutes, Maximum1A – 3.15A30 minutes, Maximum4A – 6.3A30 minutes, Maximum8A – 20A30 minutes, Maximum275%0.125A – 0.800A0.25 sec. Min.; 80 secs. Max.1A – 3.15A0.75 sec. Min.; 80 secs. Max.4A – 6.3A0.75 sec. Min.; 80 secs. Max.8A – 20A0.75 sec. Min.; 80 secs. Max.400%0.125A – 0.800A0.05 sec., Min.; 5 secs. Max.1A – 3.15A0.095 sec., Min.; 5 secs. Max.4A – 6.3A0.150 sec., Min.; 5 secs. Max.8A – 20A0.150 sec., Min.; 5 secs. Max.1000%0.125A – 0.800A0.005 sec., Min.; .150 sec. Max.1A – 3.15A0.010 sec., Min.; .150 sec. Max.4A – 6.3A0.010 sec., Min.; .150 sec. Max.8A – 20A0.010 sec., Min.; .150 sec. Max.ApplicationsThe 215 Series is a 5x20mm Time-lag, surge-withstand, ceramic body cartridge fuse that is designed to IEC specifications. ■ Conforms to EN/IEC/K/J 60127-1 and EN/IEC/K/J 60127-2 ■ High breaking capacity ■ Meets Standard Sheet 5 of IEC 60127-2 as a Time-Lag fuse ■ RoHS compliant and lead-free ■ Recognized to UL/CSA/NMX 248-1 and UL/CSA/NMX 248-14 ■ Conforms to GB 9364.1 and GB 9364.2 ■ CE Mark indicates compliance with Low-Voltage and RoHS Directives.Used as supplementary protection in appliance or utilization equipment to provide individual protection for components or internal circuits.PSEDescriptionResourcesAccessoriesSamplesAdditional InformationFuse Datasheet© 2021 Littelfuse, Inc.Specifications are subject to change without notice.Revised: GD. 11/30/212215 Series5×20 mm, Time-Lag FuseMaterialsBody: Ceramic Cap: Nickel–plated Brass Leads: Tin–plated CopperTerminal StrengthMIL-STD-202, Method 211, Test Condition ASolderabilityMIL-STD-202 Method 208 Product MarkingCap 1: Brand logo, current and voltage ratingsCap 2: Agency approval markingsOperating Temperature–55ºC to +125ºCThermal ShockMIL-STD-202, Method 107, Test Condition B (5 cycles, –65ºC to +125ºC)VibrationMIL-STD-202, Method 201HumidityMIL-STD-202, Method 103, Test Condition A (High RH (95%) and elevated temp (40ºC) for 240 hours)Salt SprayMIL-STD-202, Method 101, Test Condition BProduct CharacteristicsTemperature Re-rating CurveAmp CodeAmp RatingVoltage Rating (V)InterruptingRating+Nominal Cold Resistance (Ohms)Nominal Melting I2t (A2 sec)Maximum Voltage Drop at Rated Current(mV)Maximum Power Dissipation at 1.5ln(W)Agency ApprovalsPSE.1250.1252501500 A @250 VAC11.44550.033026001.6--x-x-x---x.1600.162507.10000.046524001.6--x-x-x---x.2000.22501.84000.34021001.6x-x-x-xx--x.2500.252501.24000.54515001.6x-x-x-xx--x.3150.3152500.88000.97511001.6x-x-x-xx--x.4000.42500.58251.32510001.6x-x-x-xx--x.5000.52501.16750.4208501.6x-x-xxxx--x.6300.632500.72000.6356501.6x-x-xxxx--x.8000.82500.46750.9755001.6x-x-xxxx--x001.12500.15151.5203502.5xxxxxxxx--x1.251.252500.10743.2003002.5xxxxxxxx--x01.61.62500.07076.8302002.5xxxxxxxx--x002.22500.056611.6801902.5xxxxxxxx--x02.52.52500.038622.2901802.5xxxxxxxx--x3.153.152500.028343.2551404xxxxxxxx--x004.42500.018546.9601004xxxxxxxx--x005.52500.015366.0951004xxxxxxxx--x06.36.32500.0108128.7501004xxxxxxxx--x008.82500.0092209.8801004xxxxxxxx--x010.102500.0066333.5651004xxxxxxxx*-xx012.122500.0061515.5001004-x--xxx-x*-x015.15250500 A @ 250Vac0.00331237.0N/A**N/A**-x--x-x*---x016.162500.00311408.0N/A**N/A**-x--x-x*--xx020.20250400 A @ 250Vac0.00232600.0N/A**N/A**-x--x-x*--xxElectrical Characteristic Specifications by Item* Approval for cartridge versions only** Please contact Littelfuse for details on these parameters+ Interrupting Rating may differ based on Agency Approval. See Agency Approval certificate for more details.1A to 2A have an IR : 100A@500VAC, 4A to 6-3A have the IR : 100A@305 VAC and 1000A@72VDCI2t test at 10x rated current.10A have an IR:1000A@300Vac for cURusFuse Datasheet© 2021 Littelfuse, Inc.Specifications are subject to change without notice.Revised: GD. 11/30/213215 Series5×20 mm, Time-Lag FuseAverage Time Current Curves1001000100001010.10.010.0010.11101001000.160 A.125 A.200 A.250 A.315 A.400 A.500 A.630 A.800 ATIME IN SECONDSCURRENT IN AMPERES100100010000100.10.010.0010.11101001000TIME IN SECONDSCURRENT IN AMPERES1.00 A1.25 A2.00 A2.50 A1.60 A3.15 A4.00 A5.00 A6.30 A8.00 A10.0 A12.0 A15.0 A16.0 A20.0 AT-C Curves for 125mA to 800mA onlyT-C Curves for 1A to 20A only1001000100001010.10.010.0010.11101001000.160 A.125 A.200 A.250 A.315 A.400 A.500 A.630 A.800 ATIME IN SECONDSCURRENT IN AMPERES100100010000100.10.010.0010.11101001000TIME IN SECONDSCURRENT IN AMPERES1.00 A1.25 A2.00 A2.50 A1.60 A3.15 A4.00 A5.00 A6.30 A8.00 A10.0 A12.0 A15.0 A16.0 A20.0 ASoldering Parameters - Wave SolderingDwell Time0204060801001201401601802002202402602803000102030405060708090100110120130140150160170180190200210220230240Time (Seconds)Temperature (°C) - Measured on bottom side of boardCooling TimePreheat TimeWave ParameterLead-Free RecommendationPreheat:(Depends on Flux Activation Temperature)(Typical Industry Recommendation) Temperature Minimum:100° C Temperature Maximum:150° C Preheat Time:60-180 secondsSolder Pot Temperature:260° C MaximumSolder Dwell Time:2-5 secondsRecommended Hand-Solder Parameters:Solder Iron Temperature: 350° C +/- 5°C Heating Time: 5 seconds max.Note: These devices are not recommended for IR or Convection Reflow process.Recommended Process Parameters:For the pigtailed fuse, please follow the recommendations below for axial lead forming and mounting into PCB:Lead forming: The distance C between cap flat surface and axial lead shall be greater than 1.0 mm. PCB mounting:The distance between PCB and fuse cap is recommended to be a minimum of 1.5 mm.ABCCABDifferent values of A and B available, please contact the Littelfuse sales representative in your region: Fuse Datasheet© 2021 Littelfuse, Inc.Specifications are subject to change without notice.Revised: GD. 11/30/214215 Series5×20 mm, Time-Lag FusePackagingPackaging OptionPackaging SpecificationQuantityQuantity & Packaging CodeTaping Width215 SeriesBulkN/A1000MXN/ABulkN/A1000MXEN/AReel and TapeN/A1000MRET1T1=53mm (2.087”)Bulk and Color CodingN/A1000MXGN/ABulkN/A1000MXBN/ABulkN/A100HXN/ADimensions0215.125Pto0215020P0215.125XEPto0215.800XEP0215001.XEPto0215020.XEPNotes: * Ratings above 6.3 A have 0.8 ± 0.05 diameter lead;* Ratings above 12 A have 1.2 ± 0.05 diameter lead.20±0.55.1±0.640±1.05.1±0.65.2 +0.1−0.20.65±0.0521.5±1.05.6±0.4All dimensions in mm40±1.021.5±1.05.5±0.30.65±0.05*Part Numbering System0215 xxxx M X E/G PSeriesAmp CodeRefer to Amp Code column of Electrical Characteristics TableLead-freeQuantity CodeM = 1000H = 100Option CodesBlank : Cartidge Type FuseE : Axial Lead FuseG : Color CodingPackaging CodeX = FillerDisclaimer Notice - Information furnished is believed to be accurate and reliable. However, users should independently evaluate the suitability of and test each product selected for their own applications. Littelfuse products are not designed for, and may not be used in, all applications. Read complete Disclaimer Notice at: www.littelfuse.com/disclaimer-electronics.Accessory TypeSeriesDescriptionMax Application VoltageMax Application AmperageHolder345_ISFPanel Mount Shock-Safe Fuseholder25010345Shock-Safe Fuseholder with PC Mount, Solder Mount and Panel Mount options20830PC Mount Shock-Safe Miniature Fuseholder16Block520Metric OMNI-BLOK® Fuse Block10646PC Mount Miniature Fuse Block6.3658Surface Mount Miniature Fuse Block10Clip520_WPC Mount Miniature Fuse Clip6.3111PC Board Mount Fuse Clip10445PC Board Mount Fuse Clip10Recommended Accessories
https://www.littelfuse.com/media?resourcetype=datasheets&itemid=e75082fe-468e-42e0-8972-9c4134688076&filename=littelfuse-fuse-443-datasheet | fuses | %PDF-1.7%����36 0 obj< >endobj xref36 1240000000016 00000 n0000003374 00000 n0000003501 00000 n0000005554 00000 n0000005593 00000 n0000005731 00000 n0000005869 00000 n0000006007 00000 n0000006138 00000 n0000006656 00000 n0000007091 00000 n0000007664 00000 n0000008276 00000 n0000008531 00000 n0000009168 00000 n0000009739 00000 n0000010291 00000 n0000010743 00000 n0000010778 00000 n0000010823 00000 n0000010866 00000 n0000010952 00000 n0000011065 00000 n0000011176 00000 n0000011290 00000 n0000011759 00000 n0000012160 00000 n0000012580 00000 n0000013055 00000 n0000015065 00000 n0000015839 00000 n0000016030 00000 n0000017615 00000 n0000018107 00000 n0000018688 00000 n0000018771 00000 n0000019339 00000 n0000022174 00000 n0000022365 00000 n0000024797 00000 n0000024988 00000 n0000027809 00000 n0000030603 00000 n0000031460 00000 n0000031959 00000 n0000034888 00000 n0000039741 00000 n0000044243 00000 n0000046891 00000 n0000050770 00000 n0000053740 00000 n0000053784 00000 n0000054105 00000 n0000054467 00000 n0000054799 00000 n0000055088 00000 n0000056492 00000 n0000059558 00000 n0000059893 00000 n0000060256 00000 n0000060606 00000 n0000061089 00000 n0000061192 00000 n0000061890 00000 n0000061941 00000 n0000062011 00000 n0000062095 00000 n0000072528 00000 n0000072791 00000 n0000072954 00000 n0000072981 00000 n0000073282 00000 n0000074198 00000 n0000074464 00000 n0000075024 00000 n0000075274 00000 n0000083428 00000 n0000083467 00000 n0000104457 00000 n0000104496 00000 n0000108425 00000 n0000108464 00000 n0000129454 00000 n0000129493 00000 n0000164720 00000 n0000164759 00000 n0000168688 00000 n0000168727 00000 n0000170091 00000 n0000170130 00000 n0000191724 00000 n0000191763 00000 n0000212753 00000 n0000212792 00000 n0000216312 00000 n0000216351 00000 n0000251578 00000 n0000251617 00000 n0000252981 00000 n0000253020 00000 n0000256949 00000 n0000256988 00000 n0000260508 00000 n0000260547 00000 n0000264067 00000 n0000264106 00000 n0000299333 00000 n0000299372 00000 n0000300736 00000 n0000300775 00000 n0000303946 00000 n0000630216 00000 n0000630601 00000 n0000630986 00000 n0000632684 00000 n0000632943 00000 n0000633328 00000 n0000633713 00000 n0000635939 00000 n0000636203 00000 n0000636351 00000 n0000636498 00000 n0000636653 00000 n0000002776 00000 ntrailer< ]/Prev 742254>>startxref0%%EOF 159 0 obj< >streamhޔ�MhA����ُl��dc�!�6��4nLm��C�=IK��,^ě�h�6�V�Ḏ7/?����z�!�A=V�A���C��`��~����*`�{{>;aB����G����{������1��Vl���Ua-\ZHZ�C�Q�p�8~xj�H����¦&[�um= lM��`hyqh�J������?��s;WH����^�mL����pjnnۭ�m�ۭ�D�)�J���/�\�����B��f�0�b��1�f�Y�FC�SOu���u,��_#��ե1���5�?�E�e�:.��C���j��Uc��k�1����.l�q��Ёϥ��HH%j����އ�bjU�"ޮ��B�6b�:�s�#��ĉom��)�����m�K9�CK ��Vɗ�����^76��,7l�.�M >>>endobj38 0 obj< >/ExtGState< >/Font< >/ProcSet[/PDF/Text/ImageC/ImageI]/Properties< >/XObject< >>>/Rotate 0/Tabs/W/Thumb 30 0 R/TrimBox[0.0 0.0 612.0 792.0]/Type/Page/PieceInfo< /LastModified /NumberOfPageItemsInPage 6/NumberofPages 1/OriginalDocumentID /PageItemUIDToLocationDataMap< >/PageTransformationMatrixList< >/PageUIDList< >/PageWidthList< >>>>>>>endobj39 0 obj[40 0 R 41 0 R 42 0 R]endobj40 0 obj< >/Border[0 0 0]/H/N/Rect[70.4413 468.397 107.961 402.699]/Subtype/Link/Type/Annot>>endobj41 0 obj< >/Border[0 0 0]/H/N/Rect[148.795 466.986 197.979 402.699]/Subtype/Link/Type/Annot>>endobj42 0 obj< >/Border[0 0 0]/H/N/Rect[234.586 468.397 280.559 402.699]/Subtype/Link/Type/Annot>>endobj43 0 obj< >endobj44 0 obj< >endobj45 0 obj< >endobj46 0 obj< >endobj47 0 obj< >endobj48 0 obj< >endobj49 0 obj< >streamH�\��n�@�{�b/���3AB���H����0�]�&~���X�TK��7c�tw��nv��ih�av�o�p>�&�S�t}�������m��������6��?IU��G >endobj51 0 obj< >streamH�\��j�0����l/��#ʹ`�d��6�pl%54�q������1-���#$'����nߵ���}}��;�]3�k����v�r嚶��Q��/Ր��p�N��N}V.�c��i���oM��Y�kl��vg��w{xt��6���-\Y�&���G5��.��i�Ӿ��v�?ٞ�o�!�U/S�M�UǪ;ǬX�S��՞2�]��¦�v<��՘��x��w[���k�b��"����Z������:��Q��k%+֫�������k��e�VL����\��s�O���������������������X1MN����yx������yx�R�i���G�#��¦�>aFAF��l��)ɓyy�y��Ɇz��錅��e>d���]�]�]ɬ`V2+���f%��Yɬ`V2+���f%��Yɬ`��Vpy�[�kl��>{�����Gj��舶��];�]x�����endstreamendobj52 0 obj< >endobj53 0 obj[/ICCBased 83 0 R]endobj54 0 obj[/Indexed 53 0 R 215 98 0 R]endobj55 0 obj[/Indexed 53 0 R 0 99 0 R]endobj56 0 obj< >endobj57 0 obj< >endobj58 0 obj< >endobj59 0 obj< >endobj60 0 obj< >streamH�\��n�@��<�,�� 0?��6qџ�����dąo�9��&%>�{�¦��t���¦;��-t�^ul}��]C-� ��'Y���~��g}��$����2�y�]R�*}���!��d�tyH���Hh�IM>����}�-g񃚩�R5r������:�J��t���v�Mc���֋���2u�ȥ�j�?IR��T�S������z1g�p�����9�g����!o�[�6r��5EF��99���l��"�"k��裙��jf5��Y��������������aO���nn���[�X�X����k����ZGv�y~$?���5���������ttvpv�t�t�q�q�q�q�q�qs�L���A��(� >endobj62 0 obj< >endobj63 0 obj< >streamH�\��n�0��z�C��d��r�6,�86�XdCqy���0�>A���b�ݽ�´��G�����8�1�e��A�ANSpE��iX�����2M��.��w�8����O]����6�¦�G�}���)����v���uY��Y��s�u~��n��/����,�=�F]��ۓ����u[ėi^@f�G�,� �'qm�O��w}:'a�o�b����>��x��<'���sm����[����f�\[!�������2f0o��N��2bj��_��Sá6��7���۟�Ca��B��Ev5�Ƙ��o2z?�'Շ�O�Op#s#ԇ�>t��ՇQ��0���nln767��Í͍��涁�v�����֎�_}4\c�Jm�zǺf���˼xͲ��`�n��endstreamendobj64 0 obj< >streamH��W�n�H}�W�KQ}gsp;��سi/@�X0ms@��(O�����Q7��
https://www.littelfuse.com/media?resourcetype=datasheets&itemid=e75082fe-468e-42e0-8972-9c4134688076&filename=littelfuse-fuse-443-datasheet | fuses | %PDF-1.7%����36 0 obj< >endobj xref36 1240000000016 00000 n0000003374 00000 n0000003501 00000 n0000005554 00000 n0000005593 00000 n0000005731 00000 n0000005869 00000 n0000006007 00000 n0000006138 00000 n0000006656 00000 n0000007091 00000 n0000007664 00000 n0000008276 00000 n0000008531 00000 n0000009168 00000 n0000009739 00000 n0000010291 00000 n0000010743 00000 n0000010778 00000 n0000010823 00000 n0000010866 00000 n0000010952 00000 n0000011065 00000 n0000011176 00000 n0000011290 00000 n0000011759 00000 n0000012160 00000 n0000012580 00000 n0000013055 00000 n0000015065 00000 n0000015839 00000 n0000016030 00000 n0000017615 00000 n0000018107 00000 n0000018688 00000 n0000018771 00000 n0000019339 00000 n0000022174 00000 n0000022365 00000 n0000024797 00000 n0000024988 00000 n0000027809 00000 n0000030603 00000 n0000031460 00000 n0000031959 00000 n0000034888 00000 n0000039741 00000 n0000044243 00000 n0000046891 00000 n0000050770 00000 n0000053740 00000 n0000053784 00000 n0000054105 00000 n0000054467 00000 n0000054799 00000 n0000055088 00000 n0000056492 00000 n0000059558 00000 n0000059893 00000 n0000060256 00000 n0000060606 00000 n0000061089 00000 n0000061192 00000 n0000061890 00000 n0000061941 00000 n0000062011 00000 n0000062095 00000 n0000072528 00000 n0000072791 00000 n0000072954 00000 n0000072981 00000 n0000073282 00000 n0000074198 00000 n0000074464 00000 n0000075024 00000 n0000075274 00000 n0000083428 00000 n0000083467 00000 n0000104457 00000 n0000104496 00000 n0000108425 00000 n0000108464 00000 n0000129454 00000 n0000129493 00000 n0000164720 00000 n0000164759 00000 n0000168688 00000 n0000168727 00000 n0000170091 00000 n0000170130 00000 n0000191724 00000 n0000191763 00000 n0000212753 00000 n0000212792 00000 n0000216312 00000 n0000216351 00000 n0000251578 00000 n0000251617 00000 n0000252981 00000 n0000253020 00000 n0000256949 00000 n0000256988 00000 n0000260508 00000 n0000260547 00000 n0000264067 00000 n0000264106 00000 n0000299333 00000 n0000299372 00000 n0000300736 00000 n0000300775 00000 n0000303946 00000 n0000630216 00000 n0000630601 00000 n0000630986 00000 n0000632684 00000 n0000632943 00000 n0000633328 00000 n0000633713 00000 n0000635939 00000 n0000636203 00000 n0000636351 00000 n0000636498 00000 n0000636653 00000 n0000002776 00000 ntrailer< ]/Prev 742254>>startxref0%%EOF 159 0 obj< >streamhޔ�MhA����ُl��dc�!�6��4nLm��C�=IK��,^ě�h�6�V�Ḏ7/?����z�!�A=V�A���C��`��~����*`�{{>;aB����G����{������1��Vl���Ua-\ZHZ�C�Q�p�8~xj�H����¦&[�um= lM��`hyqh�J������?��s;WH����^�mL����pjnnۭ�m�ۭ�D�)�J���/�\�����B��f�0�b��1�f�Y�FC�SOu���u,��_#��ե1���5�?�E�e�:.��C���j��Uc��k�1����.l�q��Ёϥ��HH%j����އ�bjU�"ޮ��B�6b�:�s�#��ĉom��)�����m�K9�CK ��Vɗ�����^76��,7l�.�M >>>endobj38 0 obj< >/ExtGState< >/Font< >/ProcSet[/PDF/Text/ImageC/ImageI]/Properties< >/XObject< >>>/Rotate 0/Tabs/W/Thumb 30 0 R/TrimBox[0.0 0.0 612.0 792.0]/Type/Page/PieceInfo< /LastModified /NumberOfPageItemsInPage 6/NumberofPages 1/OriginalDocumentID /PageItemUIDToLocationDataMap< >/PageTransformationMatrixList< >/PageUIDList< >/PageWidthList< >>>>>>>endobj39 0 obj[40 0 R 41 0 R 42 0 R]endobj40 0 obj< >/Border[0 0 0]/H/N/Rect[70.4413 468.397 107.961 402.699]/Subtype/Link/Type/Annot>>endobj41 0 obj< >/Border[0 0 0]/H/N/Rect[148.795 466.986 197.979 402.699]/Subtype/Link/Type/Annot>>endobj42 0 obj< >/Border[0 0 0]/H/N/Rect[234.586 468.397 280.559 402.699]/Subtype/Link/Type/Annot>>endobj43 0 obj< >endobj44 0 obj< >endobj45 0 obj< >endobj46 0 obj< >endobj47 0 obj< >endobj48 0 obj< >endobj49 0 obj< >streamH�\��n�@�{�b/���3AB���H����0�]�&~���X�TK��7c�tw��nv��ih�av�o�p>�&�S�t}�������m��������6��?IU��G >endobj51 0 obj< >streamH�\��j�0����l/��#ʹ`�d��6�pl%54�q������1-���#$'����nߵ���}}��;�]3�k����v�r嚶��Q��/Ր��p�N��N}V.�c��i���oM��Y�kl��vg��w{xt��6���-\Y�&���G5��.��i�Ӿ��v�?ٞ�o�!�U/S�M�UǪ;ǬX�S��՞2�]��¦�v<��՘��x��w[���k�b��"����Z������:��Q��k%+֫�������k��e�VL����\��s�O���������������������X1MN����yx������yx�R�i���G�#��¦�>aFAF��l��)ɓyy�y��Ɇz��錅��e>d���]�]�]ɬ`V2+���f%��Yɬ`V2+���f%��Yɬ`��Vpy�[�kl��>{�����Gj��舶��];�]x�����endstreamendobj52 0 obj< >endobj53 0 obj[/ICCBased 83 0 R]endobj54 0 obj[/Indexed 53 0 R 215 98 0 R]endobj55 0 obj[/Indexed 53 0 R 0 99 0 R]endobj56 0 obj< >endobj57 0 obj< >endobj58 0 obj< >endobj59 0 obj< >endobj60 0 obj< >streamH�\��n�@��<�,�� 0?��6qџ�����dąo�9��&%>�{�¦��t���¦;��-t�^ul}��]C-� ��'Y���~��g}��$����2�y�]R�*}���!��d�tyH���Hh�IM>����}�-g񃚩�R5r������:�J��t���v�Mc���֋���2u�ȥ�j�?IR��T�S������z1g�p�����9�g����!o�[�6r��5EF��99���l��"�"k��裙��jf5��Y��������������aO���nn���[�X�X����k����ZGv�y~$?���5���������ttvpv�t�t�q�q�q�q�q�qs�L���A��(� >endobj62 0 obj< >endobj63 0 obj< >streamH�\��n�0��z�C��d��r�6,�86�XdCqy���0�>A���b�ݽ�´��G�����8�1�e��A�ANSpE��iX�����2M��.��w�8����O]����6�¦�G�}���)����v���uY��Y��s�u~��n��/����,�=�F]��ۓ����u[ėi^@f�G�,� �'qm�O��w}:'a�o�b����>��x��<'���sm����[����f�\[!�������2f0o��N��2bj��_��Sá6��7���۟�Ca��B��Ev5�Ƙ��o2z?�'Շ�O�Op#s#ԇ�>t��ՇQ��0���nln767��Í͍��涁�v�����֎�_}4\c�Jm�zǺf���˼xͲ��`�n��endstreamendobj64 0 obj< >streamH��W�n�H}�W�KQ}gsp;��سi/@�X0ms@��(O�����Q7���b�5(�NUu�9���_��3w�����jI�M3�e�z>�L(Z �����Rc;����0�(�*�D%�Q\&L*�/�OLR`�qx_m�e}�Ж?��U���Ɣ%�Pӄ�¦1��eQ}"<-�mլZ�7%��-�-l(���]_��}�U���҆�HR�&����P�V���/��MB��ƍ�ɜ�̵�\'3��NRm���r>����3DC_�$�,K2L`@��`S�+4�L�D�Ia�]3�R�'�Ӕh��t��R\i(��ɻ �/N���8'�S��`6����\C��ټfF��0VY�9^�$!(˼��+P��f���E��d���ër4VI�¦4���v4����h�`�1(��VK�a;���'�w���Yf2[竗/'��!����˫˫+BH���+x�f;�h����T�L��n`u�F�ɔ���(bx�}��T�B�Ȧ�)ф"����I�T��#���s���aSc��K�;s��vug��aث�"1e��ɐ�c�~�S*����u�¦2���2:�}>8-�yU��ҤM.�cx��������Ǽn����vS�����m�g���Z�Y��*_mGn���⮬du�LO������>�2_8ڦ^���A.�>�n9i-?'����=�o���C9bnk�u��4憩���˼m��ʷ�¥�[ݑ�oX.?���wΩL`.B��y���S�ݪ����0�����ɹ��\��I&��Z���y�6ˡx>gmڬn���,[��_���U�ґ��<'%��ϸ�7�77�<�(�����\���jQ}�lz�I��.�����*;���,P�����n����8�[����&_�WL���k�2�'=$�㠦���(��q�������nq�46\KkÅ46Y��L�i��P��,8��0��^ș����@��c����7AP��0P�̅�L\�V��2��S����څ4#�*�C�&��U"m� ���`7X�)���M������v��d!�4㹁̧˴���\��h�C�I�o]��t�0Cwy����)�raO95�-q�8;�D�S��%��J4���^�<1�����~�k�]�Z4�JI��2Q*����[i<�fjq;f��a7�c���{_��oHß��̫e��¦���V�R�u��/�'�P�q!E]�U�g�����w��>Bj���o6�p]����Ҭlv��-�]K�f�o������w.-�����A���ڑ��22lD:!��p�H�{�}^�e����Xy�uYTf�*��f���0�����H���F�� ����R�}-���i�mb~�06��{{�Y�������J�S��3��������m�v�F������F�}\�����E�q㦧��Cm�Nv�1�?mG�Я����3H�:����`�q�%E�D{9jK3<"h��(������5�^�t�ԫJ�ޓ4�^����;A���P'g�:����� U�JEq/T:Eq/S���vF�����#1���¦��h?�����1<��;�cx�;�caB��;��¦{4·G#¦�~��ϷG�¦���w¦G������X^V����ۣ�=�;����~�=�;��cx�;�w¦���w���FPg�p?��������������(�1<�����;��#x�˦�Q㸧ᶦ3��;��q?D=���U����<�҄?�'�c��l�K����7�d=��`Xy��������]��8��#2�9��[��¦�e�o��ޖxz�a�Hj�{��¦��e��3t�N�s��.���G�endstreamendobj65 0 obj< >streamH���=�1F{�B' $�w���=B�l��7�f�e�Wa�0�x~�@=�B$߲���x�z�u���.�D����G�����������Rn��[&� >endobj67 0 obj< >streamH��WMo7���Q:����ѱ� �6���YM\H�c�M������Z[\�TXq�¦�Ù����k��[˶͇�]�I�b��h�B3�0PR�5-&��\;���Híq�9�wf��r���3ϕ�a�Cnl#�1�4FZ�EPShL=�1\:�&���z��C&���j+$A��س4��FE����6`�irY����f� *�!� �K5�_=Dh�B�J�L�A��PO�Ca@iǭ�#1����� nJP:d&JW5K�Df�t�3�2d�JW5́U��z�R�jizL=M)C�4=���@�*iL=M)C�4=��&���(]ǐS҅�8E��N(W��,\��{�:��n�S���V5I!Bn�j���&�V5ˁ�T���z�R~jY:L=K�>�,���@¦*YzL=K�=�,��%�c��VǈSb�W>�Ǩ����XM�ժ���QH��jE�=a�ZՓ�����Bz�D��g)�����L`)�����L`)�����Գ��S��C&��S��AN�@��6�����s�]�9^{R�ϩ\�A�f��}� ���lvQ%C^/�PLo�ZH�!����+!e��B�B¦�j��c��ms��d_��OS�9����)w>x��5�g����\6۰�o˟P�Z��\��u3{�z���:_�����Ɨ���9��s�>xH���hv�`��w��� αhv�}\}��!6���>�}�}̡x�����}�臹�O��y�6D�pQ�m� ��� �}����X��(�u���l��d���-�"�2�*�B�qR��@'�vݟ)�٘((�ө�!��L�ʵ������r�v'�����:(-c�}1���$T�����m���ɂ�=J��En\Q������.�O�:aѹxDH�̸�踁�b���}7��u�-�������I��jM���$�o��UoK����I�.=/¦�l��$�`PL�@�D����`�G�Rt�K�[�d�r�.���SgIF��}\�����@�ӭE�T���~���x��*CJ]�6�ىS��tW�tU�P*ݎS�t����L���Le��)������q�R��c�`�%ȘO%�&/!�Ҫۚ��i"�I<�6s)�$I�[�$�ʵƺ������w<���hCFq��+����mendstreamendobj68 0 obj< >endobj69 0 obj< >endobj70 0 obj< >endobj71 0 obj< >streamH�\��n�0��~/�E����FBH��Rs�d�8)R�!����p��4H����b�l���~���8��0�S?t1\�[l�>�s?���]�Ώ���^�Iei��~��e?�FUU:��^^�x�O�n<�g���]��p�O��g�n��.a�u��Zwᔄ�5���t�{�w�}?�_Ҙ_��OA��s�0�؅�Դ!6�9�*OG���t�*��݊Î�����*���y.��U��2_��-�#;�+��"/�o�[��������H7U�蛂\�Kr6d�df� >streamH��W�n�}'��T��~Y��ڲ��y���&�:hjd+�H-I����TU�̈���YĮ�ꮪS��J���U�i�f�:�2]��P��̌�ja;�Ǯ����Y�B(�w)xP��f�Bg�Y6''�c2�:ҏ��)ջ��uv8��Pop]lC�N����tg�\���s¦'-N%ⳝ�^�4��¦g<_���08 ��]0^�NG�7P�cFCx�D�K���ESI��:�"�;�He�+��{�<�av9�3�~��)����ͱ�[¦ ��.:+�üZ_�~P��Q",*���=�q�7�\8 ���2�ʍ�z�LL�-�_�g���cq���K�S�0��@]!��6����tE,����?9��)�\(�\���4僓��bԻJqĐ��J#(���I��$�ʹ�S��>ǰU95��QP*z��J;�I)��3��dD,2'�\?J�b��1]K�H�&=Ӹ�����;�]c�ҒO�~[!5�(�iD�x�w��ަ��ڎƯEN�z���eQHr �?gE�𣊢_���-��gU�كo^h��0b��MI�I���1��Ǔ:�^�5PXyFxE"����ɒ��4��TB�J�4�2GlaΪ��v\㤋�[h3����%$�2v&�5*C�#B��cU=�e'��̆Jn���(z )��.5e��B��������(�%A�ʊ��Pe$y V�p�S�LB4��҆���x�M�$SV$��(s �(V�1F���paK*.ɹ��]D9�0��\�i�J!$̓4O�"�H��5]"L�0��#:�Ì�������OI�bӘo���C�9�F"%1��i��V9��!���P�9��XK���%�了?I��3OO-���x+�/�t�4��jyQ���P2W�Am#��)JDS���������?�����ty1�?��O�\&�R/ο���{��3�}�Z��Uk�36_i#Fr���Ys��zzh8*18�ل�T��Fix)K��[�c��Dy3{1��ϟ���$c�2�t,������z<��D@Q�r�r?k���.��#���cFG�<7@�E2��=2`F,���w��<��,2G���B(ԚSհі�� �N��fk�Ҝm�<ɧBr�%��`Ǡ�_å�ĺhjc��DOj�\Smt$��\����2�DN���"��������&>�͌��T8s��u�(���l���L��B�(�G�f&]���ʖGC��gj��n7�ĝ�peJ)��~��\#͵�����+�NMC�0d��d�$UV���L�l��I��#�R���s���Z���ߗ�Ѹ${s��ih#�c�3A?��ߝA��#�Χ)R4�N+��i9o}m�6¦�D�L'�ad��1���K���4yKiJd�2g�cg5��R�>�A�$+�ӿ����!RF�¦�>N9z������JJu@����x��o������Ñۊ¦D���i.�#N+������gM�\+�}Oϳ����<�{h=7���s�Zto�:sq����'��C��T�ui8Z�?:?��b�g;�3�g�-cn�"A�y���S�.P�#@�[@M3����D)�M�և~߫Id���-�=�у�����X��/Mc;mw_5;I*lM�2��c=�^H�oA �_�I�3�"?��~Z�Ѯ�o�))�^L����&��$L�}a�~r��\q�C2�����l*(��HQ1���.*&�Hq���H�q,,��Eiu��WƷ=Yr�@0����2�3=�5�9�t��g�eL�<_��}��O�>�G�)«���0��֞���-��� ����ty0�x?���H#�c�J�+sC�oU;���¦�����pu8���^]����}�VG��u¦����K��T��;��}�=�u/m��㵦��L{G���G�����zts�߽[m��,�j�z����_��=�M����y�?^��.��V�>�W��j��P�7����\5`�¦\�����V�zu���WP������j����j�Z�=��Z�m�_~��w�#��?]������W��Z���~��w�^�^������9^��r;��V��r�Т�����)���;X�O�����[h�i��/+��^}PW���^�Z٭:�D�ԋ��¦�Y�u�L��%¦¶^����f4��ب�L_mI]�c����*�A��_��������,jR[D[�ϝb`s��َ�8��<�#��#�f�(���r�d�U�Cv�u(��t��so���<Ў]@C�#�+��"��ɩ�;%د�e-�?�۹�FD@ґ��DO��J�W#��Xlðz"}ADjp$��¦���{*��.�hR]�44���lk��l2�P�3٨�����q��l���`@�X�endstreamendobj73 0 obj< >endobj74 0 obj< >streamH��W[o[�~��G���_À��)��H*}��>�,)K�U��~3�{xDJ��@ @�9;;�ofg�i553��r��x5�ƙW�{u9�,��i�Y¦�Lm��Nj�����L3O��j7�3��[�oiV��Z,��{��YP��d��K��C �[�T���YT���'�+eXT�f�ގY�{`[R�bv��ת_���d�#͉���B�.�C�W�9��&��U����Y�,->OX&����9VT�uղ�ɿ��e���Y�N�����}jM�ڋ�"�y")Z��WB��F;D;I�����Uh�(m_�sea+�7�Ȇ�)��i�"�Qd5�X�{�Z�g�[���dtݩ���ʩ�YKv}QGp�T�T�p6��ut���p.�@"��͒AL[zm�ou��+��8�}D�ţ�U)�,��]��h���V��k*mM�}*�O��А�!�*\'^�����t��U�ی�~����=v����v�y���M���Xϗ�ٽz���;�uy������s5��\���¦��d����_�wvn��ʨ��h������J�_������{6789r�v�(�z���L ,e�R�4::��������������Q��Z�w��FM,_dj��&�n�ჟ+�v��;T��^�Y��FGlʧf���>�y��z��¦P ��/(j>-�߫���4���?������~]/���Ow���U��~9�b��8�W�*&�����I�)Q�-G�T{o?B#�b����+*����a+o��G,3��;>�F�ORݨ'#~��k�U�,:X��泥��S"�Ѣ����u�<�#l���)!��x]2� 1^��"��)�8�u���I3�oGzB�URT�)���F��f/��E�+�HS脗�OVS��bC0l��Pr4�93�D�˖M{6�=a¦n�]��n$�JB�rL��k������$���^����&��A�F�!i����D�0U"�R�c&[ԌxL�q�Q��zt5�m���Q��ۑ��=�Z�Y�S �=�Y18��T�i? 1%�����!@��1�&�P`�����;0�GՇ��h����a�=�Ҝ�w�0Rt5j�>KVg�pg3\�ZJ��T���y/�4�}�nO�f,�!cMY���"�0[��5�C#��6�&��H��4(a�{�S�4{wH�9�I��&�ׁ@%����p��]�!�����&�q�d�Р`��"T�՞!Z(���5�#Ks%���8!8i��n���!Yw��!�0 �����Bt�Hr#�Q�C��k���DV�{3XQ"U=�bMVI��Ԑ>�@ G��FjZh�/E�],���EL�:q���{�������*k� �yORah���[���%kK��[f��&�����zC�,�g?y�.]R���J��ęFP�8�"�hͮ�b�]��tIȚ�������e9�@H��!��F 5��A/�l�m "kW�hq'��:�"o�Z`�%,��bŜi��=G��s���(H%��č<��&��cѴ���(����%<�Za�d��u'#�m4�RF#ׯ�l�xYZ��6�a���&T��MJ^n�x@��OH��z��g�M��X@�wX�sx��xƬ&h�QѫW>����7���"���}�O�J����y3�s�¦$���9PH�b7q�i5���v�z7��]PE�3��KEG7��bD�Q���~S¦��զ��G�R�����GǶ��<=�ֽ�����<��j������1�[�����O/�]}����n�ݫ+���S��#�x!��h�FJ)fI$�2"wif���IP0��{�V�x���4��������ǵ�x"�v��н��}u���v������m��%���b��sb��Sbݷψ�{ϊ���b�S��.��έE=(*)���5�H6v�zt��.x�g<2�P�M4.<�BCcxV��'��Vr��o�搻��~ʧ=���Y���$g���9M��':{����9�/>���n��ٓ5������q��,J��oq�H�KΞ�a�Nu���g^��[�=R�'k g�l���q���U���#/9{�r̮�Q�_X��endstreamendobj75 0 obj< >endobj76 0 obj< >streamH��Wˎ���W�q���Vf��¦I��v,àGK��,-����#2�{f��d��x�3���GdT��¦7�������f�>{�ך�5�y7�-���7_U�zߊ�Mۂ�7�u��w���՗�2��n��U�K^ROs�M����n��ŃK���y�z���o7_Meڱ���{f�_�:�^=�}k�������O�����w��}�ζ���ж}�~Ěh��}��.`S��LW���������/_�端����G���k¦��JY4��-M�Y���/��oo���v�����Rs�-w��.,�t�(s�K���9ƾ$ц��ϣ��i�,�����9ei._"N_ǭ�y?9�%6�}6�V37���iǯu@����?���y�X��1�Br�M��V��%��E�meI��s�,=�Y���?#�q���>^wZ����.�$�sz��8�ƭR�ƅ��I��4s?�S�<����~�n��E���b�+�M�8���p@`�m(��M�iz�<٥!��0����h��jѿ�/¦\��#w��:vƾA�����5�ͧ�{\B�2'��lץZR��0�%Ffs)�.��m��G�,�.�݁B:�x���a]����V��K9N�x��[t�P�/j5O�<���Z�^ۍ�R�ݡ6&���&ߞ�������M.��^i�d[���r K��S�!�W�(����j�u���6���!�+�$�ѥ�XǚM���E���I��\������"[>,���Ls���^3~��d�]O�)$�XsF����%Bl�wS�2�5`˂���p�m���΁4˸�⇠Ƽ!Eh�B�G�8#��c������9�0���#4z��چ�H�b�5��ݪ��}�Q��>��Ng���3���t�M%3ˉV��2R��h��$���G��z���h���6���B����u��h�!Pǃ���}K����_�������F!�be�g[CxOJ�Q'Jk�l�X��o��y������g��>�9�$"�L�TLG[�4+�8�`� ��t����#���^�5�¥؏]�C�����S뚣I�vE�7�1f�"�e@,�"A��N�2)��㐭���n��~C)�b��=���ԻD�><ʉ�v�b��h�!r���XI�n*�YE�%O�N{E���<�FT,U�˝���M̏Z���-Lm1���H@M��>�{�oy@�����q�6"d�M�_��ߑq�͋�Y��RC@S�Qv��D.q�EH-�.g�t9l�;���`��y��Ǖy;S����)D4%�ɽ�¦+�ڙe�9}�X��]�Y�xkf�E/3{�a)����d���'C3��9GZ��67�h�-7K<��9,�1E�X��kKr�x��Rl b�Ϲ1��!C9N�g��8��<�}>���d�����o��d���vDё籨x��x[�*�37���7%��p���� ��WԴ��g��g��swʀTmQ���ѿ�.2\Q�jO�-Z�n�EX��7�&�RrR�I�d� ��vd�%C�}�l�.�>��ں~��T˯����/:;��B�T�!ś��ͫ9/ڢ�{��.�m�%H��=\���r���I�N��+�5���?8����(�ۦ��n-`�ه/؆����n���xlԼBX�G���b�X㡁�@�9���b�U����35À��))J��`曈F#��j:���yd����Z�s:ʼg���zO�Z��!}2�A�懹ԣ�a��s�6�l�Y(�X_��ɻn���z�cO��F��[�w[��le�Ш޲f:r��9đ��/OaL��"�ЗϘ�c��ʑڥ��[����i�5�>VH:&��i!���b��"�b�P��iJ�R�@��%�\gpю�36gӴ�N�T��%i[Z�Ss��ҽ�����m���>`��]CH��D�@0_¦�p � ��(�Ѥ/�^=`SS�ߑeo�,A�@:��0���a�S.S9*��1�n�w��;���cƥN���)=+��ԤQ��h3}���pI��3V��G��Ŕ_�4�ԑ�إg�JN��֍��¦?�d�V�IB��G~���7�g�Ovk¦Lݶn�]��N�`����;*c�������9�!u��h�"��q��M-W]�a��-n�oW�: S��a ��`=�x��A��}?��>:�H�l'n����D������ȕ��=s^/���c���u;nC��'���dW�� �w�Π-�N]��7���g<��\����k0,��ˈl���3��uwA�e�X�F��r��������$N0�7'\��M�x�ml�?�\��^]�5y���QI��0ۃqO��d����1�C����`�ʯ^endstreamendobj77 0 obj< >streamH��Wˮ���Wpyo�i���JVP Ex�і,#'�����SE����E��.�:�>��¦\�-/��~�>����?�o^�`^~��`���_S�&����������ז�������������8c�ϙd�}(r�����y�O����}Ʈ�9s�k,Bj�B�B�l�%��RI�Wք}��h.m�N_7:�FW��p��lN]��]CK�`��-�F4>%}��uhWB�B�=�%�������`#�,��\�_�u��o����E���&4Vk�`H�]���Z}�8Q�e�:n��-CltN\[�*�_�%8���%V����<��¦0���F�A}�S���Y+`K�/@uk�JjL���kl��갱�?-�� ���m���gP������VDܲ2�e�DM��¦��.���hbFj�r�)����ٶ��X��#�'�B`�耚��ʞd�̱ͣ ���.�:B)���f�^_L]��M;Wƙ�Ϭ���.�OT�"rYY�zF�v����-�Ng�. K�B�鲼�\���*"E��HJ��i%`�A�h z)L����A� x�!��/컒㜇�X�Z:9ؠ�0����~$�V�:�*�a�S;@Ib�QAc��A\����y�]��oՕ����>+:"�^���5�9�4SxZ�<K���x���8,�Іgu��t<���$�?�&���1-���Y�2mn������e���p���ᒢJ������{R�)��t~oi�4�c���ez�k����&CV��1E�������ginՌҋ$��(�<��5K�6�xb�$��iKdw�V�:Nd�0���7����!�f厐i]i���u�`�~�"�X�������y����3׏�`�7׍���w�����z�������y�O�ÇG�t�÷G6T���=�@����Q+�a۷�������y"o����s��@�&0�c�3���A��9G@�����O��H�L�$�/������u=C�$D�����YfGc/��Ni��2�¦�&'�a�B���ӑ��N�N8&�{J�yL�{#Z����������{�]�}I�d���/�e)U/!�Q�':��I3G�ă�{�����t/��޶����J@.¦���Zd����9��=K��"���qb`����Y����ԩ��'d�/������,�U��T�0:��9/�;V��q<����_%Z>��5U�%��:'��!����6}{�e�k�����,�~�\*A�*���6dǬ�߭��fa1Rq+�w!S�de��w�vqĢo�E�
https://www.littelfuse.com/media?resourcetype=datasheets&itemid=e75082fe-468e-42e0-8972-9c4134688076&filename=littelfuse-fuse-443-datasheet | fuses | %PDF-1.7%����36 0 obj< >endobj xref36 1240000000016 00000 n0000003374 00000 n0000003501 00000 n0000005554 00000 n0000005593 00000 n0000005731 00000 n0000005869 00000 n0000006007 00000 n0000006138 00000 n0000006656 00000 n0000007091 00000 n0000007664 00000 n0000008276 00000 n0000008531 00000 n0000009168 00000 n0000009739 00000 n0000010291 00000 n0000010743 00000 n0000010778 00000 n0000010823 00000 n0000010866 00000 n0000010952 00000 n0000011065 00000 n0000011176 00000 n0000011290 00000 n0000011759 00000 n0000012160 00000 n0000012580 00000 n0000013055 00000 n0000015065 00000 n0000015839 00000 n0000016030 00000 n0000017615 00000 n0000018107 00000 n0000018688 00000 n0000018771 00000 n0000019339 00000 n0000022174 00000 n0000022365 00000 n0000024797 00000 n0000024988 00000 n0000027809 00000 n0000030603 00000 n0000031460 00000 n0000031959 00000 n0000034888 00000 n0000039741 00000 n0000044243 00000 n0000046891 00000 n0000050770 00000 n0000053740 00000 n0000053784 00000 n0000054105 00000 n0000054467 00000 n0000054799 00000 n0000055088 00000 n0000056492 00000 n0000059558 00000 n0000059893 00000 n0000060256 00000 n0000060606 00000 n0000061089 00000 n0000061192 00000 n0000061890 00000 n0000061941 00000 n0000062011 00000 n0000062095 00000 n0000072528 00000 n0000072791 00000 n0000072954 00000 n0000072981 00000 n0000073282 00000 n0000074198 00000 n0000074464 00000 n0000075024 00000 n0000075274 00000 n0000083428 00000 n0000083467 00000 n0000104457 00000 n0000104496 00000 n0000108425 00000 n0000108464 00000 n0000129454 00000 n0000129493 00000 n0000164720 00000 n0000164759 00000 n0000168688 00000 n0000168727 00000 n0000170091 00000 n0000170130 00000 n0000191724 00000 n0000191763 00000 n0000212753 00000 n0000212792 00000 n0000216312 00000 n0000216351 00000 n0000251578 00000 n0000251617 00000 n0000252981 00000 n0000253020 00000 n0000256949 00000 n0000256988 00000 n0000260508 00000 n0000260547 00000 n0000264067 00000 n0000264106 00000 n0000299333 00000 n0000299372 00000 n0000300736 00000 n0000300775 00000 n0000303946 00000 n0000630216 00000 n0000630601 00000 n0000630986 00000 n0000632684 00000 n0000632943 00000 n0000633328 00000 n0000633713 00000 n0000635939 00000 n0000636203 00000 n0000636351 00000 n0000636498 00000 n0000636653 00000 n0000002776 00000 ntrailer< ]/Prev 742254>>startxref0%%EOF 159 0 obj< >streamhޔ�MhA����ُl��dc�!�6��4nLm��C�=IK��,^ě�h�6�V�Ḏ7/?����z�!�A=V�A���C��`��~����*`�{{>;aB����G����{������1��Vl���Ua-\ZHZ�C�Q�p�8~xj�H����¦&[�um= lM��`hyqh�J������?��s;WH����^�mL����pjnnۭ�m�ۭ�D�)�J���/�\�����B��f�0�b��1�f�Y�FC�SOu���u,��_#��ե1���5�?�E�e�:.��C���j��Uc��k�1����.l�q��Ёϥ��HH%j����އ�bjU�"ޮ��B�6b�:�s�#��ĉom��)�����m�K9�CK ��Vɗ�����^76��,7l�.�M >>>endobj38 0 obj< >/ExtGState< >/Font< >/ProcSet[/PDF/Text/ImageC/ImageI]/Properties< >/XObject< >>>/Rotate 0/Tabs/W/Thumb 30 0 R/TrimBox[0.0 0.0 612.0 792.0]/Type/Page/PieceInfo< /LastModified /NumberOfPageItemsInPage 6/NumberofPages 1/OriginalDocumentID /PageItemUIDToLocationDataMap< >/PageTransformationMatrixList< >/PageUIDList< >/PageWidthList< >>>>>>>endobj39 0 obj[40 0 R 41 0 R 42 0 R]endobj40 0 obj< >/Border[0 0 0]/H/N/Rect[70.4413 468.397 107.961 402.699]/Subtype/Link/Type/Annot>>endobj41 0 obj< >/Border[0 0 0]/H/N/Rect[148.795 466.986 197.979 402.699]/Subtype/Link/Type/Annot>>endobj42 0 obj< >/Border[0 0 0]/H/N/Rect[234.586 468.397 280.559 402.699]/Subtype/Link/Type/Annot>>endobj43 0 obj< >endobj44 0 obj< >endobj45 0 obj< >endobj46 0 obj< >endobj47 0 obj< >endobj48 0 obj< >endobj49 0 obj< >streamH�\��n�@�{�b/���3AB���H����0�]�&~���X�TK��7c�tw��nv��ih�av�o�p>�&�S�t}�������m��������6��?IU��G >endobj51 0 obj< >streamH�\��j�0����l/��#ʹ`�d��6�pl%54�q������1-���#$'����nߵ���}}��;�]3�k����v�r嚶��Q��/Ր��p�N��N}V.�c��i���oM��Y�kl��vg��w{xt��6���-\Y�&���G5��.��i�Ӿ��v�?ٞ�o�!�U/S�M�UǪ;ǬX�S��՞2�]��¦�v<��՘��x��w[���k�b��"����Z��
https://www.littelfuse.com/media?resourcetype=datasheets&itemid=e75082fe-468e-42e0-8972-9c4134688076&filename=littelfuse-fuse-443-datasheet | fuses | %PDF-1.7%����36 0 obj< >endobj xref36 1240000000016 00000 n0000003374 00000 n0000003501 00000 n0000005554 00000 n0000005593 00000 n0000005731 00000 n0000005869 00000 n0000006007 00000 n0000006138 00000 n0000006656 00000 n0000007091 00000 n0000007664 00000 n0000008276 00000 n0000008531 00000 n0000009168 00000 n0000009739 00000 n0000010291 00000 n0000010743 00000 n0000010778 00000 n0000010823 00000 n0000010866 00000 n0000010952 00000 n0000011065 00000 n0000011176 00000 n0000011290 00000 n0000011759 00000 n0000012160 00000 n0000012580 00000 n0000013055 00000 n0000015065 00000 n0000015839 00000 n0000016030 00000 n0000017615 00000 n0000018107 00000 n0000018688 00000 n0000018771 00000 n0000019339 00000 n0000022174 00000 n0000022365 00000 n0000024797 00000 n0000024988 00000 n0000027809 00000 n0000030603 00000 n0000031460 00000 n0000031959 00000 n0000034888 00000 n0000039741 00000 n0000044243 00000 n0000046891 00000 n0000050770 00000 n0000053740 00000 n0000053784 00000 n0000054105 00000 n0000054467 00000 n0000054799 00000 n0000055088 00000 n0000056492 00000 n0000059558 00000 n0000059893 00000 n0000060256 00000 n0000060606 00000 n0000061089 00000 n0000061192 00000 n0000061890 00000 n0000061941 00000 n0000062011 00000 n0000062095 00000 n0000072528 00000 n0000072791 00000 n0000072954 00000 n0000072981 00000 n0000073282 00000 n0000074198 00000 n0000074464 00000 n0000075024 00000 n0000075274 00000 n0000083428 00000 n0000083467 00000 n0000104457 00000 n0000104496 00000 n0000108425 00000 n0000108464 00000 n0000129454 00000 n0000129493 00000 n0000164720 00000 n0000164759 00000 n0000168688 00000 n0000168727 00000 n0000170091 00000 n0000170130 00000 n0000191724 00000 n0000191763 00000 n0000212753 00000 n0000212792 00000 n0000216312 00000 n0000216351 00000 n0000251578 00000 n0000251617 00000 n0000252981 00000 n0000253020 00000 n0000256949 00000 n0000256988 00000 n0000260508 00000 n0000260547 00000 n0000264067 00000 n0000264106 00000 n0000299333 00000 n0000299372 00000 n0000300736 00000 n0000300775 00000 n0000303946 00000 n0000630216 00000 n0000630601 00000 n0000630986 00000 n0000632684 00000 n0000632943 00000 n0000633328 00000 n0000633713 00000 n0000635939 00000 n0000636203 00000 n0000636351 00000 n0000636498 00000 n0000636653 00000 n0000002776 00000 ntrailer< ]/Prev 742254>>startxref0%%EOF 159 0 obj< >streamhޔ�MhA����ُl��dc�!�6��4nLm��C�=IK��,^ě�h�6�V�Ḏ7/?����z�!�A=V�A���C��`��~����*`�{{>;aB����G����{������1��Vl���Ua-\ZHZ�C�Q�p�8~xj�H����¦&[�um= lM��`hyqh�J������?��s;WH����^�mL����pjnnۭ�m�ۭ�D�)�J���/�\�����B��f�0�b��1�f�Y�FC�SOu���u,��_#��ե1���5�?�E�e�:.��C���j��Uc��k�1����.l�q��Ёϥ��HH%j����އ�bjU�"ޮ��B�6b�:�s�#��ĉom��)�����m�K9�CK ��Vɗ�����^76��,7l�.�M >>>endobj38 0 obj< >/ExtGState< >/Font< >/ProcSet[/PDF/Text/ImageC/ImageI]/Properties< >/XObject< >>>/Rotate 0/Tabs/W/Thumb 30 0 R/TrimBox[0.0 0.0 612.0 792.0]/Type/Page/PieceInfo< /LastModified /NumberOfPageItemsInPage 6/NumberofPages 1/OriginalDocumentID /PageItemUIDToLocationDataMap< >/PageTransformationMatrixList< >/PageUIDList< >/PageWidthList< >>>>>>>endobj39 0 obj[40 0 R 41 0 R 42 0 R]endobj40 0 obj< >/Border[0 0 0]/H/N/Rect[70.4413 468.397 107.961 402.699]/Subtype/Link/Type/Annot>>endobj41 0 obj< >/Border[0 0 0]/H/N/Rect[148.795 466.986 197.979 402.699]/Subtype/Link/Type/Annot>>endobj42 0 obj< >/Border[0 0 0]/H/N/Rect[234.586 468.397 280.559 402.699]/Subtype/Link/Type/Annot>>endobj43 0 obj< >endobj44 0 obj< >endobj45 0 obj< >endobj46 0 obj< >endobj47 0 obj< >endobj48 0 obj< >endobj49 0 obj< >streamH�\��n�@�{�b/���3AB���H����0�]�&~���X�TK��7c�tw��nv��ih�av�o�p>�&�S�t}�������m��������6��?IU��G >endobj51 0 obj< >streamH�\��j�0����l/��#ʹ`�d��6�pl%54�q������1-���#$'����nߵ���}}��;�]3�k����v�r嚶��Q��/Ր��p�N��N}V.�c��i���oM��Y�kl��vg��w{xt��6���-\Y�&���G5��.��i�Ӿ��v�?ٞ�o�!�U/S�M�UǪ;ǬX�S��՞2�]��¦�v<��՘��x��w[���k�b��"����Z������:��Q��k%+֫�������k��e�VL����\��s�O���������������������X1MN����yx������yx�R�i���G�#��¦�>aFAF��l��)ɓyy�y��Ɇz��錅��e>d���]�]�]ɬ`V2+���f%��Yɬ`V2+���f%��Yɬ`��Vpy�[�kl��>{�����Gj��舶��];�]x�����endstreamendobj52 0 obj< >endobj53 0 obj[/ICCBased 83 0 R]endobj54 0 obj[/Indexed 53 0 R 215 98 0 R]endobj55 0 obj[/Indexed 53 0 R 0 99 0 R]endobj56 0 obj< >endobj57 0 obj< >endobj58 0 obj< >endobj59 0 obj< >endobj60 0 obj< >streamH�\��n�@��<�,�� 0?��6qџ�����dąo�9��&%>�{�¦��t���¦;��-t�^ul}��]C-� ��'Y���~��g}��$����2�y�]R�*}���!��d�tyH���Hh�IM>����}�-g񃚩�R5r������:�J��t���v�Mc���֋���2u�ȥ�j�?IR��T�S������z1g�p�����9�g����!o�[�6r��5EF��99���l��"�"k��裙��jf5��Y��������������aO���nn���[�X�X����k����ZGv�y~$?���5���������ttvpv�t�t�q�q�q�q�q�qs�L���A��(� >endobj62 0 obj< >endobj63 0 obj< >streamH�\��n�0��z�C��d��r�6,�86�XdCqy���0�>A���b�ݽ�´��G�����8�1�e��A�ANSpE��iX�����2M��.��w�8����O]����6�¦�G�}���)����v���uY��Y��s�u~��n��/����,�=�F]��ۓ����u[ėi^@f�G�,� �'qm�O��w}:'a�o�b����>��x��<'���sm����[����f�\[!�������2f0o��N��2bj��_��Sá6��7���۟�Ca��B��Ev5�Ƙ��o2z?�'Շ�O�Op#s#ԇ�>t��ՇQ��0���nln767��Í͍��涁�v�����֎�_}4\c�Jm�zǺf���˼xͲ��`�n��endstreamendobj64 0 obj< >streamH��W�n�H}�W�KQ}gsp;��سi/@�X0ms@��(O�����Q7���b�5(�NUu�9���_��3w�����jI�M3�e�z>�L(Z �����Rc;����0�(�*�D%�Q\&L*�/�OLR`�qx_m�e}�Ж?��U���Ɣ%�Pӄ�¦1��eQ}"<-�mլZ�7%��-�-l(���]_��}�U���҆�HR�&����P�V���/��MB��ƍ�ɜ�̵�\'3��NRm���r>����3DC_�$�,K2L`@��`S�+4�L�D�Ia�]3�R�'�Ӕh��t��R\i(��ɻ �/N���8'�S��`6����\C��ټfF��0VY�9^�$!(˼��+P��f���E��d���ër4VI�¦4���v4����h�`�1(��VK�a;���'�w���Yf2[竗/'��!����˫˫+BH���+x�f;�h����T�L��n`u�F�ɔ���(bx�}��T�B�Ȧ�)ф"����I�T��#���s���aSc��K�;s��vug��aث�"1e��ɐ�c�~�S*����u�¦2���2:�}>8-�yU��ҤM.�cx��������Ǽn����vS�����m�g���Z�Y��*_mGn���⮬du�LO������>�2_8ڦ^���A.�>�n9i-?'����=�o���C9bnk�u��4憩���˼m��ʷ�¥�[ݑ�oX.?���wΩL`.B��y���S�ݪ����0�����ɹ��\��I&��Z���y�6ˡx>gmڬn���,[��_���U�ґ��<'%��ϸ�7�77�<�(�����\���jQ}�lz�I��.�����*;���,P�����n����8�[����&_�WL���k�2�'=$�㠦���(��q�������nq�46\KkÅ46Y��L�i��P��,8��0��^ș����@��c����7AP��0P�̅�L\�V��2��S����څ4#�*�C�&��U"m� ���`7X�)���M������v��d!�4㹁̧˴���\��h�C�I�o]��t�0Cwy����)�raO95�-q�8;�D�S��%��J4���^�<1�����~�k�]�Z4�JI��2Q*����[i<�fjq;f��a7�c���{_��oHß��̫e��¦���V�R�u��/�'�P�q!E]�U�g�����w��>Bj���o6�p]����Ҭlv��-�]K�f�o������w.-�����A���ڑ��22lD:!��p�H�{�}^�e����Xy�uYTf�*��f���0�����H���F�� ����R�}-���i�mb~�06��{{�Y�������J�S��3��������m�v�F������F�}\�����E�q㦧��Cm�Nv�1�?mG�Я����3H�:����`�q�%E�D{9jK3<"h��(������5�^�t�ԫJ�ޓ4�^����;A���P'g�:����� U�JEq/T:Eq/S���vF�����#1���¦��h?�����1<��;�cx�;�caB��;��¦{4·G#¦�~��ϷG�¦���w¦G������X^V����ۣ�=�;����~�=�;��cx�;�w¦���w���FPg�p?��������������(�1<�����;��#x�˦�Q㸧ᶦ3��;��q?D=���U����<�҄?�'�c��l�K����7�d=��`Xy��������]��8��#2�9��[��¦�e�o��ޖxz�a�Hj�{��¦��e��3t�N�s��.���G�endstreamendobj65 0 obj< >streamH���=�1F{�B' $�w���=B�l��7�f�e�Wa�0�x~�@=�B$߲���x�z�u���.�D����G�����������Rn��[&� >endobj67 0 obj< >streamH��WMo7���Q:����ѱ� �6���YM\H�c�M������Z[\�TXq�¦�Ù����k��[˶͇�]�I�b��h�B3�0PR�5-&��\;���Híq�9�wf��r���3ϕ�a�Cnl#�1�4FZ�EPShL=�1\:�&���z��C&���j+$A��س4��FE����6`�irY����f� *�!� �K5�_=Dh�B�J�L�A��PO�Ca@iǭ�#1����� nJP:d&JW5K�Df�t�3�2d�JW5́U��z�R�jizL=M)C�4=���@�*iL=M)C�4=��&���(]ǐS҅�8E��N(W��,\��{�:��n�S���V5I!Bn�j���&�V5ˁ�T���z�R~jY:L=K�>�,���@¦*YzL=K�=�,��%�c��VǈSb�W>�Ǩ����XM�ժ���QH��jE�=a�ZՓ�����Bz�D��g)�����L`)�����L`)�����Գ��S��C&��S��AN�@��6�����s�]�9^{R�ϩ\�A�f��}� ���lvQ%C^/�PLo�ZH�!����+!e��B�B¦�j��c��ms��d_��OS�9����)w>x��5�g����\6۰�o˟P�Z��\��u3{�z���:_�����Ɨ���9��s�>xH���hv�`��w��� αhv�}\}��!6���>�}�}̡x�����}�臹�O��y�6D�pQ�m� ��� �}����X��(�u���l��d���-�"�2�*�B�qR��@'�vݟ)�٘((�ө�!��L�ʵ������r�v'�����:(-c�}1���$T�����m���ɂ�=J��En\Q������.�O�:aѹxDH�̸�踁�b���}7��u�-�������I��jM���$�o��UoK����I�.=/¦�l��$�`PL�@�D����`�G�Rt�K�[�d�r�.���SgIF��}\�����@�ӭE�T���~���x��*CJ]�6�ىS��tW�tU�P*ݎS�t����L���Le��)������q�R��c�`�%ȘO%�&/!�Ҫۚ��i"�I<�6s)�$I�[�$�ʵƺ������w<���hCFq��+����mendstreamendobj68 0 obj< >endobj69 0 obj< >endobj70 0 obj< >endobj71 0 obj< >streamH�\��n�0��~/�E����FBH��Rs�d�8)R�!����p��4H����b�l���~���8��0�S?t1\�[l�>�s?���]�Ώ���^�Iei��~��e?�FUU:��^^�x�O�n<�g���]��p�O��g�n��.a�u��Zwᔄ�5���t�{�w�}?�_Ҙ_��OA��s�0�؅�Դ!6�9�*OG���t�*��݊Î�����*���y.��U��2_��-�#;�+��"/�o�[��������H7U�蛂\�Kr6d�df� >streamH��W�n�}'��T��~Y��ڲ��y���&�:hjd+�H-I����TU�̈���YĮ�ꮪS��J���U�i�f�:�2]��P��̌�ja;�Ǯ����Y�B(�w)xP��f�Bg�Y6''�c2�:ҏ��)ջ��uv8��Pop]lC�N����tg�\���s¦'-N%ⳝ�^�4��¦g<_���08 ��]0^�NG�7P�cFCx�D�K���ESI��:�"�;�He�+��{�<�av9�3�~��)����ͱ�[¦ ��.:+�üZ_�~P��Q",*���=�q�7�\8 ���2�ʍ�z�LL�-�_�g���cq���K�S�0��@]!��6����tE,����?9��)�\(�\���4僓��bԻJqĐ��J#(���I��$�ʹ�S��>ǰU95��QP*z��J;�I)��3��dD,2'�\?J�b��1]K�H�&=Ӹ�����;�]c�ҒO�~[!5�(�iD�x�w��ަ��ڎƯEN�z���eQHr �?gE�𣊢_���-��gU�كo^h��0b��MI�I���1��Ǔ:�^�5PXyFxE"����ɒ��4��TB�J�4�2GlaΪ��v\㤋�[h3����%$�2v&�5*C�#B��cU=�e'��̆Jn���(z )��.5e��B��������(�%A�ʊ��Pe$y V�p�S�LB4��҆���x�M�$SV$��(s �(V�1F���paK*.ɹ��]D9�0��\�i�J!$̓4O�"�H��5]"L�0��#:�Ì�������OI�bӘo���C�9�F"%1��i��V9��!���P�9��XK���%�了?I��3OO-���x+�/�t�4��jyQ���P2W�Am#��)JDS���������?�����ty1�?��O�\&�R/ο���{��3�}�Z��Uk�36_i#Fr���Ys��zzh8*18�ل�T��Fix)K��[�c��Dy3{1��ϟ���$c�2�t,������z<��D@Q�r�r?k���.��#���cFG�<7@�E2��=2`F,���w��<��,2G���B(ԚSհі�� �N��fk�Ҝm�<ɧBr�%��`Ǡ�_å�ĺhjc��DOj�\Smt$��\����2�DN���"��������&>�͌��T8s��u�(���l���L��B�(�G�f&]���ʖGC��gj��n7�ĝ�peJ)��~��\#͵�����+�NMC�0d��d�$UV���L�l��I��#�R���s���Z���ߗ�Ѹ${s��ih#�c�3A?��ߝA��#�Χ)R4�N+��i9o}m�6¦�D�L'�ad��1���K���4yKiJd�2g�cg5��R�>�A�$+�ӿ����!RF�¦�>N9z������JJu@����x��o������Ñۊ¦D���i.�#N+������gM�\+�}Oϳ����<�{h=7���s�Zto�:sq����'��C��T�ui8Z�?:?��b�g;�3�g�-cn�"A�y���S�.P�#@�[@M3����D)�M�և~߫Id���-�=�у�����X��/Mc;mw_5;I*lM�2��c=�^H�oA �_�I�3�"?��~Z�Ѯ�o�))�^L����&��$L�}a�~r��\q�C2�����l*(��HQ1���.*&�Hq���H�q,,��Eiu��WƷ=Yr�@0����2�3=�5�9�t��g�eL�<_��}��O�>�G�)«���0��֞���-��� ����ty0�x?���H#�c�J�+sC�oU;���¦�����pu8���^]����}�VG��u¦����K��T��;��}�=�u/m��㵦��L{G���G�����zts�߽[m��,�j�z����_��=�M����y�?^��.��V�>�W��j��P�7����\5`�¦\�����V�zu���WP������j����j�Z�=��Z�m�_~��w�#��?]������W��Z���~��w�^�^������9^��r;��V��r�Т�����)���;X�O�����[h�i��/+��^}PW���^�Z٭:�D�ԋ��¦�Y�u�L��%¦¶^����f4��ب�L_mI]�c����*�A��_��������,jR[D[�ϝb`s��َ�8��<�#��#�f�(���r�d�U�Cv�u(��t��so���<Ў]@C�#�+��"��ɩ�;%د�e-�?�۹�FD@ґ��DO��J�W#��Xlðz"}ADjp$��¦���{*��.�hR]�44���lk��l2�P�3٨�����q��l���`@�X�endstreamendobj73 0 obj< >endobj74 0 obj< >streamH��W[o[�~��G���_À��)��H*}��>�,)K�U��~3�{xDJ��@ @�9;;�ofg�i553��r��x5�ƙW�{u9�,��i�Y¦�Lm��Nj�����L3O��j7�3��[�oiV��Z,��{��YP��d��K��C �[�T���YT���'�+eXT�f�ގY�{`[R�bv��ת_���d�#͉���B�.�C�W�9��&��U����Y�,->OX&����9VT�uղ�ɿ��e���Y�N�����}jM�ڋ�"�y")Z��WB��F;D;I�����Uh�(m_�sea+�7�Ȇ�)��i�"�Qd5�X�{�Z�g�[���dtݩ���ʩ�YKv}QGp�T�T�p6��ut���p.�@"��͒AL[zm�ou��+��8�}D�ţ�U)�,��]��h���V��k*mM�}*�O��А�!�*\'^�����t��U�ی�~����=v����v�y���M���Xϗ�ٽz���;�uy������s5��\���¦��d����_�wvn��ʨ��h������J�_������{6789r�v�(�z���L ,e�R�4::��������������Q��Z�w��FM,_dj��&�n�ჟ+�v��;T��^�Y��FGlʧf���>�y��z��¦P ��/(j>-�߫���4���?������~]/���Ow���U��~9�b��8�W�*&�����I�)Q�-G�T{o?B#�b����+*����a+o��G,3��;>�F�ORݨ'#~��k�U�,:X��泥��S"�Ѣ����u�<�#l���)!��x]2� 1^��"��)�8�u���I3�oGzB�URT�)���F��f/��E�+�HS脗�OVS��bC0l��Pr4�93�D�˖M{6�=a¦n�]��n$�JB�rL��k������$���^����&��A�F�!i����D�0U"�R�c&[ԌxL�q�Q��zt5�m���Q��ۑ��=�Z�Y�S �=�Y18��T�i? 1%�����!@��1�&�P`�����;0�GՇ��h����a�=�Ҝ�w�0Rt5j�>KVg�pg3\�ZJ��T���y/�4�}�nO�f,�!cMY���"�0[��5�C#��6�&��H��4(a�{�S�4{wH�9�I��&�ׁ@%����p��]�!�����&�q�d�Р`��"T�՞!Z(���5�#Ks%���8!8i��n���!Yw��!�0 �����Bt�Hr#�Q�C��k���DV�{3XQ"U=�bMVI��Ԑ>�@ G��FjZh�/E�],���EL�:q���{�������*k� �yORah���[���%kK��[f��&�����zC�,�g?y�.]R���J��ęFP�8�"�hͮ�b�]��tIȚ�������e9�@H��!��F 5��A/�l�m "kW�hq'��:�"o�Z`�%,��bŜi��=G��s���(H%��č<��&��cѴ���(����%<�Za�d��u'#�m4�RF#ׯ�l�xYZ��6�a���&T��MJ^n�x@��OH��z��g�M��X@�wX�sx��xƬ&h�QѫW>����7���"���}�O�J����y3�s�¦$���9PH�b7q�i5���v�z7��]PE�3��KEG7��bD�Q���~S¦��զ��G�R�����GǶ��<=�ֽ�����<��j������1�[�����O/�]}����n�ݫ+���S��#�x!��h�FJ)fI$�2"wif���IP0��{�V�x���4��������ǵ�x"�v��н��}u���v������m��%���b��sb��Sbݷψ�{ϊ���b�S��.��έE=(*)���5�H6v�zt��.x�g<2�P�M4.<�BCcxV��'��Vr��o�搻��~ʧ=���Y���$g���9M��':{����9�/>���n��ٓ5������q��,J��oq�H�KΞ�a�Nu���g^��[�=R�'k g�l���q���U���#/9{�r̮�Q�_X��endstreamendobj75 0 obj< >endobj76 0 obj< >streamH��Wˎ���W�q���Vf��¦I��v,àGK��,-����#2�{f��d��x�3���GdT��¦7�������f�>{�ך�5�y7�-���7_U�zߊ�Mۂ�7�u��w���՗�2��n��U�K^ROs�M����n��ŃK���y�z���o7_Meڱ���{f�_�:�^=�}k�������O�����w��}�ζ���ж}�~Ěh��}��.`S��LW���������/_�端����G���k¦��JY4��-M�Y���/��oo���v�����Rs�-w��.,�t�(s�K���9ƾ$ц��ϣ��i�,�����9ei._"N_ǭ�y?9�%6�}6�V37���iǯu@����?���y�X��1�Br�M��V��%��E�meI��s�,=�Y���?#�q���>^wZ����.�$�sz��8�ƭR�ƅ��I��4s?�S�<����~�n��E���b�+�M�8���p@`�m(��M�iz�<٥!��0����h��jѿ�/¦\��#w��:vƾA�����5�ͧ�{\B�2'��lץZR��0�%Ffs)�.��m��G�,�.�݁B:�x���a]����V��K9N�x��[t�P�/j5O�<���Z�^ۍ�R�ݡ6&���&ߞ�������M.��^i�d[���r K��S�!�W�(����j�u���6���!�+�$�ѥ�XǚM���E���I��\������"[>,���Ls���^3~��d�]O�)$�XsF����%Bl�wS�2�5`˂���p�m���΁4˸�⇠Ƽ!Eh�B�G�8#��c������9�0���#4z��چ�H�b�5��ݪ��}�Q��>��Ng���3���t�M%3ˉV��2R��h��$���G��z���h���6���B����u��h�!Pǃ���}K����_�������F!�be�g[CxOJ�Q'Jk�l�X��o��y������g��>�9�$"�L�TLG[�4+�8�`� ��t����#���^�5�¥؏]�C�����S뚣I�vE�7�1f�"�e@,�"A��N�2)��㐭���n��~C)�b��=���ԻD�><ʉ�v�b��h�!r���XI�n*�YE�%O�N{E���<�FT,U�˝���M̏Z���-Lm1���H@M��>�{�oy@�����q�6"d�M�_��ߑq�͋�Y��RC@S�Qv��D.q�EH-�.g�t9l�;���`��y��Ǖy;S����)D4%�ɽ�¦+�ڙe�9}�X��]�Y�xkf�E/3{�a)����d���'C3��9GZ��67�h�-7K<��9,�1E�X��kKr�x��Rl b�Ϲ1��!C9N�g��8��<�}>���d�����o��d���vDё籨x��x[�*�37���7%��p���� ��WԴ��g��g��swʀTmQ���ѿ�.2\Q�jO�-Z�n�EX��7�&�RrR�I�d� ��vd�%C�}�l�.�>��ں~��T˯����/:;��B�T�!ś��ͫ9/ڢ�{��.�m�%H��=\���r���I�N��+�5���?8����(�ۦ��n-`�ه/؆����n���xlԼBX�G���b�X㡁�@�9���b�U����35À��))J��`曈F#��j:���yd����Z�s:ʼg���zO�Z��!}2�A�懹ԣ�a��s�6�l�Y(�X_��ɻn���z�cO��F��[�w[��le�Ш޲f:r��9đ��/OaL��"�ЗϘ�c��ʑڥ��[����i�5�>VH:&��i!���b��"�b�P��iJ�R�@��%�\gpю�36gӴ�N�T��%i[Z�Ss��ҽ�����m���>`��]CH��D�@0_¦�p � ��(�Ѥ/�^=`SS�ߑeo�,A�@:��0���a�S.S9*��1�n�w��;���cƥN���)=+��ԤQ��h3}���pI��3V��G��Ŕ_�4�ԑ�إg�JN��֍��¦?�d�V�IB��G~���7�g�Ovk¦Lݶn�]��N�`����;*c�������9�!u��h�"��q��M-W]�a��-n�oW�: S��a ��`=�x��A��}?��>:�H�l'n����D������ȕ��=s^/���c���u;nC��'���dW�� �w�Π-�N]��7���g<��\����k0,��ˈl���3��uwA�e�X�F��r��������$N0�7'\��M�x�ml�?�\��^]�5y���QI��0ۃqO��d����1�C����`�ʯ^endstreamendobj77 0 obj< >streamH��Wˮ���Wpyo�i���JVP Ex�і,#'�����SE����E��.�:�>��¦\�-/��~�>����?�o^�`^~��`���_S�&����������ז�������������8c�ϙd�}(r�����y�O����}Ʈ�9s�k,Bj�B�B�l�%��RI�Wք}��h.m�N_7:�FW��p��lN]��]CK�`��-�F4>%}��uhWB�B�=�%�������`#�,��\�_�u��o����E���&4Vk�`H�]���Z}�8Q�e�:n��-CltN\[�*�_�%8���%V����<��¦0���F�A}�S���Y+`K�/@uk�JjL���kl��갱�?-�� ���m���gP������VDܲ2�e�DM��¦��.���hbFj�r�)����ٶ��X��#�'�B`�耚��ʞd�̱ͣ ���.�:B)���f�^_L]��M;Wƙ�Ϭ���.�OT�"rYY�zF�v����-�Ng�. K�B�鲼�\���*"E��HJ��i%`�A�h z)L����A� x�!��/컒㜇�X�Z:9ؠ�0����~$�V�:�*�a�S;@Ib�QAc��A\����y�]��oՕ����>+:"�^���5�9�4SxZ�<K���x���8,�Іgu��t<���$�?�&���1-���Y�2mn������e���p���ᒢJ������{R�)��t~oi�4�c���ez�k����&CV��1E�������ginՌҋ$��(�<��5K�6�xb�$��iKdw�V�:Nd�0���7����!�f厐i]i���u�`�~�"�X�������y����3׏�`�7׍���w�����z�������y�O�ÇG�t�÷G6T���=�@����Q+�a۷�������y"o����s��@�&0�c�3���A��9G@�����O��H�L�$�/������u=C�$D�����YfGc/��Ni��2�¦�&'�a�B���ӑ��N�N8&�{J�yL�{#Z����������{�]�}I�d���/�e)U/!�Q�':��I3G�ă�{�����t/��޶����J@.¦���Zd����9��=K��"���qb`����Y����ԩ��'d�/������,�U��T�0:��9/�;V��q<����_%Z>��5U�%��:'��!����6}{�e�k�����,�~�\*A�*���6dǬ�߭��fa1Rq+�w!S�de��w�vqĢo�E�H�Uh�7�UR�V�.��!K{NYO]�.¦�6���ȞN�m�5'�۪������1��=d�Z@����}��D�W*à�s�l��(���"�t0Ơ���s���1,��te��˼Wkғ�Ť����Ľ�@�N�f>�s%���/������:]�+�r��*����ZG�6ё�tgx=l�4�[�8�Ò#��sW_]'�&�w@���L��9;<4�fϮ��BƑ�s*��E��@�aݐ�{�)΋�ռa��XS�&�cR��w�ܭ饗���HӲcФU��H�_s~7q�'���5ZO�:�]t�g��۵N5(۬��^�C�t?�2�=���!uೝR�[��h��7F���m��HAH�eՒ8��������}'e�dEޝҮ$9U�V>/��t�D�e���üx1'\@>��#w����pL�O�EF%f��Yސ%�͸����>/W�Cj�!�~�B_��ϗ@S�^�G���"&Q��� �gI��7`����:��x*^uk��&0�_m�mendstreamendobj78 0 obj< >/ExtGState< >/Font< >/ProcSet[/PDF/Text/ImageC/ImageI]/XObject< >>>/Subtype/Form>>streamH�̖Mk1���sLk��k����B�B�!�%�)ɦ��;Z�t���B0�ګGz$�F;����vG����t�������}&Kw��Df�A¦��)��(8���G��M�A�?��\���N��D9q�$s���+�+�����;w�Q�S.!:Mm͵���x�t�K��6�6����p���Ѽ�7�f�ֳ�B�.d�%R�\m�o:���<۠��rj�2���T�RKu�^��i�Ht�?��V�Y����A�IV�d�$����%�y�@�ʋ.lĪ��W�����U��� Ut�rĪ�UG�*;�;��Pu�J�\��Pu��-���u��J O�8��v0����#$$��TA����Vu�:�T�q,x��:�N%+,o���S�#H%�E��U��� �/Z�w�`��#H�6�ϱ����+��>�\��g���U�Rp�j @�v2K�oju�5�LrӲ�I�E���eNϭ�I�^��ߏ$k��(��V�渉�����\��=��t�t&��.�n�n���S�x7���O�endstreamendobj79 0 obj< >/ExtGState< >/Font< >/ProcSet[/PDF/Text]>>/Subtype/Form>>streamH�\��N1��y�9&�d��lv�E�ĵ�ⰢD��B��S*�'N<�e��p�%,+���`�[��fh�D2l;�)�h~�M�Hڷ�#"AKZɨ�����ͽ���*TR���a�u�c����"dأ�UΜ`W���:_����sϕ���.r�>�y��)������EŐ�n�f�l��wRs�XĶ�)�nkb]{;��3K���C�s�G��#�O?W��_W��f~��S�endstreamendobj80 0 obj< >streamH��WM�7���������>�c�l���`����9�}ؿ�UE�ߛY�����P-Qd�,Rob9F.{ �S�7� �R��0¦�qNG�vB�q[1���t�v�h�$����2#Ĺ�+�,�Ais��h���r�w.ߘ�1��^�!5N�����"�3,M����W{%�oA��t˂W��3H�$1��%�x�z�J7������s���S�t�↊׋�&Yմ@�J[��=��JW�f/�����g�{��5�y�c�G���0��������i�.��"�����_��¦y�����h�m��������y���kj�ˇ�������H������y�2(�6el��Uz�γ�!K���{���ػ�c��x���2��#�EY��9C�IQ��b�<�M��K�b��sY�aC$������]ذ¦ة�0�Ў��)���8�L��~�\wCc!E�v����Hb7 o�m�d{q�n@k��&ѐ�ok�ʑ�KYθ�Uj���H{B'�mn\bWp�c���j�#SL���0�)!!�)��P������}7����j#>@�y��!e#����]͕��β�&�$� �\�&_"E\{a�0�����͍K��OR���u�� ^1���<��9�T^������@�H�qnm�%Ae���+w��Bik��Q6�ԁ����8��<�Jt%dTk��q�haZ&i����CQ�QQ�W��kLy�4A`6��k�U�j3�5`dv/��H�� ���L(���g(X�I5����;���;+Pf��0Y�f����rw�n�!4��020��#JS�߽��C1C�����L�D���1���^m\��"�D兝Mr�''\�kd�ǻ��Tn�-.j^B~�S�˶d�KW�$��J��07��_y���e˄�����j�-qɸ�&�*�3��B[�M���(x$uX0,w��'^i{q�+N���1cvb�1n��Ú�"�jh�`-��/��D����+�Q�U�������c��W��J�Sb�A�V[���u�spM�f˜t�lד]c�����y�u��Jq�oQ�3�<.���ACciց�)��u�f�^iĚf���¦�%?펬_���?�i���'JSN���hj�\���=�¦cA'$�Rn=��u��2���f��~���¦�E�$��r_(Cf1'�S\!��o�y���Y�z��)˪M�k}�z��&�[�f���7yv�$��l�T���f;�����TI2g,'0CC�J��lP+�^br؍�cߐ=��p�ʮ�w_��TD1y]� ��w��z�<��S���,��a۸Y?.;/J���ӑ�����_e5��T*c[X�BvCz��j]1�����a�;Ǿ�`z�>�'�ej��2e]�>�:��`�Kn��E^�4���$��7�qHx�*bb��y�1��}V4G���0�Y3P0N�t��4e�a��W��έ�A�H�����x���=-ݴ�L��nO��-����*�(*�L�jiA�2�p��h\�]њ%�ď�`?oo��0�ƧU���Mus��,$��ۯ�z�����G���p�����[��_{�q{��}����������~������m��������}���^�Q��9�G�/�_�O����˧�~[gW�Z�d`�9n�(�g�^J�Hf�3m"6�����q!b�V��gm¦\�;�N���*/�6�s���T�¦��!����G-��i��Q�!�K��NaX��Z;vf��C��dB`�8va�@��7�_����a�Yb>K�¦1�:Z�Lpݾ��5�?��ǽ��ʘ�m�-�gl֘�[�V��ҋ������,{a�J�d������E�BA-��w��SH���+�İ�eKLD��2�~`~+<ߧ=a�PwTf�J��8V�Xq���<��(�����a��,F{�*��h��x4!ܧ��VOR�Ay�cM1endstreamendobj81 0 obj< >streamH�dU{Tg�!�$`!q"M$����h�<���Z,g��$`$���`�l� jW�ҞZm�ݣ[�]_�yh�����A*��c]�n���p�N���?�~���w~���$I����ώYWkm���k�8͋�U��S�!9���+�1�����"��p���s��� ¦d�[]��o�$�.Y��Ԅ�4#�g�X&Q�Od��mfM��i�q0y�&���f7:-�8fYu5S�w�`�-�����l�����h���[%�k��-�{���d�L�k��Fk���Y��X����uuSm5Yj3��h�5Tmd�6gS��W*�F{�SS��k�L����1�-UV��7��2&��i��Mv��l59��ZG\¦���~'Ɍ�RI�� �"I!!"�D��H%��"?��DA�bA#����O��($�$�I�B~Nv�_�����b����6�(H�%�����ċ��/���HR$�%�K.���E-z7�#��Y�T&m���%�-�W��%S���C��萶���$y��N�:4;�P��i� �lF�ב�S\��п�ᨌ���n#��v��.���f����f8�}��{ N�&���g¦L�TnHA����6��᮸O��Qp�Ӌ��ɄX�b��?K���Ɉf�#�N�&�ng�¦���rNT��%Hd�>w�}s�ީu���/�%���@�a��̬��vZEp����x��R����_�K���:��_�fydB���S׆!@����iC�Ĵ~L�u0wt� l�8����̬���@u� 햫l�>r��J��"���R���\�7���@OLKE��D~�Yh�W����;w�G9o�ʩ����݉d`V>�r̺���+�kw���C��.>鳑r�% U��Sٕ#��fB2�����Y�Rr���s:Ǵʩ�p���*���(OI��������L��4¦�7��orcc�rb��7��ҝ)���i8�Y!�?�#¦���,��ɋ0���!t���7O�ڨ��A;&�j8�h�vfj����Lp-t��8ݗ<��`ݶ��7Ye'�g��;\���<��&D�x�ϛ͉�1Cߢ}��:�w��[ʎm�`T4��K�=��] =��DHb���g���LOOW�dl+c��5�37�������4H)�;�CP�b��t�D��B?\Z�_V/\�i���M�6��<�ʻ�������V�x����ݢ�J������+�8����a�k�0����<�,��-%����3�ДnJנad@4D_���@U�!�ĭ3����e���ginbR� tZոj��r-V��J(�����r��L�8�o@�1�Uw���*(�� �c����D�r�3&�R���YdYe¦���,���⊎ĉ�*���Q��l�P^Ϣ)��J��N��7�u���u�@,�EHw�LrQ�;X�����wfE��P���Z�Q�D�gJn�Q�L?Si�1C;\U�*5�;�>�X ˿��u�>�j��Z���nt�h9�Q��H��3\���3WeA��45�-�� L������Z�mjl�8�i�y���Vd蟂!8Rr!`�¦�^��d���>2"v�:��ڽ�m8�V�~�����,�!���O�rOE����0/���T����FC���c��:2H�B�u`唵�4}�=Jⰻ�'4C�Y���껆C�kw�9���F5SL.M1�7X��9�S���n��a8/�_� m�۴O��De6���Պ�h���r��K؏u�W�i,�䭬Q֨)m${Vw�����˞�L��,iqP)"�A�@~�w��#�����eX)�(ݵӢuذ�w8�cy��Ri�)hA�,��:��ǿVvK�%4h�a��ݦ�*�'�s�I�q��p`�^��4��O�c��o>r�N������w�����&�-��nHv/��@�Bmp�Y�̍��Թ��u��c�,\����"���֡y3�ʡ����S����Avk��b{H���5�����wC�^���o��>�� �H?��hNF�h+�DT�FI5��z���V�9�w$���M��¦�,����ٷj��6�����v�wV�rn�&2�+�Kl��P"�֙��v��ʽ�3c$���I���#ҦL̓]�W���r�!��o��F/S�2^�������E���kd��S㛉5�L# n�oa¦��3\B^�l-���'��*����f�M���[h!M��M'2g~E�L�ދ�慖������0F��99W�q�ĽqVoH����n��7��G��,89����{����"�W�[$���#��b`tkm�� �c�HG�cI�=�g#Z b�ӎF�D/�$�F!ɋ?Ÿ�&�J�Au˯(^�I!L~N��-Ov����/��_c�l��_I���v�����:*��gy낭�96ى��Z~U��'�NS^��g͉�Gi�j�(o/��l��YE�����yi䵫֐�Y*¦����~���K7ϗ.5�5ɒ���xI�1vܦ��=�:۳�[;~9����3�Fb���-��6�?R8a����E�S�ν6`V_�i�f��D8�B0Xı�G���&ײR-_������Ǐ6�+��t���>�B����wձ����b _�Έ���]���O�o��0��m����N�_�Uӽ�����\ze���Zm�0g-�f�e�)YZ��ԕ^ׇc�6��¥�q����4�Tz�^��1�@�gBђ�u@����1�u���a�pjl؟��aB9���2m"��p��n4����Ʈ������6��i��Ѐ����9F/�Hc�K�"����ת�RB�L�=�E�榞z��?�m��5203o`������w�=�kg��,�*J�4��ڰ�=��������M��x�U�Cm���Wm�y&yK-{�-w�e���׭1�Sqc�1-D���:ʪ����s���*����2XК�Br��PWeX.�1�]�G�#�}�M����j����Ǣ��lF?aDo�{��¦>����_�Ѝ���eAUYd�n�ߨ-�`i���)��fQ�<�BtC������7��%?����X"1��ۺ����j�Q9"�m[���lz"�KO�u�k�k0k{By)8Cq[�[��������0C�rYiQ��Y�)�4N=L���9h���$��`5�n���M��)�Im���M��כ���$q�8:�a"بͥ/>I�WWZ�ݫ`��/[rgK�;+-��-��#x�'��+GE�S�����u�Cendstreamendobj82 0 obj< >streamH�4T{TW�I2��8���ڄ��-�hx�ãZ,�v�Q�V�@�G���E=�Jbp�{���7�@�#�U¦VA-�Vmu��YwU��X�o�׽���¦�~��������T���'͞��=u\���8��9sḵ�����A����"�x���{���#��օ����Qr姃&۫�Ҳ)1=-�Hdz�¦oH&�4�����$e��Ein���R唦ۊ�j��Tc1�I���Ҝ�ENi��iq����&Y��I�q�̖*��B��H�,V�����(�8�)���*����j�ؤ�,�d�/��uve�Ti-�؜�TS�ז�I�V�����B6E��Aʪ*�f�L6�Tej�H�K��D� $�M*�8jLd-�uX�fkq��ns��O���$Y2[J(R��X��)��B)��(��ޡ�H%CS�*��&i�l�������L�c��&�_�("i�-�Ae�r�RV�S-W�U�P��(�L����V��>�����f��ePNЩ��`op߰�a-î�P!�!M!��0¦Gq��6��=���m�;��PW��hswˏ�i"#��n���7ۿ�/^0�b`�E�P���~�phHtV>#v�86W���w���NX7P��/��?����-�Hu�C0d�al���h���pT�T���}��i�GEFg�մ���Hh�¯'�ci�4��N:����8*_¦���^:��gѲ�?����)����w0?�r�o��ԃ"��+�/�Q�NH��1��0�o�/ȹBFS�=C�h����<(ugl��Y"��8¦Q���]u�ű���d�fa�ʼ2@3��;�~B��_���,����`dzn��u��=��f���ݷ������i�ɵT�[`$����U��O���ӹ�Ý��_@�+}�JH���0�t8���C�4;L�'��A�yH9�D�?�dEh�V��' �t���("�^BS���0+S�Gh`�����x�A����.z�����"w�.b ���"�s�40��^��C,L#_�;\^���s��F�wMh��)z��ê��:�RИ����X,�w��u�~�Y?pW�@鼊������ҊN����vA%O��S0�7������D5h$i���CPY�<����ԫ�$454��a6NQsK��v��@Z`ú�P��7Tg#c���C��ػ�ݤ�s�V�M=d])vU������@'����"�߇�UL˺-����{>���9�7�.�x\3�<���qׅ��e�a��T��_�20�=��=�dI`��W��B�<�¦�O����?V���6H�C�����?�q�"Q��p!�@#6`�=̆�"?�wos�U�Ş�~�q���V�(�H���`:1'!���Q/�A���ߓ����߇C-{s�w�^�z7�\��`�ū��y�����@"��}yp��qu{l��lR3g���s���oX��¦f�$7�G��L߂x�py%�� 1�B0����׳�&��T�5���p����U��Kء�^'�����y+��ס�C����@Ƴ����Y����!(�5`u�V~TG¦$rh�L��r�"p�9�Gɛ!.@��Q,侦�B��b^SG�4�1ݿc����z��o��Ǡ%m���"��7�!��+��j8�̀�0#Y~��O���>k�����t���(;�_��?`ȟSũ}��{ h���.���K����xwʨ�zܔ�y�c��u���;Ǻ�#�N캨��kN�oؼ�[@�$�c��T,�-���O.i�_kXt���5'�Z��������/�������=z��v��ݑ���;����Ƭ������B,i���;q���E#��A)o�d�A"����ւR�᝶��M��oB���O��Y�&�����B�Il��[Nz��D�~��n�V��mj�2�]���R��' "�w��[��;?�ԡ�N&߈�� ���T�H*����%�JRHҾ$b�`�u���2�����H�gLx�@9��nq�@�G$����7hd�"�(��0��*�43 �F����r(��1��w]ѧ�W��5[㾭Ʒ�{U��������>��Z��}/���¦:�`^FՁ����ϒ�3na����� �FqAw�v�%/��W����o�����2�(�,v�bCdLj�����lK��N����!�τ���䋳��[�`��0�-9�=���Vp��T@A��ƅ����f�Yp����[f;�=�f𦙓�gضxo�^�5�.S��E̍'_�pb��?��t�a�q�A�`cy�m �m�'h�C�vëQT�0I�%B(�K�BaW��5�_�j�WJ�zX��k�V�b�]��цbq΢a,�Q8ؓ��V�iX>Fa5��K=FB=��؞�?!mY��r������{�ΑD%#t���E�q��65)��:ah�~����W�ALઌ�8�z��%GU�G��Ȗ���)j8V��e%�Pl��w�q��mK҂`Ep�֊]l¦i��Ly;�u�C��؜�l<��Q��>$:�MH�K�b6��אᶎ��3X٤4��^x<�Z�6��ppA�(�hGI�VSeVY�Q霖'�S�K}V� jo�W�����;£�0vw������K��&�*p�J!Bn ا�g��~Vp�2_6�d7��֓5aTKӵ�G����X�d�Y̓��G�z�A"C��& S�ds�p�z¦���S�+��WAm���-��l��:o�=l���4`�d�c�I��D��ؕ�DEm�s9�pr�.r��Lē"H[5����*�*(���S@\������7�Tx%���&�۴�j�j�*�G&���o�o�:H����o��t�c�%���ם�0��WH�������Gy+�Y¦���%����f�y�4u�MGf�w�^A*)K��w,e����%p���+iS�qg��㍽O�ڵ�C6��[���QC���B�����*���&�����4�.pJ��Tj%[�Ԧf��ॱI!�)?S8�NO�ֽ��!"ݩE�{��x1О�˺a,Q���/Á~X�e,L5�[��F��b�搥>��@�́h`����&��F�G3�j��+I?G���.��Ly�2�ۜA<~�,��&ueާ`��+9�2��q�ˎ3{��#�K�X�c����w�����SGd�"�D�P�)a���S�q��W�/+�QIEl%���¦�e4�&�׳WE��u�R�]4۳�b�N#2�U+d��\{��'�Q�%F�v�#pNba��ڱ"~��;h�0G�"�}��i��/��oV��%Ir�֧a� *N����\\F�;��^a�oυ�v��x�T�MɈ����VE�o�,����䠛��[+�w�~���55��I���G�E�A��M`�a-u.5���/���j8�,��AK�c���TÄ���`Y�*�핮�_f�~�{(���Ԁ\V)@��z �n���s�6fa?SN�Іk P�����c~*���~_��O�+>}����=�g�������u�/�]{������ˆ����y���+6lX�b�b6��n���y*��%3�TLb-��<��l��˦¦����5��;�w}��D~&���Z�endstreamendobj83 0 obj< >streamH���yTSw�oɞ����c[���5la�QIBH�ADED���2�mtFOE�.�c��}���0��8�׎�8G�Ng�����9�w���߽����'����0�֠�J��b� 2y�.-;!���K�Z����^�i�"L��0���-��@8(��r�;q��7�L��y��&�Q��q�4�j���¦�9���V��)g�B�0�i�W��8#�8wթ��8_�٥ʨQ����Q�j@�&�A)/��g�>'K���t�;\��ӥ$պF�ZUn����(4T�%)뫔�0C&�����Z��i���8��bx��E���B�;�����P���ӓ̹�A�om?�W=�x������-�����[���0����}��y)7ta�����>j���T�7���@���tܛ�`q�2��ʀ��&���6�Z�L�Ą?�_��yxg)˔z���çL�U���*�u�Sk�Se�O4?׸�c����.����R�߁��-��2�5��������S�>ӣV����d�`r��n~��Y�&�+`��;�A4�� ���A9�=�-�t��l�`;��~p�����Gp¦��[`L��`<� "A�YA�+��Cb(��R�,�*�T�2B-��ꇆ��n���Q�t�}MA�0�al������S�x��k�&�^���>�0¦>_�'��,�G!"F$H:R��!z��F�Qd?r9�\A&�G���rQ��h������E��]�a�4z�Bg�����E#H�*B=��0H�I��p�p�0MxJ$�D1��D, V���ĭ����KĻ�Y�dE�"E��I2���E�B�G��t�4MzN�����r!YK� ���?%_&�#���(��0J:EAi��Q�(�()ӔWT6U@���P+���!�~��m���D�e�Դ�!��h�Ӧh/��']B/����ҏӿ�?a0n�hF!��X���8����܌k�c&5S�����6�l��Ia�2c�K�M�A�!�E�#��ƒ�d�V��(�k��e���l����}�}�C�q�9N'��)�].�u�J�r���w�G�xR^���[�oƜch�g�`>b���$���*~� �:����E���b��~���,m,�-��ݖ,�Y��¬�*�6X�[ݱF�=�3�뭷Y��~dó���t���i�z�f�6�~`{�v���.�Ng����#{�}�}��������j������c1X6���fm���;'_9�r�:�8�q�:��˜�O:ϸ8������u��Jq���nv=���M����m����R 4�n�3ܣ�k�Gݯz=��[=��=�<�=G TB(�/�S�,]6*�-���W:#��7�*���e��^YDY�}U�j��AyT�`�#�D=���"�b{ų���+�ʯ:�!kJ4G�m��t�}uC�%���K7YV��fF���Y�.�=b��?S��ƕƩ�Ⱥ����y���چ���k�5%4��m�7�lqlio�Z�lG+�Z�z�͹��mzy��]�����?u�u�w¦�"űN���wW&���e֥ﺱ*¦����j��5k��yݭ���ǯg��^y�kEk�����l�D_p߶������7Dm����o꿻1m��l�{��Mś�n�L�l�<9��O�[����$�����h�՛B��������d�Ҟ@��������i�ءG���&����v��V�ǥ8��������n��R�ĩ7�������u��\�ЭD���-�������u��`�ֲK�³8���%�������y��h��Y�ѹJ�º;���.���!�����������z���p���g���_���X���Q���K���F���Aǿ�=ȼ�:ɹ�8ʷ�6˶�5̵�5͵�6ζ�7ϸ�9к�<Ѿ�?���D���I���N���U���\���d���l���v��ۀ�܊�ݖ�ޢ�)߯�6��D���S���c���s��������2��F���[���p������(��@���X���r������4���P���m��������8���W���w����)���K���m������endstreamendobj84 0 obj< >streamH��TkP��f�;<G���f0�-���K"����ઃ�����Ὣ�ą����1�Z���$"�%>օ����*���b��j��hrz f��GHs���JI�e�f)����\R.--�+�m-��T��$�U2y���\n�Uy&�ё,�R�Ta��7��؊��)�l�7[sͶB�MJ�U����YJͥRRj�d�ɳV�S��V�Z�̥��¦���VVYX$eXJ�*j����k˱�J�%�iRNi�T�S+Q�6s����Q��T�3�*r��W�6Ky�%��RVZ5'%s�g�X)�\�0,��0�,��3��a$��p��`�9�0�{1q,�x��eJ��,�`>`V2��$6��Ȗ�;؃��k����^��,��k�5����.�[�}���z�A2�,#��?վ���v�����¦��{����:���������������l8HkO~��-��Cb�e�y��v�eM����Z�n$Ђ}&�~^��G���O�&��>$ �[�x��$��UwZ/���C�A��!���� �h�x��Iɣ��}}������v���޾�A֚]�D~�N�v����;��v��.;��`���\�e���>�ch!��(��Đ.4�"�0m�C�f�Ch�߁�W4���vř߆�8�����!0�Q�0k=�RP,ee�4r��C��[Lt�`g/�����B/f��:�y�����n����m����%@��.�E���]NW'� �]�P��Z+@̭�����c�xR�1)gg��#�^��f���"���d�B�4C$L6�l-L�.�u�U���,:4O�/��S�cg��{��Z��-ڒm�\�k�U�̞uxV����v��׽?�����rP4:ȝ�+�W�~���s�ޘ����K�#rП�,��B"<�?���`Hڶ2jaa��ݘNpҮ[&�?yTs�Ѯ�OZ[�0q��Ev�������v�a������6l���Ho�e5���ɰΡy5�Q#9�;�8T�A��m�VQ%/v��Gr�8�dX/�(&T*�v�&au���<�pH���O{�¦�¦0h��������q���"�k�&��a�)��G�#��tL4zJ��UV�X_���x���A��Q5L�.T�w�Z5�`��[G��Q9�S9;��8�!e���Z ��a���2��&��Cq�i_�M�D���xC��݀��êibL�q��:�w�I~\֌p��M�M�����6�:5������t�'�pA��rP����W�=5T���k��ф�s���P�����m�"�zʧ>?q������q�XQ�_��:�>u]�T1�2M�!��rP��JF?��vx�$�E�b*��Ԛ�M �jXm������_.r���}Z�0��Z;���HoO�Ff�)p���-�Hi[�yx�f-f��Hz��JO�}�����E�$T�pN������X<��8��=2����9hz��Q���_��*d���2���?�f�(p�����1gЩ��q��P�Xm�9���@�<?�.kiN��ާ��J�Z8�&�C���@�x�%�G�&��x�#���ٛ��������7���OҪ\�0���~L��V������9)��65����lG�?��]fj�B��t&^��� l�7�fЏ���' ��8MD2NFe8<.�ze�G4{aT�E�nqw~����4������m88��H%��y��3*�����F�%�7L&��\��ٶ��%s�F�����.?��P;�W�/hs�[�'�6�^�wH?�៾J�^n��͞�B�����p-�CЍkTQR������_�j��ữ~�ǲ��Ǜe�̂�¤W\ѐ,�c� �����#��\����8��p�-���7�{�t��R;E܂Z��Ԙ �AH�ZD�,RW�٨UB�T��b)�c�nѶ�z�P�H��.Td��v\e�n�¦7s�̞���ә�dn�̜��=���{�;�ï�A�[�o���pnD&�c#���n ���zUU�#z�֡��̈́��L�b��x3�7��-�c��H�e�p��L�T2��!�B3<��D�L!���\�6TJ0]����rd¦���¦�y�.~c@�]&`�~R�]Ao�y�¦l�r��Y���O�K�"_8�r���4a%�/��&��ˆi���4��>D/�?��I��鐡Pƍ���w!v�e�I�(I Z����7\�&�8���c_��/j�a�AH���`I��s�7�n',,.Ib��l/�&�d�D/ќ��Z��с��$~^f�K���¦�,��D{����{2��l��������wjĺC�������1 eM�ݟɰI}��s܂�ZȀϿ�7�x����s,�4'�>��˨�H�GM�o-��u{��r�sx򬇤Lq#�x��Ä�s��i��U��%�D;��U���x ��Hs:� �߱�o�~�c�g�+L��]m��'l�sU<�JaV�u�^U:tY�%G�����1d¦�^VrJ��)ϥ�B�M,��+v�v�D�g�]��� �#�%xFR��v���ȰR�wa���k�"/�L��f�*�h��u6�&���¦0�'�7s4[��g��kg9��;����p� �/IU��i���M$\�}�W�^�/ZP־�D��ᩳ������Z�$d� E]�.C.�e������5_�Y�!�G2(l��;$z骍+7����TT¦N����7��uJ-�gPH���7p�i���dys��on��n�����W����i���ş�q��~��:Q���r���?YENp95��C/�I*�tr�����0/#��"ƭ�,hփԓ8��%���N�P�2,Tc���׸�S��mUV�W #2\c�o�D��%+.?�[_-�m���Z�[�6�V$�n�X(��P]Θ`�h���ܯ��+4N�2��P!�fEu�Ċ����u@�u6���Ί��!BP�Lbɸ��I���`ľ7t_ԑ�����U�0���Dw_8�?�%�[�����#&��W��O�����!x9C��RHb�͑�^p�2�2�n�g%�:��)T�k��j�����5/�h�L�B�Р̕b.��eHi˔q/m�����¦bgO�x������64��gⴅ�����Y2�`ݴn������o=��/�_���E�+�ܗ��%Ͱ�Vr82�.:�f��^_�p�u��Q���{��a��������;��Ou�ɸ�N} �� uFR٣�<�?�r*��֏k��J%��Z/)>V���M+��G� ��1=�O�1��#ci�M�B�t(G�SS��0Y߇)sվ�̥�Dj`A��ծ���44>�`�b!Rk�^��T��J}��`h�&���,�����GI�
https://www.belfuse.com/resources/datasheets/circuitprotection/ds-cp-0adkx-series.pdf | fuses | Type 0ADKC / 0ADKP Time-Delay, Ceramic Tube Fuse Series belfuse.com/circuit-protection 0ADKC/0ADKP Series, 5x20mm Ceramic Tube Time-Delay Fuse RoHS Compliant Description A 600Vac / 500Vdc rated ceramic tube cartridge fuse in a compact 5 x 20mm Package. Features - Time-delay, high breaking capacity - Ceramic tube, Silver plated copper cap construction - Available in cartridge and pigtail axial lead - Full compliance with EU Directive 2011/65/EU and amending directive 2015/863 - Halogen Free - Lead Free Applications - Industrial Power Supplies LEAD FREE = - DC/DC modules HALOGEN FREE = Physical Specifications Safety Agency Approvals Electrical Characteristics Rated Current 1.5In 2.1In 2.75In 3.0In 4.0In 10.0In <1A 1 hour min. N/A N/A 120sec max N/A N/A 1A-3.15A 1 hour min. 30min. max. 750ms-80sec N/A 95ms-5sec 10ms-150ms 4A-6.3A 1 hour min. 30min. max. 750ms-80sec N/A 150ms-5sec 10ms-150ms 8A-20A 30min. min 30min. max. 750ms-80sec N/A 150ms-8sec 10ms-150ms Materials Body : Ceramic Cap : Silver Plated Copper Alloy Pigtail Leads : Tin Plated Copper Marking On Fuse : "bel" "0ADK","Current Rating", "Voltage Rating", "Appropriate Safety Logos" On Label : "bel","0ADKC”or”0ADKP","Current Rating","Voltage Rating","Interrupting Rating", "Appropriate Safety Logos" and " ", " "(China RoHS compliant). Safety Agency Safety Agency Certificate Ampere Rating/ Voltage Rating Ampere Range / Volt @ I.R. ability* E20624 500mA–20A/600V AC 500mA–20A/500V DC 500mA–10A/400V DC 500mA–20A/600V@200A AC 500mA–20A/500V@300A DC 500mA–10A/400V@2KA DC B 058849 0020 1A–16A/500V AC/ DC 1A–10A/500V@500A AC 12A–16A/500V@200A AC 1A–16A/500V@ 1KA DC *I.R.= Interrupting Rating = Short Circuit Rating(Amps) Specifications subject to change without notice Type 0ADKC /0ADKP 2 / 4 Bel Fuse Inc. 300 Executive Drive, Suite 300, West Orange, NJ 07052 USA +1 201.432.0463 Bel.US.CS@belf.com belfuse.com/circuit-protection © 2023 Bel Fuse, Inc. Rev. 0ADKC/0ADKP Dec2023 Environmental Specifications Electrical Specifications Part Number Ampere Rating Typical Cold Resistance (mOhms) Voltage and Interrupting Ratings Typical Voltage Drop ( mV) Typical Pre –Arcing I²t (A² Sec) Agency Approvals 0ADKC0500-XX 500mA 382 See Table of Ratings on Page 1 for Voltage and associated Interrupting Ratings 190 0.287 Y 0ADKP0500-XX 0ADKC0630-XX 630 mA 359 261 0.34 Y 0ADKP0630-XX 0ADKC0800-XX 800mA 175 144 1.18 Y 0ADKP0800-XX 0ADKC1000-XX 1A 210 250 1.4 Y Y 0ADKP1000-XX 0ADKC1250-XX 1.25A 134 138 2.34 Y Y 0ADKP1250-XX 0ADKC1600-XX 1.6A 100 180 3.9 Y Y 0ADKP1600-XX 0ADKC2000-XX 2A 65 158 9.4 Y Y 0ADKP2000-XX 0ADKC2500-XX 2.5A 34 93 12.5 Y Y 0ADKP2500-XX 0ADKC3150-XX 3.15A 28 110 17.8 Y Y 0ADKP3150-XX 0ADKC4000-XX 4A 24 118 25 Y Y 0ADKP4000-XX 0ADKC5000-XX 5A 17 104 50 Y Y 0ADKP5000-XX 0ADKC6300-XX 6.3A 13 100 80 Y Y 0ADKP6300-XX 0ADKC8000-XX 8A 9 85 179 Y Y 0ADKP8000-XX 0ADKC9100-XX 10A 7.6 90 400 Y Y 0ADKP9100-XX 0ADKC9120-XX 12A 6 80 576 Y Y 0ADKP9120-XX 0ADKC9150-XX 15A 4.3 75 900 Y Y 0ADKP9150-XX 0ADKC9160-XX 16A 3.7 68 1024 Y Y 0ADKP9160-XX 0ADKC9200-XX 20A 2.7 65 2400 Y 0ADKP9200-XX Consult manufacturer for other ratings *DC Cold Resistance are measured at <10% of rated current in ambient temperature of 25℃ *Typical Pre-arcing I2t are measured at 10In Current Operating Temperature -40℃ to +125℃ Terminal Strength MIL-STD-202G, Method 211 Test Condition A Lead Solderability MIL-STD-202, Method 208 Mechanical Vibration MIL-STD-202, Method 201 Thermal Shock MIL-STD-202, Method 107 Test Condition B ( 5 cycles -65℃ to +125℃ ) Humidity MIL-STD-202, Method 103, Test Condition A ( 95%RH and 40℃ for 240 hours ) Specifications subject to change without notice Type 0ADKC /0ADKP 3 / 4 Bel Fuse Inc. 300 Executive Drive, Suite 300, West Orange, NJ 07052 USA +1 201.432.0463 Bel.US.CS@belf.com belfuse.com/circuit-protection © 2023 Bel Fuse, Inc. Rev. 0ADKC/0ADKP Dec2023 Temperature Re-Rating Curve Average Time Current Curve Soldering parameters for Pigtail Type Wave Soldering Compatible: (260℃,10 sec max) Hand-Solder: Solder Iron Temperature: (350℃+/-5℃) Heating Time: (5 sec max) Specifications subject to change without notice Type 0ADKC /0ADKP 4 / 4 Bel Fuse Inc. 300 Executive Drive, Suite 300, West Orange, NJ 07052 USA +1 201.432.0463 Bel.US.CS@belf.com belfuse.com/circuit-protection © 2023 Bel Fuse, Inc. Rev. 0ADKC/0ADKP Dec2023 Fuse FGNO Explanation 0ADK X [XXXX] -XX 0ADKC/P=0ADKC/P; [XXXX]=Ampere Rating; XX=See Ordering Information as below Mechanical Dimensions Ordering Information Packaging Packaging Option Quantity Packaging Code Bulk (Cartridge Type) 1000 BE Bulk (Pigtail Type) 1000 RE Tape & Reel (Pigtail Type) 1500 TF Fraction Decimal Milliamps Bel FGNO[XXXX] 1/2 0.500 500 0500 .630 630 0630 8/10 .800 800 0800 Fraction Decimal Amps Bel FGNO[XXXX] 1.0 1 1000 1-1/4 1.25 1.25 1250 1.6 1.6 1600 2.0 2 2000 2-1/2 2.5 2.5 2500 3.15 3.15 3150 4.0 4 4000 5.0 5 5000 6.3 6.3 6300 8.0 8 8000 10 9100 12 9120 15 9150 16 9160 20 9200 Specifications subject to change without notice 0ADK X XXXX – X X FUSE TYPE 0ADK MOUNTING TAB STYLE C = For Cartridge version P = For Axial lead pigtail AMPERE RATING Refer to fuse FGNO explanation table PACKAGING CODE B = Bulk (Cartridge version) R = Bulk (Pigtail standard length) T = Tape & Reel (Pigtail version) QUANTITY CODE E = 1000 / box F = 1500 / reel
https://us.schurter.com/en/datasheet/typ_USFF_1206.pdf | fuses | 1FusesUSFF 1206https://www.schurter.com /PG01_2Circuit ProtectionSurface Mount Fuse, 3.2 x 1.6 mm, Super-Quick-Acting FF, 63 VDC / 125 VAC, low impedanceExemplary part photo depending on part no. See below: Approvals and CompliancesUL 248-14 · 125 VAC · 63 VDC · Super-Quick-Acting FFDescription- Complements USF 1206 with lower current ratings- Impermeable to potting compoundUnique Selling Proposition- Lowest voltage drop- Very fast, precise openingApplications- Smart meters- Battery protection- Sensors- Mobile devices- Semiconductor protectionReferencesWeblinkspdf data sheet, html datasheet, General Product Information, Distributor-Stock-Check, Detailed request for product, MicrositeTechnical DataRated Voltage125 VAC, 63 VDCRated current0.05 - 0.25 ABreaking Capacity100 ACharacteristicSuper-Quick-Acting FFMountingPCB,SMTAdmissible Ambient Temp.-55 °C to 90 °CClimatic Category55/090/21 acc. to IEC 60068-1Material: HousingFiber-reinforced plastic, UL 94V-0Material: TerminalsGold-Plated Copper AlloyUnit Weight0.0133 gStorage Conditions0 °C to 60 °C, max. 70% r.h.Product MarkingLetter (see variants) Soldering MethodsReflow Soldering ProfileSolderability245 °C / 3 sec acc. to IEC 60068-2-58, Test TdResistance to Soldering Heat260 +0/-5 °C / 30 sec acc. to IPC/JE-DEC J-STD-020D, Level 1Moisture Sensitivity LevelMSL 1, J-STD-020 Case Resistanceacc. to EIA/IS-722, Test 4.7 >100 MΩ (between leeds and body)Moisture Resistance TestMIL-STD-202C, Method 103 B (Level 1) IPC/JEDEC-J-STD-20C (85°C@85%RH@240h)Thermal ShockIEC 60068-2-14, CECC 4200 (5 Cycles 40°C - 125°C)Resistance to SolventsMIL-STD-202, Method 215 (EIA-722, 4.11)Terminal StrengthMIL-STD-202, Method 211A (Deflection of board 1 mm for 1 minute)Approvals and CompliancesDetailed information on product approvals, code requirements, usage instructions and detailed test conditions can be looked up in Details about Approvals SCHURTER products are designed for use in industrial environments. They have approvals from independent testing bodies according to national and international standards. Products with specific characteristics and requirements such as required in the automotive sector according to IATF 16949, medical technology according to ISO 13485 or in the aerospace industry can be offered exclusively with customer-specific, individual agree-ments by SCHURTER.ApprovalsThe approval mark is used by the testing authorities to certify compliance with the safety requirements placed on electronic products. Approval Reference Type: USFF 1206Approval LogoCertificatesCertification BodyDescriptionUL ApprovalsULUR File Number: E415992FusesUSFF 1206https://www.schurter.com /PG01_2Circuit ProtectionProduct standardsProduct standards that are referencedOrganizationDesignStandardDescriptionDesigned according toUL 248-14Low voltage fuses - Part 14: Supplemental fusesDesigned according toCSA22.2 No. 248.14Low-Voltage Fuses - Part 14: Supplemental FusesApplication standardsApplication standards where the product can be usedOrganizationDesignStandardDescriptionSuitable for applications acc.IEC/UL 62368-1Audio/video, information and communication technology equipment - Part 1: Safety requirementsCompliancesThe product complies with following Guide LinesIdentificationDetailsInitiatorDescriptionCE declaration of conformitySCHURTER AGThe CE marking declares that the product complies with the applicable requirements laid down in the harmonisation of Community legislation on its affixing in accordance with EU Regulation 765/2008.UKCA declaration of conformitySCHURTER AGThe UKCA marking declares that the product complies with the applicable requirements laid down in the British Amendment of Regulation (EC) 765/2008.RoHSSCHURTER AGDirective RoHS 2011/65/EU, Amendment (EU) 2015/863China RoHSSCHURTER AGThe law SJ / T 11363-2006 (China RoHS) has been in force since 1 March 2007. It is similar to the EU directive RoHS.Halogen FreeSCHURTER AGSCHURTER strives to offer our customers halogen free products.REACHSCHURTER AGOn 1 June 2007, Regulation (EC) No 1907/2006 on the Registration, Evaluation, Authorization and Restriction of Chemicals 1 (abbreviated as "REACH") entered into force.Dimension [mm] 3.2 mm 1.61.753.22.1Reflow soldering pads 1.51.12Derating CurvesPercentage of Rating [%]140130120110100908070605040-60 -40 -20 0 20 40 60 80 100 120 140 16023Ambient Temperature [°C]3FusesUSFF 1206https://www.schurter.com /PG01_2Circuit ProtectionPre-Arcing TimeRated Current In1.0 x In min.2.5 x In max.10.0 x In min.10.0 x In max.0.05 A4 h5 s0.1 ms1 ms0.125 A4 h5 s0.1 ms3 ms0.16 A - 0.25 A4 h5 s0.1 ms1 msTime-Current-CurvesTime in Seconds0.050 A0.160 A0.200 A0.250 A0.10.00010.0010.010.11101001000110Current in Amperes Time in Seconds0.10.125 A0.00010.0010.010.11101001000110Current in Amperes All Variants Rated Cur-rent [A]Rated Vol-tage [VAC]Rated Vol-tage [VDC]MarkingBreaking CapacityVoltage Drop 1.0 In typ. [mV]Cold Resi-stance typ. [mΩ]Melting I²t 8.0 In typ. [A²s]Order Number0.0512563e1)43092000.0002l3413.0002.11█0.0512563e1)43092000.0002l3413.0002.220.0512563e1)43092000.0002l3413.0002.240.0512563e1)43092000.0002l3413.0002.260.12512563o1)26020000.003l3413.0006.110.12512563o1)26020000.003l3413.0006.220.12512563o1)26020000.003l3413.0006.240.12512563o1)26020000.003l3413.0006.260.1612563s1)954500.0015l3413.0008.11█0.1612563s1)954500.0015l3413.0008.22█0.1612563s1)954500.0015l3413.0008.240.1612563s1)954500.0015l3413.0008.260.212563u1)873550.0029l3413.0009.11█0.212563u1)873550.0029l3413.0009.22█0.212563u1)873550.0029l3413.0009.240.212563u1)873550.0029l3413.0009.260.2512563w1)752200.0032l3413.0010.11█0.2512563w1)752200.0032l3413.0010.22█0.2512563w1)752200.0032l3413.0010.240.2512563w1)752200.0032l3413.0010.264FusesUSFF 1206https://www.schurter.com /PG01_2Circuit ProtectionRated Cur-rent [A]Rated Vol-tage [VAC]Rated Vol-tage [VDC]MarkingBreaking CapacityVoltage Drop 1.0 In typ. [mV]Cold Resi-stance typ. [mΩ]Melting I²t 8.0 In typ. [A²s]Order Number█ Most Popular.Availability for all products can be searched real-time: https://www.schurter.com/en/info-center/support-tools/stock-check-distributors1) 10 A @ 125 VAC, 100 A @ 32 VAC, 100 A @ 63 VDCPackaging Unit acc. IEC 60286-3 Type 2a.xx = .11100 pcs. in tape in ESD-plastic bag.xx = .221000 pcs. in tape [W: 8mm and P1: 4mm] on reel [A: 18cm].xx = .245000 pcs. in tape [W: 8mm and P1: 4mm] on reel [A: 33cm].xx = .2610000 pcs. in tape [W: 8mm and P1: 4mm] on reel [A: 33cm]The specifications, descriptions and illustrations indicated in this document are based on current information. All content is subject to modifications and amendments. Information furnished is believed to be accurate and reliable. However, users should independently evaluate the suitability and test each product selected for their own applications.26.03.2024
https://www.littelfuse.com/media?resourcetype=datasheets&itemid=b38bf132-c6df-46e5-9769-76360fd8d2cf&filename=littelfuse_fuse_465_datasheet.pdf | fuses | Fuse Datasheet© 2023 Littelfuse, Inc.Specifications are subject to change without notice.Revised: GD. 01/03/231465 Series NANO2® > 250V UMF Time Lag Fuse DescriptionAgency ApprovalsElectrical Characteristics for SeriesFeatures & Benefits ■ Listed to IEC 60127-4, Universal Modular Fuse-Links (UMF) ■ 250VAC Voltage rating ■ RoHS compliant and Halogen FreeRoHSPSE% of Ampere RatingOpening Time125%1 hour, Minimum200%2 minutes, Maximum1000%0.01 sec., Min.; 0.1 sec., Max.AgencyAgency File NumberAmpere RangePSENBK030205-E10480B1 A - 5 ANBK101105-E1846556.3 AE1846550.25 A - 6.3 ANA1 A - 6.3 ANA1 A - 6.3 AE104801 A - 6.3 AThe Surface Mount Nano2® 250 V UMF product familycomplies with IEC 60127-4 which covers UniversalModular Fuse-Links [UMF]. This is an IEC standard that is accepted world wide.Electrical Specifications by ItemAmpere Rating(A)Amp CodeMaxVoltage Rating (V)InterruptingRatingNominal Cold Resistance (Ohms)Nominal Melting I2t (A2sec)Agency ApprovalsPSE1.00001.250100A@250VAC0.10702.5xxxxx1.251.252500.08305.6xxxxx1.6001.62500.05609.0xxxxx2.00002.2500.039014.4xxxxx2.5002.52500.026019.6xxxxx3.153.152500.021032.4xxxxx4.00004.2500.016048.4xxxxx5.00005.2500.013090.0xxxxx6.3006.32500.0088144.4xxxxxApplications ■ Power supply ■ Lighting system ■ White goods ■ Industrial equipmentNotes: - l2t calculated at 8ms. - Resistance is measured at 10% of rated current, 25ºC- For information and availability of additional ratings please contact LittelfuseResourcesAccessoriesSamplesAdditional InformationFuse Datasheet© 2023 Littelfuse, Inc.Specifications are subject to change without notice.Revised: GD. 01/03/232465 Series NANO2® > 250V UMF Time Lag Fuse Average Time Current CurvesSoldering ParametersTemperature Re-rating CurveReflow ConditionPb – Free assemblyPre Heat- Temperature Min (Ts(min))150°C - Temperature Max (Ts(max))200°C- Time (Min to Max) (ts)60 - 180 secsAverage ramp up rate (Liquidus Temp (TL) to peak5°C/second max.TS(max) to TL - Ramp-up Rate5°C/second max.Reflow- Temperature (TL) (Liquidus)217°C - Temperature (tL)60 - 150 secsPeak Temperature (TP)260+0/–5 °CTime within 5°C of actual peak Temperature (tp)20 – 40 secondsRamp-down Rate5°C/second max.Time 25°C to peak Temperature (TP)8 minutes max.Do not exceed260°CWave Soldering Parameters260°C Peak Temperature, 3 seconds max.Note:1. Rerating depicted in this curve is in addition to the standard derating of 15% for continuous operation.TimeTemperatureTPTLTS(max)TS(min)25tPtLtStime to peak temperature(t 25ºC to peak)Ramp-downRamp-upPreheatCritical ZoneTL to TP0,0010,0100,1001,00010,000100,0000,11101001000TIME IN SECONDSCURRENT IN AMPS1A1.25A1.6A2A2.5A3.15A4A5A6.3AFuse Datasheet© 2023 Littelfuse, Inc.Specifications are subject to change without notice.Revised: GD. 01/03/233465 Series NANO2® > 250V UMF Time Lag Fuse MaterialsBody: High Performance CeramicTerminations: Silver plated brass.Product MarketingBrand, Ampere Rating, Voltage Rating, UMF LogoOperating Temperature–55OC to 125OCMoisture Sensitivity Level J-STD-020, Level 1SolderabilityIEC 60127-4Insulation Resistance(after openingIEC 60127-4 (0.1Mohm min @ 500VDC)ShockMIL-STD-202, Method 213, Test Condition AThermal ShockMIL-STD-202, Method 107,Test Condition B , 5 cycles, –65OC to 125°C Mechanical Shock MIL-STD-202, Method 213, Test Condition AVibrationMIL-STD-202, Method 201 (10-55 Hz)Moisture ResistanceMIL-STD-202, Method 106, 10 cyclesSalt SprayMIL-STD-202, Method 101, Test Condition B (48hrs)Resistance to Soldering HeatIEC 60127-4Product CharacteristicsREFLOW SOLDERF2.8(.11")12.1(.475")4.5 (.177")6.7(.264")6.8(.264")WAVE SOLDER3.5 (.14")AC250VT500mAL6.9(.27")5.6 (.22")5.6(.22")4.5(.177") HeightEND CAPTOP VIEWDimensionsPackagingPart Numbering SystemPackaging OptionPackaging SpecificationQuantityQuantity & Packaging Code24mm Tape and ReelEIA RS-481-1 (IEC 60286-3)1500DR0465 .500 D RSeriesAmp Code*Quantity codePackaging CodeRefer to Electrical Characteristics tableD = 1500 pcsR = Tape and Reel*Example:2.5 amp product is 046502.5DR (0.5 amp product shown above).Disclaimer Notice - Information furnished is believed to be accurate and reliable. However, users should independently evaluate the suitability of and test each product selected for their own applications. Littelfuse products are not designed for, and may not be used in, all applications. Read complete Disclaimer Notice at: www.littelfuse.com/disclaimer-electronics.
https://www.littelfuse.com/media?resourcetype=datasheets&itemid=8c87aa93-80a7-4ea8-8749-a19ba03901c2&filename=littelfuse-fuse-452-454-datasheet | fuses | %PDF-1.7%âãÏÓ53 0 obj< >endobj xref53 1070000000016 00000 n0000003018 00000 n0000003145 00000 n0000005071 00000 n0000005103 00000 n0000005238 00000 n0000005372 00000 n0000005503 00000 n0000006021 00000 n0000006596 00000 n0000007169 00000 n0000007792 00000 n0000008443 00000 n0000009036 00000 n0000009071 00000 n0000009114 00000 n0000009667 00000 n0000010117 00000 n0000010230 00000 n0000010341 00000 n0000010427 00000 n0000010510 00000 n0000011043 00000 n0000011475 00000 n0000011947 00000 n0000012436 00000 n0000013921 00000 n0000014169 00000 n0000014359 00000 n0000014473 00000 n0000014728 00000 n0000016427 00000 n0000017351 00000 n0000018678 00000 n0000020543 00000 n0000022271 00000 n0000024100 00000 n0000024358 00000 n0000024922 00000 n0000027500 00000 n0000029024 00000 n0000029583 00000 n0000034599 00000 n0000037247 00000 n0000037298 00000 n0000041325 00000 n0000041847 00000 n0000042211 00000 n0000046065 00000 n0000046398 00000 n0000046689 00000 n0000053744 00000 n0000053783 00000 n0000058339 00000 n0000058687 00000 n0000059056 00000 n0000059428 00000 n0000059923 00000 n0000063185 00000 n0000063570 00000 n0000063955 00000 n0000065398 00000 n0000065779 00000 n0000065849 00000 n0000065933 00000 n0000076365 00000 n0000076628 00000 n0000076791 00000 n0000076818 00000 n0000077119 00000 n0000078035 00000 n0000078301 00000 n0000086455 00000 n0000086494 00000 n0000106704 00000 n0000106743 00000 n0000111398 00000 n0000111437 00000 n0000132427 00000 n0000132466 00000 n0000133830 00000 n0000133869 00000 n0000137389 00000 n0000137428 00000 n0000157638 00000 n0000157677 00000 n0000159041 00000 n0000159080 00000 n0000163735 00000 n0000163774 00000 n0000184764 00000 n0000184803 00000 n0000207677 00000 n0000207716 00000 n0000211236 00000 n0000211275 00000 n0000222470 00000 n0000233665 00000 n0000247421 00000 n0000269750 00000 n0000270135 00000 n0000270520 00000 n0000272360 00000 n0000272624 00000 n0000272748 00000 n0000272872 00000 n0000002436 00000 ntrailer< ]/Prev 460366>>startxref0%%EOF 159 0 obj< >streamhŞb``à``àbf`g`ğJeb@!6 (Ç†/wE¢&ÔÖ¦Î@4àÓÉ8ø„—O)`EÀÑÎ7Ó.:ù¼¾²VÊÅkšuÌŞfÑ5·Lsæ�î9eSŞ‚Ÿğ²©¬TnRR°¸{û’rÀÊ¨ãÙÓ7$�œí¶vÚv¿ˆˆOŒ�­!�ÏrÜÜâ©š4I9dá¤«}×õ�î6ë�V‡[Ì((^Ş�pQAA!¥ò4 ¨ 1\yHÈØØÄÅÅ.÷=PJ•�í®6�Îâ°~i~¾k"Ìlxª1)±¬à< ¸�¡�‰¡¹árCÃ†7Œä-ÈwxÎº‰qSÓ>‡‹œºØõx½d4Ø-'Ú=,sä®©bH¨e�û ¥¼çÀLF³½"ZÂ^ñ,f:Ã:CÇAL�5�/$¨á£0ş&˜O�}şş›ßu�†T9ÆF?6Ş¥’Ö1Á[ZØ3H¦üaH¸ÀØõBô‚éÂu6¬3¸dH84È3Ÿaa9!ÖàÊ0‘aFãŒ¸Ôc`{¹H³€8Ì&œ ÅŒr¯@Q­TŞU.væ (@€]ä¤endstreamendobj54 0 obj< >>>endobj55 0 obj< >/ExtGState< >/Font< >/ProcSet[/PDF/Text/ImageC/ImageI]/Properties< >/XObject< >>>/Rotate 0/Tabs/W/Thumb 46 0 R/TrimBox[0.0 0.0 612.0 792.0]/Type/Page/PieceInfo< /LastModified /NumberOfPageItemsInPage 6/NumberofPages 1/OriginalDocumentID /PageItemUIDToLocationDataMap< >/PageTransformationMatrixList< >/PageUIDList< >/PageWidthList< >>>>>>>endobj56 0 obj[57 0 R 58 0 R]endobj57 0 obj< >/Border[0 0 0]/H/N/Rect[61.36 482.078 299.48 447.786]/Subtype/Link/Type/Annot>>endobj58 0 obj< >/Border[0 0 0]/H/N/Rect[61.36 444.92 299.48 410.628]/Subtype/Link/Type/Annot>>endobj59 0 obj< >endobj60 0 obj< >endobj61 0 obj< >endobj62 0 obj< >endobj63 0 obj< >endobj64 0 obj< >streamH‰\ÔK�¢@à=¿¢–İ‹�ºuKbâ£;q1�Œ3?¡tHF ˆÿıÔá˜�dL”ƒ€÷ó*İö‡¾›Mú}šc˜Í¹ëÛ)Ü†ûÔs—®OòÂ´]3?÷–ÏæZ�I/>>ns¸úó�T•IÄƒ·yz˜—M;œÂk’~›Ú0uıÅ¼üÚ_Mz¼�ãŸpıl2³^›6œã}©Ç¯õ5˜t¹ìíĞÆãİüx‹×ü;ãçc¦Xösbš¡·±nÂT÷—�TY¦­Mõ_ë$ôíÇW/;�›ßõ”TùG<9ËTã»\'U‘-ûq³cvÈ+ærÉ¼œ¿eŞ"ï˜wÈ{æ=ò;ó;2çÅMRYÎ²˜esæ¹`.�-³EfA¦ÍÂf•Y‘=³G¦ÙÂli¶0Ûó™~¿¥ÙÂ,´lB›À&´lB›À&´lB›À&´lB›À&´lB›À&´lB›À&ìVĞ­Ğ)‹“İºv+èÖÑïàw4;˜ÍfG³ƒÙÑì`v4;˜ÍfG³ƒÙÑì`v4;˜•])ºRÎUÌUÎUÌUÎUÌUÎUÌU}Ş‹Èœ«˜«œ«˜«œ»Ü«Ê~ı(ûQô£ìGÑ�²E?ú¼×Ñ�g?ıxš=Ì�f³§ÙÃìiö0{š=Ì�f³§ÙÃìiö0{š=Ì�]ytUbV‘åø¾´Ìğ—Â©Ì0lø_6ø/[úãùóiÆãW%ó¹–4÷iŠËÈ²t-ëV�®Ÿ«Û8Œ&^…wòW€öt*endstreamendobj65 0 obj< >endobj66 0 obj[/ICCBased 95 0 R]endobj67 0 obj[/Indexed 66 0 R 0 96 0 R]endobj68 0 obj< >streamH‰\“ËŠã0D÷ş-»�ó�îícÈc²˜“™pl%c˜ØÆqùû¹¥2İ0GGØªœŠ¬¦wØºvrù�±¯�qrç¶kÆxëïcİ)^Ú.[®\ÓÖÓ ïñ¼_“×`Oö`æxäxúxøxúxøxúxøø==İ<Ü<ÿŒÙß†¬ìĞ=Ğ-À-Ğ-À-Ğ-À-Ğ-À-Ğ'À'(Y�…9‚a� G˜#Èær„Eæ½3SR&ûúû¦½“-yf÷´ÇÂî‚î2ï?ºË¼÷è®ì®è®tV8+�ÎJg…³ÒYá¬tV8+�ÎJg…³ÒYá¬tV8où»6àå�ßR¼ÆvÚÜÇ©ïãhÇ#Ét.p"Ú.~œÚ¡œ­Â•ı`°úï¸endstreamendobj69 0 obj< >endobj70 0 obj< >endobj71 0 obj< >endobj72 0 obj< >endobj73 0 obj< >endobj74 0 obj< >streamH‰\“İjã0…ïıºl/Šk4jÁòÓB.ö‡Íî8¶’Ù(ÎEŞ~u¦JÖ�ø3é¦#Æåv¿ÛÇ~2åÏ4´‡0™S»®Ã-µÁÃ¹�Å²2]ßNŸOó{iÆ¢Ì‹÷ë.ûxŠº6å¯üò:¥»yXwÃ1<å�Ô…ÔÇ³yø³=<šòpÇ�pq2³Z™.œòFßšñ{s¦œ—=í»ü¾ŸîOyÍ¿Šß÷1˜j~^R¦ºp›6¤&�CQ/òµ2õ[¾VEˆİï]ÅeÇSûŞ¤¢®P¼Xä[æŠ\�•¬àgò3ø…üŞ‘wàWòkfË=-ö´KòÌı-ö·–lÁB°#;0,¬'{0},¦,},¦ìš¼Î,Ìä³YÂ,A–0K�%Ìd³YÂ,A–lÉ[0{ô.ì]Ğ»cï½;:888öîĞ»£�ƒ�£�ƒ�²^Q¯¬QÔ(kt®¡³ÂYé©ğT�ƒâtCŞ€é¬pV:+œ•Îg}#ç�©=ı=ü=�=œ=}<¦<}<¦<}<¦<ÏÊã¬<}<¦6ì+ß0�Ÿ“‡ÑÌ_�ùšûö–Rùù3›gSŞÇğõ%�Ãhò*üŠ¿A2æ¸endstreamendobj75 0 obj< >endobj76 0 obj< >streamH‰\’ÍNë0F÷~/a�ò?R©* uÁQx€4™–HÔ‰ÜtÑ·¿3ù*�ˆ”øX�±OÆ“¬7�›0Ì>y‹c·•Ùï‡ĞG9�çØ‰ßÉa.Ë}?tóu¶¦»c;¹D“·—Ó,ÇMØ�®®}ò®‹§9^üÍªwrë’×ØKÂÁß¦®··>Ù�§é[�fŸú¦ñ½ìu£—vú×Å'KÚİ¦×õa¾ÜiÎoÄÇeŸ/ó2İØËij;‰m8ˆ«S}_?ëÓ8ıŸõ‚‘¶Ûw_mtuö¬ÁiJ¤ïCãê<]æ:(¯Ákã'ğ“1rtpu�øÂâ‹œ—àÒ˜Àd¼¯”KÄ”S2˜�ÀæSÂ¡4‡ûW¶U€eÊğ™1bÈb1´Äà,²³¨WÆtıc8�9Ğ=øŞ>K}şdş727B}ÈêC×šZ}õa«Ã�Í�áÆæÆpcsc¸±¹1ÜØÜnln+øè`¦½I»jíHÿÓGİ9Fm¡¥m—Ş±®‚ütö4N^³ìuÿ«†Äßendstreamendobj77 0 obj< >endobj78 0 obj< >streamH‰ÜWÛnÛF}×WÌSAÅ½’*²¥-�´@\4EË$R‘¨¸é×wfv©PŠrkú$°V{=sæÌÙÕëÁèé,†ÅvCv=š®b¸j¿.²ÁèŠ-Äü¶EMsÍeâ¯d÷Ë£Ll#)…e"i,d«Ap+�K×UÛ–Ëûİ¶ü~®‹(Ì^†BF20‘„l>fë²¨nc•y[5õòMÛİİ«²h¡m xÈëE�UûĞìZ¨›¶*JŞwRÊĞNJ)Şëyù¦Ú–óáéU±Iü¯i*AzÊĞSP±Fè¡¦Q’2rASŸdƒ×HËâ˜"±§×GFü«ä�¡¸cHºc†qc˜Y¾ñBòÑø¡„kT”`~\•áP(d$Øb·‡ À†‰R6áPE‚*&‘…`�š:Úp¨#Í2CĞÔáŸÙ/ƒdN9\ˆFY‚ÅSÂµg·M’D€Õ"²VX‡-ÇtìC(ñŒ2ÄÕÜLnB!¨ûWw&îjº]©õ·Ğ¼³k)££Ô`ÀVk$Î‹E¢Z,Ñ�ëDG—H`YL°��aÁŒÂGË�ùjğ«%†ØÀ\„’h¢qKã�:â$¾qI‘èC¦=xò�¬±ŠÆ:5Ç¨î)[ˆbGÙJ9Ÿ6J�8xÀ¼Ê»!(©…=u844épŠâTƒvjPÔSrö±g­<‰õ€BÁ’Ğgó„xäUk%%6Zš"øDCìm©ßiJ¤'ÎŸÓ7GéØrñª¸—L:}aßtJÎyÄ‘ĞÖGÂÁoº…Q¥°X£òßiyêˆkŞ¸Üî÷H2fûóÀå3éØ#™¹Ï–¬–ÈM¢-XuR²^®‡ÂĞJF±U´è@S&*í¥ÿ]˜)Á"İr.&\ù²Ç×�‡.ßH,v,>¬6²üA†-fµ#†§jŞEyEŒéóµÿÜÑ'¥ÎE\+Jàµ ˆ%ÑÃœdæ³’PåQÈ‡Œ;¾E¸cŸ5\+¹Ÿ3ÒöÃĞ$î.¡¹ï'¶ÃËòÙ~¤ÔŞáH½§o”)MX.d<'=¸1û+£ÜÂ–ZÎZœB]@Øèä÷�ìÖ ıĞ9¦Õ˜/‘jgzS¼z�Ø�·�Ä§¦R]�Mç’Ë¾ƒf¬ô¥Èbõ—Ï½g>„w/wŸ®Âİî�5�fë¼>;MŠv—/³òïölúd:�ãx¦~~W—ğîY(0İ®IP2MØò�†ÏpÚèRvo`¼7lL×êäß,öœï„�=¾p‰LÒÏ…„¢yÿ‚—Ál•/—€ÊJ(½Õ?¡Œ�}"iŸÍÂ4’�İ}tü×ğßÃÎ¾ÇÈÇ Ñ¡«yşU€æYì6!Ùö¦¬[ìm«zÑ/cWÅyHëŞğß¼ZæwK´É)JÌ„~dˆĞàˆœÜ†Ÿş7B_³.=Wm¹âv(¹²v›ò˜¾€¹v/�o’—ç¬‹æ§Íj½¬rTR^Ïá§¦Ù,Êú}9MCC7AY~Ëjyq�˜²h5Û¶çT./®G—3/˜Éè=zn�ı�S@êı�ˆü‚ùXˆ4KÿÌâU¡ñùM—ı¢ü*fá_Å5Õ´endstreamendobj79 0 obj< >endobj80 0 obj< >endobj81 0 obj< >endobj82 0 obj< >endobj83 0 obj< >streamH‰ÔW[oSG~?¿b^�ìª>ÙûEŠ�‚TE¡…õ�VÈ5që8!vù÷ıfvO¦œ„Š<"KÇ;ggf¿¹ïù´nö&úƒ%M““fïøbºÚßß;˜m®¦ËÉüëfÿÅá‹J©üôéSzö¦L�nµñ¤hò±ĞpòOsx„·“Ÿš÷ƒñùêdhÎ/ÏÖ´9§ç‡¯^ÿiŒfßj¬iø×ä×FÑH·F4\\ÌW_É²*EªõVãiÑz¶jö^+ú´ş.d#Íº½wwğí�ÍUŒ[P®X°¯tOËÉøuGj9rë—�ÍXyøš‚F±P]n3L:°Œ4MWïZı~Ğ‰°€W[öX97ÒÑôò_Z ¦³éf¾¦õÕb3i±ú÷b¹¥nî{ s!mNçtxuy~1Ÿ®D£lÌ7?Š'ï^�îº¢$óÖÚâ6ì®cvüğîÕ=Nš½ß—ÓÙüãËËéÅébF{GcUìC4ñoÇ76‡Ö‡D!†6¦@Æ.iÓª¤érŞœ4Ÿ…G›Âc�ğäœ™)æùƒ o}ãcÚ�Âñøu£Ú3}!GGÔ8ØRwœ§‘œ§{7ošg“‡¢—ºâÒ$Ab§—•Í©µÖBmR­RĞ79koÏ9–>äİsËçÆA�æÖBÀÁìZØ‹ògÀ`B“×80D�“‘9!ĞìLñÄ{æZb¥­ÇèÌ)ã¶ëdhÖt”ğµÚË3DŞ�¦®™KÙ¸İÑ¢%TÍ8¹9åôTÊş¬¶1*:+½ìhÕgÉ@zÃLŠA˜`èö}¨ğR¼İ1Ö‹yÆÀO�„Ëª †1°jI·RÈaÂ2‡I¶œ)�£²Ãlé´øÏ„,¤OÌš…ĞŠÁXÎDŒU½È Ö"3*ëcç†r@Úz$,V[#3ê,ÔQ”TÙİLéÌ[¦ Êâ/Ÿ:bÖÓK¦s¨3¦†…'$Ãpâ^£;bT²D4UÚDa­D@¥T×=Û]dÅ¾8ĞHúT¢h,d9­¬Î×õ¬"NR„N²Ù©�Bô‚7…ºî)¯dQ«Ÿ>Ö^1‹Ó¨ÒŒ:W©Ûõ­ı.×³F]î®—Œ9EŸzÓ/K•ÚŒğ„ˆºöœÄ]Y¢Ïjtüq½�PçÙ3…¹Ö"Ï�£#Š?t{¨ó„ºÓ%;*åZÉ»�Dr°¸Èi4tßé,8¹¯t$CÁ,ÑìÉ @¹u�2R3!š\àLWF/Dô-êÂ‚HhTU!3R³nA’%¶Q‰p¡t1PdØû*Şú Pà´]fË.p”p(‰TF‰À‘6?ß& !Ù6fkÛ!‘\KÌF6~€Vø$ÃtU¦u®ä6FÓHf3m²ºD-Ÿ›Ë{†·;û\:šG½�¦iC¼áêë2a•1r¨ã~Ò#¢Ò­²–uDöİ`‹ıc‘‚��æMí ¼¹g;&$w��B›ylóÏğ@“Tv¬ZÊÀ &@âu„K}¬ıYè ÓHò€��¶p‹åÈÜ0¯›N›ÇLôÌmŠeQ²ˆ[�P�yåä\Ñ×‹e±¦›ùèK-JgJpéu´iÉ¦Œä,¦g²("Ú¼Á5>%Ç“wØå¦¶¹”{+n=KŸN/åæ2�mÊ¦n®7‹Ùz{Ñ9–÷¦Y^Ì×İ@d&gä™ÊP¶Ú£g:1ÅØÍÙÒ�p›‘?^wû:xdzî1œ4}Îî,]&³«8Ú¶§'ï¨•İ­Ön»Êb¾~S{÷äNn/TõÎVnRHå/Äw7Ãw·mÂ]ˆY�Ñ¯41o)×ªÇjR fvK½=úª©'R„@Ú²W[Õ}öş=�Îÿ'á�Ü¤w1ùoCòæQ€úìßÇiTò#à8¾á?Ğ®À÷@²üóHàw�‚´+pR¹¶ßıŠò*’5\_.h2­G’Îğ„ÎOh˜Pîg¨v+Õ>§·ÓÍbõIJ~$ÉÉÒ©MèWåSê·‹ù4YœÍù–ßûââ�…T�Ì¨.¾P*_d�•ÏÃĞCğ„VÃ®ü�}ğ¤~O²9�ôöÎÑéùÕåúg:Z¬gWg¦67¨è˜ÓR>ãŒ*qÚè?0N”¦endstreamendobj84 0 obj< >streamH‰äWmOÛ0ş�_q_&ÅÓêÚ��­Bb- MƒujB!˜’‘Ä¥oÿ~ç$åMCC[¥eB•šÄ�ïîy�»³v8£¾ò�A¦ê¸*�Ò°›•ô#ølõ˜ÜRÿpİËN=eº#ÁÀeïÈQüÌ£â‰=ïÁÜÖÂ§Ö"ª<Ù;Dk«É§Vå�Ã´ë¶bg8Í“TŸî,“Åy–Âpw,àÓdÎÖ.ş}Âvfæ•3Œù±ñ™#)D„şt·R†”)‚…,‚¸pÜéÌ†�è"ŒF ,µs¥Ã?0ï¡%¥<¸»à\b,v†£sA™ïµÎC�L¥E³¬pBàS.ä¨’vQŞ�V¬;wfÎ7ü!f@FñUê€*-ô¢E�ü2’ZHÍİÜ†"Àã¤”&-‡î&‘T‚»@Mhˆ×œ€›¥d ¨7©‰G} rìSY5Y·^çÖºdÖÛp¶HÊÑh¸™ÖWIëÛz´½µ½Í‹666ZõÂ& ã‰hˆ ¤"ÃaĞè�VßáX³Ö>¢ñY—D#ÆÃj×’ß0°3ã«<ğî—ˆ ¦mHIQ]Æ?Dpèî™ZŸsÈZs§ãú/4è2ñÕ$`¦Jp[7JÉg~û€üËx2œN¦œ+ïÃB¾’»0eV›eÿ‘?Æ²RãÑ9i—¾yo‚nY?IR¢ps¸È³ùyYI„İÜkb·½¬õï¤ø·€ş<ëâ÷HÁ”(ì¹fY·[dr’k˜‰·ûXäIÇÆ]ÇF¯©XO)vŒ4€o:Ø«Ú¬®‹ü®ÿ¥¹¦�HwYÑÒ`–Y93-y:¾Wó~`KâúuUĞş²+Œ�É­Ögà¤„ªmU­‹5´®¨äx¬õğhõPúî¿É\ßëÿjğ=P~=Ä„ãÁİÕ¹NMñ†y8h`¶D&ªjEÄIRé{#~KDöƒ%3eÿyñà<«5Ì�9­ş“Ãš»“RSV&×}�—0å~rÔüzF$Ôwæ©†M‚3îUmŠ&yl^Ùj»¼Ê….kr?¶KÍendstreamendobj85 0 obj< >streamH‰ÄWËnã6İë+¸´¦ùI �¤É fĞ6ºWñ$.Çqœiçï{.IYòCyU�uÈû:—¼Ôåä—B0Á­–xjÅØ[µ,Æî{¦ÃÌä6¾_M—ã«jó>]Lfÿn.înïî„áòò’]ÿtÃŠ,(ÉF’[kØä¡°áäïâö#æÆ7ê‹`’M¾’X)$q!¤+/!÷øÕ~%ùOä�T$—Ê&�Ïƒë¡l0İ-ş6³õpdğò�Uqàiº~œ/Y5_Wïóş9!rJÅ�Vë—Í¬ÚÌ_–Ãä¶ƒõÿK*Êù¾‰o¥§ÁçÁÏË‡÷·Íz>]°áH9ÇÌ^ßç«çÙr“ÓÉÁ¨m0"ÆbÌ�Ií¸‘eÉ´\•RÏpwæ1>gËê;»Z­ÖCD6x‰cß†´PÓÅ[t};)÷ÚÁ·7*>}¹Ôğ–™’Ë2 ÃŠ‡’­g…"�ÔRjîğßH(Œ„–¯¹0eKà+ü. ŠÊçT,˜HöõvkTÏ±øé™öä¢¸/~ki$‡:üHãHùPÇ\#ôr×Î$gO¸î«ÑJÌV8¯’8ŞhG¥Îú)l¿’ı‡'yå}4*=}´ªñÖû*}XkËÅY¬÷�ô`İÓG«FÏa½¯Ò‡5�#uë}'=X÷ôÑ:Ïa½¯Ò‡5DÌY¬÷�ô`İÓGëÌ<‡õ¾JÖB5'Yï;éÁº§bÑsO³}•nÖ;�:œ®'ÇZÄØ‹»8îXi¸“¥bÚQ·ØÑ„Å^Ës�n2÷ÏmÚİ¦1cŸŞŸÿB/MÒÒB €8ÁµÖ­…ãFÅ6”»Ò3t¦8îà`¹*2DÇ/¨³%jÑ�f¢~©¨©5Ê×8êªZ§FµÁ“·¬™V§Š-´Ô±Ñu@èGÔdÒS¥Ğ À¢½¯Ê•,k•1éù…hX!·ã<ˆ²VÉ 6·…ä*i¥êĞHDš@"^Ê˜E­"i/HÃäìiİKY§t»HØÆDF/ø¬Ò}Á¦„HÅ2e)T™™' \"ó”‚‹ÊxÙ‰PÉ˜‚^À‰�¦µhSŒª[„[¦œTi¥$.Ñ²sm¨„j1Õi£9Û«Râ3L™“2Ô.èÊ”2L¨*�Ğ%¶�T¬W�®†ëà]³
https://www.littelfuse.com/media?resourcetype=datasheets&itemid=990f7193-d9a2-48e4-b760-2b43514249cf&filename=littelfuse_fuse_215_datasheet.pdf | fuses | Fuse Datasheet© 2021 Littelfuse, Inc.Specifications are subject to change without notice.Revised: GD. 11/30/211215 Series5×20 mm, Time-Lag FuseRoHSPbAgency ApprovalsAgencyAgency File NumberAmpere RangePSECartridge: NBK080205-E10480A NBK250702-E10480E NBK100408-JP1021ALeaded: NBK080205-E10480B NBK250702-E10480F NBK100408-JP1021B1A – 5A6.3A – 15A16A – 20A1A – 5A6.3A – 15A16A – 20A .20209702070000670.125A-10ASU05001-2011BSU05001-10001SU05001-10002SU05001-2012B1A – 2.5A3.15A – 6.3A8A4A - 10A E104800.125A - 20A298620.5A – 12ASE-S-21012680.125A-12A15A*, 16A*, 20A*400135210.2A – 8A *10A40016610*12AKM414620.200A – 10AJ50248091J5025857810A16A, 20AN/A0.125A – 20A * Approved for cartridge versions onlyFeaturesElectrical Characteristics for Series% of Ampere RatingAmpere RatingOpening Time150%0.125A – 0.800A60 minutes, Minimum1A – 3.15A60 minutes, Minimum4A – 6.3A60 minutes, Minimum8A – 20A30 minutes, Minimum210%0.125A – 0.800A30 minutes, Maximum1A – 3.15A30 minutes, Maximum4A – 6.3A30 minutes, Maximum8A – 20A30 minutes, Maximum275%0.125A – 0.800A0.25 sec. Min.; 80 secs. Max.1A – 3.15A0.75 sec. Min.; 80 secs. Max.4A – 6.3A0.75 sec. Min.; 80 secs. Max.8A – 20A0.75 sec. Min.; 80 secs. Max.400%0.125A – 0.800A0.05 sec., Min.; 5 secs. Max.1A – 3.15A0.095 sec., Min.; 5 secs. Max.4A – 6.3A0.150 sec., Min.; 5 secs. Max.8A – 20A0.150 sec., Min.; 5 secs. Max.1000%0.125A – 0.800A0.005 sec., Min.; .150 sec. Max.1A – 3.15A0.010 sec., Min.; .150 sec. Max.4A – 6.3A0.010 sec., Min.; .150 sec. Max.8A – 20A0.010 sec., Min.; .150 sec. Max.ApplicationsThe 215 Series is a 5x20mm Time-lag, surge-withstand, ceramic body cartridge fuse that is designed to IEC specifications. ■ Conforms to EN/IEC/K/J 60127-1 and EN/IEC/K/J 60127-2 ■ High breaking capacity ■ Meets Standard Sheet 5 of IEC 60127-2 as a Time-Lag fuse ■ RoHS compliant and lead-free ■ Recognized to UL/CSA/NMX 248-1 and UL/CSA/NMX 248-14 ■ Conforms to GB 9364.1 and GB 9364.2 ■ CE Mark indicates compliance with Low-Voltage and RoHS Directives.Used as supplementary protection in appliance or utilization equipment to provide individual protection for components or internal circuits.PSEDescriptionResourcesAccessoriesSamplesAdditional InformationFuse Datasheet© 2021 Littelfuse, Inc.Specifications are subject to change without notice.Revised: GD. 11/30/212215 Series5×20 mm, Time-Lag FuseMaterialsBody: Ceramic Cap: Nickel–plated Brass Leads: Tin–plated CopperTerminal StrengthMIL-STD-202, Method 211, Test Condition ASolderabilityMIL-STD-202 Method 208 Product MarkingCap 1: Brand logo, current and voltage ratingsCap 2: Agency approval markingsOperating Temperature–55ºC to +125ºCThermal ShockMIL-STD-202, Method 107, Test Condition B (5 cycles, –65ºC to +125ºC)VibrationMIL-STD-202, Method 201HumidityMIL-STD-202, Method 103, Test Condition A (High RH (95%) and elevated temp (40ºC) for 240 hours)Salt SprayMIL-STD-202, Method 101, Test Condition BProduct CharacteristicsTemperature Re-rating CurveAmp CodeAmp RatingVoltage Rating (V)InterruptingRating+Nominal Cold Resistance (Ohms)Nominal Melting I2t (A2 sec)Maximum Voltage Drop at Rated Current(mV)Maximum Power Dissipation at 1.5ln(W)Agency ApprovalsPSE.1250.1252501500 A @250 VAC11.44550.033026001.6--x-x-x---x.1600.162507.10000.046524001.6--x-x-x---x.2000.22501.84000.34021001.6x-x-x-xx--x.2500.252501.24000.54515001.6x-x-x-xx--x.3150.3152500.88000.97511001.6x-x-x-xx--x.4000.42500.58251.32510001.6x-x-x-xx--x.5000.52501.16750.4208501.6x-x-xxxx--x.6300.632500.72000.6356501.6x-x-xxxx--x.8000.82500.46750.9755001.6x-x-xxxx--x001.12500.15151.5203502.5xxxxxxxx--x1.251.252500.10743.2003002.5xxxxxxxx--x01.61.62500.07076.8302002.5xxxxxxxx--x002.22500.056611.6801902.5xxxxxxxx--x02.52.52500.038622.2901802.5xxxxxxxx--x3.153.152500.028343.2551404xxxxxxxx--x004.42500.018546.9601004xxxxxxxx--x005.52500.015366.0951004xxxxxxxx--x06.36.32500.0108128.7501004xxxxxxxx--x008.82500.0092209.8801004xxxxxxxx--x010.102500.0066333.5651004xxxxxxxx*-xx012.122500.0061515.5001004-x--xxx-x*-x015.15250500 A @ 250Vac0.00331237.0N/A**N/A**-x--x-x*---x016.162500.00311408.0N/A**N/A**-x--x-x*--xx020.20250400 A @ 250Vac0.00232600.0N/A**N/A**-x--x-x*--xxElectrical Characteristic Specifications by Item* Approval for cartridge versions only** Please contact Littelfuse for details on these parameters+ Interrupting Rating may differ based on Agency Approval. See Agency Approval certificate for more details.1A to 2A have an IR : 100A@500VAC, 4A to 6-3A have the IR : 100A@305 VAC and 1000A@72VDCI2t test at 10x rated current.10A have an IR:1000A@300Vac for cURusFuse Datasheet© 2021 Littelfuse, Inc.Specifications are subject to change without notice.Revised: GD. 11/30/213215 Series5×20 mm, Time-Lag FuseAverage Time Current Curves1001000100001010.10.010.0010.11101001000.160 A.125 A.200 A.250 A.315 A.400 A.500 A.630 A.800 ATIME IN SECONDSCURRENT IN AMPERES100100010000100.10.010.0010.11101001000TIME IN SECONDSCURRENT IN AMPERES1.00 A1.25 A2.00 A2.50 A1.60 A3.15 A4.00 A5.00 A6.30 A8.00 A10.0 A12.0 A15.0 A16.0 A20.0 AT-C Curves for 125mA to 800mA onlyT-C Curves for 1A to 20A only1001000100001010.10.010.0010.11101001000.160 A.125 A.200 A.250 A.315 A.400 A.500 A.630 A.800 ATIME IN SECONDSCURRENT IN AMPERES100100010000100.10.010.0010.11101001000TIME IN SECONDSCURRENT IN AMPERES1.00 A1.25 A2.00 A2.50 A1.60 A3.15 A4.00 A5.00 A6.30 A8.00 A10.0 A12.0 A15.0 A16.0 A20.0 ASoldering Parameters - Wave SolderingDwell Time0204060801001201401601802002202402602803000102030405060708090100110120130140150160170180190200210220230240Time (Seconds)Temperature (°C) - Measured on bottom side of boardCooling TimePreheat TimeWave ParameterLead-Free RecommendationPreheat:(Depends on Flux Activation Temperature)(Typical Industry Recommendation) Temperature Minimum:100° C Temperature Maximum:150° C Preheat Time:60-180 secondsSolder Pot Temperature:260° C MaximumSolder Dwell Time:2-5 secondsRecommended Hand-Solder Parameters:Solder Iron Temperature: 350° C +/- 5°C Heating Time: 5 seconds max.Note: These devices are not recommended for IR or Convection Reflow process.Recommended Process Parameters:For the pigtailed fuse, please follow the recommendations below for axial lead forming and mounting into PCB:Lead forming: The distance C between cap flat surface and axial lead shall be greater than 1.0 mm. PCB mounting:The distance between PCB and fuse cap is recommended to be a minimum of 1.5 mm.ABCCABDifferent values of A and B available, please contact the Littelfuse sales representative in your region: Fuse Datasheet© 2021 Littelfuse, Inc.Specifications are subject to change without notice.Revised: GD. 11/30/214215 Series5×20 mm, Time-Lag FusePackagingPackaging OptionPackaging SpecificationQuantityQuantity & Packaging CodeTaping Width215 SeriesBulkN/A1000MXN/ABulkN/A1000MXEN/AReel and TapeN/A1000MRET1T1=53mm (2.087”)Bulk and Color CodingN/A1000MXGN/ABulkN/A1000MXBN/ABulkN/A100HXN/ADimensions0215.125Pto0215020P0215.125XEPto0215.800XEP0215001.XEPto0215020.XEPNotes: * Ratings above 6.3 A have 0.8 ± 0.05 diameter lead;* Ratings above 12 A have 1.2 ± 0.05 diameter lead.20±0.55.1±0.640±1.05.1±0.65.2 +0.1−0.20.65±0.0521.5±1.05.6±0.4All dimensions in mm40±1.021.5±1.05.5±0.30.65±0.05*Part Numbering System0215 xxxx M X E/G PSeriesAmp CodeRefer to Amp Code column of Electrical Characteristics TableLead-freeQuantity CodeM = 1000H = 100Option CodesBlank : Cartidge Type FuseE : Axial Lead FuseG : Color CodingPackaging CodeX = FillerDisclaimer Notice - Information furnished is believed to be accurate and reliable. However, users should independently evaluate the suitability of and test each product selected for their own applications. Littelfuse products are not designed for, and may not be used in, all applications. Read complete Disclaimer Notice at: www.littelfuse.com/disclaimer-electronics.Accessory TypeSeriesDescriptionMax Application VoltageMax Application AmperageHolder345_ISFPanel Mount Shock-Safe Fuseholder25010345Shock-Safe Fuseholder with PC Mount, Solder Mount and Panel Mount options20830PC Mount Shock-Safe Miniature Fuseholder16Block520Metric OMNI-BLOK® Fuse Block10646PC Mount Miniature Fuse Block6.3658Surface Mount Miniature Fuse Block10Clip520_WPC Mount Miniature Fuse Clip6.3111PC Board Mount Fuse Clip10445PC Board Mount Fuse Clip10Recommended Accessories
https://www.littelfuse.com/media?resourcetype=datasheets&itemid=990f7193-d9a2-48e4-b760-2b43514249cf&filename=littelfuse_fuse_215_datasheet.pdf | fuses | Fuse Datasheet© 2021 Littelfuse, Inc.Specifications are subject to change without notice.Revised: GD. 11/30/211215 Series5×20 mm, Time-Lag FuseRoHSPbAgency ApprovalsAgencyAgency File NumberAmpere RangePSECartridge: NBK080205-E10480A NBK250702-E10480E NBK100408-JP1021ALeaded: NBK080205-E10480B NBK250702-E10480F NBK100408-JP1021B1A – 5A6.3A – 15A16A – 20A1A – 5A6.3A – 15A16A – 20A .20209702070000670.125A-10ASU05001-2011BSU05001-10001SU05001-10002SU05001-2012B1A – 2.5A3.15A – 6.3A8A4A - 10A E104800.125A - 20A298620.5A – 12ASE-S-21012680.125A-12A15A*, 16A*, 20A*400135210.2A – 8A *10A40016610*12AKM414620.200A – 10AJ50248091J5025857810A16A, 20AN/A0.125A – 20A * Approved for cartridge versions onlyFeaturesElectrical Characteristics for Series% of Ampere RatingAmpere RatingOpening Time150%0.125A – 0.800A60 minutes, Minimum1A – 3.15A60 minutes, Minimum4A – 6.3A60 minutes, Minimum8A – 20A30 minutes, Minimum210%0.125A – 0.800A30 minutes, Maximum1A – 3.15A30 minutes, Maximum4A – 6.3A30 minutes, Maximum8A – 20A30 minutes, Maximum275%0.125A – 0.800A0.25 sec. Min.; 80 secs. Max.1A – 3.15A0.75 sec. Min.; 80 secs. Max.4A – 6.3A0.75 sec. Min.; 80 secs. Max.8A – 20A0.75 sec. Min.; 80 secs. Max.400%0.125A – 0.800A0.05 sec., Min.; 5 secs. Max.1A – 3.15A0.095 sec., Min.; 5 secs. Max.4A – 6.3A0.150 sec., Min.; 5 secs. Max.8A – 20A0.150 sec., Min.; 5 secs. Max.1000%0.125A – 0.800A0.005 sec., Min.; .150 sec. Max.1A – 3.15A0.010 sec., Min.; .150 sec. Max.4A – 6.3A0.010 sec., Min.; .150 sec. Max.8A – 20A0.010 sec., Min.; .150 sec. Max.ApplicationsThe 215 Series is a 5x20mm Time-lag, surge-withstand, ceramic body cartridge fuse that is designed to IEC specifications. ■ Conforms to EN/IEC/K/J 60127-1 and EN/IEC/K/J 60127-2 ■ High breaking capacity ■ Meets Standard Sheet 5 of IEC 60127-2 as a Time-Lag fuse ■ RoHS compliant and lead-free ■ Recognized to UL/CSA/NMX 248-1 and UL/CSA/NMX 248-14 ■ Conforms to GB 9364.1 and GB 9364.2 ■ CE Mark indicates compliance with Low-Voltage and RoHS Directives.Used as supplementary protection in appliance or utilization equipment to provide individual protection for components or internal circuits.PSEDescriptionResourcesAccessoriesSamplesAdditional InformationFuse Datasheet© 2021 Littelfuse, Inc.Specifications are subject to change without notice.Revised: GD. 11/30/212215 Series5×20 mm, Time-Lag FuseMaterialsBody: Ceramic Cap: Nickel–plated Brass Leads: Tin–plated CopperTerminal StrengthMIL-STD-202, Method 211, Test Condition ASolderabilityMIL-STD-202 Method 208 Product MarkingCap 1: Brand logo, current and voltage ratingsCap 2: Agency approval markingsOperating Temperature–55ºC to +125ºCThermal ShockMIL-STD-202, Method 107, Test Condition B (5 cycles, –65ºC to +125ºC)VibrationMIL-STD-202, Method 201HumidityMIL-STD-202, Method 103, Test Condition A (High RH (95%) and elevated temp (40ºC) for 240 hours)Salt SprayMIL-STD-202, Method 101, Test Condition BProduct CharacteristicsTemperature Re-rating CurveAmp CodeAmp RatingVoltage Rating (V)InterruptingRating+Nominal Cold Resistance (Ohms)Nominal Melting I2t (A2 sec)Maximum Voltage Drop at Rated Current(mV)Maximum Power Dissipation at 1.5ln(W)Agency ApprovalsPSE.1250.1252501500 A @250 VAC11.44550.033026001.6--x-x-x---x.1600.162507.10000.046524001.6--x-x-x---x.2000.22501.84000.34021001.6x-x-x-xx--x.2500.252501.24000.54515001.6x-x-x-xx--x.3150.3152500.88000.97511001.6x-x-x-xx--x.4000.42500.58251.32510001.6x-x-x-xx--x.5000.52501.16750.4208501.6x-x-xxxx--x.6300.632500.72000.6356501.6x-x-xxxx--x.8000.82500.46750.9755001.6x-x-xxxx--x001.12500.15151.5203502.5xxxxxxxx--x1.251.252500.10743.2003002.5xxxxxxxx--x01.61.62500.07076.8302002.5xxxxxxxx--x002.22500.056611.6801902.5xxxxxxxx--x02.52.52500.038622.2901802.5xxxxxxxx--x3.153.152500.028343.2551404xxxxxxxx--x004.42500.018546.9601004xxxxxxxx--x005.52500.015366.0951004xxxxxxxx--x06.36.32500.0108128.7501004xxxxxxxx--x008.82500.0092209.8801004xxxxxxxx--x010.102500.0066333.5651004xxxxxxxx*-xx012.122500.0061515.5001004-x--xxx-x*-x015.15250500 A @ 250Vac0.00331237.0N/A**N/A**-x--x-x*---x016.162500.00311408.0N/A**N/A**-x--x-x*--xx020.20250400 A @ 250Vac0.00232600.0N/A**N/A**-x--x-x*--xxElectrical Characteristic Specifications by Item* Approval for cartridge versions only** Please contact Littelfuse for details on these parameters+ Interrupting Rating may differ based on Agency Approval. See Agency Approval certificate for more details.1A to 2A have an IR : 100A@500VAC, 4A to 6-3A have the IR : 100A@305 VAC and 1000A@72VDCI2t test at 10x rated current.10A have an IR:1000A@300Vac for cURusFuse Datasheet© 2021 Littelfuse, Inc.Specifications are subject to change without notice.Revised: GD. 11/30/213215 Series5×20 mm, Time-Lag FuseAverage Time Current Curves1001000100001010.10.010.0010.11101001000.160 A.125 A.200 A.250 A.315 A.400 A.500 A.630 A.800 ATIME IN SECONDSCURRENT IN AMPERES100100010000100.10.010.0010.11101001000TIME IN SECONDSCURRENT IN AMPERES1.00 A1.25 A2.00 A2.50 A1.60 A3.15 A4.00 A5.00 A6.30 A8.00 A10.0 A12.0 A15.0 A16.0 A20.0 AT-C Curves for 125mA to 800mA onlyT-C Curves for 1A to 20A only1001000100001010.10.010.0010.11101001000.160 A.125 A.200 A.250 A.315 A.400 A.500 A.630 A.800 ATIME IN SECONDSCURRENT IN AMPERES100100010000100.10.010.0010.11101001000TIME IN SECONDSCURRENT IN AMPERES1.00 A1.25 A2.00 A2.50 A1.60 A3.15 A4.00 A5.00 A6.30 A8.00 A10.0 A12.0 A15.0 A16.0 A20.0 ASoldering Parameters - Wave SolderingDwell Time0204060801001201401601802002202402602803000102030405060708090100110120130140150160170180190200210220230240Time (Seconds)Temperature (°C) - Measured on bottom side of boardCooling TimePreheat TimeWave ParameterLead-Free RecommendationPreheat:(Depends on Flux Activation Temperature)(Typical Industry Recommendation) Temperature Minimum:100° C Temperature Maximum:150° C Preheat Time:60-180 secondsSolder Pot Temperature:260° C MaximumSolder Dwell Time:2-5 secondsRecommended Hand-Solder Parameters:Solder Iron Temperature: 350° C +/- 5°C Heating Time: 5 seconds max.Note: These devices are not recommended for IR or Convection Reflow process.Recommended Process Parameters:For the pigtailed fuse, please follow the recommendations below for axial lead forming and mounting into PCB:Lead forming: The distance C between cap flat surface and axial lead shall be greater than 1.0 mm. PCB mounting:The distance between PCB and fuse cap is recommended to be a minimum of 1.5 mm.ABCCABDifferent values of A and B available, please contact the Littelfuse sales representative in your region: Fuse Datasheet© 2021 Littelfuse, Inc.Specifications are subject to change without notice.Revised: GD. 11/30/214215 Series5×20 mm, Time-Lag FusePackagingPackaging OptionPackaging SpecificationQuantityQuantity & Packaging CodeTaping Width215 SeriesBulkN/A1000MXN/ABulkN/A1000MXEN/AReel and TapeN/A1000MRET1T1=53mm (2.087”)Bulk and Color CodingN/A1000MXGN/ABulkN/A1000MXBN/ABulkN/A100HXN/ADimensions0215.125Pto0215020P0215.125XEPto0215.800XEP0215001.XEPto0215020.XEPNotes: * Ratings above 6.3 A have 0.8 ± 0.05 diameter lead;* Ratings above 12 A have 1.2 ± 0.05 diameter lead.20±0.55.1±0.640±1.05.1±0.65.2 +0.1−0.20.65±0.0521.5±1.05.6±0.4All dimensions in mm40±1.021.5±1.05.5±0.30.65±0.05*Part Numbering System0215 xxxx M X E/G PSeriesAmp CodeRefer to Amp Code column of Electrical Characteristics TableLead-freeQuantity CodeM = 1000H = 100Option CodesBlank : Cartidge Type FuseE : Axial Lead FuseG : Color CodingPackaging CodeX = FillerDisclaimer Notice - Information furnished is believed to be accurate and reliable. However, users should independently evaluate the suitability of and test each product selected for their own applications. Littelfuse products are not designed for, and may not be used in, all applications. Read complete Disclaimer Notice at: www.littelfuse.com/disclaimer-electronics.Accessory TypeSeriesDescriptionMax Application VoltageMax Application AmperageHolder345_ISFPanel Mount Shock-Safe Fuseholder25010345Shock-Safe Fuseholder with PC Mount, Solder Mount and Panel Mount options20830PC Mount Shock-Safe Miniature Fuseholder16Block520Metric OMNI-BLOK® Fuse Block10646PC Mount Miniature Fuse Block6.3658Surface Mount Miniature Fuse Block10Clip520_WPC Mount Miniature Fuse Clip6.3111PC Board Mount Fuse Clip10445PC Board Mount Fuse Clip10Recommended Accessories
https://www.littelfuse.com/media?resourcetype=datasheets&itemid=990f7193-d9a2-48e4-b760-2b43514249cf&filename=littelfuse_fuse_215_datasheet.pdf | fuses | Fuse Datasheet© 2021 Littelfuse, Inc.Specifications are subject to change without notice.Revised: GD. 11/30/211215 Series5×20 mm, Time-Lag FuseRoHSPbAgency ApprovalsAgencyAgency File NumberAmpere RangePSECartridge: NBK080205-E10480A NBK250702-E10480E NBK100408-JP1021ALeaded: NBK080205-E10480B NBK250702-E10480F NBK100408-JP1021B1A – 5A6.3A – 15A16A – 20A1A – 5A6.3A – 15A16A – 20A .20209702070000670.125A-10ASU05001-2011BSU05001-10001SU05001-10002SU05001-2012B1A – 2.5A3.15A – 6.3A8A4A - 10A E104800.125A - 20A298620.5A – 12ASE-S-21012680.125A-12A15A*, 16A*, 20A*400135210.2A – 8A *10A40016610*12AKM414620.200A – 10AJ50248091J5025857810A16A, 20AN/A0.125A – 20A * Approved for cartridge versions onlyFeaturesElectrical Characteristics for Series% of Ampere RatingAmpere RatingOpening Time150%0.125A – 0.800A60 minutes, Minimum1A – 3.15A60 minutes, Minimum4A – 6.3A60 minutes, Minimum8A – 20A30 minutes, Minimum210%0.125A – 0.800A30 minutes, Maximum1A – 3.15A30 minutes, Maximum4A – 6.3A30 minutes, Maximum8A – 20A30 minutes, Maximum275%0.125A – 0.800A0.25 sec. Min.; 80 secs. Max.1A – 3.15A0.75 sec. Min.; 80 secs. Max.4A – 6.3A0.75 sec. Min.; 80 secs. Max.8A – 20A0.75 sec. Min.; 80 secs. Max.400%0.125A – 0.800A0.05 sec., Min.; 5 secs. Max.1A – 3.15A0.095 sec., Min.; 5 secs. Max.4A – 6.3A0.150 sec., Min.; 5 secs. Max.8A – 20A0.150 sec., Min.; 5 secs. Max.1000%0.125A – 0.800A0.005 sec., Min.; .150 sec. Max.1A – 3.15A0.010 sec., Min.; .150 sec. Max.4A – 6.3A0.010 sec., Min.; .150 sec. Max.8A – 20A0.010 sec., Min.; .150 sec. Max.ApplicationsThe 215 Series is a 5x20mm Time-lag, surge-withstand, ceramic body cartridge fuse that is designed to IEC specifications. ■ Conforms to EN/IEC/K/J 60127-1 and EN/IEC/K/J 60127-2 ■ High breaking capacity ■ Meets Standard Sheet 5 of IEC 60127-2 as a Time-Lag fuse ■ RoHS compliant and lead-free ■ Recognized to UL/CSA/NMX 248-1 and UL/CSA/NMX 248-14 ■ Conforms to GB 9364.1 and GB 9364.2 ■ CE Mark indicates compliance with Low-Voltage and RoHS Directives.Used as supplementary protection in appliance or utilization equipment to provide individual protection for components or internal circuits.PSEDescriptionResourcesAccessoriesSamplesAdditional InformationFuse Datasheet© 2021 Littelfuse, Inc.Specifications are subject to change without notice.Revised: GD. 11/30/212215 Series5×20 mm, Time-Lag FuseMaterialsBody: Ceramic Cap: Nickel–plated Brass Leads: Tin–plated CopperTerminal StrengthMIL-STD-202, Method 211, Test Condition ASolderabilityMIL-STD-202 Method 208 Product MarkingCap 1: Brand logo, current and voltage ratingsCap 2: Agency approval markingsOperating Temperature–55ºC to +125ºCThermal ShockMIL-STD-202, Method 107, Test Condition B (5 cycles, –65ºC to +125ºC)VibrationMIL-STD-202, Method 201HumidityMIL-STD-202, Method 103, Test Condition A (High RH (95%) and elevated temp (40ºC) for 240 hours)Salt SprayMIL-STD-202, Method 101, Test Condition BProduct CharacteristicsTemperature Re-rating CurveAmp CodeAmp RatingVoltage Rating (V)InterruptingRating+Nominal Cold Resistance (Ohms)Nominal Melting I2t (A2 sec)Maximum Voltage Drop at Rated Current(mV)Maximum Power Dissipation at 1.5ln(W)Agency ApprovalsPSE.1250.1252501500 A @250 VAC11.44550.033026001.6--x-x-x---x.1600.162507.10000.046524001.6--x-x-x---x.2000.22501.84000.34021001.6x-x-x-xx--x.2500.252501.24000.54515001.6x-x-x-xx--x.3150.3152500.88000.97511001.6x-x-x-xx--x.4000.42500.58251.32510001.6x-x-x-xx--x.5000.52501.16750.4208501.6x-x-xxxx--x.6300.632500.72000.6356501.6x-x-xxxx--x.8000.82500.46750.9755001.6x-x-xxxx--x001.12500.15151.5203502.5xxxxxxxx--x1.251.252500.10743.2003002.5xxxxxxxx--x01.61.62500.07076.8302002.5xxxxxxxx--x002.22500.056611.6801902.5xxxxxxxx--x02.52.52500.038622.2901802.5xxxxxxxx--x3.153.152500.028343.2551404xxxxxxxx--x004.42500.018546.9601004xxxxxxxx--x005.52500.015366.0951004xxxxxxxx--x06.36.32500.0108128.7501004xxxxxxxx--x008.82500.0092209.8801004xxxxxxxx--x010.102500.0066333.5651004xxxxxxxx*-xx012.122500.0061515.5001004-x--xxx-x*-x015.15250500 A @ 250Vac0.00331237.0N/A**N/A**-x--x-x*---x016.162500.00311408.0N/A**N/A**-x--x-x*--xx020.20250400 A @ 250Vac0.00232600.0N/A**N/A**-x--x-x*--xxElectrical Characteristic Specifications by Item* Approval for cartridge versions only** Please contact Littelfuse for details on these parameters+ Interrupting Rating may differ based on Agency Approval. See Agency Approval certificate for more details.1A to 2A have an IR : 100A@500VAC, 4A to 6-3A have the IR : 100A@305 VAC and 1000A@72VDCI2t test at 10x rated current.10A have an IR:1000A@300Vac for cURusFuse Datasheet© 2021 Littelfuse, Inc.Specifications are subject to change without notice.Revised: GD. 11/30/213215 Series5×20 mm, Time-Lag FuseAverage Time Current Curves1001000100001010.10.010.0010.11101001000.160 A.125 A.200 A.250 A.315 A.400 A.500 A.630 A.800 ATIME IN SECONDSCURRENT IN AMPERES100100010000100.10.010.0010.11101001000TIME IN SECONDSCURRENT IN AMPERES1.00 A1.25 A2.00 A2.50 A1.60 A3.15 A4.00 A5.00 A6.30 A8.00 A10.0 A12.0 A15.0 A16.0 A20.0 AT-C Curves for 125mA to 800mA onlyT-C Curves for 1A to 20A only1001000100001010.10.010.0010.11101001000.160 A.125 A.200 A.250 A.315 A.400 A.500 A.630 A.800 ATIME IN SECONDSCURRENT IN AMPERES100100010000100.10.010.0010.11101001000TIME IN SECONDSCURRENT IN AMPERES1.00 A1.25 A2.00 A2.50 A1.60 A3.15 A4.00 A5.00 A6.30 A8.00 A10.0 A12.0 A15.0 A16.0 A20.0 ASoldering Parameters - Wave SolderingDwell Time0204060801001201401601802002202402602803000102030405060708090100110120130140150160170180190200210220230240Time (Seconds)Temperature (°C) - Measured on bottom side of boardCooling TimePreheat TimeWave ParameterLead-Free RecommendationPreheat:(Depends on Flux Activation Temperature)(Typical Industry Recommendation) Temperature Minimum:100° C Temperature Maximum:150° C Preheat Time:60-180 secondsSolder Pot Temperature:260° C MaximumSolder Dwell Time:2-5 secondsRecommended Hand-Solder Parameters:Solder Iron Temperature: 350° C +/- 5°C Heating Time: 5 seconds max.Note: These devices are not recommended for IR or Convection Reflow process.Recommended Process Parameters:For the pigtailed fuse, please follow the recommendations below for axial lead forming and mounting into PCB:Lead forming: The distance C between cap flat surface and axial lead shall be greater than 1.0 mm. PCB mounting:The distance between PCB and fuse cap is recommended to be a minimum of 1.5 mm.ABCCABDifferent values of A and B available, please contact the Littelfuse sales representative in your region: Fuse Datasheet© 2021 Littelfuse, Inc.Specifications are subject to change without notice.Revised: GD. 11/30/214215 Series5×20 mm, Time-Lag FusePackagingPackaging OptionPackaging SpecificationQuantityQuantity & Packaging CodeTaping Width215 SeriesBulkN/A1000MXN/ABulkN/A1000MXEN/AReel and TapeN/A1000MRET1T1=53mm (2.087”)Bulk and Color CodingN/A1000MXGN/ABulkN/A1000MXBN/ABulkN/A100HXN/ADimensions0215.125Pto0215020P0215.125XEPto0215.800XEP0215001.XEPto0215020.XEPNotes: * Ratings above 6.3 A have 0.8 ± 0.05 diameter lead;* Ratings above 12 A have 1.2 ± 0.05 diameter lead.20±0.55.1±0.640±1.05.1±0.65.2 +0.1−0.20.65±0.0521.5±1.05.6±0.4All dimensions in mm40±1.021.5±1.05.5±0.30.65±0.05*Part Numbering System0215 xxxx M X E/G PSeriesAmp CodeRefer to Amp Code column of Electrical Characteristics TableLead-freeQuantity CodeM = 1000H = 100Option CodesBlank : Cartidge Type FuseE : Axial Lead FuseG : Color CodingPackaging CodeX = FillerDisclaimer Notice - Information furnished is believed to be accurate and reliable. However, users should independently evaluate the suitability of and test each product selected for their own applications. Littelfuse products are not designed for, and may not be used in, all applications. Read complete Disclaimer Notice at: www.littelfuse.com/disclaimer-electronics.Accessory TypeSeriesDescriptionMax Application VoltageMax Application AmperageHolder345_ISFPanel Mount Shock-Safe Fuseholder25010345Shock-Safe Fuseholder with PC Mount, Solder Mount and Panel Mount options20830PC Mount Shock-Safe Miniature Fuseholder16Block520Metric OMNI-BLOK® Fuse Block10646PC Mount Miniature Fuse Block6.3658Surface Mount Miniature Fuse Block10Clip520_WPC Mount Miniature Fuse Clip6.3111PC Board Mount Fuse Clip10445PC Board Mount Fuse Clip10Recommended Accessories
https://www.littelfuse.com/media?resourcetype=datasheets&itemid=624ac410-146d-47dc-9971-cdaaa78f2c78&filename=littelfuse_fuse_477_datasheet.pdf | fuses | Axial Lead and Cartridge Fuses Datasheet© 2023 Littelfuse, Inc.Specifications are subject to change without notice.Revised: GD. 07/04/231477 Series5×20 mm, Time-Lag FuseRoHSPbPSEFeatures & BenefitsApplicationsAgency ApprovalsAgencyAgency File NumberAmpere RangePSECartridge: NBK040609-JP1021A NBK040609-JP1021C NBK100408-JP1021ALeaded: NBK040609-JP1021B NBK040609-JP1021D NBK100408-JP1021B1A – 5A6.3A – 12A16A1A – 5A6.3A – 12A16A 16200770.50A – 8A E104800.50A - 16A 400254131A, 3.15A J5024808910A, 12A, 16AN/A0.50A – 16AN/A0.50A - 16AElectrical Characteristics for Series% of Ampere RatingAmpere RatingOpening Time150%.5 - .860 minutes, Minimum1 - 3.1560 minutes, Minimum4 - 6.360 minutes, Minimum8 - 1630 minutes, Minimum210%.5 - .830 minutes, Maximum1 - 3.1530 minutes, Maximum4 - 6.330 minutes, Maximum8 - 1630 minutes, Maximum275%.5 - .8.25 sec., Min.; 80 sec. Max.1 - 3.15.75 sec., Min.; 80 sec. Max.4 - 6.3.75 sec., Min.; 80 sec. Max.8 - 16.75 sec., Min.; 80 sec. Max.400%.5 - .8.05 sec., Min.; 5 sec. Max.1 - 3.15.095 sec., Min.; 5 sec. Max.4 - 6.3.15 sec., Min.; 5 sec. Max.8 - 16.15 sec., Min.; 5 sec. Max.1000%.5 - .8.005 sec., Min.; .15 sec. Max.1 - 3.15.01 sec., Min.; .15 sec. Max.4 - 6.3.01 sec., Min.; .15 sec. Max.8 - 16.01 sec., Min.; .15 sec. Max.High energy and power efficient applications.400Vdc/500Vac rated, 5x20mm, time-lag, surge withstand ceramic body cartridge fuse. ■ Designed to International (IEC) Standard for use globally. ■ Follow the IEC 60127-2, Sheet 5 specification for time-lag fuses ■ Available in cartridge and axial lead form ■ RoHS compliant and lead-freeDescriptionResourcesAccessoriesSamplesAdditional InformationAxial Lead and Cartridge Fuses Datasheet© 2023 Littelfuse, Inc.Specifications are subject to change without notice.Revised: GD. 07/04/232477 Series5×20 mm, Time-Lag FuseAverage Time Current CurvesTemperature Re-rating Curve0.500A0.800A1A2A3.15A4A5A6.3A8A10A12A16AAmp CodeAmp RatingMax Voltage Rating (V)Interrupting RatingNominal Cold Resistance (Milli-ohms)Nominal Melting I2t (A2 sec.)†Agency ApprovalsPSEACDC.5000.5500400100A@500VAC1500A@400VDC1055.9000.300xx-x*x**--.8000.8500400430.0000.909xx-x*x**--001.1500400139.4001.800xxxx*x**-x002.250040055.2009.120xxxx*x**--3.153.1550040027.70050.109xxxx*x**-x004.4500400100A@500VAC500A@400VDC17.20052.480xxxx*x**--005.550040013.70076.500xxxx*x**--06.36.350040010.970121.451xxxxx**--008.85004008.305203.520xxxxx**--010.105004004.950509.000xxxx-x-012.125004004.730576.000xxxx-x- 016.16500400100A@500VAC400A@400VDC3.1001331.200xxxx-x***-Electrical CharacteristicNotes: *100A @ 600Vac also available. Add suffix "MXE6P". Example: 0477004.MXE6P. **Semko approval for 100A@500Vac and 200A@400Vdc.***100A@ 500Vac and 300A@400Vdc for 16A†I2t test at 10x rated current.Axial Lead and Cartridge Fuses Datasheet© 2023 Littelfuse, Inc.Specifications are subject to change without notice.Revised: GD. 07/04/233477 Series5×20 mm, Time-Lag FuseDimensionsPart Numbering System40±1.040±1.0Notes: * Ratings above 5A 1.0±0.05 diameter lead.All dimensions in mm21.5±1.021.5±1.00.65±0.05*0.65±0.05*5.5±0.35.6±0.40477000XP0477.500XEPto0477.800XEP0477001.XEPto0477016.XEP0477 xxxx M X E PSeriesAmp CodeQuantity CodePacking CodeOption CodeLead-FreeRefer to Amp Code Column ofElectral Characteristics TableM = 1000X = FillerE: Axial LeadOthers: Special Options Please Call Littelfuse for detail.Soldering Parameters - Wave SolderingDwell Time0204060801001201401601802002202402602803000102030405060708090100110120130140150160170180190200210220230240Time (Seconds)Temperature (°C) - Measured on bottom side of boardCooling TimePreheat TimeWave ParameterLead-Free RecommendationPreheat:(Depends on Flux Activation Temperature)(Typical Industry Recommendation) Temperature Minimum:100°C Temperature Maximum:150°C Preheat Time:60-180 secondsSolder Pot Temperature:260°C MaximumSolder Dwell Time:2-5 secondsRecommended Hand-Solder Parameters:Solder Iron Temperature: 350°C +/- 5°C Heating Time: 5 seconds max.Note: These devices are not recommended for IR or Convection Reflow process.Recommended Process Parameters:MaterialsBody: Ceramic Cap: Nickel–plated Brass Leads: Tin–plated CopperTerminal StrengthMIL-STD-202, Method 211, Test Condition ASolderabilityMIL-STD-202 Method 208Product MarkingCap 1: Brand logo, current and voltage ratingsCap 2: Series and agency approval markingsPackagingAvailable in Bulk (M=1000 pcs/pkg)Product CharacteristicsOperating Temperature –55ºC to +125ºCThermal ShockMIL-STD-202, Method 107, Test Condition B (5 cycles, –65ºC to +125ºC)VibrationMIL-STD-202, Method 201HumidityMIL-STD-202, Method 103, Test Condition A (High RH (95%) and elevated temp (40ºC) for 240 hours)Salt SprayMIL-STD-202, Method 101, Test Condition BPackagingPackaging OptionPackaging SpecificationQuantityQuantity & Packaging CodeReel Size477 SeriesBulkN/A1000MXN/ABulkN/A1000MXEN/AReel and TapeN/A1000MRET1T1=53mm (2.087”)Disclaimer Notice - Littelfuse products are not designed for, and shall not be used for, any purpose (including, without limitation, automotive, military, aerospace, medical, life-saving, life-sustaining or nuclear facility applications, devices intended for surgical implant into the body, or any other application in which the failure or lack of desired operation of the product may result in personal injury, death, or property damage) other than those expressly set forth in applicable Littelfuse product documentation. Warranties granted by Littelfuse shall be deemed void for products used for any purpose not expressly set forth in applicable Littelfuse documentation. Littelfuse shall not be liable for any claims or damages arising out of products used in applications not expressly intended by Littelfuse as set forth in applicable Littelfuse documentation. The sale and use of Littelfuse products is subject to Littelfuse Terms and Conditions of Sale, unless otherwise agreed by Littelfuse. Information furnished is believed to be accurate and reliable. However, users should independently evaluate the suitability of and test each product selected for their own applications. Littelfuse products are not designed for, and may not be used in, all applications. Read complete Disclaimer Notice at www.littelfuse.com/disclaimer-electronics.
https://www.belfuse.com/resources/datasheets/circuitprotection/ds-cp-0adkx-series.pdf | fuses | Type 0ADKC / 0ADKP Time-Delay, Ceramic Tube Fuse Series belfuse.com/circuit-protection 0ADKC/0ADKP Series, 5x20mm Ceramic Tube Time-Delay Fuse RoHS Compliant Description A 600Vac / 500Vdc rated ceramic tube cartridge fuse in a compact 5 x 20mm Package. Features - Time-delay, high breaking capacity - Ceramic tube, Silver plated copper cap construction - Available in cartridge and pigtail axial lead - Full compliance with EU Directive 2011/65/EU and amending directive 2015/863 - Halogen Free - Lead Free Applications - Industrial Power Supplies LEAD FREE = - DC/DC modules HALOGEN FREE = Physical Specifications Safety Agency Approvals Electrical Characteristics Rated Current 1.5In 2.1In 2.75In 3.0In 4.0In 10.0In <1A 1 hour min. N/A N/A 120sec max N/A N/A 1A-3.15A 1 hour min. 30min. max. 750ms-80sec N/A 95ms-5sec 10ms-150ms 4A-6.3A 1 hour min. 30min. max. 750ms-80sec N/A 150ms-5sec 10ms-150ms 8A-20A 30min. min 30min. max. 750ms-80sec N/A 150ms-8sec 10ms-150ms Materials Body : Ceramic Cap : Silver Plated Copper Alloy Pigtail Leads : Tin Plated Copper Marking On Fuse : "bel" "0ADK","Current Rating", "Voltage Rating", "Appropriate Safety Logos" On Label : "bel","0ADKC”or”0ADKP","Current Rating","Voltage Rating","Interrupting Rating", "Appropriate Safety Logos" and " ", " "(China RoHS compliant). Safety Agency Safety Agency Certificate Ampere Rating/ Voltage Rating Ampere Range / Volt @ I.R. ability* E20624 500mA–20A/600V AC 500mA–20A/500V DC 500mA–10A/400V DC 500mA–20A/600V@200A AC 500mA–20A/500V@300A DC 500mA–10A/400V@2KA DC B 058849 0020 1A–16A/500V AC/ DC 1A–10A/500V@500A AC 12A–16A/500V@200A AC 1A–16A/500V@ 1KA DC *I.R.= Interrupting Rating = Short Circuit Rating(Amps) Specifications subject to change without notice Type 0ADKC /0ADKP 2 / 4 Bel Fuse Inc. 300 Executive Drive, Suite 300, West Orange, NJ 07052 USA +1 201.432.0463 Bel.US.CS@belf.com belfuse.com/circuit-protection © 2023 Bel Fuse, Inc. Rev. 0ADKC/0ADKP Dec2023 Environmental Specifications Electrical Specifications Part Number Ampere Rating Typical Cold Resistance (mOhms) Voltage and Interrupting Ratings Typical Voltage Drop ( mV) Typical Pre –Arcing I²t (A² Sec) Agency Approvals 0ADKC0500-XX 500mA 382 See Table of Ratings on Page 1 for Voltage and associated Interrupting Ratings 190 0.287 Y 0ADKP0500-XX 0ADKC0630-XX 630 mA 359 261 0.34 Y 0ADKP0630-XX 0ADKC0800-XX 800mA 175 144 1.18 Y 0ADKP0800-XX 0ADKC1000-XX 1A 210 250 1.4 Y Y 0ADKP1000-XX 0ADKC1250-XX 1.25A 134 138 2.34 Y Y 0ADKP1250-XX 0ADKC1600-XX 1.6A 100 180 3.9 Y Y 0ADKP1600-XX 0ADKC2000-XX 2A 65 158 9.4 Y Y 0ADKP2000-XX 0ADKC2500-XX 2.5A 34 93 12.5 Y Y 0ADKP2500-XX 0ADKC3150-XX 3.15A 28 110 17.8 Y Y 0ADKP3150-XX 0ADKC4000-XX 4A 24 118 25 Y Y 0ADKP4000-XX 0ADKC5000-XX 5A 17 104 50 Y Y 0ADKP5000-XX 0ADKC6300-XX 6.3A 13 100 80 Y Y 0ADKP6300-XX 0ADKC8000-XX 8A 9 85 179 Y Y 0ADKP8000-XX 0ADKC9100-XX 10A 7.6 90 400 Y Y 0ADKP9100-XX 0ADKC9120-XX 12A 6 80 576 Y Y 0ADKP9120-XX 0ADKC9150-XX 15A 4.3 75 900 Y Y 0ADKP9150-XX 0ADKC9160-XX 16A 3.7 68 1024 Y Y 0ADKP9160-XX 0ADKC9200-XX 20A 2.7 65 2400 Y 0ADKP9200-XX Consult manufacturer for other ratings *DC Cold Resistance are measured at <10% of rated current in ambient temperature of 25℃ *Typical Pre-arcing I2t are measured at 10In Current Operating Temperature -40℃ to +125℃ Terminal Strength MIL-STD-202G, Method 211 Test Condition A Lead Solderability MIL-STD-202, Method 208 Mechanical Vibration MIL-STD-202, Method 201 Thermal Shock MIL-STD-202, Method 107 Test Condition B ( 5 cycles -65℃ to +125℃ ) Humidity MIL-STD-202, Method 103, Test Condition A ( 95%RH and 40℃ for 240 hours ) Specifications subject to change without notice Type 0ADKC /0ADKP 3 / 4 Bel Fuse Inc. 300 Executive Drive, Suite 300, West Orange, NJ 07052 USA +1 201.432.0463 Bel.US.CS@belf.com belfuse.com/circuit-protection © 2023 Bel Fuse, Inc. Rev. 0ADKC/0ADKP Dec2023 Temperature Re-Rating Curve Average Time Current Curve Soldering parameters for Pigtail Type Wave Soldering Compatible: (260℃,10 sec max) Hand-Solder: Solder Iron Temperature: (350℃+/-5℃) Heating Time: (5 sec max) Specifications subject to change without notice Type 0ADKC /0ADKP 4 / 4 Bel Fuse Inc. 300 Executive Drive, Suite 300, West Orange, NJ 07052 USA +1 201.432.0463 Bel.US.CS@belf.com belfuse.com/circuit-protection © 2023 Bel Fuse, Inc. Rev. 0ADKC/0ADKP Dec2023 Fuse FGNO Explanation 0ADK X [XXXX] -XX 0ADKC/P=0ADKC/P; [XXXX]=Ampere Rating; XX=See Ordering Information as below Mechanical Dimensions Ordering Information Packaging Packaging Option Quantity Packaging Code Bulk (Cartridge Type) 1000 BE Bulk (Pigtail Type) 1000 RE Tape & Reel (Pigtail Type) 1500 TF Fraction Decimal Milliamps Bel FGNO[XXXX] 1/2 0.500 500 0500 .630 630 0630 8/10 .800 800 0800 Fraction Decimal Amps Bel FGNO[XXXX] 1.0 1 1000 1-1/4 1.25 1.25 1250 1.6 1.6 1600 2.0 2 2000 2-1/2 2.5 2.5 2500 3.15 3.15 3150 4.0 4 4000 5.0 5 5000 6.3 6.3 6300 8.0 8 8000 10 9100 12 9120 15 9150 16 9160 20 9200 Specifications subject to change without notice 0ADK X XXXX – X X FUSE TYPE 0ADK MOUNTING TAB STYLE C = For Cartridge version P = For Axial lead pigtail AMPERE RATING Refer to fuse FGNO explanation table PACKAGING CODE B = Bulk (Cartridge version) R = Bulk (Pigtail standard length) T = Tape & Reel (Pigtail version) QUANTITY CODE E = 1000 / box F = 1500 / reel
https://www.littelfuse.com/media?resourcetype=datasheets&itemid=ae3ab906-06ef-423d-ac90-3af4e021e2e1&filename=littelfuse-fuse-325-326-datasheet | fuses | %PDF-1.5%âãÏÓ80 0 obj< >endobj xref80 1850000000016 00000 n0000004614 00000 n0000004738 00000 n0000004772 00000 n0000006490 00000 n0000006557 00000 n0000006693 00000 n0000006831 00000 n0000006969 00000 n0000007107 00000 n0000007245 00000 n0000007383 00000 n0000007519 00000 n0000008706 00000 n0000009899 00000 n0000011091 00000 n0000011282 00000 n0000012612 00000 n0000014713 00000 n0000016049 00000 n0000016135 00000 n0000017466 00000 n0000017503 00000 n0000017669 00000 n0000019469 00000 n0000019553 00000 n0000019668 00000 n0000019782 00000 n0000019894 00000 n0000022917 00000 n0000023173 00000 n0000026351 00000 n0000027554 00000 n0000028757 00000 n0000031885 00000 n0000033088 00000 n0000033254 00000 n0000036046 00000 n0000038535 00000 n0000039856 00000 n0000040022 00000 n0000041827 00000 n0000043030 00000 n0000045835 00000 n0000049034 00000 n0000049519 00000 n0000063622 00000 n0000066339 00000 n0000080432 00000 n0000105544 00000 n0000105583 00000 n0000137727 00000 n0000137766 00000 n0000154422 00000 n0000168456 00000 n0000169659 00000 n0000170980 00000 n0000172176 00000 n0000174825 00000 n0000174848 00000 n0000174926 00000 n0000175002 00000 n0000175079 00000 n0000175200 00000 n0000175349 00000 n0000175699 00000 n0000175765 00000 n0000175881 00000 n0000175904 00000 n0000175982 00000 n0000176103 00000 n0000176252 00000 n0000176604 00000 n0000176670 00000 n0000176786 00000 n0000176809 00000 n0000176887 00000 n0000176962 00000 n0000177038 00000 n0000177159 00000 n0000177308 00000 n0000177657 00000 n0000177723 00000 n0000177839 00000 n0000177862 00000 n0000177940 00000 n0000178290 00000 n0000178356 00000 n0000178472 00000 n0000178495 00000 n0000178573 00000 n0000178921 00000 n0000178987 00000 n0000179103 00000 n0000179126 00000 n0000179204 00000 n0000179554 00000 n0000179620 00000 n0000179736 00000 n0000180296 00000 n0000180546 00000 n0000181463 00000 n0000181729 00000 n0000201180 00000 n0000201219 00000 n0000211261 00000 n0000211300 00000 n0000219453 00000 n0000219492 00000 n0000244392 00000 n0000244431 00000 n0000264640 00000 n0000264679 00000 n0000266042 00000 n0000266081 00000 n0000301307 00000 n0000301346 00000 n0000337331 00000 n0000337370 00000 n0000373277 00000 n0000373316 00000 n0000410290 00000 n0000410329 00000 n0000446314 00000 n0000446353 00000 n0000482260 00000 n0000482299 00000 n0000502508 00000 n0000502547 00000 n0000539521 00000 n0000539560 00000 n0000543488 00000 n0000543527 00000 n0000581028 00000 n0000581067 00000 n0000618568 00000 n0000618607 00000 n0000619970 00000 n0000620009 00000 n0000655235 00000 n0000655274 00000 n0000659202 00000 n0000659241 00000 n0000660922 00000 n0000660961 00000 n0000671003 00000 n0000671042 00000 n0000690493 00000 n0000690532 00000 n0000692213 00000 n0000692252 00000 n0000692639 00000 n0000693026 00000 n0000693147 00000 n0000693293 00000 n0000693409 00000 n0000693555 00000 n0000693785 00000 n0000693906 00000 n0000694052 00000 n0000694173 00000 n0000694319 00000 n0000694706 00000 n0000695093 00000 n0000695214 00000 n0000695360 00000 n0000695747 00000 n0000696134 00000 n0000696255 00000 n0000696401 00000 n0000696477 00000 n0000696598 00000 n0000696744 00000 n0000696890 00000 n0000700053 00000 n0000712584 00000 n0000716823 00000 n0000716973 00000 n0000717133 00000 n0000717286 00000 n0000717446 00000 n0000717599 00000 n0000717703 00000 n0000717807 00000 n0000003996 00000 ntrailer< ]/Prev 1060261>>startxref0%%EOF 264 0 obj< >streamhŞŒRMhAşÆÎÆ¸»ìNÒ´iQ”ÚšB~Ú$›d/J«øƒT)µˆz°HT¨‡âÁš`Ei¡Ğ6ØƒDÄC�b5µ±/Á“ˆ=èQ„¢7ßl²‰¹ˆoøvæûá½Ùe¨€è€V@£ğ�Êá]òrhK÷ÑFjíÜY÷~=šÇ•Şèè¶km~Õg„„YŠ„­¾şx"Ö“Jg’ö²´CÏti‹¦ñœ¢‘p >>>endobj82 0 obj< >endobj83 0 obj< /LastModified /NumberofPages 1/OriginalDocumentID /PageUIDList< >/PageWidthList< >>>>>/Resources< >/ExtGState< >/Font< >/ProcSet[/PDF/Text/ImageC]/Properties< >/Shading< >/XObject< >>>/Rotate 0/TrimBox[0.0 0.0 612.0 792.0]/Type/Page>>endobj84 0 obj[85 0 R 86 0 R 87 0 R 88 0 R 89 0 R 90 0 R 91 0 R]endobj85 0 obj< >/Border[0 0 0]/H/N/Rect[312.4 285.758 363.938 173.931]/Subtype/Link/Type/Annot>>endobj86 0 obj< >/Border[0 0 0]/H/N/Rect[448.851 285.758 493.717 231.031]/Subtype/Link/Type/Annot>>endobj87 0 obj< >/Border[0 0 0]/H/N/Rect[378.393 285.758 429.484 231.031]/Subtype/Link/Type/Annot>>endobj88 0 obj< >/Border[0 0 0]/H/N/Rect[448.851 229.658 493.717 173.931]/Subtype/Link/Type/Annot>>endobj89 0 obj< >/Border[0 0 0]/H/N/Rect[378.393 229.658 429.484 174.931]/Subtype/Link/Type/Annot>>endobj90 0 obj< >/Border[0 0 0]/H/N/Rect[504.001 286.144 557.298 236.838]/Subtype/Link/Type/Annot>>endobj91 0 obj< >/Border[0 0 0]/H/N/Rect[504.001 230.489 557.298 182.0]/Subtype/Link/Type/Annot>>endobj92 0 obj< >endobj93 0 obj< >endobj94 0 obj< >endobj95 0 obj< >endobj96 0 obj< >streamH‰d×ÛNã
https://www.littelfuse.com/media?resourcetype=datasheets&itemid=8c87aa93-80a7-4ea8-8749-a19ba03901c2&filename=littelfuse-fuse-452-454-datasheet | fuses | %PDF-1.7%âãÏÓ53 0 obj< >endobj xref53 1070000000016 00000 n0000003018 00000 n0000003145 00000 n0000005071 00000 n0000005103 00000 n0000005238 00000 n0000005372 00000 n0000005503 00000 n0000006021 00000 n0000006596 00000 n0000007169 00000 n0000007792 00000 n0000008443 00000 n0000009036 00000 n0000009071 00000 n0000009114 00000 n0000009667 00000 n0000010117 00000 n0000010230 00000 n0000010341 00000 n0000010427 00000 n0000010510 00000 n0000011043 00000 n0000011475 00000 n0000011947 00000 n0000012436 00000 n0000013921 00000 n0000014169 00000 n0000014359 00000 n0000014473 00000 n0000014728 00000 n0000016427 00000 n0000017351 00000 n0000018678 00000 n0000020543 00000 n0000022271 00000 n0000024100 00000 n0000024358 00000 n0000024922 00000 n0000027500 00000 n0000029024 00000 n0000029583 00000 n0000034599 00000 n0000037247 00000 n0000037298 00000 n0000041325 00000 n0000041847 00000 n0000042211 00000 n0000046065 00000 n0000046398 00000 n0000046689 00000 n0000053744 00000 n0000053783 00000 n0000058339 00000 n0000058687 00000 n0000059056 00000 n0000059428 00000 n0000059923 00000 n0000063185 00000 n0000063570 00000 n0000063955 00000 n0000065398 00000 n0000065779 00000 n0000065849 00000 n0000065933 00000 n0000076365 00000 n0000076628 00000 n0000076791 00000 n0000076818 00000 n0000077119 00000 n0000078035 00000 n0000078301 00000 n0000086455 00000 n0000086494 00000 n0000106704 00000 n0000106743 00000 n0000111398 00000 n0000111437 00000 n0000132427 00000 n0000132466 00000 n0000133830 00000 n0000133869 00000 n0000137389 00000 n0000137428 00000 n0000157638 00000 n0000157677 00000 n0000159041 00000 n0000159080 00000 n0000163735 00000 n0000163774 00000 n0000184764 00000 n0000184803 00000 n0000207677 00000 n0000207716 00000 n0000211236 00000 n0000211275 00000 n0000222470 00000 n0000233665 00000 n0000247421 00000 n0000269750 00000 n0000270135 00000 n0000270520 00000 n0000272360 00000 n0000272624 00000 n0000272748 00000 n0000272872 00000 n0000002436 00000 ntrailer< ]/Prev 460366>>startxref0%%EOF 159 0 obj< >streamhŞb``à``àbf`g`ğJeb@!6 (Ç†/wE¢&ÔÖ¦Î@4àÓÉ8ø„—O)`EÀÑÎ7Ó.:ù¼¾²VÊÅkšuÌŞfÑ5·Lsæ�î9eSŞ‚Ÿğ²©¬TnRR°¸{û’rÀÊ¨ãÙÓ7$�œí¶vÚv¿ˆˆOŒ�­!�ÏrÜÜâ©š4I9dá¤«}×õ�î6ë�V‡[Ì((^Ş�pQAA!¥ò4 ¨ 1\yHÈØØÄÅÅ.÷=PJ•�í®6�Îâ°~i~¾k"Ìlxª1)±¬à< ¸�¡�‰¡¹árCÃ†7Œä-ÈwxÎº‰qSÓ>‡‹œºØõx½d4Ø-'Ú=,sä®©bH¨e�û ¥¼çÀLF³½"ZÂ^ñ,f:Ã:CÇAL�5�/$¨á£0ş&˜O�}şş›ßu�†T9ÆF?6Ş¥’Ö1Á[ZØ3H¦üaH¸ÀØõBô‚éÂu6¬3¸dH84È3Ÿaa9!ÖàÊ0‘aFãŒ¸Ôc`{¹H³€8Ì&œ ÅŒr¯@Q­TŞU.væ (@€]ä¤endstreamendobj54 0 obj< >>>endobj55 0 obj< >/ExtGState< >/Font< >/ProcSet[/PDF/Text/ImageC/ImageI]/Properties< >/XObject< >>>/Rotate 0/Tabs/W/Thumb 46 0 R/TrimBox[0.0 0.0 612.0 792.0]/Type/Page/PieceInfo< /LastModified /NumberOfPageItemsInPage 6/NumberofPages 1/OriginalDocumentID /PageItemUIDToLocationDataMap< >/PageTransformationMatrixList< >/PageUIDList< >/PageWidthList< >>>>>>>endobj56 0 obj[57 0 R 58 0 R]endobj57 0 obj< >/Border[0 0 0]/H/N/Rect[61.36 482.078 299.48 447.786]/Subtype/Link/Type/Annot>>endobj58 0 obj< >/Border[0 0 0]/H/N/Rect[61.36 444.92 299.48 410.628]/Subtype/Link/Type/Annot>>endobj59 0 obj< >endobj60 0 obj< >endobj61 0 obj< >endobj62 0 obj< >endobj63 0 obj< >endobj64 0 obj< >streamH‰\ÔK�¢@à=¿¢–İ‹�ºuKbâ£;q1�Œ3?¡tHF ˆÿıÔá˜�dL”ƒ€÷ó*İö‡¾›Mú}šc˜Í¹ëÛ)Ü†ûÔs—®OòÂ´]3?÷–ÏæZ�I/>>ns¸úó�T•IÄƒ·yz˜—M;œÂk’~›Ú0uıÅ¼üÚ_Mz¼�ãŸpıl2³^›6œã}©Ç¯õ5˜t¹ìíĞÆãİüx‹×ü;ãçc¦Xösbš¡·±nÂT÷—�TY¦­Mõ_ë$ôíÇW/;�›ßõ”TùG<9ËTã»\'U‘-ûq³cvÈ+ærÉ¼œ¿eŞ"ï˜wÈ{æ=ò;ó;2çÅMRYÎ²˜esæ¹`.�-³EfA¦ÍÂf•Y‘=³G¦ÙÂli¶0Ûó™~¿¥ÙÂ,´lB›À&´lB›À&´lB›À&´lB›À&´lB›À&´lB›À&ìVĞ­Ğ)‹“İºv+èÖÑïàw4;˜ÍfG³ƒÙÑì`v4;˜ÍfG³ƒÙÑì`v4;˜•])ºRÎUÌUÎUÌUÎUÌUÎUÌU}Ş‹Èœ«˜«œ«˜«œ»Ü«Ê~ı(ûQô£ìGÑ�²E?ú¼×Ñ�g?ıxš=Ì�f³§ÙÃìiö0{š=Ì�f³§ÙÃìiö0{š=Ì�]ytUbV‘åø¾´Ìğ—Â©Ì0lø_6ø/[úãùóiÆãW%ó¹–4÷iŠËÈ²t-ëV�®Ÿ«Û8Œ&^…wòW€öt*endstreamendobj65 0 obj< >endobj66 0 obj[/ICCBased 95 0 R]endobj67 0 obj[/Indexed 66 0 R 0 96 0 R]endobj68 0 obj< >streamH‰\“ËŠã0D÷ş-»�ó�îícÈc²˜“™pl%c˜ØÆqùû¹¥2İ0GGØªœŠ¬¦wØºvrù�±¯�qrç¶kÆxëïcİ)^Ú.[®\ÓÖÓ ïñ¼_“×`Oö`æ
https://www.littelfuse.com/media?resourcetype=datasheets&itemid=8c87aa93-80a7-4ea8-8749-a19ba03901c2&filename=littelfuse-fuse-452-454-datasheet | fuses | %PDF-1.7%âãÏÓ53 0 obj< >endobj xref53 1070000000016 00000 n0000003018 00000 n0000003145 00000 n0000005071 00000 n0000005103 00000 n0000005238 00000 n0000005372 00000 n0000005503 00000 n0000006021 00000 n0000006596 00000 n0000007169 00000 n0000007792 00000 n0000008443 00000 n0000009036 00000 n0000009071 00000 n0000009114 00000 n0000009667 00000 n0000010117 00000 n0000010230 00000 n0000010341 00000 n0000010427 00000 n0000010510 00000 n0000011043 00000 n0000011475 00000 n0000011947 00000 n0000012436 00000 n0000013921 00000 n0000014169 00000 n0000014359 00000 n0000014473 00000 n0000014728 00000 n0000016427 00000 n0000017351 00000 n0000018678 00000 n0000020543 00000 n0000022271 00000 n0000024100 00000 n0000024358 00000 n0000024922 00000 n0000027500 00000 n0000029024 00000 n0000029583 00000 n0000034599 00000 n0000037247 00000 n0000037298 00000 n0000041325 00000 n0000041847 00000 n0000042211 00000 n0000046065 00000 n0000046398 00000 n0000046689 00000 n0000053744 00000 n0000053783 00000 n0000058339 00000 n0000058687 00000 n0000059056 00000 n0000059428 00000 n0000059923 00000 n0000063185 00000 n0000063570 00000 n0000063955 00000 n0000065398 00000 n0000065779 00000 n0000065849 00000 n0000065933 00000 n0000076365 00000 n0000076628 00000 n0000076791 00000 n0000076818 00000 n0000077119 00000 n0000078035 00000 n0000078301 00000 n0000086455 00000 n0000086494 00000 n0000106704 00000 n0000106743 00000 n0000111398 00000 n0000111437 00000 n0000132427 00000 n0000132466 00000 n0000133830 00000 n0000133869 00000 n0000137389 00000 n0000137428 00000 n0000157638 00000 n0000157677 00000 n0000159041 00000 n0000159080 00000 n0000163735 00000 n0000163774 00000 n0000184764 00000 n0000184803 00000 n0000207677 00000 n0000207716 00000 n0000211236 00000 n0000211275 00000 n0000222470 00000 n0000233665 00000 n0000247421 00000 n0000269750 00000 n0000270135 00000 n0000270520 00000 n0000272360 00000 n0000272624 00000 n0000272748 00000 n0000272872 00000 n0000002436 00000 ntrailer< ]/Prev 460366>>startxref0%%EOF 159 0 obj< >streamhŞb``à``àbf`g`ğJeb@!6 (Ç†/wE¢&ÔÖ¦Î@4àÓÉ8ø„—O)`EÀÑÎ7Ó.:ù¼¾²VÊÅkšuÌŞfÑ5·Lsæ�î9eSŞ‚Ÿğ²©¬TnRR°¸{û’rÀÊ¨ãÙÓ7$�œí¶vÚv¿ˆˆOŒ�­!�ÏrÜÜâ©š4I9dá¤«}×õ�î6ë�V‡[Ì((^Ş�pQAA!¥ò4 ¨ 1\yHÈØØÄÅÅ.÷=PJ•�í®6�Îâ°~i~¾k"Ìlxª1)±¬à< ¸�¡�‰¡¹árCÃ†7Œä-ÈwxÎº‰qSÓ>‡‹œºØõx½d4Ø-'Ú=,sä®©bH¨e�û ¥¼çÀLF³½"ZÂ^ñ,f:Ã:CÇAL�5�/$¨á£0ş&˜O�}şş›ßu�†T9ÆF?6Ş¥’Ö1Á[ZØ3H¦üaH¸ÀØõBô‚éÂu6¬3¸dH84È3Ÿaa9!ÖàÊ0‘aFãŒ¸Ôc`{¹H³€8Ì&œ ÅŒr¯@Q­TŞU.væ (@€]ä¤endstreamendobj54 0 obj< >>>endobj55 0 obj< >/ExtGState< >/Font< >/ProcSet[/PDF/Text/ImageC/ImageI]/Properties< >/XObject< >>>/Rotate 0/Tabs/W/Thumb 46 0 R/TrimBox[0.0 0.0 612.0 792.0]/Type/Page/PieceInfo< /LastModified /NumberOfPageItemsInPage 6/NumberofPages 1/OriginalDocumentID /PageItemUIDToLocationDataMap< >/PageTransformationMatrixList< >/PageUIDList< >/PageWidthList< >>>>>>>endobj56 0 obj[57 0 R 58 0 R]endobj57 0 obj< >/Border[0 0 0]/H/N/Rect[61.36 482.078 299.48 447.786]/Subtype/Link/Type/Annot>>endobj58 0 obj< >/Border[0 0 0]/H/N/Rect[61.36 444.92 299.48 410.628]/Subtype/Link/Type/Annot>>endobj59 0 obj< >endobj60 0 obj< >endobj61 0 obj< >endobj62 0 obj< >endobj63 0 obj< >endobj64 0 obj< >streamH‰\ÔK�¢@à=¿¢–İ‹�ºuKbâ£;q1�Œ3?¡tHF ˆÿıÔá˜�dL”ƒ€÷ó*İö‡¾›Mú}šc˜Í¹ëÛ)Ü†ûÔs—®OòÂ´]3?÷–ÏæZ�I/>>ns¸úó�T•IÄƒ·yz˜—M;œÂk’~›Ú0uıÅ¼üÚ_Mz¼�ãŸpıl2³^›6œã}©Ç¯õ5˜t¹ìíĞÆãİüx‹×ü;ãçc¦Xösbš¡·±nÂT÷—�TY¦­Mõ_ë$ôíÇW/;�›ßõ”TùG<9ËTã»\'U‘-ûq³cvÈ+ærÉ¼œ¿eŞ"ï˜wÈ{æ=ò;ó;2çÅMRYÎ²˜esæ¹`.�-³EfA¦ÍÂf•Y‘=³G¦ÙÂli¶0Ûó™~¿¥ÙÂ,´lB›À&´lB›À&´lB›À&´lB›À&´lB›À&´lB›À&ìVĞ­Ğ)‹“İºv+èÖÑïàw4;˜ÍfG³ƒÙÑì`v4;˜ÍfG³ƒÙÑì`v4;˜•])ºRÎUÌUÎUÌUÎUÌUÎUÌU}Ş‹Èœ«˜«œ«˜«œ»Ü«Ê~ı(ûQô£ìGÑ�²E?ú¼×Ñ�g?ıxš=Ì�f³§ÙÃìiö0{š=Ì�f³§ÙÃìiö0{š=Ì�]ytUbV‘åø¾´Ìğ—Â©Ì0lø_6ø/[úãùóiÆãW%ó¹–4÷iŠËÈ²t-ëV�®Ÿ«Û8Œ&^…wòW€öt*endstreamendobj65 0 obj< >endobj66 0 obj[/ICCBased 95 0 R]endobj67 0 obj[/Indexed 66 0 R 0 96 0 R]endobj68 0 obj< >streamH‰\“ËŠã0D÷ş-»�ó�îícÈc²˜“™pl%c˜ØÆqùû¹¥2İ0GGØªœŠ¬¦wØºvrù�±¯�qrç¶kÆxëïcİ)^Ú.[®\ÓÖÓ ïñ¼_“×`Oö`æxäxúxøxúxøxúxøø==İ<Ü<ÿŒÙß†¬ìĞ=Ğ-À-Ğ-À-Ğ-À-Ğ-À-Ğ'À'(Y�…9‚a� G˜#Èær„Eæ½3SR&ûúû¦½“-yf÷´ÇÂî‚î2ï?ºË¼÷è®ì®è®tV8+�ÎJg…³ÒYá¬tV8+�ÎJg…³ÒYá¬tV8où»6àå�ßR¼ÆvÚÜÇ©ïã
https://www.littelfuse.com/media?resourcetype=datasheets&itemid=8c87aa93-80a7-4ea8-8749-a19ba03901c2&filename=littelfuse-fuse-452-454-datasheet | fuses | %PDF-1.7%âãÏÓ53 0 obj< >endobj xref53 1070000000016 00000 n0000003018 00000 n0000003145 00000 n0000005071 00000 n0000005103 00000 n0000005238 00000 n0000005372 00000 n0000005503 00000 n0000006021 00000 n0000006596 00000 n0000007169 00000 n0000007792 00000 n0000008443 00000 n0000009036 00000 n0000009071 00000 n0000009114 00000 n0000009667 00000 n0000010117 00000 n0000010230 00000 n0000010341 00000 n0000010427 00000 n0000010510 00000 n0000011043 00000 n0000011475 00000 n0000011947 00000 n0000012436 00000 n0000013921 00000 n0000014169 00000 n0000014359 00000 n0000014473 00000 n0000014728 00000 n0000016427 00000 n0000017351 00000 n0000018678 00000 n0000020543 00000 n0000022271 00000 n0000024100 00000 n0000024358 00000 n0000024922 00000 n0000027500 00000 n0000029024 00000 n0000029583 00000 n0000034599 00000 n0000037247 00000 n0000037298 00000 n0000041325 00000 n0000041847 00000 n0000042211 00000 n0000046065 00000 n0000046398 00000 n0000046689 00000 n0000053744 00000 n0000053783 00000 n0000058339 00000 n0000058687 00000 n0000059056 00000 n0000059428 00000 n0000059923 00000 n0000063185 00000 n0000063570 00000 n0000063955 00000 n0000065398 00000 n0000065779 00000 n0000065849 00000 n0000065933 00000 n0000076365 00000 n0000076628 00000 n0000076791 00000 n0000076818 00000 n0000077119 00000 n0000078035 00000 n0000078301 00000 n0000086455 00000 n0000086494 00000 n0000106704 00000 n0000106743 00000 n0000111398 00000 n0000111437 00000 n0000132427 00000 n0000132466 00000 n0000133830 00000 n0000133869 00000 n0000137389 00000 n0000137428 00000 n0000157638 00000 n0000157677 00000 n0000159041 00000 n0000159080 00000 n0000163735 00000 n0000163774 00000 n0000184764 00000 n0000184803 00000 n0000207677 00000 n0000207716 00000 n0000211236 00000 n0000211275 00000 n0000222470 00000 n0000233665 00000 n0000247421 00000 n0000269750 00000 n0000270135 00000 n0000270520 00000 n0000272360 00000 n0000272624 00000 n0000272748 00000 n0000272872 00000 n0000002436 00000 ntrailer< ]/Prev 460366>>startxref0%%EOF 159 0 obj< >streamhŞb``à``àbf`g`ğJeb@!6 (Ç†/wE¢&ÔÖ¦Î@4àÓÉ8ø„—O)`EÀÑÎ7Ó.:ù¼¾²VÊÅkšuÌŞfÑ5·Lsæ�î9eSŞ‚Ÿğ²©¬TnRR°¸{û’rÀÊ¨ãÙÓ7$�œí¶vÚv¿ˆˆOŒ�­!�ÏrÜÜâ©š4I9dá¤«}×õ�î6ë�V‡[Ì((^Ş�pQAA!¥ò4 ¨ 1\yHÈØØÄÅÅ.÷=PJ•�í®6�Îâ°~i~¾k"Ìlxª1)±¬à< ¸�¡�‰¡¹árCÃ†7Œä-ÈwxÎº‰qSÓ>‡‹œºØõx½d4Ø-'Ú=,sä®©bH¨e�û ¥¼çÀLF³½"ZÂ^ñ,f:Ã:CÇAL�5�/$¨á£0ş&˜O�}şş›ßu�†T9ÆF?6Ş¥’Ö1Á[ZØ3H¦üaH¸ÀØõBô‚éÂu6¬3¸dH84È3Ÿaa9!ÖàÊ0‘aFãŒ¸Ôc`{¹H³€8Ì&œ ÅŒr¯@Q­TŞU.væ (@€]ä¤endstreamendobj54 0 obj< >>>endobj55 0 obj< >/ExtGState< >/Font< >/ProcSet[/PDF/Text/ImageC/ImageI]/Properties< >/XObject< >>>/Rotate 0/Tabs/W/Thumb 46 0 R/TrimBox[0.0 0.0 612.0 792.0]/Type/Page/PieceInfo< /LastModified /NumberOfPageItemsInPage 6/NumberofPages 1/OriginalDocumentID /PageItemUIDToLocationDataMap< >/PageTransformationMatrixList< >/PageUIDList< >/PageWidthList< >>>>>>>endobj56 0 obj[57 0 R 58 0 R]endobj57 0 obj< >/Border[0 0 0]/H/N/Rect[61.36 482.078 299.48 447.786]/Subtype/Link/Type/Annot>>endobj58 0 obj< >/Border[0 0 0]/H/N/Rect[61.36 444.92 299.48 410.628]/Subtype/Link/Type/Annot>>endobj59 0 obj< >endobj60 0 obj< >endobj61 0 obj< >endobj62 0 obj< >endobj63 0 obj< >endobj64 0 obj< >streamH‰\ÔK�¢@à=¿¢–İ‹�ºuKbâ£;q1�Œ3?¡tHF ˆÿıÔá˜�dL”ƒ€÷ó*İö‡¾›Mú}šc˜Í¹ëÛ)Ü†ûÔs—®OòÂ´]3?÷–ÏæZ�I/>>ns¸úó�T•IÄƒ·yz˜—M;œÂk’~›Ú0uıÅ¼üÚ_Mz¼�ãŸpıl2³^›6œã}©Ç¯õ5˜t¹ìíĞÆãİüx‹×ü;ãçc¦Xösbš¡·±nÂT÷—�TY¦­Mõ_ë$ôíÇW/;�›ßõ”TùG<9ËTã»\'U‘-ûq³cvÈ+ærÉ¼œ¿eŞ"ï˜wÈ{æ=ò;ó;2çÅMRYÎ²˜esæ¹`.�-³EfA¦ÍÂf•Y‘=³G¦ÙÂli¶0Ûó™~¿¥ÙÂ,´lB›À&´lB›À&´lB›À&´lB›À&´lB›À&´lB›À&ìVĞ­Ğ)‹“İºv+èÖÑïàw4;˜ÍfG³ƒÙÑì`v4;˜ÍfG³ƒÙÑì`v4;˜•])ºRÎUÌUÎUÌUÎUÌUÎUÌU}Ş‹Èœ«˜«œ«˜«œ»Ü«Ê~ı(ûQô£ìGÑ�²E?ú¼×Ñ�g?ıxš=Ì�f³§ÙÃìiö0{š=Ì�f³§ÙÃìiö0{š=Ì�]ytUbV‘åø¾´Ìğ—Â©Ì0lø_6ø/[úãùóiÆãW%ó¹–4÷iŠËÈ²t-ëV�®Ÿ«Û8Œ&^…wòW€öt*endstreamendobj65 0 obj< >endobj66 0 obj[/ICCBased 95 0 R]endobj67 0 obj[/Indexed 66 0 R 0 96 0 R]endobj68 0 obj< >streamH‰\“ËŠã0D÷ş-»�ó�îícÈc²˜“™pl%c˜ØÆqùû¹¥2İ0GGØªœŠ¬¦wØºvrù�±¯�qrç¶kÆxëïcİ)^Ú.[®\ÓÖÓ ïñ¼_“×`Oö`æ
https://www.littelfuse.com/media?resourcetype=datasheets&itemid=8c87aa93-80a7-4ea8-8749-a19ba03901c2&filename=littelfuse-fuse-452-454-datasheet | fuses | %PDF-1.7%âãÏÓ53 0 obj< >endobj xref53 1070000000016 00000 n0000003018 00000 n0000003145 00000 n0000005071 00000 n0000005103 00000 n0000005238 00000 n0000005372 00000 n0000005503 00000 n0000006021 00000 n0000006596 00000 n0000007169 00000 n0000007792 00000 n0000008443 00000 n0000009036 00000 n0000009071 00000 n0000009114 00000 n0000009667 00000 n0000010117 00000 n0000010230 00000 n0000010341 00000 n0000010427 00000 n0000010510 00000 n0000011043 00000 n0000011475 00000 n0000011947 00000 n0000012436 00000 n0000013921 00000 n0000014169 00000 n0000014359 00000 n0000014473 00000 n0000014728 00000 n0000016427 00000 n0000017351 00000 n0000018678 00000 n0000020543 00000 n0000022271 00000 n0000024100 00000 n0000024358 00000 n0000024922 00000 n0000027500 00000 n0000029024 00000 n0000029583 00000 n0000034599 00000 n0000037247 00000 n0000037298 00000 n0000041325 00000 n0000041847 00000 n0000042211 00000 n0000046065 00000 n0000046398 00000 n0000046689 00000 n0000053744 00000 n0000053783 00000 n0000058339 00000 n0000058687 00000 n0000059056 00000 n0000059428 00000 n0000059923 00000 n0000063185 00000 n0000063570 00000 n0000063955 00000 n0000065398 00000 n0000065779 00000 n0000065849 00000 n0000065933 00000 n0000076365 00000 n0000076628 00000 n0000076791 00000 n0000076818 00000 n0000077119 00000 n0000078035 00000 n0000078301 00000 n0000086455 00000 n0000086494 00000 n0000106704 00000 n0000106743 00000 n0000111398 00000 n0000111437 00000 n0000132427 00000 n0000132466 00000 n0000133830 00000 n0000133869 00000 n0000137389 00000 n0000137428 00000 n0000157638 00000 n0000157677 00000 n0000159041 00000 n0000159080 00000 n0000163735 00000 n0000163774 00000 n0000184764 00000 n0000184803 00000 n0000207677 00000 n0000207716 00000 n0000211236 00000 n0000211275 00000 n0000222470 00000 n0000233665 00000 n0000247421 00000 n0000269750 00000 n0000270135 00000 n0000270520 00000 n0000272360 00000 n0000272624 00000 n0000272748 00000 n0000272872 00000 n0000002436 00000 ntrailer< ]/Prev 460366>>startxref0%%EOF 159 0 obj< >streamhŞb``à``àbf`g`ğJeb@!6 (Ç†/wE¢&ÔÖ¦Î@4àÓÉ8ø„—O)`EÀÑÎ7Ó.:ù¼¾²VÊÅkšuÌŞfÑ5·Lsæ�î9eSŞ‚Ÿğ²©¬TnRR°¸{û’rÀÊ¨ãÙÓ7$�œí¶vÚv¿ˆˆOŒ�­!�ÏrÜÜâ©š4I9dá¤«}×õ�î6ë�V‡[Ì((^Ş�pQAA!¥ò4 ¨ 1\yHÈØØÄÅÅ.÷=PJ•�í®6�Îâ°~i~¾k"Ìlxª1)±¬à< ¸�¡�‰¡¹árCÃ†7Œä-ÈwxÎº‰qSÓ>‡‹œºØõx½d4Ø-'Ú=,sä®©bH¨e�û ¥¼çÀLF³½"ZÂ^ñ,f:Ã:CÇAL�5�/$¨á£0ş&˜O�}şş›ßu�†T9ÆF?6Ş¥’Ö1Á[ZØ3H¦üaH¸ÀØõBô‚éÂu6¬3¸dH84È3Ÿaa9!ÖàÊ0‘aFãŒ¸Ôc`{¹H³€8Ì&œ ÅŒr¯@Q­TŞU.væ (@€]ä¤endstreamendobj54 0 obj< >>>endobj55 0 obj< >/ExtGState< >/Font< >/ProcSet[/PDF/Text/ImageC/ImageI]/Properties< >/XObject< >>>/Rotate 0/Tabs/W/Thumb 46 0 R/TrimBox[0.0 0.0 612.0 792.0]/Type/Page/PieceInfo< /LastModified /NumberOfPageItemsInPage 6/NumberofPages 1/OriginalDocumentID /PageItemUIDToLocationDataMap< >/PageTransformationMatrixList< >/PageUIDList< >/PageWidthList< >>>>>>>endobj56 0 obj[57 0 R 58 0 R]endobj57 0 obj< >/Border[0 0 0]/H/N/Rect[61.36 482.078 299.48 447.786]/Subtype/Link/Type/Annot>>endobj58 0 obj< >/Border[0 0 0]/H/N/Rect[61.36 444.92 299.48 410.628]/Subtype/Link/Type/Annot>>endobj59 0 obj< >endobj60 0 obj< >endobj61 0 obj< >endobj62 0 obj< >endobj63 0 obj< >endobj64 0 obj< >streamH‰\ÔK�¢@à=¿¢–İ‹�ºuKbâ£;q1�Œ3?¡tHF ˆÿıÔá˜�dL”ƒ€÷ó*İö‡¾›Mú}šc˜Í¹ëÛ)Ü†ûÔs—®OòÂ´]3?÷–ÏæZ�I/>>ns¸úó�T•IÄƒ·yz˜—M;œÂk’~›Ú0uıÅ¼üÚ_Mz¼�ãŸpıl2³^›6œã}©Ç¯õ5˜t¹ìíĞÆãİüx‹×ü;ãçc¦Xösbš¡·±nÂT÷—�TY¦­Mõ_ë$ôíÇW/;�›ßõ”TùG<9ËTã»\'U‘-ûq³cvÈ+ærÉ¼œ¿eŞ"ï˜wÈ{æ=ò;ó;2çÅMRYÎ²˜esæ¹`.�-³EfA¦ÍÂf•Y‘=³G¦ÙÂli¶0Ûó™~¿¥ÙÂ,´lB›À&´lB›À&´lB›À&´lB›À&´lB›À&´lB›À&ìVĞ­Ğ)‹“İºv+èÖÑïàw4;˜ÍfG³ƒÙÑì`v4;˜ÍfG³ƒÙÑì`v4;˜•])ºRÎUÌUÎUÌUÎUÌUÎUÌU}Ş‹Èœ«˜«œ«˜«œ»Ü«Ê~ı(ûQô£ìGÑ�²E?ú¼×Ñ�g?ıxš=Ì�f³§ÙÃìiö0{š=Ì�f³§ÙÃìiö0{š=Ì�]ytUbV‘åø¾´Ìğ—Â©Ì0lø_6ø/[úãùóiÆãW%ó¹–4÷iŠËÈ²t-ëV�®Ÿ«Û8Œ&^…wòW€öt*endstreamendobj65 0 obj< >endobj66 0 obj[/ICCBased 95 0 R]endobj67 0 obj[/Indexed 66 0 R 0 96 0 R]endobj68 0 obj< >streamH‰\“ËŠã0D÷ş-»�ó�îícÈc²˜“™pl%c˜ØÆqùû¹¥2İ0GGØªœŠ¬¦wØºvrù�±¯�qrç¶kÆxëïcİ)^Ú.[®\ÓÖÓ ïñ¼_“×`Oö`æxäxúxøxúxøxúxøø==İ<Ü<ÿŒÙß†¬ìĞ=Ğ-À-Ğ-À-Ğ-À-Ğ-À-Ğ'À'(Y�…9‚a� G˜#Èær„Eæ½3SR&ûúû¦½“-yf÷´ÇÂî‚î2ï?ºË¼÷è®ì®è®tV8+�ÎJg…³ÒYá¬tV8+�ÎJg…³ÒYá¬tV8où»6àå�ßR¼ÆvÚÜÇ©ïã
https://www.littelfuse.com/media?resourcetype=datasheets&itemid=8c87aa93-80a7-4ea8-8749-a19ba03901c2&filename=littelfuse-fuse-452-454-datasheet | fuses | %PDF-1.7%âãÏÓ53 0 obj< >endobj xref53 1070000000016 00000 n0000003018 00000 n0000003145 00000 n0000005071 00000 n0000005103 00000 n0000005238 00000 n0000005372 00000 n0000005503 00000 n0000006021 00000 n0000006596 00000 n0000007169 00000 n0000007792 00000 n0000008443 00000 n0000009036 00000 n0000009071 00000 n0000009114 00000 n0000009667 00000 n0000010117 00000 n0000010230 00000 n0000010341 00000 n0000010427 00000 n0000010510 00000 n0000011043 00000 n0000011475 00000 n0000011947 00000 n0000012436 00000 n0000013921 00000 n0000014169 00000 n0000014359 00000 n0000014473 00000 n0000014728 00000 n0000016427 00000 n0000017351 00000 n0000018678 00000 n0000020543 00000 n0000022271 00000 n0000024100 00000 n0000024358 00000 n0000024922 00000 n0000027500 00000 n0000029024 00000 n0000029583 00000 n0000034599 00000 n0000037247 00000 n0000037298 00000 n0000041325 00000 n0000041847 00000 n0000042211 00000 n0000046065 00000 n0000046398 00000 n0000046689 00000 n0000053744 00000 n0000053783 00000 n0000058339 00000 n0000058687 00000 n0000059056 00000 n0000059428 00000 n0000059923 00000 n0000063185 00000 n0000063570 00000 n0000063955 00000 n0000065398 00000 n0000065779 00000 n0000065849 00000 n0000065933 00000 n0000076365 00000 n0000076628 00000 n0000076791 00000 n0000076818 00000 n0000077119 00000 n0000078035 00000 n0000078301 00000 n0000086455 00000 n0000086494 00000 n0000106704 00000 n0000106743 00000 n0000111398 00000 n0000111437 00000 n0000132427 00000 n0000132466 00000 n0000133830 00000 n0000133869 00000 n0000137389 00000 n0000137428 00000 n0000157638 00000 n0000157677 00000 n0000159041 00000 n0000159080 00000 n0000163735 00000 n0000163774 00000 n0000184764 00000 n0000184803 00000 n0000207677 00000 n0000207716 00000 n0000211236 00000 n0000211275 00000 n0000222470 00000 n0000233665 00000 n0000247421 00000 n0000269750 00000 n0000270135 00000 n0000270520 00000 n0000272360 00000 n0000272624 00000 n0000272748 00000 n0000272872 00000 n0000002436 00000 ntrailer< ]/Prev 460366>>startxref0%%EOF 159 0 obj< >streamhŞb``à``àbf`g`ğJeb@!6 (Ç†/wE¢&ÔÖ¦Î@4àÓÉ8ø„—O)`EÀÑÎ7Ó.:ù¼¾²VÊÅkšuÌŞfÑ5·Lsæ�î9eSŞ‚Ÿğ²©¬TnRR°¸{û’rÀÊ¨ãÙÓ7$�œí¶vÚv¿ˆˆOŒ�­!�ÏrÜÜâ©š4I9dá¤«}×õ�î6ë�V‡[Ì((^Ş�pQAA!¥ò4 ¨ 1\yHÈØØÄÅÅ.÷=PJ•�í®6�Îâ°~i~¾k"Ìlxª1)±¬à< ¸�¡�‰¡¹árCÃ†7Œä-ÈwxÎº‰qSÓ>‡‹œºØõx½d4Ø-'Ú=,sä®©bH¨e�û ¥¼çÀLF³½"ZÂ^ñ,f:Ã:CÇAL�5�/$¨á£0ş&˜O�}şş›ßu�†T9ÆF?6Ş¥’Ö1Á[ZØ3H¦üaH¸ÀØõBô‚éÂu6¬3¸dH84È3Ÿaa9!ÖàÊ0‘aFãŒ¸Ôc`{¹H³€8Ì&œ ÅŒr¯@Q­TŞU.væ (@€]ä¤endstreamendobj54 0 obj< >>>endobj55 0 obj< >/ExtGState< >/Font< >/ProcSet[/PDF/Text/ImageC/ImageI]/Properties< >/XObject< >>>/Rotate 0/Tabs/W/Thumb 46 0 R/TrimBox[0.0 0.0 612.0 792.0]/Type/Page/PieceInfo< /LastModified /NumberOfPageItemsInPage 6/NumberofPages 1/OriginalDocumentID /PageItemUIDToLocationDataMap< >/PageTransformationMatrixList< >/PageUIDList< >/PageWidthList< >>>>>>>endobj56 0 obj[57 0 R 58 0 R]endobj57 0 obj< >/Border[0 0 0]/H/N/Rect[61.36 482.078 299.48 447.786]/Subtype/Link/Type/Annot>>endobj58 0 obj< >/Border[0 0 0]/H/N/Rect[61.36 444.92 299.48 410.628]/Subtype/Link/Type/Annot>>endobj59 0 obj< >endobj60 0 obj< >endobj61 0 obj< >endobj62 0 obj< >endobj63 0 obj< >endobj64 0 obj< >streamH‰\ÔK�¢@à=¿¢–İ‹�ºuKbâ£;q1�Œ3?¡tHF ˆÿıÔá˜�dL”ƒ€÷ó*İö‡¾›Mú}šc˜Í¹ëÛ)Ü†ûÔs—®OòÂ´]3?÷–ÏæZ�I/>>ns¸úó�T•IÄƒ·yz˜—M;œÂk’~›Ú0uıÅ¼üÚ_Mz¼�ãŸpıl2³^›6œã}©Ç¯õ5˜t¹ìíĞÆãİüx‹×ü;ãçc¦Xösbš¡·±nÂT÷—�TY¦­Mõ_ë$ôíÇW/;�›ßõ”TùG<9ËTã»\'U‘-ûq³cvÈ+ærÉ¼œ¿eŞ"ï˜wÈ{æ=ò;ó;2çÅMRYÎ²˜esæ¹`.�-³EfA¦ÍÂf•Y‘=³G¦ÙÂli¶0Ûó™~¿¥ÙÂ,´lB›À&´lB›À&´lB›À&´lB›À&´lB›À&´lB›À&ìVĞ­Ğ)‹“İºv+èÖÑïàw4;˜ÍfG³ƒÙÑì`v4;˜ÍfG³ƒÙÑì`v4;˜•])ºRÎUÌUÎUÌUÎUÌUÎUÌU}Ş‹Èœ«˜«œ«˜«œ»Ü«Ê~ı(ûQô£ìGÑ�²E?ú¼×Ñ�g?ıxš=Ì�f³§ÙÃìiö0{š=Ì�f³§ÙÃìiö0{š=Ì�]ytUbV‘åø¾´Ìğ—Â©Ì0lø_6ø/[úãùóiÆãW%ó¹–4÷iŠËÈ²t-ëV�®Ÿ«Û8Œ&^…wòW€öt*endstreamendobj65 0 obj< >endobj66 0 obj[/ICCBased 95 0 R]endobj67 0 obj[/Indexed 66 0 R 0 96 0 R]endobj68 0 obj< >streamH‰\“ËŠã0D÷ş-»�ó�îícÈc²˜“™pl%c˜ØÆqùû¹¥2İ0GGØªœŠ¬¦wØºvrù�±¯�qrç¶kÆxëïcİ)^Ú.[®\ÓÖÓ ïñ¼_“×`Oö`æ
https://www.littelfuse.com/media?resourcetype=datasheets&itemid=8c87aa93-80a7-4ea8-8749-a19ba03901c2&filename=littelfuse-fuse-452-454-datasheet | fuses | %PDF-1.7%âãÏÓ53 0 obj< >endobj xref53 1070000000016 00000 n0000003018 00000 n0000003145 00000 n0000005071 00000 n0000005103 00000 n0000005238 00000 n0000005372 00000 n0000005503 00000 n0000006021 00000 n0000006596 00000 n0000007169 00000 n0000007792 00000 n0000008443 00000 n0000009036 00000 n0000009071 00000 n0000009114 00000 n0000009667 00000 n0000010117 00000 n0000010230 00000 n0000010341 00000 n0000010427 00000 n0000010510 00000 n0000011043 00000 n0000011475 00000 n0000011947 00000 n0000012436 00000 n0000013921 00000 n0000014169 00000 n0000014359 00000 n0000014473 00000 n0000014728 00000 n0000016427 00000 n0000017351 00000 n0000018678 00000 n0000020543 00000 n0000022271 00000 n0000024100 00000 n0000024358 00000 n0000024922 00000 n0000027500 00000 n0000029024 00000 n0000029583 00000 n0000034599 00000 n0000037247 00000 n0000037298 00000 n0000041325 00000 n0000041847 00000 n0000042211 00000 n0000046065 00000 n0000046398 00000 n0000046689 00000 n0000053744 00000 n0000053783 00000 n0000058339 00000 n0000058687 00000 n0000059056 00000 n0000059428 00000 n0000059923 00000 n0000063185 00000 n0000063570 00000 n0000063955 00000 n0000065398 00000 n0000065779 00000 n0000065849 00000 n0000065933 00000 n0000076365 00000 n0000076628 00000 n0000076791 00000 n0000076818 00000 n0000077119 00000 n0000078035 00000 n0000078301 00000 n0000086455 00000 n0000086494 00000 n0000106704 00000 n0000106743 00000 n0000111398 00000 n0000111437 00000 n0000132427 00000 n0000132466 00000 n0000133830 00000 n0000133869 00000 n0000137389 00000 n0000137428 00000 n0000157638 00000 n0000157677 00000 n0000159041 00000 n0000159080 00000 n0000163735 00000 n0000163774 00000 n0000184764 00000 n0000184803 00000 n0000207677 00000 n0000207716 00000 n0000211236 00000 n0000211275 00000 n0000222470 00000 n0000233665 00000 n0000247421 00000 n0000269750 00000 n0000270135 00000 n0000270520 00000 n0000272360 00000 n0000272624 00000 n0000272748 00000 n0000272872 00000 n0000002436 00000 ntrailer< ]/Prev 460366>>startxref0%%EOF 159 0 obj< >streamhŞb``à``àbf`g`ğJeb@!6 (Ç†/wE¢&ÔÖ¦Î@4àÓÉ8ø„—O)`EÀÑÎ7Ó.:ù¼¾²VÊÅkšuÌŞfÑ5·Lsæ�î9eSŞ‚Ÿğ²©¬TnRR°¸{û’rÀÊ¨ãÙÓ7$�œí¶vÚv¿ˆˆOŒ�­!�ÏrÜÜâ©š4I9dá¤«}×õ�î6ë�V‡[Ì((^Ş�pQAA!¥ò4 ¨ 1\yHÈØØÄÅÅ.÷=PJ•�í®6�Îâ°~i~¾k"Ìlxª1)±¬à< ¸�¡�‰¡¹árCÃ†7Œä-ÈwxÎº‰qSÓ>‡‹œºØõx½d4Ø-'Ú=,sä®©bH¨e�û ¥¼çÀLF³½"ZÂ^ñ,f:Ã:CÇAL�5�/$¨á£0ş&˜O�}şş›ßu�†T9ÆF?6Ş¥’Ö1Á[ZØ3H¦üaH¸ÀØõBô‚éÂu6¬3¸dH84È3Ÿaa9!ÖàÊ0‘aFãŒ¸Ôc`{¹H³€8Ì&œ ÅŒr¯@Q­TŞU.væ (@€]ä¤endstreamendobj54 0 obj< >>>endobj55 0 obj< >/ExtGState< >/Font< >/ProcSet[/PDF/Text/ImageC/ImageI]/Properties< >/XObject< >>>/Rotate 0/Tabs/W/Thumb 46 0 R/TrimBox[0.0 0.0 612.0 792.0]/Type/Page/PieceInfo< /LastModified /NumberOfPageItemsInPage 6/NumberofPages 1/OriginalDocumentID /PageItemUIDToLocationDataMap< >/PageTransformationMatrixList< >/PageUIDList< >/PageWidthList< >>>>>>>endobj56 0 obj[57 0 R 58 0 R]endobj57 0 obj< >/Border[0 0 0]/H/N/Rect[61.36 482.078 299.48 447.786]/Subtype/Link/Type/Annot>>endobj58 0 obj< >/Border[0 0 0]/H/N/Rect[61.36 444.92 299.48 410.628]/Subtype/Link/Type/Annot>>endobj59 0 obj< >endobj60 0 obj< >endobj61 0 obj< >endobj62 0 obj< >endobj63 0 obj< >endobj64 0 obj< >streamH‰\ÔK�¢@à=¿¢–İ‹�ºuKbâ£;q1�Œ3?¡tHF ˆÿıÔá˜�dL”ƒ€÷ó*İö‡¾›Mú}šc˜Í¹ëÛ)Ü†ûÔs—®OòÂ´]3?÷–ÏæZ�I/>>ns¸úó�T•IÄƒ·yz˜—M;œÂk’~›Ú0uıÅ¼üÚ_Mz¼�ãŸpıl2³^›6œã}©Ç¯õ5˜t¹ìíĞÆãİüx‹×ü;ãçc¦Xösbš¡·±nÂT÷—�TY¦­Mõ_ë$ôíÇW/;�›ßõ”TùG<9ËTã»\'U‘-ûq³cvÈ+ærÉ¼œ¿eŞ"ï˜wÈ{æ=ò;ó;2çÅMRYÎ²˜esæ¹`.�-³EfA¦ÍÂf•Y‘=³G¦ÙÂli¶0Ûó™~¿¥ÙÂ,´lB›À&´lB›À&´lB›À&´lB›À&´lB›À&´lB›À&ìVĞ­Ğ)‹“İºv+èÖÑïàw4;˜ÍfG³ƒÙÑì`v4;˜ÍfG³ƒÙÑì`v4;˜•])ºRÎUÌUÎUÌUÎUÌUÎUÌU}Ş‹Èœ«˜«œ«˜«œ»Ü«Ê~ı(ûQô£ìGÑ�²E?ú¼×Ñ�g?ıxš=Ì�f³§ÙÃìiö0{š=Ì�f³§ÙÃìiö0{š=Ì�]ytUbV‘åø¾´Ìğ—Â©Ì0lø_6ø/[úãùóiÆãW%ó¹–4÷iŠËÈ²t-ëV�®Ÿ«Û8Œ&^…wòW€öt*endstreamendobj65 0 obj< >endobj66 0 obj[/ICCBased 95 0 R]endobj67 0 obj[/Indexed 66 0 R 0 96 0 R]endobj68 0 obj< >streamH‰\“ËŠã0D÷ş-»�ó�îícÈc²˜“™pl%c˜ØÆqùû¹¥2İ0GGØªœŠ¬¦wØºvrù�±¯�qrç¶kÆxëïcİ)^Ú.[®\ÓÖÓ ïñ¼_“×`Oö`æxäxúxøxúxøxúxøø==İ<Ü<ÿŒÙß†¬ìĞ=Ğ-À-Ğ-À-Ğ-À-Ğ-À-Ğ'À'(Y�…9‚a� G˜#Èær„Eæ½3SR&ûúû¦½“-yf÷´ÇÂî‚î2ï?ºË¼÷è®ì®è®tV8+�ÎJg…³ÒYá¬tV8+�ÎJg…³ÒYá¬tV8où»6àå�ßR¼ÆvÚÜÇ©ïã
https://www.littelfuse.com/media?resourcetype=datasheets&itemid=8c87aa93-80a7-4ea8-8749-a19ba03901c2&filename=littelfuse-fuse-452-454-datasheet | fuses | %PDF-1.7%âãÏÓ53 0 obj< >endobj xref53 1070000000016 00000 n0000003018 00000 n0000003145 00000 n0000005071 00000 n0000005103 00000 n0000005238 00000 n0000005372 00000 n0000005503 00000 n0000006021 00000 n0000006596 00000 n0000007169 00000 n0000007792 00000 n0000008443 00000 n0000009036 00000 n0000009071 00000 n0000009114 00000 n0000009667 00000 n0000010117 00000 n0000010230 00000 n0000010341 00000 n0000010427 00000 n0000010510 00000 n0000011043 00000 n0000011475 00000 n0000011947 00000 n0000012436 00000 n0000013921 00000 n0000014169 00000 n0000014359 00000 n0000014473 00000 n0000014728 00000 n0000016427 00000 n0000017351 00000 n0000018678 00000 n0000020543 00000 n0000022271 00000 n0000024100 00000 n0000024358 00000 n0000024922 00000 n0000027500 00000 n0000029024 00000 n0000029583 00000 n0000034599 00000 n0000037247 00000 n0000037298 00000 n0000041325 00000 n0000041847 00000 n0000042211 00000 n0000046065 00000 n0000046398 00000 n0000046689 00000 n0000053744 00000 n0000053783 00000 n0000058339 00000 n0000058687 00000 n0000059056 00000 n0000059428 00000 n0000059923 00000 n0000063185 00000 n0000063570 00000 n0000063955 00000 n0000065398 00000 n0000065779 00000 n0000065849 00000 n0000065933 00000 n0000076365 00000 n0000076628 00000 n0000076791 00000 n0000076818 00000 n0000077119 00000 n0000078035 00000 n0000078301 00000 n0000086455 00000 n0000086494 00000 n0000106704 00000 n0000106743 00000 n0000111398 00000 n0000111437 00000 n0000132427 00000 n0000132466 00000 n0000133830 00000 n0000133869 00000 n0000137389 00000 n0000137428 00000 n0000157638 00000 n0000157677 00000 n0000159041 00000 n0000159080 00000 n0000163735 00000 n0000163774 00000 n0000184764 00000 n0000184803 00000 n0000207677 00000 n0000207716 00000 n0000211236 00000 n0000211275 00000 n0000222470 00000 n0000233665 00000 n0000247421 00000 n0000269750 00000 n0000270135 00000 n0000270520 00000 n0000272360 00000 n0000272624 00000 n0000272748 00000 n0000272872 00000 n0000002436 00000 ntrailer< ]/Prev 460366>>startxref0%%EOF 159 0 obj< >streamhŞb``à``àbf`g`ğJeb@!6 (Ç†/wE¢&ÔÖ¦Î@4àÓÉ8ø„—O)`EÀÑÎ7Ó.:ù¼¾²VÊÅkšuÌŞfÑ5·Lsæ�î9eSŞ‚Ÿğ²©¬TnRR°¸{û’rÀÊ¨ãÙÓ7$�œí¶vÚv¿ˆˆOŒ�­!�ÏrÜÜâ©š4I9dá¤«}×õ�î6ë�V‡[Ì((^Ş�pQAA!¥ò4 ¨ 1\yHÈØØÄÅÅ.÷=PJ•�í®6�Îâ°~i~¾k"Ìlxª1)±¬à< ¸�¡�‰¡¹árCÃ†7Œä-ÈwxÎº‰qSÓ>‡‹œºØõx½d4Ø-'Ú=,sä®©bH¨e�û ¥¼çÀLF³½"ZÂ^ñ,f:Ã:CÇAL�5�/$¨á£0ş&˜O�}şş›ßu�†T9ÆF?6Ş¥’Ö1Á[ZØ3H¦üaH¸ÀØõBô‚éÂu6¬3¸dH84È3Ÿaa9!ÖàÊ0‘aFãŒ¸Ôc`{¹H³€8Ì&œ ÅŒr¯@Q­TŞU.væ (@€]ä¤endstreamendobj54 0 obj< >>>endobj55 0 obj< >/ExtGState< >/Font< >/ProcSet[/PDF/Text/ImageC/ImageI]/Properties< >/XObject< >>>/Rotate 0/Tabs/W/Thumb 46 0 R/TrimBox[0.0 0.0 612.0 792.0]/Type/Page/PieceInfo< /LastModified /NumberOfPageItemsInPage 6/NumberofPages 1/OriginalDocumentID /PageItemUIDToLocationDataMap< >/PageTransformationMatrixList< >/PageUIDList< >/PageWidthList< >>>>>>>endobj56 0 obj[57 0 R 58 0 R]endobj57 0 obj< >/Border[0 0 0]/H/N/Rect[61.36 482.078 299.48 447.786]/Subtype/Link/Type/Annot>>endobj58 0 obj< >/Border[0 0 0]/H/N/Rect[61.36 444.92 299.48 410.628]/Subtype/Link/Type/Annot>>endobj59 0 obj< >endobj60 0 obj< >endobj61 0 obj< >endobj62 0 obj< >endobj63 0 obj< >endobj64 0 obj< >streamH‰\ÔK�¢@à=¿¢–İ‹�ºuKbâ£;q1�Œ3?¡tHF ˆÿıÔá˜�dL”ƒ€÷ó*İö‡¾›Mú}šc˜Í¹ëÛ)Ü†ûÔs—®OòÂ´]3?÷–ÏæZ�I/>>ns¸úó�T•IÄƒ·yz˜—M;œÂk’~›Ú0uıÅ¼üÚ_Mz¼�ãŸpıl2³^›6œã}©Ç¯õ5˜t¹ìíĞÆãİüx‹×ü;ãçc¦Xösbš¡·±nÂT÷—�TY¦­Mõ_ë$ôíÇW/;�›ßõ”TùG<9ËTã»\'U‘-ûq³cvÈ+ærÉ¼œ¿eŞ"ï˜wÈ{æ=ò;ó;2çÅMRYÎ²˜esæ¹`.�-³EfA¦ÍÂf•Y‘=³G¦ÙÂli¶0Ûó™~¿¥ÙÂ,´lB›À&´lB›À&´lB›À&´lB›À&´lB›À&´lB›À&ìVĞ­Ğ)‹“İºv+èÖÑïàw4;˜ÍfG³ƒÙÑì`v4;˜ÍfG³ƒÙÑì`v4;˜•])ºRÎUÌUÎUÌUÎUÌUÎUÌU}Ş‹Èœ«˜«œ«˜«œ»Ü«Ê~ı(ûQô£ìGÑ�²E?ú¼×Ñ�g?ıxš=Ì�f³§ÙÃìiö0{š=Ì�f³§ÙÃìiö0{š=Ì�]ytUbV‘åø¾´Ìğ—Â©Ì0lø_6ø/[úãùóiÆãW%ó¹–4÷iŠËÈ²t-ëV�®Ÿ«Û8Œ&^…wòW€öt*endstreamendobj65 0 obj< >endobj66 0 obj[/ICCBased 95 0 R]endobj67 0 obj[/Indexed 66 0 R 0 96 0 R]endobj68 0 obj< >streamH‰\“ËŠã0D÷ş-»�ó�îícÈc²˜“™pl%c˜ØÆqùû¹¥2İ0GGØªœŠ¬¦wØºvrù�±¯�qrç¶kÆxëïcİ)^Ú.[®\ÓÖÓ ïñ¼_“×`Oö`æ
https://www.littelfuse.com/media?resourcetype=datasheets&itemid=a96d72b7-5296-4815-88b4-98b2f6738874&filename=littelfuse_fuse_218_datasheet.pdf | fuses | Axial Lead & Cartridge Fuse Datasheet© 2024 Littelfuse, Inc.Specifications are subject to change without notice.Revised: GD. 02/09/241218 Series5×20 mm, Time-Lag FuseAgency ApprovalsAgencyAgency File NumberAmpere RangePSECartridge:NBK090205-E10480ANBK120802-E10480CLeaded:NBK090205-E10480BNBK120802-E10480D1A – 5A6.3A – 15A1A – 5A6.3A – 15A 20209702070000650.032A – 6.3A SU05001-3005 SU05001-2008SU05001-20090.032A – 0.040A 0.050A – 0.800A 1A – 10A E104800.032A – 16A298620.032A - 10A; 15A 23008690.032A – 6.3A 400134960.032A – 10A4001660415A*KM414620.080A – 6.3AN/A0.032A – 16AFeatures & Benefits ■ Designed to International IEC Standards for use globally ■ Meets the IEC 60127-2, Sheet 3 specification for Time-Lag fuses ■ Available in cartridge and axial lead form ■ RoHS compliant and lead-freeApplicationsRoHSPb* - Approval for Cartridge versions onlyElectrical CharacteristicsThe 218 series fuse is a 5x20mm time-lag glass body cartridge fuse designed to IEC specification.Used as supplementary protection in appliance or utilization equipment to provide individual protection for components or internal circuits.PSE% of Ampere RatingAmpere RatingOpening Time150%0.032A - 0.100A60 minutes, Minimum0.125A - 6.3A60 minutes, Minimum8A - 16A30 minutes, Minimum210%0.032A - 0.100A120 sec., Maximum0.125A - 6.3A120 sec., Maximum8A - 16A120 sec., Maximum275%0.032A - 0.100A200 ms., Min.; 10 sec. Max.0.125A - 6.3A600 ms., Min.; 10 sec. Max.8A - 16A600 ms., Min.; 10 sec. Max.400%0.032A - 0.100A40 ms., Min.; 3 sec. Max.0.125A - 6.3A150 ms., Min.; 3 sec. Max.8A - 16A150 ms., Min.; 3 sec. Max.1000%0.032A - 0.100A10 ms., Min.; 300 ms. Max.0.125A - 6.3A20 ms., Min.; 300 ms. Max.8A - 16A20 ms., Min.; 300 ms. Max.DescriptionWeb ResourcesDownload ECAD models, order samples, and find technical recources at www.littelfuse.comAxial Lead & Cartridge Fuse Datasheet© 2024 Littelfuse, Inc.Specifications are subject to change without notice.Revised: GD. 02/09/242218 Series5×20 mm, Time-Lag FuseAmp CodeAmp Rating(A)Voltage Rating (V)InterruptingRatingNominal Cold Resistance (Ohms)Nominal Melting I2t (A2 sec)Maximum Voltage Drop at Rated Current (mV)Maximum Power Dissipation At 1.5ln(W)Agency ApprovalsPSE.0320.03225035 A @ 250 VAC48.2580.01150001.6-xx-xxxxx.0400.0425031.8620.01140001.6-xx-xxxxx.0500.0525021.2920.02735001.6-xx-xxxxx.0630.06325014.2680.04630001.6-xx-xxxxx.0800.082509.070.07525001.6xxx-xxxxx.1000.12506.0180.07920001.6xxx-xxxxx.1250.1252504.20.146519001.6xxx-xxxxx.1600.162503.70.14415001.6xxx-xxxxx.2000.22501.60.34113001.6xxx-xxxxx.2500.252501.04950.540511001.6xxx-xxxxx.3150.3152500.84751.1110001.6xxx-xxxxx.4000.42500.5351.3259001.6xxx-xxxxx.5000.52500.372.8253001.6xxx-xxxxx.6300.632500.2754.6752501.6xxx-xxxxx.8000.82500.08133.371501.6xxx-xxxxx001.12500.06136.731501.6xxxxxxxxx1.251.252500.044612.651501.6xxxxxxxxx01.61.62500.033623.351501.6xxxxxxxxx002.22500.029314.451501.6xxxxxxxxx02.52.52500.021923.251201.6xxxxxxxxx3.153.152500.017338.151001.6xxxxxxxxx004.425040 A @ 250 VAC0.012969.11001.6xxxxxxxxx005.525050 A @ 250 VAC0.0104111.01001.6xxxxxxxxx06.36.325063 A @ 250 VAC0.0076198.51001.6xxxxxxxxx008.825080 A @ 250 VAC0.0059341.51004-x-xxx-xx010.10250100 A @ 250 VAC0.0045568.01004-x-xxx-xx12.512.525063 A @ 250 VAC0.0034889.01004---xx--x-015.15250100 A @ 250 VAC0.00281405.001004---xxx-xx*016.1625063 A @ 250 VAC0.00211955.001004----x--x-Electrical CharacteristicsAverage Time Current CurvesTemperature Re-rating Curve* - Approval for cartidge versions only0.01 0.1 1 10 100 1000 10000 0.01 0.1 1 10 100 TIME IN SECONDS CURRENT IN AMPERES 0.032A0.040A0.050A0.063A0.080A0.100A0.125A0.160A0.200A0.250A0.315A0.400A0.500A0.630A0.800A1A1.25A1.6A2A2.5A3.15A4A5A6.3A8A10A12.5A15A16AAxial Lead & Cartridge Fuse Datasheet© 2024 Littelfuse, Inc.Specifications are subject to change without notice.Revised: GD. 02/09/243218 Series5×20 mm, Time-Lag FuseProduct CharacteristicsOperating Temperature–55ºC to +125ºCThermal ShockMIL-STD-202, Method 107, Test Condition B (5 cycles, –65°C to +125°C)VibrationMIL-STD-202, Method 201HumidityMIL-STD-202, Method 103, Test Condition A (High RH (95%) and elevated temperature (40°C) for 240 hours)Salt SprayMIL-STD-202, Method 101, Test Condition BMaterialBody: Glass Cap: Nickel–plated Brass Leads: Tin–plated CopperTerminal StrengthMIL-STD-202, Method 211, Test Condition ASolderabilityMIL-STD-202, Method 208Product MarkingCap1: Brand logo, current and voltage ratingsCap2: Agency approval marksPackagingAvailable in Bulk (M=1000 pcs/pkg) or on Tape/Reel (MRET1=1000 pcs/reel)Soldering Parameters - Wave SolderingDwell Time0204060801001201401601802002202402602803000102030405060708090100110120130140150160170180190200210220230240Time (Seconds)Temperature (°C) - Measured on bottom side of boardCooling TimePreheat TimeWave ParameterLead-Free RecommendationPreheat:(Depends on Flux Activation Temperature)(Typical Industry Recommendation) Temperature Minimum:100°C Temperature Maximum:150°C Preheat Time:60-180 secondsSolder Pot Temperature:260°C MaximumSolder Dwell Time:2-5 secondsRecommended Hand-Solder Parameters:Solder Iron Temperature: 350°C +/- 5°C Heating Time: 5 seconds max.Note: These devices are not recommended for IR or Convection Reflow process.Recommended Process Parameters:Dimensions 0218 000P 20+0.55.1+0.65.2+0.1-0.25.1+0.6 40±1.021.5±1.05.5±0.30218016. XEP0218.125 XEPto 0218.100XEP0218.032 XEPto 0.65±0.05See Notes*40±1.021.5±1.05.6±0.4All dimensions in mmNotes: * 0.032A-6.3A have 0.65±0.05 diameter lead. 8A-16A have 0.8±0.05 diameter lead.Part Numbering System0218 xxxx M X E PSeriesAmp CodeRefer to Amp Code column of Electrical Characteristics TableLead-freeQuantity CodeM = 1000Option CodesBlank : Cartidge Type FuseE : Axial Lead FusePackaging CodeX = FillerAxial Lead & Cartridge Fuse Datasheet© 2024 Littelfuse, Inc.Specifications are subject to change without notice.Revised: GD. 02/09/244218 Series5×20 mm, Time-Lag FusePackagingPackaging OptionPackaging SpecificationQuantityQuantity & Packaging CodeTaping Width218 SeriesBulkN/A1000MXN/ABulkN/A1000MXEN/AReel and TapeEIA 296-E1000MRET1T1=53mm (2.087”)BulkN/A1000MXGN/ABulkN/A1000MXBN/ABulkN/A100HXN/ARecommended AccessoriesAccessory TypeSeriesDescriptionMax Application VoltageMax Application AmperageHolder345_ISFPanel Mount Shock-Safe Fuseholder25020345Shock-Safe Fuseholder with PC Mount, Solder Mount and Panel Mount options20830PC Mount Shock-Safe Miniature Fuseholder16Block520Metric OMNI-BLOK® Fuse Block 10646PC Mount Miniature Fuse Block 6.3658Surface Mount Miniature Fuse Block 10Clip520_WPC Mount Miniature Fuse Clip 6.3111PC Board Mount Fuse Clip 10445PC Board Mount Fuse Clip 10Disclaimer Notice - Information furnished is believed to be accurate and reliable. However, users should independently evaluate the suitability of and test each product selected for their own applications. Littelfuse products are not designed for, and may not be used in, all applications. Read complete Disclaimer Notice at: www.littelfuse.com/disclaimer-electronics.Notes: 1. Do not use in applications above rating. 2. Please refer to fuseholder data sheet for specific re-rating information.3. Please contact factory for applications greater than the max voltage and amperage shown.
https://www.littelfuse.com/media?resourcetype=datasheets&itemid=624ac410-146d-47dc-9971-cdaaa78f2c78&filename=littelfuse_fuse_477_datasheet.pdf | fuses | Axial Lead and Cartridge Fuses Datasheet© 2023 Littelfuse, Inc.Specifications are subject to change without notice.Revised: GD. 07/04/231477 Series5×20 mm, Time-Lag FuseRoHSPbPSEFeatures & BenefitsApplicationsAgency ApprovalsAgencyAgency File NumberAmpere RangePSECartridge: NBK040609-JP1021A NBK040609-JP1021C NBK100408-JP1021ALeaded: NBK040609-JP1021B NBK040609-JP1021D NBK100408-JP1021B1A – 5A6.3A – 12A16A1A – 5A6.3A – 12A16A 16200770.50A – 8A E104800.50A - 16A 400254131A, 3.15A J5024808910A, 12A, 16AN/A0.50A – 16AN/A0.50A - 16AElectrical Characteristics for Series% of Ampere RatingAmpere RatingOpening Time150%.5 - .860 minutes, Minimum1 - 3.1560 minutes, Minimum4 - 6.360 minutes, Minimum8 - 1630 minutes, Minimum210%.5 - .830 minutes, Maximum1 - 3.1530 minutes, Maximum4 - 6.330 minutes, Maximum8 - 1630 minutes, Maximum275%.5 - .8.25 sec., Min.; 80 sec. Max.1 - 3.15.75 sec., Min.; 80 sec. Max.4 - 6.3.75 sec., Min.; 80 sec. Max.8 - 16.75 sec., Min.; 80 sec. Max.400%.5 - .8.05 sec., Min.; 5 sec. Max.1 - 3.15.095 sec., Min.; 5 sec. Max.4 - 6.3.15 sec., Min.; 5 sec. Max.8 - 16.15 sec., Min.; 5 sec. Max.1000%.5 - .8.005 sec., Min.; .15 sec. Max.1 - 3.15.01 sec., Min.; .15 sec. Max.4 - 6.3.01 sec., Min.; .15 sec. Max.8 - 16.01 sec., Min.; .15 sec. Max.High energy and power efficient applications.400Vdc/500Vac rated, 5x20mm, time-lag, surge withstand ceramic body cartridge fuse. ■ Designed to International (IEC) Standard for use globally. ■ Follow the IEC 60127-2, Sheet 5 specification for time-lag fuses ■ Available in cartridge and axial lead form ■ RoHS compliant and lead-freeDescriptionResourcesAccessoriesSamplesAdditional InformationAxial Lead and Cartridge Fuses Datasheet© 2023 Littelfuse, Inc.Specifications are subject to change without notice.Revised: GD. 07/04/232477 Series5×20 mm, Time-Lag FuseAverage Time Current CurvesTemperature Re-rating Curve0.500A0.800A1A2A3.15A4A5A6.3A8A10A12A16AAmp CodeAmp RatingMax Voltage Rating (V)Interrupting RatingNominal Cold Resistance (Milli-ohms)Nominal Melting I2t (A2 sec.)†Agency ApprovalsPSEACDC.5000.5500400100A@500VAC1500A@400VDC1055.9000.300xx-x*x**--.8000.8500400430.0000.909xx-x*x**--001.1500400139.4001.800xxxx*x**-x002.250040055.2009.120xxxx*x**--3.153.1550040027.70050.109xxxx*x**-x004.4500400100A@500VAC500A@400VDC17.20052.480xxxx*x**--005.550040013.70076.500xxxx*x**--06.36.350040010.970121.451xxxxx**--008.85004008.305203.520xxxxx**--010.105004004.950509.000xxxx-x-012.125004004.730576.000xxxx-x- 016.16500400100A@500VAC400A@400VDC3.1001331.200xxxx-x***-Electrical CharacteristicNotes: *100A @ 600Vac also available. Add suffix "MXE6P". Example: 0477004.MXE6P. **Semko approval for 100A@500Vac and 200A@400Vdc.***100A@ 500Vac and 300A@400Vdc for 16A†I2t test at 10x rated current.Axial Lead and Cartridge Fuses Datasheet© 2023 Littelfuse, Inc.Specifications are subject to change without notice.Revised: GD. 07/04/233477 Series5×20 mm, Time-Lag FuseDimensionsPart Numbering System40±1.040±1.0Notes: * Ratings above 5A 1.0±0.05 diameter lead.All dimensions in mm21.5±1.021.5±1.00.65±0.05*0.65±0.05*5.5±0.35.6±0.40477000XP0477.500XEPto0477.800XEP0477001.XEPto0477016.XEP0477 xxxx M X E PSeriesAmp CodeQuantity CodePacking CodeOption CodeLead-FreeRefer to Amp Code Column ofElectral Characteristics TableM = 1000X = FillerE: Axial LeadOthers: Special Options Please Call Littelfuse for detail.Soldering Parameters - Wave SolderingDwell Time0204060801001201401601802002202402602803000102030405060708090100110120130140150160170180190200210220230240Time (Seconds)Temperature (°C) - Measured on bottom side of boardCooling TimePreheat TimeWave ParameterLead-Free RecommendationPreheat:(Depends on Flux Activation Temperature)(Typical Industry Recommendation) Temperature Minimum:100°C Temperature Maximum:150°C Preheat Time:60-180 secondsSolder Pot Temperature:260°C MaximumSolder Dwell Time:2-5 secondsRecommended Hand-Solder Parameters:Solder Iron Temperature: 350°C +/- 5°C Heating Time: 5 seconds max.Note: These devices are not recommended for IR or Convection Reflow process.Recommended Process Parameters:MaterialsBody: Ceramic Cap: Nickel–plated Brass Leads: Tin–plated CopperTerminal StrengthMIL-STD-202, Method 211, Test Condition ASolderabilityMIL-STD-202 Method 208Product MarkingCap 1: Brand logo, current and voltage ratingsCap 2: Series and agency approval markingsPackagingAvailable in Bulk (M=1000 pcs/pkg)Product CharacteristicsOperating Temperature –55ºC to +125ºCThermal ShockMIL-STD-202, Method 107, Test Condition B (5 cycles, –65ºC to +125ºC)VibrationMIL-STD-202, Method 201HumidityMIL-STD-202, Method 103, Test Condition A (High RH (95%) and elevated temp (40ºC) for 240 hours)Salt SprayMIL-STD-202, Method 101, Test Condition BPackagingPackaging OptionPackaging SpecificationQuantityQuantity & Packaging CodeReel Size477 SeriesBulkN/A1000MXN/ABulkN/A1000MXEN/AReel and TapeN/A1000MRET1T1=53mm (2.087”)Disclaimer Notice - Littelfuse products are not designed for, and shall not be used for, any purpose (including, without limitation, automotive, military, aerospace, medical, life-saving, life-sustaining or nuclear facility applications, devices intended for surgical implant into the body, or any other application in which the failure or lack of desired operation of the product may result in personal injury, death, or property damage) other than those expressly set forth in applicable Littelfuse product documentation. Warranties granted by Littelfuse shall be deemed void for products used for any purpose not expressly set forth in applicable Littelfuse documentation. Littelfuse shall not be liable for any claims or damages arising out of products used in applications not expressly intended by Littelfuse as set forth in applicable Littelfuse documentation. The sale and use of Littelfuse products is subject to Littelfuse Terms and Conditions of Sale, unless otherwise agreed by Littelfuse. Information furnished is believed to be accurate and reliable. However, users should independently evaluate the suitability of and test each product selected for their own applications. Littelfuse products are not designed for, and may not be used in, all applications. Read complete Disclaimer Notice at www.littelfuse.com/disclaimer-electronics.
https://www.littelfuse.com/media?resourcetype=datasheets&itemid=624ac410-146d-47dc-9971-cdaaa78f2c78&filename=littelfuse_fuse_477_datasheet.pdf | fuses | Axial Lead and Cartridge Fuses Datasheet© 2023 Littelfuse, Inc.Specifications are subject to change without notice.Revised: GD. 07/04/231477 Series5×20 mm, Time-Lag FuseRoHSPbPSEFeatures & BenefitsApplicationsAgency ApprovalsAgencyAgency File NumberAmpere RangePSECartridge: NBK040609-JP1021A NBK040609-JP1021C NBK100408-JP1021ALeaded: NBK040609-JP1021B NBK040609-JP1021D NBK100408-JP1021B1A – 5A6.3A – 12A16A1A – 5A6.3A – 12A16A 16200770.50A – 8A E104800.50A - 16A 400254131A, 3.15A J5024808910A, 12A, 16AN/A0.50A – 16AN/A0.50A - 16AElectrical Characteristics for Series% of Ampere RatingAmpere RatingOpening Time150%.5 - .860 minutes, Minimum1 - 3.1560 minutes, Minimum4 - 6.360 minutes, Minimum8 - 1630 minutes, Minimum210%.5 - .830 minutes, Maximum1 - 3.1530 minutes, Maximum4 - 6.330 minutes, Maximum8 - 1630 minutes, Maximum275%.5 - .8.25 sec., Min.; 80 sec. Max.1 - 3.15.75 sec., Min.; 80 sec. Max.4 - 6.3.75 sec., Min.; 80 sec. Max.8 - 16.75 sec., Min.; 80 sec. Max.400%.5 - .8.05 sec., Min.; 5 sec. Max.1 - 3.15.095 sec., Min.; 5 sec. Max.4 - 6.3.15 sec., Min.; 5 sec. Max.8 - 16.15 sec., Min.; 5 sec. Max.1000%.5 - .8.005 sec., Min.; .15 sec. Max.1 - 3.15.01 sec., Min.; .15 sec. Max.4 - 6.3.01 sec., Min.; .15 sec. Max.8 - 16.01 sec., Min.; .15 sec. Max.High energy and power efficient applications.400Vdc/500Vac rated, 5x20mm, time-lag, surge withstand ceramic body cartridge fuse. ■ Designed to International (IEC) Standard for use globally. ■ Follow the IEC 60127-2, Sheet 5 specification for time-lag fuses ■ Available in cartridge and axial lead form ■ RoHS compliant and lead-freeDescriptionResourcesAccessoriesSamplesAdditional InformationAxial Lead and Cartridge Fuses Datasheet© 2023 Littelfuse, Inc.Specifications are subject to change without notice.Revised: GD. 07/04/232477 Series5×20 mm, Time-Lag FuseAverage Time Current CurvesTemperature Re-rating Curve0.500A0.800A1A2A3.15A4A5A6.3A8A10A12A16AAmp CodeAmp RatingMax Voltage Rating (V)Interrupting RatingNominal Cold Resistance (Milli-ohms)Nominal Melting I2t (A2 sec.)†Agency ApprovalsPSEACDC.5000.5500400100A@500VAC1500A@400VDC1055.9000.300xx-x*x**--.8000.8500400430.0000.909xx-x*x**--001.1500400139.4001.800xxxx*x**-x002.250040055.2009.120xxxx*x**--3.153.1550040027.70050.109xxxx*x**-x004.4500400100A@500VAC500A@400VDC17.20052.480xxxx*x**--005.550040013.70076.500xxxx*x**--06.36.350040010.970121.451xxxxx**--008.85004008.305203.520xxxxx**--010.105004004.950509.000xxxx-x-012.125004004.730576.000xxxx-x- 016.16500400100A@500VAC400A@400VDC3.1001331.200xxxx-x***-Electrical CharacteristicNotes: *100A @ 600Vac also available. Add suffix "MXE6P". Example: 0477004.MXE6P. **Semko approval for 100A@500Vac and 200A@400Vdc.***100A@ 500Vac and 300A@400Vdc for 16A†I2t test at 10x rated current.Axial Lead and Cartridge Fuses Datasheet© 2023 Littelfuse, Inc.Specifications are subject to change without notice.Revised: GD. 07/04/233477 Series5×20 mm, Time-Lag FuseDimensionsPart Numbering System40±1.040±1.0Notes: * Ratings above 5A 1.0±0.05 diameter lead.All dimensions in mm21.5±1.021.5±1.00.65±0.05*0.65±0.05*5.5±0.35.6±0.40477000XP0477.500XEPto0477.800XEP0477001.XEPto0477016.XEP0477 xxxx M X E PSeriesAmp CodeQuantity CodePacking CodeOption CodeLead-FreeRefer to Amp Code Column ofElectral Characteristics TableM = 1000X = FillerE: Axial LeadOthers: Special Options Please Call Littelfuse for detail.Soldering Parameters - Wave SolderingDwell Time0204060801001201401601802002202402602803000102030405060708090100110120130140150160170180190200210220230240Time (Seconds)Temperature (°C) - Measured on bottom side of boardCooling TimePreheat TimeWave ParameterLead-Free RecommendationPreheat:(Depends on Flux Activation Temperature)(Typical Industry Recommendation) Temperature Minimum:100°C Temperature Maximum:150°C Preheat Time:60-180 secondsSolder Pot Temperature:260°C MaximumSolder Dwell Time:2-5 secondsRecommended Hand-Solder Parameters:Solder Iron Temperature: 350°C +/- 5°C Heating Time: 5 seconds max.Note: These devices are not recommended for IR or Convection Reflow process.Recommended Process Parameters:MaterialsBody: Ceramic Cap: Nickel–plated Brass Leads: Tin–plated CopperTerminal StrengthMIL-STD-202, Method 211, Test Condition ASolderabilityMIL-STD-202 Method 208Product MarkingCap 1: Brand logo, current and voltage ratingsCap 2: Series and agency approval markingsPackagingAvailable in Bulk (M=1000 pcs/pkg)Product CharacteristicsOperating Temperature –55ºC to +125ºCThermal ShockMIL-STD-202, Method 107, Test Condition B (5 cycles, –65ºC to +125ºC)VibrationMIL-STD-202, Method 201HumidityMIL-STD-202, Method 103, Test Condition A (High RH (95%) and elevated temp (40ºC) for 240 hours)Salt SprayMIL-STD-202, Method 101, Test Condition BPackagingPackaging OptionPackaging SpecificationQuantityQuantity & Packaging CodeReel Size477 SeriesBulkN/A1000MXN/ABulkN/A1000MXEN/AReel and TapeN/A1000MRET1T1=53mm (2.087”)Disclaimer Notice - Littelfuse products are not designed for, and shall not be used for, any purpose (including, without limitation, automotive, military, aerospace, medical, life-saving, life-sustaining or nuclear facility applications, devices intended for surgical implant into the body, or any other application in which the failure or lack of desired operation of the product may result in personal injury, death, or property damage) other than those expressly set forth in applicable Littelfuse product documentation. Warranties granted by Littelfuse shall be deemed void for products used for any purpose not expressly set forth in applicable Littelfuse documentation. Littelfuse shall not be liable for any claims or damages arising out of products used in applications not expressly intended by Littelfuse as set forth in applicable Littelfuse documentation. The sale and use of Littelfuse products is subject to Littelfuse Terms and Conditions of Sale, unless otherwise agreed by Littelfuse. Information furnished is believed to be accurate and reliable. However, users should independently evaluate the suitability of and test each product selected for their own applications. Littelfuse products are not designed for, and may not be used in, all applications. Read complete Disclaimer Notice at www.littelfuse.com/disclaimer-electronics.
https://www.littelfuse.com/media?resourcetype=datasheets&itemid=990f7193-d9a2-48e4-b760-2b43514249cf&filename=littelfuse_fuse_215_datasheet.pdf | fuses | Fuse Datasheet© 2021 Littelfuse, Inc.Specifications are subject to change without notice.Revised: GD. 11/30/211215 Series5×20 mm, Time-Lag FuseRoHSPbAgency ApprovalsAgencyAgency File NumberAmpere RangePSECartridge: NBK080205-E10480A NBK250702-E10480E NBK100408-JP1021ALeaded: NBK080205-E10480B NBK250702-E10480F NBK100408-JP1021B1A – 5A6.3A – 15A16A – 20A1A – 5A6.3A – 15A16A – 20A .20209702070000670.125A-10ASU05001-2011BSU05001-10001SU05001-10002SU05001-2012B1A – 2.5A3.15A – 6.3A8A4A - 10A E104800.125A - 20A298620.5A – 12ASE-S-21012680.125A-12A15A*, 16A*, 20A*400135210.2A – 8A *10A40016610*12AKM414620.200A – 10AJ50248091J5025857810A16A, 20AN/A0.125A – 20A * Approved for cartridge versions onlyFeaturesElectrical Characteristics for Series% of Ampere RatingAmpere RatingOpening Time150%0.125A – 0.800A60 minutes, Minimum1A – 3.15A60 minutes, Minimum4A – 6.3A60 minutes, Minimum8A – 20A30 minutes, Minimum210%0.125A – 0.800A30 minutes, Maximum1A – 3.15A30 minutes, Maximum4A – 6.3A30 minutes, Maximum8A – 20A30 minutes, Maximum275%0.125A – 0.800A0.25 sec. Min.; 80 secs. Max.1A – 3.15A0.75 sec. Min.; 80 secs. Max.4A – 6.3A0.75 sec. Min.; 80 secs. Max.8A – 20A0.75 sec. Min.; 80 secs. Max.400%0.125A – 0.800A0.05 sec., Min.; 5 secs. Max.1A – 3.15A0.095 sec., Min.; 5 secs. Max.4A – 6.3A0.150 sec., Min.; 5 secs. Max.8A – 20A0.150 sec., Min.; 5 secs. Max.1000%0.125A – 0.800A0.005 sec., Min.; .150 sec. Max.1A – 3.15A0.010 sec., Min.; .150 sec. Max.4A – 6.3A0.010 sec., Min.; .150 sec. Max.8A – 20A0.010 sec., Min.; .150 sec. Max.ApplicationsThe 215 Series is a 5x20mm Time-lag, surge-withstand, ceramic body cartridge fuse that is designed to IEC specifications. ■ Conforms to EN/IEC/K/J 60127-1 and EN/IEC/K/J 60127-2 ■ High breaking capacity ■ Meets Standard Sheet 5 of IEC 60127-2 as a Time-Lag fuse ■ RoHS compliant and lead-free ■ Recognized to UL/CSA/NMX 248-1 and UL/CSA/NMX 248-14 ■ Conforms to GB 9364.1 and GB 9364.2 ■ CE Mark indicates compliance with Low-Voltage and RoHS Directives.Used as supplementary protection in appliance or utilization equipment to provide individual protection for components or internal circuits.PSEDescriptionResourcesAccessoriesSamplesAdditional InformationFuse Datasheet© 2021 Littelfuse, Inc.Specifications are subject to change without notice.Revised: GD. 11/30/212215 Series5×20 mm, Time-Lag FuseMaterialsBody: Ceramic Cap: Nickel–plated Brass Leads: Tin–plated CopperTerminal StrengthMIL-STD-202, Method 211, Test Condition ASolderabilityMIL-STD-202 Method 208 Product MarkingCap 1: Brand logo, current and voltage ratingsCap 2: Agency approval markingsOperating Temperature–55ºC to +125ºCThermal ShockMIL-STD-202, Method 107, Test Condition B (5 cycles, –65ºC to +125ºC)VibrationMIL-STD-202, Method 201HumidityMIL-STD-202, Method 103, Test Condition A (High RH (95%) and elevated temp (40ºC) for 240 hours)Salt SprayMIL-STD-202, Method 101, Test Condition BProduct CharacteristicsTemperature Re-rating CurveAmp CodeAmp RatingVoltage Rating (V)InterruptingRating+Nominal Cold Resistance (Ohms)Nominal Melting I2t (A2 sec)Maximum Voltage Drop at Rated Current(mV)Maximum Power Dissipation at 1.5ln(W)Agency ApprovalsPSE.1250.1252501500 A @250 VAC11.44550.033026001.6--x-x-x---x.1600.162507.10000.046524001.6--x-x-x---x.2000.22501.84000.34021001.6x-x-x-xx--x.2500.252501.24000.54515001.6x-x-x-xx--x.3150.3152500.88000.97511001.6x-x-x-xx--x.4000.42500.58251.32510001.6x-x-x-xx--x.5000.52501.16750.4208501.6x-x-xxxx--x.6300.632500.72000.6356501.6x-x-xxxx--x.8000.82500.46750.9755001.6x-x-xxxx--x001.12500.15151.5203502.5xxxxxxxx--x1.251.252500.10743.2003002.5xxxxxxxx--x01.61.62500.07076.8302002.5xxxxxxxx--x002.22500.056611.6801902.5xxxxxxxx--x02.52.52500.038622.2901802.5xxxxxxxx--x3.153.152500.028343.2551404xxxxxxxx--x004.42500.018546.9601004xxxxxxxx--x005.52500.015366.0951004xxxxxxxx--x06.36.32500.0108128.7501004xxxxxxxx--x008.82500.0092209.8801004xxxxxxxx--x010.102500.0066333.5651004xxxxxxxx*-xx012.122500.0061515.5001004-x--xxx-x*-x015.15250500 A @ 250Vac0.00331237.0N/A**N/A**-x--x-x*---x016.162500.00311408.0N/A**N/A**-x--x-x*--xx020.20250400 A @ 250Vac0.00232600.0N/A**N/A**-x--x-x*--xxElectrical Characteristic Specifications by Item* Approval for cartridge versions only** Please contact Littelfuse for details on these parameters+ Interrupting Rating may differ based on Agency Approval. See Agency Approval certificate for more details.1A to 2A have an IR : 100A@500VAC, 4A to 6-3A have the IR : 100A@305 VAC and 1000A@72VDCI2t test at 10x rated current.10A have an IR:1000A@300Vac for cURusFuse Datasheet© 2021 Littelfuse, Inc.Specifications are subject to change without notice.Revised: GD. 11/30/213215 Series5×20 mm, Time-Lag FuseAverage Time Current Curves1001000100001010.10.010.0010.11101001000.160 A.125 A.200 A.250 A.315 A.400 A.500 A.630 A.800 ATIME IN SECONDSCURRENT IN AMPERES100100010000100.10.010.0010.11101001000TIME IN SECONDSCURRENT IN AMPERES1.00 A1.25 A2.00 A2.50 A1.60 A3.15 A4.00 A5.00 A6.30 A8.00 A10.0 A12.0 A15.0 A16.0 A20.0 AT-C Curves for 125mA to 800mA onlyT-C Curves for 1A to 20A only1001000100001010.10.010.0010.11101001000.160 A.125 A.200 A.250 A.315 A.400 A.500 A.630 A.800 ATIME IN SECONDSCURRENT IN AMPERES100100010000100.10.010.0010.11101001000TIME IN SECONDSCURRENT IN AMPERES1.00 A1.25 A2.00 A2.50 A1.60 A3.15 A4.00 A5.00 A6.30 A8.00 A10.0 A12.0 A15.0 A16.0 A20.0 ASoldering Parameters - Wave SolderingDwell Time0204060801001201401601802002202402602803000102030405060708090100110120130140150160170180190200210220230240Time (Seconds)Temperature (°C) - Measured on bottom side of boardCooling TimePreheat TimeWave ParameterLead-Free RecommendationPreheat:(Depends on Flux Activation Temperature)(Typical Industry Recommendation) Temperature Minimum:100° C Temperature Maximum:150° C Preheat Time:60-180 secondsSolder Pot Temperature:260° C MaximumSolder Dwell Time:2-5 secondsRecommended Hand-Solder Parameters:Solder Iron Temperature: 350° C +/- 5°C Heating Time: 5 seconds max.Note: These devices are not recommended for IR or Convection Reflow process.Recommended Process Parameters:For the pigtailed fuse, please follow the recommendations below for axial lead forming and mounting into PCB:Lead forming: The distance C between cap flat surface and axial lead shall be greater than 1.0 mm. PCB mounting:The distance between PCB and fuse cap is recommended to be a minimum of 1.5 mm.ABCCABDifferent values of A and B available, please contact the Littelfuse sales representative in your region: Fuse Datasheet© 2021 Littelfuse, Inc.Specifications are subject to change without notice.Revised: GD. 11/30/214215 Series5×20 mm, Time-Lag FusePackagingPackaging OptionPackaging SpecificationQuantityQuantity & Packaging CodeTaping Width215 SeriesBulkN/A1000MXN/ABulkN/A1000MXEN/AReel and TapeN/A1000MRET1T1=53mm (2.087”)Bulk and Color CodingN/A1000MXGN/ABulkN/A1000MXBN/ABulkN/A100HXN/ADimensions0215.125Pto0215020P0215.125XEPto0215.800XEP0215001.XEPto0215020.XEPNotes: * Ratings above 6.3 A have 0.8 ± 0.05 diameter lead;* Ratings above 12 A have 1.2 ± 0.05 diameter lead.20±0.55.1±0.640±1.05.1±0.65.2 +0.1−0.20.65±0.0521.5±1.05.6±0.4All dimensions in mm40±1.021.5±1.05.5±0.30.65±0.05*Part Numbering System0215 xxxx M X E/G PSeriesAmp CodeRefer to Amp Code column of Electrical Characteristics TableLead-freeQuantity CodeM = 1000H = 100Option CodesBlank : Cartidge Type FuseE : Axial Lead FuseG : Color CodingPackaging CodeX = FillerDisclaimer Notice - Information furnished is believed to be accurate and reliable. However, users should independently evaluate the suitability of and test each product selected for their own applications. Littelfuse products are not designed for, and may not be used in, all applications. Read complete Disclaimer Notice at: www.littelfuse.com/disclaimer-electronics.Accessory TypeSeriesDescriptionMax Application VoltageMax Application AmperageHolder345_ISFPanel Mount Shock-Safe Fuseholder25010345Shock-Safe Fuseholder with PC Mount, Solder Mount and Panel Mount options20830PC Mount Shock-Safe Miniature Fuseholder16Block520Metric OMNI-BLOK® Fuse Block10646PC Mount Miniature Fuse Block6.3658Surface Mount Miniature Fuse Block10Clip520_WPC Mount Miniature Fuse Clip6.3111PC Board Mount Fuse Clip10445PC Board Mount Fuse Clip10Recommended Accessories
https://www.bourns.com/docs/product-datasheets/sf-3812tm-t.pdf | fuses | SF-3812TM-T Series – SinglFuse™ Telefuse™ Telecom Protectors*RoHS COMPLIANT&**HALOGEN FREE0.5SinglFuse™ SF-3812TM-T Series Features■ Replacement for Bourns® Telefuse™models B0500T, B1250T and B2000T■ For use in telecommunication circuitapplications requiring low currentprotection with high surge tolerance■ Overcurrent protection to TelcordiaGR-1089-CORE Issue 7 & UL 60950■ EIA 3812 (10030 metric) footprint■ UL 248-14 compliant■ Surface mount packagingfor automated assembly■ RoHS compliant* and halogen free**Additional InformationClick these links for more information:PRODUCTTECHNICALLIBRARYINVENTORYSAMPLESCONTACTClearing Time Characteristics for Series% of Current RatingClearing Time at 25 °CMin.Max.100 %4 hours—250 %1 second120 secondsElectrical CharacteristicsModelRated Current (A)Resistance (Ω) Typ.***Rated VoltageInterruptingRatingTypicalI2t (A2s) ****Max. Power Dissipation (W)CertificationscUL: E198545SF-3812TM050T-20.500.48600 VAC60 A @ 600 VAC 60 A @ 250 VAC 50 A @ 250 VDC100 A @ 125 VDC1.40.4✓SF-3812TM125T-21.250.1220.6✓SF-3812TM200T-22.00 0.055240.8✓*** Resistance value measured with ≤10 % rated current at 25 °C ambient. Tolerance ± 30 %.**** Melting I2t calculated at 10 times rated current.Environmental CharacteristicsOperating Temperature ................................................................................................................................................................-55 °C to +125 °CStorage Conditions Temperature ............................................................................................................................................................................ +15 °C to +30 °C Humidity.........................................................................................................................................................................................20 % to 70 % Shelf Life..........................................................................................................................................................2 years from manufacturing dateMoisture Sensitivity Level ...................................................................................................................................................................................... 1ESD Classification (HBM)............................................................................................................................................................................ Class 6* RoHS Directive 2015/863, Mar 31, 2015 and Annex.** Bourns considers a product to be “halogen free” if (a) the Bromine (Br) content is 900 ppm or less; (b) the Chlorine (Cl) content is 900 ppm or less; and (c) the total Bromine (Br) andChlorine (Cl) content is 1500 ppm or less.“SinglFuse” is a trademark of Bourns, Inc. Speciﬁcations are subject to change without notice.The device characteristics and parameters in this data sheet can and do vary in different applications and actual device performance may vary over time.Users should verify actual device performance in their speciﬁc applications. WARNING Cancer and Reproductive Harm - www.P65Warnings.ca.govSELECTOR SF-3812TM-T Series – SinglFuse™ Telefuse™ Telecom ProtectorsAverage Pre-Arcing Time vs. Current CurvesAverage I2t vs. t Curves0.50 A2.00 A1.25 A1000010001001010.10.010.0010.0001PRE-ARCING TIME (SECONDS)0.1110100CURRENT (A)1000001000010001001010.1I2t (A2s)0.0010.010.1110100100010000TIME (SECONDS)0.50 A1.25 A2.00 ASpeciﬁcations are subject to change without notice.Users should verify actual device performance in their speciﬁc applications. The products described herein and this document are subject to speciﬁc legal disclaimers as set forth on the last page of this document, and at www.bourns.com/docs/legal/disclaimer.pdf. SF-3812TM-T Series – SinglFuse™ Telefuse™ Telecom ProtectorsSpeciﬁcations are subject to change without notice.Users should verify actual device performance in their speciﬁc applications. The products described herein and this document are subject to speciﬁc legal disclaimers as set forth on the last page of this document, and at www.bourns.com/docs/legal/disclaimer.pdf.Typical Part MarkingRepresents total content. Layout may vary.0.5Rated CurrentPart Marking0.5 A0.51.25 A1.252.0 A2.0How to OrderSF - 3812 TM 050 T - 2 SinglFuse™ Product DesignatorSMD Footprint 3812 = EIA 3812 (10030 metric)Fuse Blow Type TM = Time Lag, TelecomRated Current 050 ~ 200 (0.50 A ~ 2.00 A)Structure Type T = Ceramic TubePackaging Type - 2 = Tape & ReelPackagingReel Dimension13-inch Tape and ReelSpecificationEIA 481-2Quantity2,500 piecesPackaging Code-2Product Dimensions0.510.10 ± 0.40(.398 ± .016)1.75 ± 0.20(.069 ± .008)2.65 ± 0.20(.104 ± .008)3.10 ± 0.20(.122 ± .008)3.10 ± 0.20(.122 ± .008)DIMENSIONS:MM(INCHES)Recommended Pad Layout3.25(.128)6.10(.240)3.43(.135)DIMENSIONS:MM(INCHES)Current Rating Thermal Derating Curve120100806040200-60-40-2002025 °C406080100120140AMBIENT TEMPERATURE (°C)RATED CURRENT PERCENTAGE (%) SF-3812TM-T Series – SinglFuse™ Telefuse™ Telecom ProtectorsSolder Reflow RecommendationsProfile FeaturePb-Free AssemblyPreheat / Soak: Temperature Min. (Tsmin) Temperature Max. (Tsmax) Time (ts) from (Tsmin to Tsmax) 150 °C 200 °C 60~180 secondsRamp Up Rate (TL to Tp)3 °C / second max.Ramp Up Rate (Tsmax to TL)5 °C / second max.Liquidous Temperature (TL)Time (tL) maintained above TL217 °C60~90 secondsPeak Package Body Temperature (Tp)260 °C +0/-5 °CTime within 5 °C of actual peak temperature (Tp)10~30 seconds*Ramp Down Rate (Tp to TL)6 °C / second max.Time 25 °C to Peak Temperature8 minutes max.Do not exceed260 °CTemperatureTimet 25 °C TO PEAKTPTLT MAX.STMIN.25 °CStsPREHEATtpRAMP-UPTPTL TOCRITICAL ZONERAMP-DOWNt L* Tolerance for peak profile temperature (Tp ) is defined as a supplier minimum and a user maximum.Solder Wave RecommendationsProfile FeaturePb-Free AssemblyPreheat: Temperature Max. (Tsmax) Time (Min. to Max.) 150 °C 60~90 secondsSolder Pot Temperature260 °C max.Solder Dwell Time2~3 secondsTemperature (°C)Peak Temperature (Dwell Time)Time (Sec.)2040PREHEAT TIME6080100120140160180200220240COOLING TIME300280260240220200180160140120100806040200Speciﬁcations are subject to change without notice.Users should verify actual device performance in their speciﬁc applications. The products described herein and this document are subject to speciﬁc legal disclaimers as set forth on the last page of this document, and at www.bourns.com/docs/legal/disclaimer.pdf. SF-3812TM-T Series – SinglFuse™ Telefuse™ Telecom ProtectorsSpeciﬁcations are subject to change without notice.Users should verify actual device performance in their speciﬁc applications. The products described herein and this document are subject to speciﬁc legal disclaimers as set forth on the last page of this document, and at www.bourns.com/docs/legal/disclaimer.pdf.Lightning Surge Specifications (Fuse Not Allowed to Open)Surge SpecificationMax. Rise / Min. Decay (μ sec.)Min. Peak Current (A)Min. Peak Voltage (V)Repetitions Each PolarityRecommended FuseTelcordia GR-108910 / 1000100 600251.25 A / 2 A1001000251.25 A / 2 A 100*2000 51.25 A / 2 A10 / 7001604000 51.25 A / 2 A10 / 3601001000251.25 A / 2 A 251000 50.5 A / 1.25 A / 2 A10 / 250 200*4000 51.25 A / 2 A8 / 20 750*6000 11.25 A / 2 A 600*6000 51.25 A / 2 A3005000 51.25 A / 2 A 800*2000 51.25 A / 2 A7501500 51.25 A / 2 A400 800 51.25 A / 2 A300 600 51.25 A / 2 A2 / 105005000 11.25 A / 2 A5002500101.25 A / 2 A3001500101.25 A / 2 A2001000 51.25 A / 2 A100 800 51.25 A / 2 A* Additional impedance devices utilized for the test.SurgeSpecificationSurgeWaveform(μ sec.)Current(A)Voltage(V)Repetitions (Each)Recommended FuseFCC Part 68(TIA-968-A)Metallic A10 x 56010080011.25 A / 2 ALongitudinal A10 x 160200150011.25 A / 2 ASurgeSpecificationSurgeWaveform(μ sec.)Current(A)Voltage(V)Repetitions (Each)Recommended FuseUL / EN 60950(ITU-T K20)Non-handheld10 x 70037.5150050.5 A / 1.25 A / 2 AHandheld Units62.5250050.5 A / 1.25 A / 2 A SF-3812TM-T Series – SinglFuse™ Telefuse™ Telecom ProtectorsAC Power Fault Tests (Fuse Not Allowed to Open)GR-10891st Level TestVoltage(Vrms)Short Circuit Current (A)HitsDurationRecommended Fuse1 500.33 115 min.0.5 A / 1.25 A / 2 A2 1000.17 115 min.0.5 A / 1.25 A / 2 A3 6000.5 130 sec.0.5 A / 1.25 A / 2 A410001601 sec.0.5 A / 1.25 A / 2 A5 2000.47601 sec.0.5 A / 1.25 A / 2 A6 4250.71 52 sec.0.5 A / 1.25 A / 2 A7 4402.2 52 sec.1.25 A / 2 A8 6003 11.1 sec.1.25 A / 2 A910005 10.4 sec.1.25 A / 2 A Note: These tests can be performed at a higher voltage, but the current must be as specified.AC Current Limiting Protector Tests / Fusing Coordination TestsVoltage (VAC)Current (A)DurationMaximum Time For Fuse to Open (seconds)0.50 A1.25 A2.00 A6002.20up to 15 min.1.0will not openwill not open2.600.8900will not open3.000.520will not open3.750.310205.000.24107.000.12410.000.0511.212.500.030.400.620.000.010.140.225.000.0080.080.1430.000.0060.040.10Speciﬁcations are subject to change without notice.Users should verify actual device performance in their speciﬁc applications. The products described herein and this document are subject to speciﬁc legal disclaimers as set forth on the last page of this document, and at www.bourns.com/docs/legal/disclaimer.pdf. SF-3812TM-T Series – SinglFuse™ Telefuse™ Telecom ProtectorsReliability TestingNo.TestTest ConditionRequirementTest Reference1SolderabilityTemperature setup: 235 ±5 °CTime setup: 10 ±1 sec.After test terminal electrode wetting area must be greater than 95 %IEC 60068-2-582Resistance to soldering heatTemperature setup: 260 +0/-5 °CTime setup: 10 sec. max.DCR change ≤ ±15 %IEC 60068-2-583Thermal shockTemperature setup: 25 °C ~ -65 °C ~ 25 °C ~ 125 °CTime setup: -65 °C (30 min) ~ 25 °C (5 min) ~ 125 °C (30 min) ~ 25 °C (5 min), 5 cyclesDCR change ≤ ±15 %No mechanical damageMIL-STD-202GMethod 107GTest Condition B4Humidity unloadHeat (85 ±0.5 °C)High Humidity (85 ±1 % RH)240 hoursDCR change ≤ ±15 %No mechanical damageMIL-STD-202GMethod 103BTest Condition A5Salt spraySalt spray concentration: 5 ±1 %Test liquid temperature: 35 ±0.5 °C96 hoursDCR change ≤ ±15 %No mechanical damageMIL-STD-202GMethod 101ETest Condition A6BendingThe board shall be bent by 1 mm at a rate of 1 mm/sec.DCR change ≤ ±15 %IEC 60127-47VibrationFrequency setup: 10 ~ 55 ~ 10 HzTime setup: 1 Minute/cycle (X-Y-Z, 120 cycles, 6 hours)DCR change ≤ ±15 %No mechanical damageMIL-STD-202GMethod 201ASpeciﬁcations are subject to change without notice.Users should verify actual device performance in their speciﬁc applications. The products described herein and this document are subject to speciﬁc legal disclaimers as set forth on the last page of this document, and at www.bourns.com/docs/legal/disclaimer.pdf.REV. 04/21Asia-Pacific: Tel: +886-2 2562-4117 • Email: asiacus@bourns.comEMEA: Tel: +36 88 885 877 • Email: eurocus@bourns.comThe Americas: Tel: +1-951 781-5500 • Email: americus@bourns.comwww.bourns.comLegal Disclaimer NoticeThis legal disclaimer applies to purchasers and users of Bourns® products manufactured by or on behalf of Bourns, Inc. and P[ZHɉSPH[LZJVSSLJ[P]LS`¸)V\YUZ¹Unless otherwise expressly indicated in writing, Bourns® products and data sheets relating thereto are subject to change ^P[OV\[UV[PJL<ZLYZZOV\SKJOLJRMVYHUKVI[HPU[OLSH[LZ[YLSL]HU[PUMVYTH[PVUHUK]LYPM`[OH[Z\JOPUMVYTH[PVUPZJ\YYLU[and complete before placing orders for Bourns® products.The characteristics and parameters of a Bourns® product set forth in its data sheet are based on laboratory conditions, and statements regarding the suitability of products for certain types of applications are based on Bourns’ knowledge of typical requirements in generic applications. The characteristics and parameters of a Bourns®WYVK\J[PUH\ZLYHWWSPJH[PVUTH`]HY`MYVT[OLKH[HZOLL[JOHYHJ[LYPZ[PJZHUKWHYHTL[LYZK\L[VP[OLJVTIPUH[PVUVM[OL)V\YUZ® product with other components PU[OL\ZLY»ZHWWSPJH[PVUVYPP[OLLU]PYVUTLU[VM[OL\ZLYHWWSPJH[PVUP[ZLSM;OLJOHYHJ[LYPZ[PJZHUKWHYHTL[LYZVMH)V\YUZ® WYVK\J[HSZVJHUHUKKV]HY`PUKPɈLYLU[HWWSPJH[PVUZHUKHJ[\HSWLYMVYTHUJLTH`]HY`V]LY[PTL<ZLYZZOV\SKHS^H`Z]LYPM`the actual performance of the Bourns®WYVK\J[PU[OLPYZWLJPÄJKL]PJLZHUKHWWSPJH[PVUZHUKTHRL[OLPYV^UPUKLWLUKLU[Q\KNTLU[ZYLNHYKPUN[OLHTV\U[VMHKKP[PVUHS[LZ[THYNPU[VKLZPNUPU[V[OLPYKL]PJLVYHWWSPJH[PVU[VJVTWLUZH[LMVY KPɈLYLUJLZIL[^LLUSHIVYH[VY`HUKYLHS^VYSKJVUKP[PVUZ<USLZZ)V\YUZOHZL_WSPJP[S`KLZPNUH[LKHUPUKP]PK\HS)V\YUZ® product as meeting the requirements of a particular industry Z[HUKHYKLN0:6;: VYHWHY[PJ\SHYX\HSPÄJH[PVULN<3SPZ[LKVYYLJVNUPaLK)V\YUZPZUV[YLZWVUZPISLMVYHU`MHPS\YLVMHUPUKP]PK\HS)V\YUZ®WYVK\J[[VTLL[[OLYLX\PYLTLU[ZVMZ\JOPUK\Z[Y`Z[HUKHYKVYWHY[PJ\SHYX\HSPÄJH[PVU<ZLYZof Bourns® products are responsible for ensuring compliance with safety-related requirements and standards applicable to [OLPYKL]PJLZVYHWWSPJH[PVUZBourns®WYVK\J[ZHYLUV[YLJVTTLUKLKH\[OVYPaLKVYPU[LUKLKMVY\ZLPUU\JSLHYSPMLZH]PUNSPMLJYP[PJHSVYSPMLZ\Z[HPUPUNHWWSPJH[PVUZUVYPUHU`V[OLYHWWSPJH[PVUZ^OLYLMHPS\YLVYTHSM\UJ[PVUTH`YLZ\S[PUWLYZVUHSPUQ\Y`KLH[OVYZL]LYLWYVWLY[`VYLU]PYVUTLU[HSKHTHNL<USLZZL_WYLZZS`HUKZWLJPÄJHSS`HWWYV]LKPU^YP[PUNI`[^VH\[OVYPaLK)V\YUZYLWYLZLU[H[P]LZon a case-by-case basis, use of any Bourns®WYVK\J[ZPUZ\JO\UH\[OVYPaLKHWWSPJH[PVUZTPNO[UV[ILZHMLHUK[O\ZPZH[[OL\ZLY»ZZVSLYPZR3PMLJYP[PJHSHWWSPJH[PVUZPUJS\KLKL]PJLZPKLU[PÄLKI`[OL<:-VVKHUK+Y\N(KTPUPZ[YH[PVUHZ*SHZZ000KL]PJLZHUKNLULYHSS`LX\P]HSLU[JSHZZPÄJH[PVUZV\[ZPKLVM[OL<UP[LK:[H[LZ)V\YUZL_WYLZZS`PKLU[PÄLZ[OVZL)V\YUZ®Z[HUKHYKWYVK\J[Z[OH[HYLZ\P[HISLMVY\ZLPUH\[VTV[P]LHWWSPJH[PVUZVUZ\JOWYVK\J[Z»KH[HZOLL[ZPU[OLZLJ[PVULU[P[SLK¸(WWSPJH[PVUZ¹<USLZZL_WYLZZS`HUKZWLJPÄJHSS`HWWYV]LKPU^YP[PUNI`[^VH\[OVYPaLK)V\YUZYLWYLZLU[H[P]LZVUHJHZLI`JHZLIHZPZ\ZLVMHU`V[OLY)V\YUZ®Z[HUKHYKWYVK\J[ZPUHUH\[VTV[P]LHWWSPJH[PVUTPNO[UV[ILZHMLHUK[O\ZPZUV[YLJVTTLUKLKH\[OVYPaLKVYPU[LUKLKHUKPZH[[OL\ZLY»ZZVSLYPZR0M)V\YUZL_WYLZZS`PKLU[PÄLZHZ\IJH[LNVY`VMH\[VTV[P]LHWWSPJH[PVUPU[OLKH[HZOLL[MVYP[ZZ[HUKHYKWYVK\J[ZZ\JOHZPUMV[HPUTLU[VYSPNO[PUNZ\JOPKLU[PÄJH[PVUTLHUZ[OH[)V\YUZOHZYL]PL^LKP[ZZ[HUKHYKWYVK\J[HUKOHZKL[LYTPULK[OH[PMZ\JO)V\YUZ® Z[HUKHYKWYVK\J[PZJVUZPKLYLKMVYWV[LU[PHS\ZLPUH\[VTV[P]LHWWSPJH[PVUZP[ZOV\SKVUS`IL\ZLKPUZ\JOZ\IJH[LNVY`VMH\[VTV[P]LHWWSPJH[PVUZ(U`YLMLYLUJL[V)V\YUZ®Z[HUKHYKWYVK\J[PU[OLKH[HZOLL[HZJVTWSPHU[^P[O[OL(,*8Z[HUKHYKVY¸H\[VTV[P]LNYHKL¹KVLZUV[I`P[ZLSMTLHU[OH[)V\YUZOHZHWWYV]LKZ\JOWYVK\J[MVY\ZLPUHUH\[VTV[P]LHWWSPJH[PVUBourns®Z[HUKHYKWYVK\J[ZHYLUV[[LZ[LK[VJVTWS`^P[O<UP[LK:[H[LZ-LKLYHS(]PH[PVU(KTPUPZ[YH[PVUZ[HUKHYKZNLULYHSS`VYHU`V[OLYNLULYHSS`LX\P]HSLU[NV]LYUTLU[HSVYNHUPaH[PVUZ[HUKHYKHWWSPJHISL[VWYVK\J[ZKLZPNULKVYTHU\MHJ[\YLKMVY\ZLPUHPYJYHM[VYZWHJLHWWSPJH[PVUZ)V\YUZL_WYLZZS`PKLU[PÄLZ)V\YUZ® standard products that are suitable for use in aircraft VYZWHJLHWWSPJH[PVUZVUZ\JOWYVK\J[Z»KH[HZOLL[ZPU[OLZLJ[PVULU[P[SLK¸(WWSPJH[PVUZ¹<USLZZL_WYLZZS`HUKZWLJPÄJHSS`HWWYV]LKPU^YP[PUNI`[^VH\[OVYPaLK)V\YUZYLWYLZLU[H[P]LZVUHJHZLI`JHZLIHZPZ\ZLVMHU`V[OLY)V\YUZ® standard WYVK\J[PUHUHPYJYHM[VYZWHJLHWWSPJH[PVUTPNO[UV[ILZHMLHUK[O\ZPZUV[YLJVTTLUKLKH\[OVYPaLKVYPU[LUKLKHUKPZH[the user’s sole risk.;OL\ZLHUKSL]LSVM[LZ[PUNHWWSPJHISL[V)V\YUZ® custom products shall be negotiated on a case-by-case basis by Bourns and the user for which such Bourns®J\Z[VTWYVK\J[ZHYLZWLJPHSS`KLZPNULK(IZLU[H^YP[[LUHNYLLTLU[IL[^LLU)V\YUZHUK[OL\ZLYYLNHYKPUN[OL\ZLHUKSL]LSVMZ\JO[LZ[PUN[OLHIV]LWYV]PZPVUZHWWSPJHISL[V)V\YUZ® standard products shall also apply to such Bourns® custom products.Users shall not sell, transfer, export or re-export any Bourns®WYVK\J[ZVY[LJOUVSVN`MVY\ZLPUHJ[P]P[PLZ^OPJOPU]VS]L[OLKLZPNUKL]LSVWTLU[WYVK\J[PVU\ZLVYZ[VJRWPSPUNVMU\JSLHYJOLTPJHSVYIPVSVNPJHS^LHWVUZVYTPZZPSLZUVYZOHSS[OL`\ZLBourns®WYVK\J[ZVY[LJOUVSVN`PUHU`MHJPSP[`^OPJOLUNHNLZPUHJ[P]P[PLZYLSH[PUN[VZ\JOKL]PJLZ;OLMVYLNVPUNYLZ[YPJ[PVUZHWWS`[VHSS\ZLZHUKHWWSPJH[PVUZ[OH[]PVSH[LUH[PVUHSVYPU[LYUH[PVUHSWYVOPIP[PVUZPUJS\KPUNLTIHYNVZVYPU[LYUH[PVUHS YLN\SH[PVUZ-\Y[OLY)V\YUZ® products and Bourns technology and technical data may not under any circumstance be exported or re-exported to countries subject to international sanctions or embargoes. Bourns® products may not, without WYPVYH\[OVYPaH[PVUMYVT)V\YUZHUKVY[OL<:.V]LYUTLU[ILYLZVSK[YHUZMLYYLKVYYLL_WVY[LK[VHU`WHY[`UV[LSPNPISL [VYLJLP]L<:JVTTVKP[PLZZVM[^HYLHUK[LJOUPJHSKH[H;V[OLTH_PT\TL_[LU[WLYTP[[LKI`HWWSPJHISLSH^)V\YUZKPZJSHPTZPHU`HUKHSSSPHIPSP[`MVYZWLJPHSW\UP[P]LJVUZLX\LU[PHSPUJPKLU[HSVYPUKPYLJ[KHTHNLZVYSVZ[YL]LU\LZVYSVZ[WYVÄ[ZHUKPPHU`HUKHSSPTWSPLK^HYYHU[PLZPUJS\KPUNPTWSPLK^HYYHU[PLZVMÄ[ULZZMVYWHY[PJ\SHYW\YWVZLUVUPUMYPUNLTLU[HUKTLYJOHU[HIPSP[`)RU\RXUFRQYHQLHQFHFRSLHVRIWKLV/HJDO'LVFODLPHU1RWLFHZLWK*HUPDQ6SDQLVK-DSDQHVH7UDGLWLRQDO&KLQHVHDQG6LPSOLÀHG&KLQHVHbilingual versions are available at:Web Page: http://www.bourns.com/legal/disclaimers-terms-and-policies PDF: http://www.bourns.com/docs/Legal/disclaimer.pdf*9
https://www.littelfuse.com/media?resourcetype=datasheets&itemid=533cd5cc-956c-4243-867f-6ab5a62f6ba1&filename=littelfuse_fuse_451_453_datasheet.pdf | fuses | Fuse Datasheet© 2023 Littelfuse, Inc.Specifications are subject to change without notice.Revised: GD. 09/18/231451/453 Series Very Fast-Acting FuseDescriptionThe Nano2® SMF Fuse is a very small, Wire-in-Air (WIA) square shape surface mount fuse that was designed for secondary side circuit over-current protection applications. These fuses are designed for PCB using surface mount technology.Agency ApprovalsAgencyAgency File NumberAmpere RangeE104806.3A - 20A298620.062A - 15AJ504467311A, 1.25A, 2A, 2.5A, 3.15A, 4A, 5A, 7A, 8A, 10A, 12A, 20APSENBK030205-E10480ANBK030205-E10480BNBK101105-E1846551A-1.6A2A-5A6.3A - 10AE104800.062A - 5ANA1A, 1.25A, 2A, 2.5A, 3.15A, 4A, 5A, 7A, 8A, 10A, 12A, 20ANA1A, 1.25A, 2A, 2.5A, 3.15A, 4A, 5A, 7A, 8A, 10A, 12A, 20AElectrical Characteristics for SeriesFeatures & Benefits ■ Very fast-acting ■ Small size ■ Wide range of current rating available (0.062A to 20A) ■ Wide operating temperature range ■ RoHS compliant and Halogen Free ■ UL Listed and Recognized to UL/CSA/NMX UL 248-1 and UL/CSA/NMX UL 248-14 (see Agency Approvals) ■ Conforms to DENAN’s Appendix 3 ■ Conforms to IEC/EN 60127-1 and IEC/EN 60127-7% of Ampere RatingAmpere RatingOpening Time100%0.062 – 204 hours, Minimum200%0.062 – 105 sec., Maximum12 – 2020 sec., MaximumRoHSPSEApplications ■ Notebook PC ■ LCD/PDP TV ■ LCD monitor ■ LCD/PDP panel ■ LCD backlight inverter ■ Portable DVD player ■ Power supply ■ Networking ■ PC server ■ Cooling fan system ■ Storage system ■ Telecom system ■ Wireless basestation ■ White goods ■ Game console ■ Office Automation equipment ■ Battery charging circuit protection ■ Industrial equipmentResources451 SeriesAccessories451 SeriesSamples451 SeriesAdditional InformationResources453 SeriesAccessories453 SeriesSamples453 SeriesFuse Datasheet© 2023 Littelfuse, Inc.Specifications are subject to change without notice.Revised: GD. 09/18/232451/453 Series Very Fast-Acting FuseElectrical Specifications by ItemAmpere Rating(A)Amp CodeMaxVoltage Rating (V)InterruptingRatingNominal Cold Resistance (Ohms)Nominal Melting I2t (A2sec)Agency ApprovalsPSE.062.06212550A @125VAC/VDC300A @32VDCPSE: 100A @100VAC5.50000.00019-x-x--x.080.0801254.05000.00033-x-x--x.100.1001253.10000.00138-x-x--x.125.1251251.70000.00286-x-x--x.160.1601251.21570.0048-x-x--x.200.2001250.83720.0089-x-x--x.250.2501250.57650.0158-x-x--x.315.3151250.39180.0311-x-x--x.375.3751250.45410.0442-x-x--x.400.4001250.42330.0551-x-x--x.500.5001250.30460.0824-x-x--x.630.6301250.20220.1381-x-x--x.750.7501250.14440.2143-x-x--x.800.8001250.13550.2654-x-x--x1.00001.1250.07800.6029-xxxxxx1.251.251250.07800.664-xxxxxx1.5001.51250.06300.853-xxx--x1.6001.61250.05801.060-xxx--x2.00002.12550A @125VAC/VDC10,000A @75VDC300A @32VDCPSE: 100A @100VAC0.03670.530-xxxxxx2.5002.51250.02861.029-xxxxxx3.00003.1250.02271.650-xxx--x3.153.151250.02151.920-xxxxxx3.5003.51250.02002.469-xxx--x4.00004.1250.01603.152-xxxxxx5.00005.1250.01255.566-xxxxxx6.3006.312550A @125VAC/VDC 400A @32VDCPSE: 100A @100VAC0.00969.170xxx---x7.00007.1250.009010.32xxx-xxx8.00008.1250.007720.23xxx-xxx10.0010.12535A @125 VAC/50A @125 VDC400A @32 VDCPSE: 100A @100VAC0.005626.46xxx-xxx12.0012.65150A @65VDC100A @65VAC400A @32VDC0.004947.97xx--xxx15.0015.650.003797.82xx----x20.0020.650.00244154x---xxxNotes: - l2t calculated at 8ms. - Resistance is measured at 10% of rated current, 25ºCFuse Datasheet© 2023 Littelfuse, Inc.Specifications are subject to change without notice.Revised: GD. 09/18/233451/453 Series Very Fast-Acting Fuse0.0010.010.11101000.010.1110100100010000TIME IN SECONDSCURRENT IN AMPSFast Acting Series TC Curve 8A10A12A5A6.3A7A15A3.5A3.15A3A4A2.5A2A1.5A1.25A1A800mA750mA630mA500mA375mA400mA315mA250mA200mA100mA125mA160mA80mA62mA1.6A20AAverage Time Current CurvesReflow ConditionPb – Free assemblyPre Heat- Temperature Min (Ts(min))150°C - Temperature Max (Ts(max))200°C- Time (Min to Max) (ts)60 – 180 secsAverage ramp up rate (Liquidus Temp (TL) to peak 5°C/second max.TS(max) to TL - Ramp-up Rate5°C/second max.Reflow- Temperature (TL) (Liquidus)217°C - Temperature (tL)60 – 150 secondsPeak Temperature (TP)260+0/–5 °CTime within 5°C of actual peak Temperature (tp)20 – 40 secondsRamp-down Rate5°C/second max.Time 25°C to peak Temperature (TP)8 minutes max.Do not exceed260°CSoldering ParametersTemperature Re-rating CurveNote:1. Rerating depicted in this curve is in addition to the standard derating of 25% for continuous operation.Wave Soldering Parameters260°C Peak Temperature, 10 seconds max.TimeTemperatureTPTLTS(max)TS(min)25tPtLtStime to peak temperature(t 25ºC to peak)Ramp-downRamp-upPreheatCritical ZoneTL to TPFuse Datasheet© 2023 Littelfuse, Inc.Specifications are subject to change without notice.Revised: GD. 09/18/234451/453 Series Very Fast-Acting FuseMaterialsBody: CeramicTerminations:Gold-Plated Caps / Sn-dipped Silver Plated Caps (451 RoHS/HF series)Silver-plated Caps (451MR RoHS ratings below 375mA and 453 RoHS Series)Product MarkingBrand, Ampere RatingOperating Temperature–55°C to 125°CMoisture Sensitivity LevelLevel 1, J-STD-020SolderabilityMIL-STD-202, Method 208Insulation Resistance (after Opening)MIL-STD-202, Method 302, Test Condition A (10,000 ohms minimum)Thermal ShockMIL-STD-202, Method 107, Test Condition B, 5 cycles, -65°C / +125°C, 15 minutes @ each extremeMechanical ShockMIL-STD-202, Method 213, Test I: Deenergized. 100G’s pk amplitude, sawtooth wave 6ms duration, 3 cycles XYZ+xyz = 18 shocksVibrationMIL-STD-202, Method 201: 0.03” amplitude, 10-55 Hz in 1 min. 2hrs each XYZ=6hrsMoisture ResistanceMIL-STD-202, Method 106, 10 cyclesSalt SprayMIL-STD-202, Method 101, Test Condition B (48hrs)Resistance to Soldering HeatMIL-STD-202, Method 210, Test condition B (10 sec at 260°C)Product CharacteristicsDimensions mm (inches)PackagingPart Numbering System6.86(.270")3.15(.124")2.95(.116")1.96(.077")2.69 ± .25(.106")2.69 ± .25(.106")1.45(.057")6.10 ± .20(.240")Recommended pad layoutF7 APackaging OptionPackaging SpecificationQuantityQuantity & Packaging Code12mm Tape and ReelEIA RS-481-2 (IEC 286, part 3)5000NR12mm Tape and ReelEIA RS-481-2 (IEC 286, part 3)1000MR0451 001. M R LSeriesAmp CodeQuantity codePackaging codeRefer to Electrical characteristics tableM = 1000 pcsN = 5000 pcsR = Tape and ReelL-RoHS Compliant & Halogen Free (Gold Plated Caps)451 = Gold / Sn-dipped Silver Plated Caps453 = Silver Plated CapsNote: “L” suffix applies to 451 series only- 453 series is available only as RoHS compliant version and does not require “L” suffix. Please do not include “L” suffix within 453 series ordering instructions.SN-RoHS Compliant & Halogen Free (Sn-dipped Caps)Disclaimer Notice - Littelfuse products are not designed for, and shall not be used for, any purpose (including, without limitation, automotive, military, aerospace, medical, life-saving, life-sustaining or nuclear facility applications, devices intended for surgical implant into the body, or any other application in which the failure or lack of desired operation of the product may result in personal injury, death, or property damage) other than those expressly set forth in applicable Littelfuse product documentation. Warranties granted by Littelfuse shall be deemed void for products used for any purpose not expressly set forth in applicable Littelfuse documentation. Littelfuse shall not be liable for any claims or damages arising out of products used in applications not expressly intended by Littelfuse as set forth in applicable Littelfuse documentation. The sale and use of Littelfuse products is subject to Littelfuse Terms and Conditions of Sale, unless otherwise agreed by Littelfuse. Information furnished is believed to be accurate and reliable. However, users should independently evaluate the suitability of and test each product selected for their own applications. Littelfuse products are not designed for, and may not be used in, all applications. Read complete Disclaimer Notice at www.littelfuse.com/disclaimer-electronics.
https://www.littelfuse.com/media?resourcetype=datasheets&itemid=bb65f47b-66ae-4417-a915-a0cd217f2973&filename=littelfuse-fuse-473-datasheet | fuses | %PDF-1.7%âãÏÓ34 0 obj< >endobj xref34 1120000000016 00000 n0000003059 00000 n0000003186 00000 n0000005177 00000 n0000005216 00000 n0000005352 00000 n0000005488 00000 n0000005624 00000 n0000006051 00000 n0000006569 00000 n0000006976 00000 n0000007431 00000 n0000008075 00000 n0000008266 00000 n0000008900 00000 n0000009496 00000 n0000010036 00000 n0000010071 00000 n0000010114 00000 n0000010553 00000 n0000010666 00000 n0000010777 00000 n0000010891 00000 n0000010974 00000 n0000011363 00000 n0000011787 00000 n0000012262 00000 n0000014865 00000 n0000014994 00000 n0000015249 00000 n0000017627 00000 n0000018598 00000 n0000019388 00000 n0000019579 00000 n0000021817 00000 n0000022008 00000 n0000024073 00000 n0000026770 00000 n0000027305 00000 n0000029885 00000 n0000032855 00000 n0000037812 00000 n0000040460 00000 n0000044719 00000 n0000049078 00000 n0000049620 00000 n0000049996 00000 n0000053253 00000 n0000053585 00000 n0000053874 00000 n0000060928 00000 n0000060965 00000 n0000063354 00000 n0000063694 00000 n0000064059 00000 n0000064428 00000 n0000064919 00000 n0000065311 00000 n0000065362 00000 n0000065431 00000 n0000065514 00000 n0000075948 00000 n0000076208 00000 n0000076368 00000 n0000076393 00000 n0000076693 00000 n0000077253 00000 n0000077504 00000 n0000078422 00000 n0000078688 00000 n0000088731 00000 n0000088770 00000 n0000108980 00000 n0000109019 00000 n0000134181 00000 n0000134220 00000 n0000154430 00000 n0000154469 00000 n0000177343 00000 n0000177382 00000 n0000198372 00000 n0000198411 00000 n0000223573 00000 n0000223612 00000 n0000244602 00000 n0000244641 00000 n0000252795 00000 n0000252834 00000 n0000262877 00000 n0000262916 00000 n0000283906 00000 n0000283945 00000 n0000293988 00000 n0000294027 00000 n0000314237 00000 n0000314276 00000 n0000339438 00000 n0000339477 00000 n0000339862 00000 n0000340247 00000 n0000341945 00000 n0000342204 00000 n0000345670 00000 n0000381709 00000 n0000382094 00000 n0000382479 00000 n0000384705 00000 n0000384969 00000 n0000385119 00000 n0000385268 00000 n0000385425 00000 n0000002536 00000 ntrailer< ]/Prev 531463>>startxref0%%EOF 145 0 obj< >streamhŞb```c`àJg`g`ØñŸA˜„�2ì,ç4w;00øícXUu€�àğH¥mŠBÄ�„§Nï™qÔÉu‰ÛÒèÔÕÓ7$�œí¶rš†ŸJ¡�Ë)�ƒÆ…ÎİáóıbCîU2Í�¶.î ·Z®Ô²¤�NpEÂ+: "Â––––k€*cRMK+‡)„¹„Øß[é\ .+•d`_ÇÀÇ�‚Œ“ß2Ö1®cÊfXÆ”ÈdÍÄÌÀÅ Ä8�!‚!Œ!’ÁŠ1‡±Ÿñ—CÃ3NCæML–q,eXÆşƒ«€ñçoîFa.{�.�wL¬Œñ<�9¤Kx8m­C#/1æ3H1è0Xi¬dxÍĞô�0“8Ã#æZ†�êJ¦~7ø’!t¤#_àSDËdà©±‘Õ2f0f°u2¼â-ìYbsÌdxÏPËPÃĞÂ Èø‚Aœ‰…Á–qã†{ŒEŒÍ˜q$ÃÀşû2�fqX~=t¦²l J¨zT…6+2pHºAùÛeË}·endstreamendobj35 0 obj< >>>endobj36 0 obj< >/ExtGState< >/Font< >/ProcSet[/PDF/Text/ImageC/ImageI]/Properties< >/XObject< >>>/Rotate 0/Tabs/W/Thumb 28 0 R/TrimBox[0.0 0.0 612.0 792.0]/Type/Page/PieceInfo< /LastModified /NumberOfPageItemsInPage 6/NumberofPages 1/OriginalDocumentID /PageItemUIDToLocationDataMap< >/PageTransformationMatrixList< >/PageUIDList< >/PageWidthList< >>>>>>>endobj37 0 obj[38 0 R 39 0 R 40 0 R]endobj38 0 obj< >/Border[0 0 0]/H/N/Rect[73.5141 470.698 111.034 405.0]/Subtype/Link/Type/Annot>>endobj39 0 obj< >/Border[0 0 0]/H/N/Rect[151.868 469.287 201.051 405.0]/Subtype/Link/Type/Annot>>endobj40 0 obj< >/Border[0 0 0]/H/N/Rect[237.658 470.698 283.631 405.0]/Subtype/Link/Type/Annot>>endobj41 0 obj< >streamH‰\’Ënƒ0E÷şŠY6‹ˆ7BŠH"±èC¥ıb)R1–!ş¾&J¥ZÛsç�QUkÛÏ½ûQ78C×[ãqo^#\ğÚ['`z=ßGë_­Q7Ë4ãPÛnEÑGXœf¿ÀÓÁŒÜˆèÍô½½ÂÓWÕl jnÎıà€v†”%ìB¢—Ö½¶B´Ê¶µëı¼lƒæ/âsqÉ:�¹=œ\«Ñ·öŠ¢Ø…VBq­hÍ¿õä™e—N·^ïv¡¦`>Ÿ˜O�S�I)&�™câ„9!N™SbÉ,‰3æŒX1+böJÉKrNI9%k%i%× ©†Œ½2òÊØ+#¯œµ9is�Ï×yöÍÉ7ß3ï‰+æŠøÈ¦$>3‡C+ïWÑ~û*òUœ_Q~Åu*ªS±WèèÀï'KG^<îUß¼Wº>£õ.é{‹�—æFAEŸø`Ó®ƒendstreamendobj42 0 obj< >endobj43 0 obj< >endobj44 0 obj< >endobj45 0 obj< >endobj46 0 obj< >endobj47 0 obj< >streamH‰\Ôİ�¢@à{�¢/g.&(]]5&ÄÄŸ™Ä‹ıÉºû­K²A¼ğí·g2›¬‰z»øª�ïûC×N.ÿ>öõ1NîÜvÍoı}¬£;ÅKÛeËÂ5m=}ÍŸõµ²<->>nS¼ºsŸ•¥Ë¤“·i¦¸§MÓŸâs–›8¶İÅ=ıÚŸ]~¼ÃŸx�İän½vM<§B_ªáku�.Ÿ—½št¾�/iÍ¿ü¦Ñóñ’˜ºoâm¨ê8Vİ%få"½Ö®¦O¯u»æ¿óf\v:×¿«1+üy±H_)Ìr`È¯Ì¯È+æò†yƒ¼eŞ"ï˜wÈ{æ=òóò;sB–�ƒ_2/‘éñğxÏì‘…Y�éôpzeVdc6dú=ü�~¿§ßÃïé÷ğ=�Ğ#ğ=�Ğ#ğ=�Ğ#ğ=�Ğ#ğ=�Ğ#ğ=�Ğ#³‡óÌS8OÁ<…óÌS8OÁ<ış@s€9Ğ`4˜�Î@g€3ĞàTÎA1eMEMeMEMeMEMåsPÖWÔWÖWÔWÖ×¹>ç ˜ƒ²wEïÊŞ½+{Wô®ì]Ñ»²wEïÆŞ½Í³Ñl0Í³Ñl0Í³Ñl0Í³Ñl0Í³ñŞîİ×*Kü¾f˜WÊŒënèßÀ¿¥yó–uÒŞ�§�qÚmÜçQßÇ1mó–4ïØÚ.~îZC?¸´ïì¯m�":endstreamendobj48 0 obj< >endobj49 0 obj< >streamH‰\“Íjã0…÷z-ÛEqâHW-Cš´�Åü0™yÇVRCcÅYäíç�Ğ�1ØúŒ¥Ã§ë«b³Ûî†~¶ÅÏ4¶û8Ûc?t)^Ækj£=ÄS?˜ei»¾�ïoùÙ�›Éºx»Ìñ¼�£©*[üÒ�—9İìÃºñÑ?RS?œìÃŸÍşÑûë4}Æsf»°um»xÔ oÍô½9G[äeO»N¿÷óíI×ü›ñû6E[æ÷%eÚ±‹—©icj†S4ÕB¯ÚVïzÕ&İß}Ée‡cûÑ$S-ßuòb!¢÷Kmªr‘ßuPöd²€ŸÉÏàr^»%oÁoä7åU™Yå5y­ì–™uPæ‡9nE^�Ù�éãàãèãàãèãàãèãàã6ä˜nn�nn�û×ÁT�{÷Ø»§›‡›§›‡›§›‡›§›‡›§›‡›§›‡›ä ,Ìd3™ÂLA¦0S�)ÌdŠÜÿ˜™’3¹wÁŞ…{ÏÿQ^É¯`ÖAPauÖAP¹÷êX‡€:zxzxzxzxzxº¸ºé€¦¼wÚSO‘ıêıöš’¶}>j¹ßÑéı¿Nã4NVWá6¢Øçâendstreamendobj50 0 obj[/ICCBased 75 0 R]endobj51 0 obj[/Indexed 50 0 R 0 91 0 R]endobj52 0 obj< >endobj53 0 obj< >endobj54 0 obj< >endobj55 0 obj< >endobj56 0 obj< >endobj57 0 obj< >endobj58 0 obj< >endobj59 0 obj< >streamH‰\’Ïjã0‡ïzÛCñ¿x¦ci9t[6ÛpìIjhd£8‡¼ıÎèº°[ŸĞŒôy4Ùfû¼ãâ³�8õ;YüaC”ót‰½ø½ÇàŠÒc¿ÜféÛŸºÙeš¼»�9mÃarMã³ßºx^âÕß­‡i/÷.{�ƒÄ1ıİçfwï³İe�¿å$añ¹o[?ÈA7zëæ_İI¦–Ò¶ƒ®�ËõAsşEü¹ÎâË4/ ÓOƒœç®—Ø…£¸&×§õÍ«>­“0ü·^1Òö‡ş«‹®)^58Ï‰ô}j]Sæi®ƒò¼1~¿#G×Tˆ¯,¾*À…q.�+pe¼¯•W«Ä:(3˜�ŸÀæ³‚ÃÊjìYÛ�5ö¬mOÂ¹dçbÈb1”bpÙYTƒkcºı¿1ÈèühŸT‚?™?Á�Ì�P²úĞ­¦VF}ØêÃpcsc¸±¹1ÜØÜnln767†›Û>:ØßnÒ®Z;ÒÿôQ‰Q[(µmêëš1ÈOgÏÓì5Ë^÷W€—¸ÄÓendstreamendobj60 0 obj< >streamH‰”WYoG~ç¯èGX�ú>öÍ–x‘8ŞˆÀ>$‹=¦-Ôa‰’ ¿_UuÏ�ºBAÕ5]÷İ?'GO´úq=ÑjñËÑ‡3­Ş]Lş=y»˜ã¢¿VšÿÔuN¸†p�æZµø>‰¦UĞ±³Ö8åBgCT‹³ÉôOŒ²Ú:õËz»]m¾ß\¯ş¡>�÷İlñ×dnlgµQsÓYµø6™�\®úõŸÚ¥~¹]_œ_«åÕJ]ß¦ıkÕoÕöBõ§Ëó+u·Ş�^ÜlÕùÅvİ¯˜89ˆ“s�yı¾º]_¯¾ıS}¦×)£�Œ9²�PIu#ªgV=+§=T÷P5w)³æ†Pß/&?á–]d�¾Îà×ÙÁCºyÈŠ˜¹î4Ì\ôªî”±,ÿœ*úÜŸIşcún5›—L¯q5íq]VÓ«ÙÜuFM×³yê¢š^âÂÓ‡ílî;Ï¶+jzq>ûïâ_“gBçD1¨cbÕª@¯Á#à½Š�ÉYôZ°6�q:ƒ€Õ¤SõåiÍ�«‰±p vrrAwFXëbW‚mÉÓ¤@ó�I{š°÷:îë¢>}š�`ªNÈn(²™±£.F²�’AMßÎ,ù‡î#İÿ�’¹t±$óœ’6ïéV\çm¶tû@1€°Ræ0Æ.ÁeJâÈzÌIı3úGğWömâøÒ÷´ääyæDP[â‘ë}`ÊÜqæ
https://www.littelfuse.com/media?resourcetype=datasheets&itemid=bb65f47b-66ae-4417-a915-a0cd217f2973&filename=littelfuse-fuse-473-datasheet | fuses | %PDF-1.7%âãÏÓ34 0 obj< >endobj xref34 1120000000016 00000 n0000003059 00000 n0000003186 00000 n0000005177 00000 n0000005216 00000 n0000005352 00000 n0000005488 00000 n0000005624 00000 n0000006051 00000 n0000006569 00000 n0000006976 00000 n0000007431 00000 n0000008075 00000 n0000008266 00000 n0000008900 00000 n0000009496 00000 n0000010036 00000 n0000010071 00000 n0000010114 00000 n0000010553 00000 n0000010666 00000 n0000010777 00000 n0000010891 00000 n0000010974 00000 n0000011363 00000 n0000011787 00000 n0000012262 00000 n0000014865 00000 n0000014994 00000 n0000015249 00000 n0000017627 00000 n0000018598 00000 n0000019388 00000 n0000019579 00000 n0000021817 00000 n0000022008 00000 n0000024073 00000 n0000026770 00000 n0000027305 00000 n0000029885 00000 n0000032855 00000 n0000037812 00000 n0000040460 00000 n0000044719 00000 n0000049078 00000 n0000049620 00000 n0000049996 00000 n0000053253 00000 n0000053585 00000 n0000053874 00000 n0000060928 00000 n0000060965 00000 n0000063354 00000 n0000063694 00000 n0000064059 00000 n0000064428 00000 n0000064919 00000 n0000065311 00000 n0000065362 00000 n0000065431 00000 n0000065514 00000 n0000075948 00000 n0000076208 00000 n0000076368 00000 n0000076393 00000 n0000076693 00000 n0000077253 00000 n0000077504 00000 n0000078422 00000 n0000078688 00000 n0000088731 00000 n0000088770 00000 n0000108980 00000 n0000109019 00000 n0000134181 00000 n0000134220 00000 n0000154430 00000 n0000154469 00000 n0000177343 00000 n0000177382 00000 n0000198372 00000 n0000198411 00000 n0000223573 00000 n0000223612 00000 n0000244602 00000 n0000244641 00000 n0000252795 00000 n0000252834 00000 n0000262877 00000 n0000262916 00000 n0000283906 00000 n0000283945 00000 n0000293988 00000 n0000294027 00000 n0000314237 00000 n0000314276 00000 n0000339438 00000 n0000339477 00000 n0000339862 00000 n0000340247 00000 n0000341945 00000 n0000342204 00000 n0000345670 00000 n0000381709 00000 n0000382094 00000 n0000382479 00000 n0000384705 00000 n0000384969 00000 n0000385119 00000 n0000385268 00000 n0000385425 00000 n0000002536 00000 ntrailer< ]/Prev 531463>>startxref0%%EOF 145 0 obj< >streamhŞb```c`àJg`g`ØñŸA˜„�2ì,ç4w;00øícXUu€�àğH¥mŠBÄ�„§Nï™qÔÉu‰ÛÒèÔÕÓ7$�œí¶rš†ŸJ¡�Ë)�ƒÆ…ÎİáóıbCîU2Í�¶.î ·Z®Ô²¤�NpEÂ+: "Â––––k€*cRMK+‡)„¹„Øß[é\ .+•d`_ÇÀÇ�‚Œ“ß2Ö1®cÊfXÆ”ÈdÍÄÌÀÅ Ä8�!‚!Œ!’ÁŠ1‡±Ÿñ—CÃ3NCæML–q,eXÆşƒ«€ñçoîFa.{�.�wL¬Œñ<�9¤Kx8m­C#/1æ3H1è0Xi¬dxÍĞô�0“8Ã#æZ†�êJ¦~7ø’!t¤#_àSDËdà©±‘Õ2f0f°u2¼â-ìYbsÌdxÏPËPÃĞÂ Èø‚Aœ‰…Á–qã†{ŒEŒÍ˜q$ÃÀşû2�fqX~=t¦²l J¨zT…6+2pHºAùÛeË}·endstreamendobj35 0 obj< >>>endobj36 0 obj< >/ExtGState< >/Font< >/ProcSet[/PDF/Text/ImageC/ImageI]/Properties< >/XObject< >>>/Rotate 0/Tabs/W/Thumb 28 0 R/TrimBox[0.0 0.0 612.0 792.0]/Type/Page/PieceInfo< /LastModified /NumberOfPageItemsInPage 6/NumberofPages 1/OriginalDocumentID /PageItemUIDToLocationDataMap< >/PageTransformationMatrixList< >/PageUIDList< >/PageWidthList< >>>>>>>endobj37 0 obj[38 0 R 39 0 R 40 0 R]endobj38 0 obj< >/Border[0 0 0]/H/N/Rect[73.5141 470.698 111.034 405.0]/Subtype/Link/Type/Annot>>endobj39 0 obj< >/Border[0 0 0]/H/N/Rect[151.868 469.287 201.051 405.0]/Subtype/Link/Type/Annot>>endobj40 0 obj< >/Border[0 0 0]/H/N/Rect[237.658 470.698 283.631 405.0]/Subtype/Link/Type/Annot>>endobj41 0 obj< >streamH‰\’Ënƒ0E÷şŠY6‹ˆ7BŠH"±èC¥ıb)R1–!ş¾&J¥ZÛsç�QUkÛÏ½ûQ78C×[ãqo^#\ğÚ['`z=ßGë_­Q7Ë4ãPÛnEÑGXœf¿ÀÓÁŒÜˆèÍô½½ÂÓWÕl jnÎıà€v†”%ìB¢—Ö½¶B´Ê¶µëı¼lƒæ/âsqÉ:�¹=œ\«Ñ·öŠ¢Ø…VBq­hÍ¿õä™e—N·^ïv¡¦`>Ÿ˜O�S�I)&�™câ„9!N™SbÉ,‰3æŒX1+böJÉKrNI9%k%i%× ©†Œ½2òÊØ+#¯œµ9is�Ï×yöÍÉ7ß3ï‰+æŠøÈ¦$>3‡C+ïWÑ~û*òUœ_Q~Åu*ªS±WèèÀï'KG^<îUß¼Wº>£õ.é{‹�—æFAEŸø`Ó®ƒendstreamendobj42 0 obj< >endobj43 0 obj< >endobj44 0 obj< >endobj45 0 obj< >endobj46 0 obj< >endobj47 0 obj< >streamH‰\Ôİ�¢@à{�¢/g.&(]]5&ÄÄŸ™Ä‹ıÉºû­K²A¼ğí·g2›¬‰z»øª�ïûC×N.ÿ>öõ1NîÜvÍoı}¬£;ÅKÛeËÂ5m=}ÍŸõµ²<->>nS¼ºsŸ•¥Ë¤“·i¦¸§MÓŸâs–›8¶İÅ=ıÚŸ]~¼ÃŸx�İän½vM<§B_ªáku�.Ÿ—½št¾�/iÍ¿ü¦Ñóñ’˜ºoâm¨ê8Vİ%få"½Ö®¦O¯u»æ¿óf\v:×¿«1+üy±H_)Ìr`È¯Ì¯È+æò†yƒ¼eŞ"ï˜wÈ{æ=òóò;sB–�ƒ_2/‘éñğxÏì‘…Y�éôpzeVdc6dú=ü�~¿§ßÃïé÷ğ=�Ğ#ğ=�Ğ#ğ=�Ğ#ğ=�Ğ#ğ=�Ğ#ğ=�Ğ#³‡óÌS8OÁ<…óÌS8OÁ<ış@s€9Ğ`4˜�Î@g€3ĞàTÎA1eMEMeMEMeMEMåsPÖWÔWÖWÔWÖ×¹>ç ˜ƒ²wEïÊŞ½+{Wô®ì]Ñ»²wEïÆŞ½Í³Ñl0Í³Ñl0Í³Ñl0Í³Ñl0Í³ñŞîİ×*Kü¾f˜WÊŒënèßÀ¿¥yó–uÒŞ�§�qÚmÜçQßÇ1mó–4ïØÚ.~îZC?¸´ïì¯m�":endstreamendobj48 0 obj< >endobj49 0 obj< >streamH‰\“Íjã0…÷z-ÛEqâHW-Cš´�Åü0™yÇVRCcÅYäíç�Ğ�1ØúŒ¥Ã§ë«b³Ûî†~¶ÅÏ4¶û8Ûc?t)^Ækj£=ÄS?˜ei»¾�ïoùÙ�›Éºx»Ìñ¼�£©*[üÒ�—9İìÃºñÑ?RS?œìÃŸÍşÑûë4}Æsf»°um»xÔ oÍô½9G[äeO»N¿÷óíI×ü›ñû6E[æ÷%eÚ±‹—©icj†S4ÕB¯ÚVïzÕ&İß}Ée‡cûÑ$S-ßuòb!¢÷Kmªr‘ßuPöd²€ŸÉÏàr^»%oÁoä7åU™Yå5y­ì–™uPæ‡9nE^�Ù�éãàãèãàãèãàãèãàã6ä˜nn�nn�û×ÁT�{÷Ø»§›‡›§›‡›§›‡›§›‡›§›‡›§›‡›ä ,Ìd3™ÂLA¦0S�)ÌdŠÜÿ˜™’3¹wÁŞ…{ÏÿQ^É¯`ÖAPauÖAP¹÷êX‡€:zxzxzxzxzxº¸ºé€¦¼wÚSO‘ıêıöš’¶}>j¹ßÑéı¿Nã4NVWá6¢Øçâendstreamendobj50 0 obj[/ICCBased 75 0 R]endobj51 0 obj[/Indexed 50 0 R 0 91 0 R]endobj52 0 obj< >endobj53 0 obj< >endobj54 0 obj< >endobj55 0 obj< >endobj56 0 obj< >endobj57 0 obj< >endobj58 0 obj< >endobj59 0 obj< >streamH‰\’Ïjã0‡ïzÛCñ¿x¦ci9t[6ÛpìIjhd£8‡¼ıÎèº°[ŸĞŒôy4Ùfû¼ãâ³�8õ;YüaC”ót‰½ø½ÇàŠÒc¿ÜféÛŸºÙeš¼»�9mÃarMã³ßºx^âÕß­‡i/÷.{�ƒÄ1ıİçfwï³İe�¿å$añ¹o[?ÈA7zëæ_İI¦–Ò¶ƒ®�ËõAsşEü¹ÎâË4/ ÓOƒœç®—Ø…£¸&×§õÍ«>­“0ü·^1Òö‡ş«‹®)^58Ï‰ô}j]Sæi®ƒò¼1~¿#G×Tˆ¯,¾*À…q.�+pe¼¯•W«Ä:(3˜�ŸÀæ³‚ÃÊjìYÛ�5ö¬mOÂ¹dçbÈb1”bpÙYTƒkcºı¿1ÈèühŸT‚?™?Á�Ì�P²úĞ­¦VF}ØêÃpcsc¸±¹1ÜØÜnln767†›Û>:ØßnÒ®Z;ÒÿôQ‰Q[(µmêëš1ÈOgÏÓì5Ë^÷W€—¸ÄÓendstreamendobj60 0 obj< >streamH‰”WYoG~ç¯èGX�ú>öÍ–x‘8ŞˆÀ>$‹=¦-Ôa‰’ ¿_UuÏ�ºBAÕ5]÷İ?'GO´úq=ÑjñËÑ‡3­Ş]Lş=y»˜ã¢¿VšÿÔuN¸†p�æZµø>‰¦UĞ±³Ö8åBgCT‹³ÉôOŒ²Ú:õËz»]m¾ß\¯ş¡>�÷İlñ×dnlgµQsÓYµø6™�\®úõŸÚ¥~¹]_œ_«åÕJ]ß¦ıkÕoÕöBõ§Ëó+u·Ş�^ÜlÕùÅvİ¯˜89ˆ“s�yı¾º]_¯¾ıS}¦×)£�Œ9²�PIu#ªgV=+§=T÷P5w)³æ†Pß/&?á–]d�¾Îà×ÙÁCºyÈŠ˜¹î4Ì\ôªî”±,ÿœ*úÜŸIşcún5›—L¯q5íq]VÓ«ÙÜuFM×³yê¢š^âÂÓ‡ílî;Ï¶+jzq>ûïâ_“gBçD1¨cbÕª@¯Á#à½Š�ÉYôZ°6�q:ƒ€Õ¤SõåiÍ�«‰±p vrrAwFXëbW‚mÉÓ¤@ó�I{š°÷:îë¢>}š�`ªNÈn(²™±£.F²�’AMßÎ,ù‡î#İÿ�’¹t±$óœ’6ïéV\çm¶tû@1€°Ræ0Æ.ÁeJâÈzÌIı3úGğWömâøÒ÷´ääyæDP[â‘ë}`ÊÜqæÁ’�0E7ıFÁŸ±ÛÌ¨ÈpX"Ljz¯.[&1F‘Œ*Õï³D¦.ZÎ]1¦%9ÄK"q¬›$BÏ7�,c¿ÎBU¸�áŒÁ¾8eKËÈäªÉYòMå–(“#³õÂ5yÀ³7sÍøæ†‰<³»ÕWEªw‘q™rª†“ø—ıAír,'Ğ­äK®®f\X;õ¤ßš�èo÷#è%ãÄ¦ƒK$â^]¦WKõ‘$£‚Láâ/ Jéq‚ú’;©gØ'T»ZE�1Sƒ¶�.6�l/SoHIIQÇ)Úµ¶ñ÷m�«ˆz×DaI5‘;obÄ!v: XÔ›™ÕjúƒWçı½zsy—sÉÒ·Û™ÇïrsÍòÑxu—]‚Ù[şÍ¢µK—CW,¦gEJ·¬®Vx…ÁvËz„vëCéBÏÜR+,&tS¿Öîˆ‹i_lÜ“X�aú³÷�~‰}Ex�ısÌ)¥óKì+ÂóìŸCø.Âñ‰2ü§N�?Ã‘ê�¢„±”0?qÁ£NU�®ºÑíÏx@Ñ/â°™œ`¨�ø"ß§—ñŸÈRã)±!À�¼ÏÆ‚<¼ úpvvğğÍ®¦Õíú1ú¨ÖCšêè—hqc©…¹õ‚%‹i3&ò+�Ds€ñ¶àğ:ã3Ò,†�¶ö¯4şÍÆÓÌĞ¯3şp1#ÍÁbÆóJãÑ`¼ÆZì_güábFšƒÅ°ñÀ6ö•Æ?¢9L«iä9òpİç-"ñwJ…3"^»I.ééáÌ3km¼Æ=šŞÖ›•ú¦söuuÅÈØ]*úÙ%¾;BV¿ãÉ:Ù©êl?ú²Yö«o¯–—§ë^ız¬ÕÛwÇ¯-ç°sğ#Ëö0öÌ¥s¡ĞÌù�w‘Çzìh©Ğ(Ær‹~'t-è¼Ğè@ëŠµqğhUıd6#!À«¡†n‡�^qpH™45’~#LÂ„PBÓój…‰ÍğoU�ˆ¢0…IqëÂO`Êd¡ƒ"F[Q�d*}øŠĞ(@Ø É*Ñ¢éF(ºˆVXÙ‰Øq$±Íg3ˆ¬�.loJÜ…_çéì˜Ş›ğL¶¢®ŒøˆÏºú úÛºnvÀìŠÀÆ¥§`RyÃ»pÙ�$Ø¤bÜwÌİååc’HU˜Œaô`vAãÜ�©VLõqœ»+(®Ó)7´F›Ğ ~rŠåj¯s8×axÓîäi×3c‚[ ‹jjŒ 7‹‚0e9g4«à+´™däÜæ9`\–hFo<0.^®f¤$!a›cÜ&Kªöv0‡T1ñĞx©1H{®YB,^ªÔDâbaÔœèóDëÄ¿ )E!/‡À$í+?ÙÉ\$¥‘ÈñõĞ:“2;-¤0‚àX„UÂï„}»ç€‹7 &íÀ™tSIÑÃ^¡w,,ŸSKƒRƒçB«İ ÜsôßÿŠ�Èm�]N]íAç$pŸÄã’�ù{3ƒ!Sí³–¶lP˜AÚòNHá�š«ô†‹Oöa3öa¡±:¶« táøR¦mQÓïÜäw{°ö�S�-rŸ1�Z­– gä÷�&î¦måÈİÉ¦á;cé^ÆD®ª'íZæÖRğoL½ÅW0P¬}IkfŸ‹/šra¸İÿşZ•³NÒ÷È£ópÖÉ’@–;%¥L3%pĞ¬ «MLù±Ã5B¥ëp·Ãº.Ü=7(QËŒÔ#†Üü üÓèÍa�K»—HÌ­Ì'd†¯t�+vµ�xÛ€~'o™æP‡‰+�•BÇ Éåf vYé±z˜›:'Eç8FÑ7`ÇxÇ^ri á) ‹QCsEË¹�#9Îå(£�‡›cË½ø^·óïÖ1 ×[WÙW€3©� >endobj62 0 obj< >endobj63 0 obj< >streamH‰ÔWYoÉ~Ÿ_Ñ/p‚L³ï1ØZ»‰Ç"à‡İ`AŒ)‹EÉ¤oòëóU3CÑÒÊ9€]àLMİGWWvÊšOL2�É´–Üñb¹UÚ³ş²!Ôeã¸Ö†n´c›F*î\bS]Åˆôñ¢9kşŠÿç‹ôA0¶ï·Í¦!2P³8o4R‡„*¯Z;¼È�t;m[\6³·gíâï�à*jÖ¥g‹Íì}}±h^œ�0R2u&ÙÇ}Ò ³†,â¼åBH¹0ZyOr˜½yş'%ÚN6F¶O×}ÿV¶Şâ‹’íßß7¬QAé”ÏXÇì³¢ùé¤3rmLÅ@Nà�‚©�‰^KÃ´ô<í‚Òùw—‚}{•T5Bs/"eDt³¡³7ó¤Qnu1DpøDÆøjÌüífÙ¯>¼Ú-¯/Ö=›Ÿ�höü[„æSCVHƒŒÃ£2°Ï›¬d»Uó�m?¦e`¸�Fƒ)rc‘¡€æ>züjüjnéG:�rë›r5p'¨j¼U¬“�e’@pi‰«€�âÆÄDeŠp¼[Ø^¥w,Še˜¬¨¬�y]¶�,í›sDwê×Jşæ]ÒFE©<º@”V+/b Œ�ç3qOe‡—GW¸�C94ä\j…Î™ÊçLp�¢^¦fRåXã¤IËlÜËói{Ùâì²Ùªí,÷l¶l;Ï%›İ´0ß°ÙmÛÚV&*ôÅf{ö;ö¼íLúµ%�Ií9^$½¬‰Â%‘8o³}:¿‚ìŠù\Â0„Jd×£œN¦½Ø¬ú›]kĞÖırÃN.–»–ÚÂ²¿IÏUAîoÖ};é2ó³ëåöÉ“ù³şæv¹Y¬~¾yòòÅË—hñéÓ§ù�ç: ’ÖEj2e�¥#L)›Ÿ¨ŸD–ÚåzIIy"¤wOs6†FzÜîe3¦Ú^,·hl½…/hh·ûöy}s±§ğDJÅrû¡„èŞ?Â5jq¨P¥åJ%ô¿ò,Ê§ºzŒï'ü0;»\n6m¢fûõ¿�ĞTaì¦�UüÿÀîöâ÷ğü}¾ÛÖVl·Ü~\±«sÖßîZ‰�»Õö_oÖÛ�ûx ’œ§]àÇöúÀo9D¯—›«�«-;ß­Vç�½KçıêõÙQPú«ËëÍr�°ı÷ñ@ã2Ò1Ïúş¯(“Š¹º^åò`7«Ëô�.Bçv·:ŠM*¯_s™´Æ?ç§ßÏS÷²s»âxr“•@ÇÆõËƒQé7:KµW¸ˆó�;Iö§kXÒ$°b¥³˜bEÓµ%n&5�Q•ˆ‘@k’„™…`”Y)ˆ[E.ÌCÜ…à˜‘bôÏÎNŞ�‡êp*ÌD,ú§ËĞ³Íü_‰û’L2R…C1ì¶ˆyÈ/P1UZ<GÔyªÓ1!>Ò™åå­JÁüJ«�xc•t\‰ÇZb¾Òª#�ÇX…ÁR™ÇZb©¾Òª#�»VİÙ0'§¿Ì§yxöÌb<ôS˜Ã`®bY¿¡{±hÏ¨´ºÌïÆ.ĞÑDŸÜÀƒ¬Ûà_®W[j�‹õej~‡£‹À‚±èYyùÌê0×Òn°âZ¡²{h¤­S1ßÔÑµgi‘‘ÓrIj{}u»Ûÿ�U�ÅËÙézËïÚAœŞQKu4¢SûvŞ¬Ã¿1®.¸ìlÕóG‰�ı‘9qùòçcK²�dI6D¢…ÖõU¦è¯³„M,‡–DÜ^¦ŞH`AÕàa“¨Œ6ê�áMËSú»òvw·2‹¤.Õó¬5´B]ÃN�!÷zÓ*Z±Ö=mS('\nš£u›nğ«Ö´İ×nşv³Äªğj·¼¾X÷l~zbÊ¨�/²Ì¬¥Ö2ç]ZG�J:é"¨¦s¦]i™FÛÀÄáfyÏ¶wü¥;×VŞÏÌ°SÖgR±fØk“™•H2�ö»qCtmYF‡SÒ‘N]z3&Éƒ}XL…D1ÒöõÃ^š2eĞ8†ÍÁ€ÎsoôèB‚Ûí®�µ�Íı‘4£�„I¯ä:í¦ÜÅH¹ÖX\ÀÉú¦€’‹H×©NïFP5”—�Ú�†Ø'VUY*Tå�0)+œÙê>EVb¹$2c]åè¡Œ™@YJŒ!Ë&Ã‰‘†8å²‘ôB�L¿ƒEW–TyHÊ¦fTëˆDêd�ÇÅ@aTÑd0q`”#iÎ�€&Û€6H µ)h"ŸvüÊ¤”î2’h“ß*gÒ›(ÿäĞ‹PáÍÃ3t—ËxfÃ7tÎ¥�‚ŠUb˜)§ĞÄç‰$g¦ÎWÉ™$ØO!ÌÄÓl°6rL�¦�rèdL%r¦ê›øéum0äâJÃÙ˜R¢‹c�k”>U®¦˜,GÚÚd™§¢Àt©Óü`™N/›�–‚'¹ÇABc¨œzµÃÍ8€8˜^Ä*%¥BˆdÄ%K§5©.Ù?šNó;2e‡ÙqÊÌè–Fcs)İ�ÍÑc`V¦‡Jò¨gÑ}«‰Pq‹(tÔÒ™d¡ıŠT�Û_�òÁĞL‰upÄb@.i²#{œ$jš+6¸œAÇ#29cÑÔ¤j€e©ÂÒ§şÚ…´ˆG]²óÜ {ÄJ4=<›¦äŸ)÷©Y~qØ/KŒ²>5 íSçé°>ÆtUD™>xì¤hÀcÚƒ oğ°aŠ÷"Åº §&Ê8êÈ�]ÅOÑZàæÙ±!˜©xmP£nÚ§èhÑ#4Îf’>\ORtòÎRÏğFyô7ó�Cq¹‡$D¼Á¦{,Œ¥®y/ÁC»§Âà-ı˜607M[Å—´øš¶‚¯iñ5m… ¦MâVÅçIŞAÉÛ æ­*ÈyÑ%o•;çmD—¼Œæ×˜˜Ã¼ÜKPór/AÍË}C^î%€zaqÒÂÂ_ñcøãAø~şŒ¯Á-ø1¸ñ ¸•}n<nå‚{Xô£q‡Çş-Àp§ûkendstreamendobj64 0 obj< >streamH‰”WK®œ0Üs.?üÃö:‹ì"Es„(ïm^Iî/Å€Û4àÆ…F�¦«\vÑ]ãq&¨hÜh&¯‚7£5Ê;7~ÑF¥yüûkpó¤ìo)ÒFxã•óóÀ�:$m®&ÍjI¯_ÔºQÚ&V×Æª¸ó]P“�¬nÜ¼¦¢ºw*V¶“Vùp•n”ãlëœÒŒ­•>°“W&òÍ�¬)æÊ€b®(æŠ2Wdyo×EDs©.™[ê¢¹¥.™KtÁ\bæî›Ìd® s%@5Wdù¼�”nÌ¥ºdn©‹æ–ºd.Ñs‰-˜»oN0W�¹"€Ì•Õ\�å'£¦pc.Õ%sK]4·Ô%s‰.˜KlÁÜ}s‚¹"€Ìd®¨æŠ7†Yi/{KeÁÚR–œ-eÁX"·}%nÛÖ}_mWÅz1U¬O¥:Y*Õß‡Ü�ù5¾¾~Ş¾½Ìøñoø“¿˜òK�««Sş]Î˜ƒúçïa),ïÛŸÃkøÁÅg&SH8£<*_�ß'Œ¯ÙüäÃ‹`¦µe�E(�,‚ñÅ"¿ÍÀb©ñá„�Ö7ÚûëCÈı;Ï)”$š[jIĞàµ$–¹JT®A·P\ƒ¸]dqbÀõ.kTFG#w¶c~wf}�[5¦KÇz\È66Kã…ê¦=§ÌVéÄ�—cvšMÃIX‚f'”¡Äed`BœAíŒ3¨9aFm5œ±!hŞÉÛ}âúàxÛã†‘ÿ9ÆpŞPĞw{PÈ·mC�°@íp”±´ë2¥—=å«Qtş¦ÁQÖßÇC¯·«FÀ<¼ş>Ç¬÷³Æú¯¿OÏ¹-Ú‘HT€O¦P°OP‚°›gP‚¨L¢2`‰ÍÔà%Æ…ÑK½ıAbœz‰�PbÀŒšç=õV`p<ô}bàëïp<À}bàëïpn‹ÛÄ€øücÄÀ%Øüƒ…�K°ù%–àó�I—ØLéIb\İÄI¥Ë_*91.İÄ€jb JŒË�º‰�*°8º“ğú{ĞIxı=ÎmqŸ¨ŸL¡2`6ÿ 1`6ÿ 1P>ÿ˜DeÀ›©Ñ>JŒ£›s�¡ô 1ÎİÄ€jb Œšç=uCVÿ0y+}Ìendstreamendobj65 0 obj< >streamH‰”—Knä0D÷>…O@èkIÇäÙNsÿÍØİMJ–³„l‚´‹�R»�¯íÏöo·»9ìî�¥#ï6ÊŞíß?Ûõ÷Ÿ-8ùüíïö5}ş8¨”TŸ??s”ìø¦d�q~´dİlşçyx~‰ä&û{G1„à@Á%Ê.,$#C~ö%ü�àŒ(�ÊyáN ˆè"…8ùªEHF¼/5§vz¢dìdz±ç&O�¬/O‰Èx`ë<åÉN!‘Í~BàH†rIO¸pîâã¸Ó9 ‡8ÙéJ”'4¸Z1<¿à~Åğü*€şµx6hû�$#šşƒNÀˆ¦ÿ ‚(¢í?†�Œ¸.Õ¿ÖZ0Æ�P�,™´`Œ� ˆ1Ğ„£ßI5Jô‡VŒÏgôPŒÏgŒ¯Å³1P@í?J�Œ�şÃNÀé?ŒàŠ¨ıG’€×¥*qÉCB5†Ëdí‚1z‚j Æ@bŒ~'Õ(AĞZ1<ŸĞ@1<Ÿ0¾ÏÆ@µÿ(A0Bú#8#¤ÿ0‚(¢öEHF\—šÎÿ`–Œ1$TcØH6.£'¨Æ€b4!ÆèwR��Äı¡cÀóÙıcÀóYãkñlPû�$#¤ÿ0‚0Bú#8�"jÿQ„$`ÄûR�_2Æ�P�aÎ'Ê‚1z‚j Æ@bŒ~'Õ(¡1ÀıĞŠ1àùÕ÷(Æ€çWô¯Å³1P@ÛŒ ÑôDpF4ıœ@mÿ1„$`ÄûRMZ2Æ�ĞŒ‘9¿ Œ �Ï¾@¢‹~#M( iÿıÄÏ¶€Ç×òß×–<¾V¿!]�Îo‹�8šŞƒ„O&4µŸJh[�8^jíŠ%†€&‰t�K¯eöÿşoêendstreamendobj66 0 obj< >endobj67 0 obj< >streamH‰ÔWÉn#G½×Wä‘:°”ûr”»£hÛcö¡{0Øìe@-–dÍèïçEDf-")•�Ö�ªW™ë‹,­´ºê´2¶OFí»_»v(ƒ·x‡·®Ï^åÒcÕ–6ÒvŸz“OìO±·)�ûOªOºÏ%•ÅÖÇ>»p`Pğ861ˆJ\¬ßiÓÇ¦è¯í}>¢½n_¬İûŞÄCãMxD»l_¬½„ŞÚîl¼?¦^ö/Uïmê³=¬…“ú›Àâ¢îİ‘àŸ> ,> Ø¾@óòªÀÒ‚½‡>y@X¦GÓ„©îÔ'm�è.:ØŞ¸ò‚@t½3Kšwèõ™ş×¸a±úÆKë6å¯ç@àTpFãgûá¬Ç˜¡Õóè¼FTK�™gü—‰j±ö�yæÆ¿LT‹µÄó¼0_$ª¥ê'¼³LX¦ÀÈ;¨‹ygáU`q«Œ¼³ì€&°ô€±šgí‚êOGh(Ïyw�ªæ¡ŞæÚO•çP?Ï{ıÕzX(0æw¡À˜¯e“ø¿$ğİ†ßk¥î·×İù¿õå¾;ß˜[(Ù¦î¯&J‰mĞ}(Ym®º«‹«Ûİİ™ÓjµSgÿÚü£ƒW&«µAô¢Ú¦êV¿\>¦»şr¶ù–r´Ó¥�«‹�g´âûœ2}±… UÑûµî5t"òææÓ�VBŸƒ™H¼¿ü_H)N>¬~;+A­nö—_Îìh'v†UW¿‰Q¹w(¼áˆ«w×¢áîÌãŸüşyËî‘J¨G4’®ÔGŸ&æşxsõíúr¯ŞÜì?)‰M,3GÙİ»¸¼ŞîêzÖi»Ÿ¾^İ‹¥±�Ñ+¤]5Õ.‚¦ÌŒz¿Û³Ÿ5\ÁLÃµz'éĞYªH�œÎ½§m�®º•e¿jm8r‚T]2´åÁ¼8ªĞ‚¼1s…j¦Ñ‚g<‚6Óx¿ÛŠË3´Ì]f‡b÷JúßŞ�YzuËI[ñ©íeVš°üªÖ¡Úü—hËÔ[+º/XcÕ{½}R··U9¿{ä¹ÜßóIßoº?:¯1ãqA!¯Š.ªôÎGú�ên×ı®®±=¨©iÍí2‡„öhü�D2›�`tøù»+£ŞŞ ­ÏŞ_nwŸ~¸»¼ıúm«Îß¿‰ê»·oQDç]�nbEÂcjE³aÂ?)�ÙB(õŞ97ctÄ�êÛá×qR@:Ñá7‚Ò·� ÜcpÂ�Š]{ 8æg[lj6�T…kÄ1`¡µÇ«ªÏ”Û´¯1gÙ}'fÚ@4·ãÈÔm÷yÎ©<¢ãßß%ïÁV–š3[°38"/¢FJ?wß¿Gî‹"MŠ"f4�ŠÂ`¦˜òZUd‡3ğb=Z/L#ˆ^¢ÉŠÑpĞÆMÑ`Ê¸@³\ÓÆ‰�ô°¥ş³¹AMMdD¢oÄt˜ê&²DçËğ©D…%LŠ´¯úgÇÿ“‹ÑV¤òÂ�ÂÚ{H„&1Q7@:K¤ÄŠfm¡Œ‘ÒÇAÄÈgHâ›'.mßl�æhØ”„¿ÎÓ³cy‹İ´Ïd+PEJŒøY×Ôx[Wá~³+‚�KÇ0™L� Å–�8$»ÉÄ8…w§º¦L’©ŠÉŞ�©?�Æ¹‰«V\õqÎ‹ßJètÊí"wÚv_Ÿ3D²4ÕévJ)Â„MËÚ4Ù‚�‰< }Ó‚�È×-�®¦¡EI¸êèí+Úã¶(l�¶ïè*lFèÁnØ‹‹¯%™RyK¼¢qiÀ<xì3O,N;8$ÂL%d},œs˜ï¥Ké>Ÿ‰˜HÎ°Nª¶:…eºç@ƒ”}Õ‡ùÏ™¤¾$­‘äüzØ³N(­ÌA)Œ‹¨Š�ar#ÂÄ§‹eÛkÀ¡Îd³`Õ�ZG„4HÔ·ˆĞ``0\X5MÊgÿUæ‘*ÑÎğÚNæ'®*¯0e0p/›ÂÊ~B•º^È©"Ó�áù ¥Qå™F¦7 Ú×c¸‘yÙÊ#“ˆMÃ{Şa„dŒ‰\äTöÚ5¢äFÓÒ—„÷„‘U¥­Y=“v[hÆ…aElOü[øEhÍÈ6=‘3FçáY'#›Y&4Êls%p�ÒX¡«\#=yÎ¥L…˜”Œ–Å¸b(sÇaŠE!·8ˆş4†…Œ®]bk^Öƒ‹V¨İ‰˜á%�#çŠC­#oØNò@x�Ì´€:F!@JC:—{Vü²B…z mÁ¦�31À9ÎQôLœw%—±ˆN�¦œÈˆšO�·bq¤À¹ebñrì¹—Øëö<Ñ]aek™‹Şºª¾vÌ¤yŞb#b@XÎkƒMì¨çx„âÈÂGşA—±-yJñ¡I¨½¥[Çìgbng\ıÜ°šúì)m8°>;¾÷a£Àˆ.ªJe)Q)€i¶ èr+,ºğÑg$�üâ ñ¥9á<æYu�ƒgÓDU/€6(ËºeØ~Œ¥�Á`�2VU¡µ´p‹� "¶^Ch–8¦Ïù£OxÁ6¦€ú½ĞIF-�¶éEÜÃÍ—ø”é§ğWÑ#4á*k©Óåvâr…‘%�š"q»‹=Q¤8G˜ƒ¹Ş6 âHÚéxª´b ]0?Ø’ÙÍ‚óŸ°F$GSÒŞZ,ßf#™ÙøôÜy�Q`8ºb[cB\®¥&²nç¸3˜ê‘o§Ä@4'+i3Æ7‰©KQÀ7EáÂÍ‰«,¶»kóğ©îN„>58mÔoø<By<vÒ¥¡Ô+‡kÎIÑi6¬2b½REôËcMö‰¡Z”ú¿Ôo�\endstreamendobj68 0 obj< >endobj69 0 obj< >streamH‰Ô—[o[É€ßÏ¯àãÑƒF3œ;Md'h±^$�°[ -AQb’6¶¤ûïKÎåœ#ËB4Z�çv8ä7’óòjÍÛFÿÁ~¹k&¯g>í›;�ô§Àj+ŒµP{aCDXn�Ú6Nhm`l„Ñ6�Bá\¤™M™©·ÍGÚå®aQJ’„"ÊJíDú…ûUó;ì’`0›şÚHaà+¸�mœ®ÚØ‡ÚœU¦SS¦ÁÛfF:½m^Îë�Éü¹zïh›ùG�-¤Ò!Í—¦ÕQø 1)à¥r0ß6í›Ùhş/Ò£†±Qy˜hÚk½�7×7Ä™v"ºŠéò6ºlCb©±äÏRë+äı8&ÒˆÈØÒNïZ9"KZ1Ó¸�V�ÆJDh½ısş·ÆgYíÿîì"ŞÌò®ùÿW ƒ1X¿R8[m^+Ó:^Ä¢-Œæ…V¾ø‹ñR´¿�h®}‘~§“«işV©b²%…Õ½5R†¾~¤éCkåƒ=éğ”ÍŠµ$$XFjEèÇ‚‘<æ„òuğï<`„tá{°RhÇùD¥²İé$RcKÊGÄÓFŸ��Ä™ögbc”BŸ9¹çFåĞ�2ª³?'úP™ò!ºşÃÇŠ®Ì7JY2Ät«â¦RÚgÉ�œÕÖ%ä¹jDøÊ®ÄWaØ{ûd€Ç™Ll`Wœ„iºäô�Z4�H[—��zı¹U�ÑÄKh*{T&ò!É*ÔÓÏùDÑ=†Ñ`¦RŒ¤b¶Œ£ñjˆQ‘›Z]¼,¼Œ §IEFó”Iåß3Äâe¾gıcÎG–Qô6çİ¯g~i±(ñA¡Óq¤Ãµçntzê¸ŸÏó(‡p]Ã<ãÙínóĞÑÖël¹l·#™ıw×Õ ò©%bŒ5êÕ:³µ¦sÑØ—¨œóGŠt—iäÏÏl�×Å>ß¥G/Ow5øR)z3+ AjL�2K�¢üî§Lu¿ˆˆêË¨\~?ğQ�î}%ŸìE#É0K±�J}Ø/wÍäõLÂ§}3™«÷ôTüØ°%" �7]4è�ó¦‡ù–,¸Ş¬–‡ûGúõr±�éíâ~Ä¦,–‡ôU&÷‡õrŸÌcá:ŸÌ>/vÏ�M^,_›ùêß‡g¯®_½’RÆçÏŸÃË«)4!)@«()jhø@¶MlÇõ-›Lñ½ÌRéÜ\­óŸIåİól,ıU+UµRwŸ¨tË(¸cç¯6‹Ã?)¹Ú@òh¯ÖûÏ›ÙÆiàO˜ÿVÎÿËä—J:XL™ÉRáSúQÖŒj™^Áö�İúğÇı7¦àEåwí/ëO·‡õîìÿL>µ?¬¶ß ~‰ötS�r éVÇ'ã}³ú�.ÆêîËúóvµ;üŸPoÿºûğe¸_?ÔızŞLŞlËÕ‡×÷‹Ï·ë%Ln¦ô~ËH�ÿ�,º•öT`¥!„�ÂlĞAÁr›Ú6APñÏe­Ñ°iåDÃ_mòD¿m>6o›»†EÎs®@/KA¡ˆîWÍï°«†Î¦¿R2µTP…8Q'ê3ê¨´-�ª£²¢<#Óàm3#µŞ6/çGx«ÏXEo�frË*M�3ÊS¼sŒTbq,{3Ëu’JtvQùt×z>ŞSò*“¿kLT)wTP8ª�¨­§’º@~ä©*ê¬ç‡e6—bœNŠÙ[©TíÛaÙÔ^ZGÅoúåRƒ2–6¯’Ú÷3*IqE2íLË«‘şizDlSDÖ]Sû2%±Ôe¨k1—XÜvİ¸+êßÍ Õ%, ırIAõNH«4çu2…+–Ô–Œ1/IÍ+0èZÖ±“:4ÃËj—†ù¡‹©KçÁ'›:J²2šç�÷E¦ú.+ªMîDÖŠé‚!oz*Ô%ËÇÙiòYŒ«…Ê'!ÅBÆÍ=zÅp®ËZÅÄË†ÚY��ûìÛ¨¡24\ê²&áEU;ãì%IRé£OK‹éBil7¦I„Í1¹Oéd‰¹›wËe5Xœ-íeÑ8¤k’7Y{mÒ—©=^ºY¬LúÙ´�¥—N2‹İ¨ôYëX¾êÚ�ıüÈK{�«ïe%²º6yL‰iƒ{‰ÂÓ¼ó�8ß_Kø�`=èÿendstreamendobj70 0 obj< >streamH‰¤WK‹¹İ¿BK{Ñe=®^Ûñ!‡8n˜Ea¨Ø8ĞÎ$âaş}Î¹WRU}İ�EhèOG%İ÷KaYÜCØ¦‰î!n¥g¢Üƒl©ÕöÛCİz)ó[ğ[+Õáv?�lµòä€mKÒÜ¸Âó¤i'Á¯LÊÁ‹ÃåÜœß¦.®oÒÏù­‡‚ŞO`°µğ5ÅäÒæ%4)“¾•9ôùÄJruË5M06LA½�É×eC8f�n~…Ò!k„Ü”Q2ˆøÔqòóíÓíıíß.8�¿à¤wÎGWZÚZ€E¿Üø…ÿaÒÖ WPM`…I:Ìà¾�RÜD”©”†Q�Å­¥`�—àE÷ÃO�ºçNCÁ–*e¨$ †–ş�<£2•Ò/ĞgÒêº®Q@=l4OÚ¤Ót]àÇX›»HøÛ3Õ+ìœT/ H�Nİq=EŞ‹IH:&å—C„�Ø®°(¥¯Ñ´Q\À9ZP0àğZ¯<í!æ·Û¤–·œ3OGÓ¬jyĞtæâYC¢¦•.L¯šÕm^-”k¦¬±‡Ÿ“~~şáİ[G�oì“y»�[Üêğiµè¾~¼ıèş‰cQH¾Õ†M5RÁ½rÄY#Ñ¤u�A!Xx6{óû/Ñ}ÿ3½§ı¶œ¨è>¼ı#”ÈîW'î�»e„-d=¤ˆL°Cˆ·7zúiÿø÷ß}ıé_Ÿÿ±»7ïŞBõï¾‡WÂ¿ì—A–[I¢ÂÂ‚L©=c§- ÊØpuó±RØÃÿôílÙv„=<”}4×t,î±ç2o)Èy§nd‹Ï=ÎÃoş²œ§ŒŠ+$ysäûÿ[[DtC}¦,8&ÆaÙBìÏ £4•GëÍd>'ÀŒº*Ï 9µ_áY5�R–.õ.-‹Zğò‡„à)à�TF7h%¤l�r}¸$xI†¬ø_W�ç�\©:ÖRG€-JMs¼cF5Eœ+EóÅÁ–j7°Åd[=ÓâAó¨_«Q­•WA&Ô~$ëa�zQ%:I��)�ô„¿T6]¤ºE«$‘q–N5ågl<$-œÏ%Y�…"Îf£øÁ„~Zıƒõ¤š×‚—~«Ù[Dh$cãéØHğÑYºÓzT‰sC…elœ„ÙYÎÑ5�ü’Â[s¿óØ8Î’Šc/n ×Ôrºq�—¨óÂ³�©®zâ­Ã/AËjĞ8¯@Q»¾emÊ-$5BhEı …-a$&ş{:6m±ª•*>ÀÛ‰�tÆ†Á}H1àjù~œ>c6¿ŞD=+wQa¿kÆ�­]FĞfBòí’a•õ‚”sÊBü!µ‰ÑÒ»˜tşóÒ´XÚj¿]>\îÜ¼p"x -š5ì‹¶z‘‰á¸€yU²–¶Ğ’p`ÖA7/Â%X5çb¿]öÏ7î¨]X]¤Xâİ›8xÌAemØ·~jAƒØş�‰Dêc(V¸XBùOAN¬T‰ÊÖ0aËò=­a±˜?1´6�g™;h‡fDä l~Lf¾ZLñSP<¤C~dË>`ìjÖ:¹Î¢#pŠ,X¨â-rP#llïè«^E˜Ü­°ùAkl°ízzã„•`E×Jn±«Ûßd¼3ö%)¦újsãPeşrÇt�¿fÚ‚;‰³è°±ğÁ`†$Ì ½ßÖÒÈ2ÒñÂ†]QŸÒ�‹¤¹xqTÃO‰ö‡Ğfù¥•Ÿ³¸T_3‡×wÃ°â0L³2%;ŸnÃ¨MŒ£T2æÁAß¼k¹åuÔò½3=Q«z�XGæP×>Fèd“;Ê™›Ä=�ŠÖŒA€ÒkbòI`c^lÉê`ãëpysÚ…uWcœıPŸtLeKõtˆİáy€/KÍuÈj^§Ú”˜÷ã•ë50ÂÌ ¹1Ç*ğIúx¶±®°ê�ü"UÛ)%/®¦ğ�$bì™(ñ®ñ)�V/­g™°#ÊQmHe’ú´¬mTH¸»Èá”¬ñg.Û•~êáìÓÊAø…�¨İæé¸rŞˆŠCé«ëà †Ş6Qq†¸Mµ�…8¤Ö“ÆG2›$Mÿ§e4¦ïy¦4î£³”40­-ú†K¢ÍĞÃex•a4İ§OábOf>‰VH\Ñ:je„4öTebq8ø[”špûâ%»ùRÍràÔ8ôQ´cd†S¬¦]-÷¦Ñ-3Í%ûÊÜé2Ëë‰æÃ¡ö-Â5Â1C`“œ�!ùÓí»Ç^ìß<†¿á¼{ü„oÏÇ�béêWg�Íå¼Â–âY¸İã—Û_^ıù5-â^}¦ƒ÷ê—×,§îÕÏÿyMõÜ«¯¯é³ê^íÇ‘¿>şáöÃãËc<ŸµEğÎİ«#4�9à>a<ğNCgDv9NœXm�V2A˜4gÊ¬ÕAô;Wœ$Î_Î—.äN¦&ï5á<4ÒQÍ­bí�•ÀÇ¶Ğo`tùª›ŞD¦5Ïl§ıË•;zf9–€Ï¢�ÈoxÍ‰ ²"ÉLû2Î»³ÿZÊ#ôn:{iòĞ+ö_SËµ¨.4(N'ÖÒPG²úƒs{m£êñ½t�õô(ZzY)µƒF‹(ƒ¿3Â/ÂEé#3cŒD1n¾èGó‹óm\9(ÁRÓzê4¡OÇFŸÅ¦Ü8c%È7Ep‹@ïI´ÈE•}ÈÊğóIæƒI'ûµ1+ÊÔÚLÓ´T²E˜q’ö+Œc:¹˜%‰ùúØ—m":™�æ3:ãùÆ¸£2ˆ(Quòbi¶"í3@™Íö‡V~é¬3ŒºTMÂL«Ó\h»9Oc23{‰‡mœ¾‡¨„Ì‘ƒ…9yNFÒ4$9ÁêË%Å:±ç\tÜ©i`Úá�¯×®uÙÜ,¬èœ­L0çT}ßl:ñ2J8ûtš‡3¨%�NÂ8ò°¾�v£Ø•n°æË®ÎYa´bQ¡²oKMÖ%ÙFÉ£m@{·°k$?ßY—À=I]t-'#‡¼É˜ƒ‚ú`ˆÅHL²äŞíI ¢.ÕV >/ExtGState< >/Font< >/ProcSet[/PDF/Text]>>/Subtype/Form>>streamH‰¦‘MkÃ0†ïù:Ú«’bÇÎµeÙeƒú¶�Â66ö£°_?Ùi`í¡,Y¶Şç^çfµÙŒp]0�_ÍêFK¯S³Ê¼#-æ—†�ÈCÁ³dí"¿%ßƒ”¥!xˆ-!w!BşlŒ�Ö¡ÓZİ`k˜g›°³·‚æÍ²`¯ÕÉ>åÛJç™^¡RğÇäì+LC�qûvo�ªëØù»*Gµ½´&}+µ{Î’`'Ò«JÄ$±ª˜G�Íï3š4Ÿ¢S�äœÃ<Ö ê¬®ÅÌÇ·�ë…³.b³Ö¹c½¸l�½Ç”$\pè‡şÔ!FÏrîğzù�Ÿ©¸“òÅÃUnş2ÛnÆendstreamendobj72 0 obj< >/ExtGState< >/Font< >/ProcSet[/PDF/Text]/Properties< >>>/Subtype/Form>>streamH‰ÌWMo$·½Ï¯à)pjñ›Åc,;‚l�@¦„YÙ»†vK8È¯Ï{UdkFŠo`ÆbGıº‹¦ÅúæåÕµwW×ÎoÉı�üÎ]_ıåà·â~rÙ½qŞı€ÿr‡Ëo°àûÇÃ�âø\É.Ç­wüpà›‡â3şŞ®;\şõşöx÷ö›‡Û¼{t—o®¼ûò«+wøñ€…1lR«ku+Y\h[KÙ=Ü¾u—TíøH–­$U.:÷xüxÂİâj).ù­Ê‰yëAu¸([ÌÕ]`�V‡–‰kŒÀşì1o1¥Ú–a�3Üq¨�¸n=§-¤î€bweğ[¶Zğ)l‘ObPZ¬”ÍÇLY‰b8VÃĞ(·NTŸrÎÜj,õ<4*‘F)½x,JæèT%+'°àpÁ¶!bŸ¢ŠŠ¢ĞãøÆµ ózŒÄ×„Š‚/ŠR¥ÛQ‡³a¯{¶ØğE5leÈ6øÈÃ¤¶SáaD¸"m±›[ºIW˜Z†Z÷ŠU¾lªP¦İSŠ<½U·šD—Í§F³Äh›KQñ>ÎO~‡¸ÇòßïX6}p7šüéEÛR‹¦Ñ„®nÅt�d²÷aRA,4sYÑõã#OqÚr’§HäßÄÏ¡ĞÓ>Ë\\Ë9ÎÅíÚ�ïm×­!e«¹¨¥ºI¨ÃÊ¥DâÚ,Ì;¢òŠÀÖMí¸µJ�2@Ó·ÀÉ˜áÛÆ0Œ`4ìI®µå¢c×Îù„è±8êx�*\–«Z§å¨°!Å™])ZFeÄ¦o…@Å&‰ÜÈîĞˆ&xdM�DÁÈİÂÍY4¡XÁsCÔêşúÂ%Ec*ÃõÈŞ.t`Ğ`E2h�á#‚1œ4Û:¬ê-�lO ÓĞFì�F¦wøUñ¤‚!X˜Ş1Á¶5<•0¦DÂèaæš�CV>fç9G~'«X6‹*Y‹K­²ó#‚-PN9}H‹f-¤¿;ÑºÓç¾©¨?ÓZËùí¶¢BZ\OYïÃ¦¤ñ`(f¨›ÏG˜†‹ŞO­²¥jbõœ•�%X!Ïéõš��Y4Š�J±„åö{Û•¢'�QÓ•êÏ§çníh;1ö_Ö@åU¥s¥¥�Úÿo ú���7(ÿ‘ñÈNA{F±¦`Á£R!ÉĞØ{91ûødµÇ'£==¡Àgµ²¸W-,È˜¼¥LÕiö¦<@bC÷ÅQï¢v�'”$ÄCŠ¶Û<�‘›‰Åc"Ó„ãA{†¼íååäI�7 ¿ïou�”DfÒØã{Å�n„Ó$”âÚÓy!´tòë^Û.;ÈêmŒŠé> ½�u=ÓuúPTÓñ�©—¥ï"6ÙêæÖ;$¯­òúO·‹œmTÍÚÒ€:RéöÍ‰vUwØ÷l!šq/:=G©øv›ÏLz>ÛNcrS]`ôS+î¢eÅgd9m‡ŞZ«×‰w$\7`áÆÁ��ÑC‡­6€�õÁàı”lN�o‚NÙ»3¾ß±×q‘>ÛO˜JŸ�e¡<¹a6ê;`/¼iŸG¨eµk‹;+¿ÅfãÇ×ÎÔñæ7ßúÉ�&~µˆğŒB“X¡ãIãĞ¹Ù2 Ú.E'j4L¢ßx%Rmk:)TNÃ¦[eˆ1í+hzkÊæ›VĞ‹a>VF•Ì6˜é]ˆ£{¶r¡MØ”£¬Wuí‚}¤�(êª6½áé]u�³ï–PìĞ�¼…]è:�™÷BÕq:„6#Œ7´hwÌqU§oŒ‹Vt9ÉV»¾iµe)×IOUD‡õzbYåø×ušÓ‘Å6Œ©0èØ¨9‰…^÷«vKÔùH{9�­jW™âª‘Ş‘p°ªÙ]‚¢ É­WIL©ÚÍAjĞÔ¯;¨Ø¤™0``ÛÜµ�wRyŞ*{›'%éÅÑ}ÜÁî\6&_˜ÁuNn¡Ï›%ÆÒÀAİÛµ”•Ãğ°4ãhŠ{½^X%{Ø¸D»fÇt÷�ºˆ�1¬ 7‚İ¼Î¢8c�A¯ÏàMÚş¥'yZb€»YıN2faía¢í&²j Ógvp�Ş:a&Á…wT¨>€Wm ^]æVÃ>¶c×�–W%�ªÕ­DìXg™UÏp+b%GC‹›Ñ½Nd—SfÌş5Ä¹ĞÏG×Ò´CFòÏ`R­yF¬^!5º·Îƒt<«Ì¯f°±pXsìz¦YÅ¼Ş‚Úç8»ı,_÷S_÷s_÷Ÿëëğº¯ë+¾–3_Ë3_÷_Ğ×õ3}-/à«¾®K_‡Ïñõ×o®ş\^]#ÕuÊ(ZÁQsİãñã!öæ§}6Š˜NV\:¾é¬»TvVÑISP¦t]Æä-{£™‘äÆ]9E"Â",%&ÿA9B½ZÑ‰×Y†À‚Dpù‰K’!ñ:ÉX�”�xñk“í2¯í"ª`Ø²¦Úe^§ÚEVTÛÙŞ—TSfA5EVTW!Ô”%Õ”YPM‘UC·Ä¥qI5eTSdE%ƒÌ:úv™ÕYPe/˜×9;D9;$V<Ì8¿ÎÚ]fÁ4EVT(!¹®Ão—YPM‘Ue½¯kª)³ š"+*áü½¿]fA5EVUÉcLÌëğÛeUiŠ¬¨B×›Ë’jÊ,¨¦ÈŠ*¾­#p—YPM‘UÁµ$ü�²>eTSä7rª_ÑW¿¢nTm�Â»Ì‚jŠü6¨jàEv�Â»ÌëT»È‚êË›ÃËòò&ü�·‰‹îæˆ!óæ'ş<ò~ánşÍç\,íÒ�œ`º�Ğ¢UÜ5Kt7_üá_ïoïİŸïnßºß¹«Û‡Oïß~çşøÏÇ»G÷û›”%Ë_İ~º}¦ww÷‰¾¾9üG€n�endstreamendobj73 0 obj< >streamH‰lWË�Ç¼÷Wôqö°Íz?�¢,`À„ĞA¢I‚4v—"iÀ¿ïˆÈªîÙõ^f&jª²2#Ÿå·Úzï·ı¶ZÃz¶VóiK.®û2`Şz«·Suóµ¬nşØ—OË»åÛê±äğé«ÛZŒk*nëBşñ¸àx‹«}>,¸Ï»ºæ-TÁ¸•¾êC CrÜZèÔ%Tüî™?sõkÚ\Î¸wÀ²…�xªoµ¿@¶È»Íõ0ÄÄvÈ*5ØİêÃpæPÌÃø”O½}Úb°È~gç×{·È#,!æ&TC!jÍKrÙzÉsáá\(›Òtà„’Và¿wèiwQÀŞ‚¤›�÷mËÅL6Cæ·‘@Kç·­Di�ü:Yâ7nŞ{¿¹HGOÁ�š^Y°Z€óyæ×y›ŸÊì3"N}�òÃ 7�ÅÏÍÇ>©ùÅOš`Ïd”Ñ[\š¦0ÉO(!òÜ�nNeìîø»#˜Pùqá±‘&°´—iâ†c‘�¸( Y¥ÁU''WŸÍjgYD˜CÜ=IépîH�äÿ/iäMÏ…¸—á�T÷š�¼PêJãÜ=QI"œÉË�'‚ïJ’¨¶ùÜ_YûjÃ!MS;îÂ¦Ş=àääòTsWàõ¦cÆÖÃNÄT¡nÃ9Æt\r�DÚB·ã9n¾…ÓÇÃôÑ®R¿uaÆ†üÊBØ²C%�¸Åé·îüXĞ•~‹!­‡Bpi5X†RG¥¡EÀµİ˜¦VãR°ÿaro? 9Åím<2�3LsUõëğ®W›Qî};�ŠZSâ/à±Ù"H’„]ã¼q½E¥©¶Ï =4·˜>ì²�¿iLˆ“ËcMXÙ4IµL›Œ+Íû‘¥Óa#‰'ü¬Æõny{]ªÒ¼®>WA)K´ôõú¸ü~ùé†Öõ²ïïTK.?îP~õ•¿~¿£õëåËøY/ç¶?®¿.¿\—oê€·V¤Æ÷�ËoëPS¹êø,ˆØõÇştÓGúgI­®) ‹<:©Ê,]ÈÌƒ«}NìWÍJq{uëÁºBR3f­jø9é™“us)µ('G_�{³#.G��”aJyî†�ŞŸÿ74�f\¸"Âá‹¬Ô-qØ[ÊvW¥=0(Dín[Keè+,_�¡�KBà`±‚•Tµ;0ìÙwƒÚÀĞ­‚á`mIC8Â0@Sf3îf’†�Ğ1U†–ˆFèëP<Àq‘MÁ4÷¾2ÕÁ1nF\i]å)"s�7rğkD¢‹Ä2ˆ¨Ív#˜‘¦ø¿;«´¦4Úd—°�ÚM<±oÕ„ãîNÒ�&å¬Çi¸Ş·Î…À¹€Ûi(¨UÛÅ�00[Q¨ˆ%pæºr9Ñ_šR/’}O×)«<‚�D€'–$^)ŠfıD’î„”Şt²pAEÁçhÃòÄ^AròAsÎ!óßöˆ ›v™¥¡O”VY-ÈH4JŒo¦i«g“MlÕâ–œÒÉ›'8õ©TGş[š‚Ú#î(º"¬²¤Æ@«àòB'ql�5›ÚU¸† Å)‘*„�GøÊøW¨KSA@ÎDW¹+X±¬¼�ÿv–V8ÉH„ÚÈˆWç¨Çª°,ò$ˆ±¬A¹â3‹ ujJ5ÈüD$UŒ¾Ì;şÎêÉLJ:–ÑÇ¿X™˜¯pìD ¤{Ûk¥´R$&Â>•Ê�XÆãÜ›Èx®&7ŠOÕY5Òª°¢ªŒ—Ø€0@=Bxƒõ/"z2×†ÄaŸ³:<ü¡:äÔY@tNšÚhÃgòZc½Eƒ°‘�©Ê€Q™ıx.89èáX MÌB”J¯³jg3®ÂÀkV ¹^õwá£‰£od¬­�Ü§+àgSLâ££yu¨ù ‰£v*ªE'#ŠhZeéÆî0Û]4†�ÍhÖbÎ³T±3³Ã¡�%"Ö-˜âª´×ÌË²åh3`ÊŠ¥Îaò9Säµeöïeù®cp£Ğs)g¾Õ’ãëŠ!‚’­ÌÑPşò^Y‡Êƒm��œxiNéÚŠúNG•�ğª9BbÜ�­Õj‰SšV4:úÊÌ$’+ÃÜª~”§Ê@üĞ@DŒ‡]4�õJåJÌ(×6¶^ÑÆÆ¡™aE¤z7~ÖsIÅŠŠ¦Të »�!o�¦�ã@MlCêZÎêª´rÓó¡1¨Èì^z*±Ôã‚è’=42!]šÆ�.g…×Ê&hC”¢ïxÂ<ØYÁ2#í™Êªm¡gÃr-wWí†sğ'9„$qÁ�·@z*°ö¨¤©Ç¯ÖÅ!˜.ƒQ\�Vİ‚:‰GãcÔv{µqIs0‹\’•gzîä^NNè/©ğ†v38e›c‡ó—�å@öµ/£¼4eN´·K,,ãCãfıÙ‘ò�]6UKi(õ�šl³Ÿ·–¨7¥¾:4s¹ª(è ò1íæzåfıöÄiÏ®z¦Å¡Şÿs÷dM*Œ,>e'É¸ÎiœwsœGˆÀ«®Ú{5Ã�ö)Èq›=½\&`ˆìĞÈ2ó[gµ·N@�}µWˆ/‰!ZÂ¼€�%ÎÛ­Ó†C9¦9ËÍÔ]/2t�ñ»êİaó..kzÌål�O•`Kfd¹ŸøáÀ(C}JÖ�Û,ªó6äÍx¼RÀG«¡�¦»E;m†Ìo{ªĞ�o{– …€~?X"ŒM<u-ÌUš5'jvÓ¯,è„°Ëùh�=®3Î§:ûŒ‹Sc#ı0ÉkùlóìIF¤¥6Yr8‡c>Jœ.›O(Aæ¿q…ùv$¦^.0*$%'Çµ6±­½·�­Ùb¼·&Ï.¥Ÿ-@Åô¯u´s8æU’«ÌáËAL×©ja&PÍÚ�}4Ú»Æ¾.}jÑaç]‘ï¾YR¥a4Ô "¢wêõrá8€RyÂ�Q:nÃ¶~jÂ�ßO=wdäúaÈŒÙÃPá/¢šcõI‡J_'—¶]8™Æ‚�z¸±Z¦�ìıdeyøĞó�^YzÌ>'n1%¢’»<°.DŸT�u0äESGê"®rõ†1%Ò�Åg½1JxéLbrÆÑyÔ9rŠÛÛÈh�öYÄ+}4gGA9µÒáÇ )ûpkÒ¸?Ãà9:¶Z™ Ãk\b‘7®·°4Õö´‡ŞÒ‡Yñ§ÕJˆ“¥‹q&¨\š”*Íİ#Íû‘£Ó[#…'ü¬öny{åÃ¯;Eè××ª¼�sGgcs�#ÎõqùıòÏ;*¹^Şß¡J¯—Ç?ïèÉõòÀï¼^>ş¸ûãú+ûæg–T“õÇş´¼¹úa\Y¯Ÿğ'î;®c°‘âõ’ÖÔ`]‹¸ìòÓ‡_şóåëÓû‡õoOŸ¾~¦Otwı÷òËuyó�‡÷ûÇışşÏÏ_öõÍßFr½ıËÏëòmÉ‡0„Áqª”è©ë†áğûÇå·õi±©Cš�­<ã)[,nç[fvrÇÑàÿG}ã ÃPtï)zh;Á{;tè5Ø÷ßx¶‚#0U‘+É·¿Ÿc“‹Q%¸>ÎKÿ)=ÈÆWµåƒ»·‚Ñ!‚KNV¬ı½ğ©µ}YˆËM”t‘>¢;³6ù„'Ño–˜ qyºôë_<ÑŠŠÊqÿşN*@\„?5;�…e@ĞÈzŸöù¹üäRW[ì6^ÁÍÅÌ§§-VHÎ‘L<Ál×ãQçíI€ù%À}`endstreamendobj74 0 obj< >streamH‰dT}TWŸI˜IÀBÂDL$ä•�T°D? œ$`„âzº´º»*~�õíÖú±¶k·º»*‚UÑ8§šÚ�ö(‚¨Ô£ëº,*Zï¤7wBıc÷ôœ™ûî›÷î�ßı½÷»$á'"H’ÔÌ�3«pÎ¦Ã¢jk½Å^—»p�Ã<%×Z±Üá[ÕóZ’WûñãdpëOkÊ§`0�t~œÚ $DBÂKúÏ²Õ4Ú}Al\òôiQ‚M�±#6qÄN�bãccãÙf[©…]ĞXç°TÕ±9Õe6{�ÍnrXÌÑìŒÊJ¶À—¨�-°ÔYìõ¾�o±±Ö:ÖÄ:ì&³¥Êd_ÉÚÊÙl‹Õl©,µØ+,v6Ó¾ªle•©®l¹µÚRÍÎÈŠb-«Ë*WÕÑ•�l¥µÌR]g1³�åvÛªŠål®µÚæh¬±N©İdod³ªJ³£XSµ™­25²F»¥Â* ´AÖj¶Ìbw˜„qÅ*»µÎl-sXmÕuÑ1s,ô%IdÍ–rB ƒ$1AĞ!&Æ+ˆ1MDÌ”¹�„� bA$ˆ#1ÏÇ�‘˜OÔHjÉ }39ö¿êIg§³Sìä×3�P_Hƒëöä¦èÚö�ëáz»µNµ+! Ìİì³ªÏšà¨çæö‘´¹skÓŞ}·¶×å:Ò{[¯ZÚÄËÚ¯æu!å¤y�§�özç¨'åÇEF:ã�=s>Ê8I¯úk_€ƒÌ/Jü~‘Õu/˜š”w@¡ZO9£:°MT'}L¾j<åä-·>40K ÀÑªæ8„w�V÷]„êÔáx†9QsÇèŞÆ@ˆ[üÄÀœƒ1NĞ@˜Æ€®ÔBLj�c825aôĞÉùC_ƒ¬á@ÃÙåx¦j�’�ÅÕ�P‰á{¨¦„íJÄà�êï€u¡®óó$``Bå”àÄßPªö ¢T-E_dã8JŞu j9¨Ptqbè‚cÖäAú>B‡5P›G@Q&ò2(ÄÏï0ÿW5¦Ä‘-°]Ü1°�Ãí¾İÍäPŸ²Ô©I’·e: Gì00WhØë¹LÍ¥åk9~ˆ#Ïºá{�´/=Z"Z°8,ìC,ÆŒøŠ‡‡[ "ôœæ—¢31ó!òO�2!³Œ˜¯—¨÷düÉ%)¿�¹øù…¯Î´I_‹\�l£¤¤daÙü:©¼™ãïqä%7üÅ-æÕz$¯†á·°¦j@f¸Œb”Å¤£\ç¦ï\ºt÷æUS*p?n‹KÑeI´p’ƒœV�ìº{¾[õRğú™'{_™Q¬‰L/�IMïØ¤›McÈ¶ç9 ×‚F»Aıøı+ûõ[$*¾ç“«ïi@ƒ’nôGbâôşÖ·óÂ™Ú;7JR'†WÄïò•IøXy°5=U» ÄPÌ×&ÑxÉ»œÊ…Û’~xˆ†¦,µÅG&¼à “#ï½!2šˆ7äø&Â-¾mÌ5Úµ—;ù­öÅù¬ˆˆ¢éH¤½ßz÷÷zæ˜mÃ‹À_¡÷_ÁXP¤¼Bµ±ÈVbÖoÜ²š)¸ÁyƒF2?ï†b�lwC¯pRçx3Üš;yÁÌğ¸œŞ†/÷�H¿¾eĞaCÎÆ”nL„E0®B $cCSf—§Wê7Ò Ş9�rİY2k«P9È6Æ]BJë;@G�ç�b¾É“Íx�y¼?�G_Ë¨[4ôÈ)ŠìíV�vç¹à{W�[5‹ÕpÜjcîæx)²0*W \£®ûÏ‚‹1‡u›%ªÁŞO9§@z0ÒNáˆÅHçcp27ûÎ:]:$2�ïş½§ç®%:)kiLLVÛ€N5ü;`†zÛz—FF¦-MJJkÒùÔvCï}ŸöÉwÙQ†Ì,ClÁÕGÿ>wsX�5ŞZE;İ¨…ÚVá<È(zŞÔ$NÁTüA}ÿ8qí˜~=aÚ
https://www.littelfuse.com/media?resourcetype=datasheets&itemid=bb65f47b-66ae-4417-a915-a0cd217f2973&filename=littelfuse-fuse-473-datasheet | fuses | %PDF-1.7%âãÏÓ34 0 obj< >endobj xref34 1120000000016 00000 n0000003059 00000 n0000003186 00000 n0000005177 00000 n0000005216 00000 n0000005352 00000 n0000005488 00000 n0000005624 00000 n0000006051 00000 n0000006569 00000 n0000006976 00000 n0000007431 00000 n0000008075 00000 n0000008266 00000 n0000008900 00000 n0000009496 00000 n0000010036 00000 n0000010071 00000 n0000010114 00000 n0000010553 00000 n0000010666 00000 n0000010777 00000 n0000010891 00000 n0000010974 00000 n0000011363 00000 n0000011787 00000 n0000012262 00000 n0000014865 00000 n0000014994 00000 n0000015249 00000 n0000017627 00000 n0000018598 00000 n0000019388 00000 n0000019579 00000 n0000021817 00000 n0000022008 00000 n0000024073 00000 n0000026770 00000 n0000027305 00000 n0000029885 00000 n0000032855 00000 n0000037812 00000 n0000040460 00000 n0000044719 00000 n0000049078 00000 n0000049620 00000 n0000049996 00000 n0000053253 00000 n0000053585 00000 n0000053874 00000 n0000060928 00000 n0000060965 00000 n0000063354 00000 n0000063694 00000 n0000064059 00000 n0000064428 00000 n0000064919 00000 n0000065311 00000 n0000065362 00000 n0000065431 00000 n0000065514 00000 n0000075948 00000 n0000076208 00000 n0000076368 00000 n0000076393 00000 n0000076693 00000 n0000077253 00000 n0000077504 00000 n0000078422 00000 n0000078688 00000 n0000088731 00000 n0000088770 00000 n0000108980 00000 n0000109019 00000 n0000134181 00000 n0000134220 00000 n0000154430 00000 n0000154469 00000 n0000177343 00000 n0000177382 00000 n0000198372 00000 n0000198411 00000 n0000223573 00000 n0000223612 00000 n0000244602 00000 n0000244641 00000 n0000252795 00000 n0000252834 00000 n0000262877 00000 n0000262916 00000 n0000283906 00000 n0000283945 00000 n0000293988 00000 n0000294027 00000 n0000314237 00000 n0000314276 00000 n0000339438 00000 n0000339477 00000 n0000339862 00000 n0000340247 00000 n0000341945 00000 n0000342204 00000 n0000345670 00000 n0000381709 00000 n0000382094 00000 n0000382479 00000 n0000384705 00000 n0000384969 00000 n0000385119 00000 n0000385268 00000 n0000385425 00000 n0000002536 00000 ntrailer< ]/Prev 531463>>startxref0%%EOF 145 0 obj< >streamhŞb```c`àJg`g`ØñŸA˜„�2ì,ç4w;00øícXUu€�àğH¥mŠBÄ�„§Nï™qÔÉu‰ÛÒèÔÕÓ7$�œí¶rš†ŸJ¡�Ë)�ƒÆ…ÎİáóıbCîU2Í�¶.î ·Z®Ô²¤�NpEÂ+: "Â––––k€*cRMK+‡)„¹„Øß[é\ .+•d`_ÇÀÇ�‚Œ“ß2Ö1®cÊfXÆ”ÈdÍÄÌÀÅ Ä8�!‚!Œ!’ÁŠ1‡±Ÿñ—CÃ3NCæML–q,eXÆşƒ«€ñçoîFa.{�.�wL¬Œñ<�9¤Kx8m­C#/1æ3H1è0Xi¬dxÍĞô�0“8Ã#æZ†�êJ¦~7ø’!t¤#_àSDËdà©±‘Õ2f0f°u2¼â-ìYbsÌdxÏPËPÃĞÂ Èø‚Aœ‰…Á–qã†{ŒEŒÍ˜q$ÃÀşû2�fqX~=t¦²l J¨zT…6+2pHºAùÛeË}·endstreamendobj35 0 obj< >>>endobj36 0 obj< >/ExtGState< >/Font< >/ProcSet[/PDF/Text/ImageC/ImageI]/Properties< >/XObject< >>>/Rotate 0/Tabs/W/Thumb 28 0 R/TrimBox[0.0 0.0 612.0 792.0]/Type/Page/PieceInfo< /LastModified /NumberOfPageItemsInPage 6/NumberofPages 1/OriginalDocumentID /PageItemUIDToLocationDataMap< >/PageTransformationMatrixList< >/PageUIDList< >/PageWidthList< >>>>>>>endobj37 0 obj[38 0 R 39 0 R 40 0 R]endobj38 0 obj< >/Border[0 0 0]/H/N/Rect[73.5141 470.698 111.034 405.0]/Subtype/Link/Type/Annot>>endobj39 0 obj< >/Border[0 0 0]/H/N/Rect[151.868 469.287 201.051 405.0]/Subtype/Link/Type/Annot>>endobj40 0 obj< >/Border[0 0 0]/H/N/Rect[237.658 470.698 283.631 405.0]/Subtype/Link/Type/Annot>>endobj41 0 obj< >streamH‰\’Ënƒ0E÷şŠY6‹ˆ7BŠH"±èC¥ıb)R1–!ş¾&J¥ZÛsç�QUkÛÏ½ûQ78C×[ãqo^#\ğÚ['`z=ßGë_­Q7Ë4ãPÛnEÑGXœf¿ÀÓÁŒÜˆèÍô½½ÂÓWÕl jnÎıà€v†”%ìB¢—Ö½¶B´Ê¶µëı¼lƒæ/âsqÉ:�¹=œ\«Ñ·öŠ¢Ø…VBq­hÍ¿õä™e—N·^ïv¡¦`>Ÿ˜O�S�I)&�™câ„9!N™SbÉ,‰3æŒX1+böJÉKrNI9%k%i%× ©†Œ½2òÊØ+#¯œµ9is�Ï×yöÍÉ7ß3ï‰+æŠøÈ¦$>3‡C+ïWÑ~û*òUœ_Q~Åu*ªS±WèèÀï'KG^<îUß¼Wº>£õ.é{‹�—æFAEŸø`Ó®ƒendstreamendobj42 0 obj< >endobj43 0 obj< >endobj44 0 obj< >endobj45 0 obj< >endobj46 0 obj< >endobj47 0 obj< >streamH‰\Ôİ�¢@à{�¢/g.&(]]5&ÄÄŸ™Ä‹ıÉºû­K²A¼ğí·g2›¬‰z»øª�ïûC×N.ÿ>öõ1NîÜvÍoı}¬£;ÅKÛeËÂ5m=}ÍŸõµ²<->>nS¼ºsŸ•¥Ë¤“·i¦¸§MÓŸâs–›8¶İÅ=ıÚŸ]~¼ÃŸx�İän½vM<§B_ªáku�.Ÿ—½št¾�/iÍ¿ü¦Ñóñ’˜ºoâm¨ê8Vİ%få"½Ö®¦O¯u»æ¿óf\v:×¿«1+üy±H_)Ìr`È¯Ì¯È+æò†yƒ¼eŞ"ï˜wÈ{æ=òóò;sB–�ƒ_2/‘éñğxÏì‘…Y�éôpzeVdc6dú=ü�~¿§ßÃ
https://www.littelfuse.com/media?resourcetype=datasheets&itemid=af55be94-c42e-41b1-ad43-e070e09443fe&filename=littelfuse-fuse-217-datasheet | fuses | %PDF-1.7%âãÏÓ82 0 obj< >endobj xref82 1320000000016 00000 n0000003559 00000 n0000003699 00000 n0000003733 00000 n0000005839 00000 n0000005878 00000 n0000006016 00000 n0000006154 00000 n0000006292 00000 n0000006423 00000 n0000006948 00000 n0000007361 00000 n0000007827 00000 n0000008527 00000 n0000008782 00000 n0000009340 00000 n0000009855 00000 n0000010339 00000 n0000010375 00000 n0000010420 00000 n0000010507 00000 n0000011152 00000 n0000011266 00000 n0000011378 00000 n0000011972 00000 n0000012056 00000 n0000012612 00000 n0000013046 00000 n0000013528 00000 n0000013990 00000 n0000014384 00000 n0000014823 00000 n0000017861 00000 n0000018053 00000 n0000018168 00000 n0000020413 00000 n0000023385 00000 n0000026158 00000 n0000026350 00000 n0000026602 00000 n0000028566 00000 n0000031530 00000 n0000034422 00000 n0000035009 00000 n0000035888 00000 n0000039001 00000 n0000043997 00000 n0000044049 00000 n0000046698 00000 n0000050522 00000 n0000051083 00000 n0000054234 00000 n0000058708 00000 n0000058754 00000 n0000059131 00000 n0000059525 00000 n0000059858 00000 n0000060150 00000 n0000061556 00000 n0000063962 00000 n0000064302 00000 n0000064670 00000 n0000065053 00000 n0000065635 00000 n0000065739 00000 n0000065809 00000 n0000065893 00000 n0000076324 00000 n0000076587 00000 n0000076750 00000 n0000076777 00000 n0000077078 00000 n0000077995 00000 n0000078261 00000 n0000079214 00000 n0000079253 00000 n0000080219 00000 n0000080258 00000 n0000081211 00000 n0000081250 00000 n0000101460 00000 n0000101499 00000 n0000102465 00000 n0000102504 00000 n0000122713 00000 n0000122752 00000 n0000150779 00000 n0000150818 00000 n0000151782 00000 n0000151821 00000 n0000153503 00000 n0000153542 00000 n0000173752 00000 n0000173791 00000 n0000198953 00000 n0000198992 00000 n0000227019 00000 n0000227058 00000 n0000228740 00000 n0000228779 00000 n0000248988 00000 n0000249027 00000 n0000284254 00000 n0000284293 00000 n0000285257 00000 n0000285296 00000 n0000286265 00000 n0000286304 00000 n0000294458 00000 n0000294497 00000 n0000319398 00000 n0000319437 00000 n0000344599 00000 n0000344638 00000 n0000345607 00000 n0000345646 00000 n0000380873 00000 n0000380912 00000 n0000381297 00000 n0000381682 00000 n0000383380 00000 n0000383640 00000 n0000388493 00000 n0000439938 00000 n0000440323 00000 n0000440708 00000 n0000442934 00000 n0000443199 00000 n0000443343 00000 n0000443486 00000 n0000443637 00000 n0000002936 00000 ntrailer< <3DFCCC67D69E425297006B36237E6BE8>]/Prev 770325>>startxref0%%EOF 213 0 obj< >streamhŞ”’ËkQÆ¿3“6ó¸™ffòh‰cÒ¤�&ÑÆU¡¨ºòM°õQJT\¤V›TíÂU7"T«`E]Tt¡nÜù ®Ÿ µøx§3š¢n<—Ã9ß9¿ç.`xAƒ˜h›‰NHğ@ZÈ“ÿöâÕ¡C@‡çè“wGğŸë’ıf �vG¼Rbl¥�…MÑƒÉT:Ó“+–{ûòkÖ²¥uëûW[ã]f R8z6—šÑ°l5ŸÎÎ¥’.˜¶A+WÌ¶2^‡£RwD¾‹_ŸHœ†ƒiº/•l¹¸eã™b6—^6O´~™[ªÖ¸ÕWmX7êÂ+ú–Óíñnê˜—ÇQî“Îà;F–ÎúAgè�0�‚I_èdè†±U¡€’ Ó=£9¡ËêS\ÇiVUòì½÷’zRÍYqÓÌ!D”Ú+!Äòú.˜´“ßè%¹cŸ¼™JT¥ı‚…-°PJÎàøødˆ§ğ]¼&ŞâÎcå�“W^ƒŞÍó›`�u§¾·Ç©-iŞŸh8}ñXâ1Ø�Uck»G5ªu6ñÕ˜>oçÒpÇpú„ fp—"tƒ>j÷h’Ÿéí??Í&¨Ó/yôØBlòığÑÿÆf©ƒY7rüš‹XÜ+PçÊ®æ¾ê£EWßÿ)À‹ˆNendstreamendobj83 0 obj< >>>endobj84 0 obj< >endobj85 0 obj< >/ExtGState< >/Font< >/ProcSet[/PDF/Text/ImageC/ImageI]/Properties< >/XObject< >>>/Rotate 0/Tabs/W/Thumb 74 0 R/TrimBox[0.0 0.0 612.0 792.0]/Type/Page/PieceInfo< /LastModified /NumberOfPageItemsInPage 6/NumberofPages 1/OriginalDocumentID /PageItemUIDToLocationDataMap< >/PageTransformationMatrixList< >/PageUIDList< >/PageWidthList< >>>>>>>endobj86 0 obj[87 0 R 88 0 R 89 0 R]endobj87 0 obj< >/Border[0 0 0]/H/N/Rect[67.4413 464.694 104.961 398.996]/Subtype/Link/Type/Annot>>endobj88 0 obj< >/Border[0 0 0]/H/N/Rect[145.795 463.283 194.979 398.996]/Subtype/Link/Type/Annot>>endobj89 0 obj< >/Border[0 0 0]/H/N/Rect[231.586 464.694 277.559 398.996]/Subtype/Link/Type/Annot>>endobj90 0 obj< >endobj91 0 obj< >endobj92 0 obj< >endobj93 0 obj< >endobj94 0 obj< >endobj95 0 obj< >endobj96 0 obj< >endobj97 0 obj< >streamH‰\“ËŠã0E÷ş-»�?ªºÁò˜†,æÁdæ[É&¶QœEş~êêšnƒ£S¨T9’Kéî°?ıìÒal�~vç~è‚¿�÷Ğzwò—~HÖ™ëúv^¢øÛ^›)Imññq›ıõ0œÇ¤ª\úÓ&osx¸§M7�üs’~�ıpqO¿wÇg—ïÓô×_ı0»•«k×ù³úÚLßš«wi\örèl¾Ÿ/¶æ3ã×cò.‹ñš2íØùÛÔ´>4ÃÅ'ÕÊ�ÚUïöÔ‰ºÿæá²Ó¹ıÓ„¤Z±äÕJÄŞ·Úâ÷Ïxgq¶Š±Æ[ò¼#Çœ=yf=ŒYË†¤ÊY'G�<'çà’\‚7ä�q±�lƒ1óä¹¿’_Áodì¡ [·‚>¦J:”p(3rfıõKÖ/Q_è pæò…ù‚¦a¾Ä¦îE°‘åÁJV0�ÎBçxîBçxæÂóœ§,ßş²¦œ§r/Š½(İnJ7…›ÒMá¦tS¸)İnJ7…›ÒMá¦tS¸mù_6 ¡–ÎAkÙp}ÛŞC°–�×$ö*º´üÇMšÆÉÙ*¼É?ËÊÚêendstreamendobj98 0 obj< >endobj99 0 obj[/ICCBased 129 0 R]endobj100 0 obj[/Indexed 99 0 R 0 128 0 R]endobj101 0 obj< >endobj102 0 obj< >streamH‰\ÔK‹£@à½¿¢–İ‹ÆÄºuoÈ£²˜“™�h%#LTŒYäßOOè��ø¸­¦»ßíÛftù÷¡«qtç¦­‡xëîCİ)^š6›®nªñy4ıW×cŸåéæÃã6Æë¾=wYYºüG:y‡‡{Y×İ)¾fù·¡�CÓ^ÜË¯íáÕå‡{ßÿ‰×Ø�næV+WÇszĞ—cÿõx�.Ÿn{Û×é¦3>ŞÒ=ÿ®øùè£+¦ã91UWÇ[¬âpl/1+gé·råGú­²ØÖÿ�·o;�«ßÇ!+çéâÙL5mËUV³é8íRÌyÁ¼@^2O×¯™×Èæò–y‹¼cŞ!¿3¿#svÚe¥ç\�¹~Î ?íğ1?¿Z¦ÖiõqŸkFu†´\LKÔ´N`…hÚø¹Šõ]ïÒ]Ø²¿ %Šendstreamendobj103 0 obj< >endobj104 0 obj< >endobj105 0 obj< >endobj106 0 obj< >endobj107 0 obj< >streamH‰\“İn£0…ïy_¶ÆãVBHiÒJ¹Ømv€€“"5€r‘·_Ÿ¨+m$âÁßO¾Ùmwã°˜üg˜º½_Ìqûà/Ó5tŞüi³Uiú¡[îgé¿;·s–Çâıí²øón ´ãÉgu�©ßã¯ÉüØÿwİ*ËÇî£Y½z�7…j<^š¬.‹t—È–lÁJVğ3ùüBNµ[òüF~óqÉêj•8.‘Kræ³*<«rd^“×‘…µ‚Za­ V*r²€ÙSĞSè/ğúü…şÙ�7`fdfdfd±¦WïÊÒÍÂÍÒÍÂÍÒÍÂÍÒÍÂÍÒÇÂÇ2¯E^eEeEeEeEeFEFÕû·³§¦�Ì«È«Ì›¾µ¾’_ÁÌ®È®Ì®È®Ì®È®÷½‚ì�Ù²;z:x:z:x:z:x:z:x:z:x:z:x:z:x:zÆ›ø¾[±�ãÔ™¯Yé®!Ä1I£™æ“1Œşkzçi6±GöW€À:ñBendstreamendobj108 0 obj< >endobj109 0 obj< >streamH‰\’ËŠã0E÷ú-»�_r©Æ2İ�Å<˜L€cW2†‰lg‘¿]ßĞcpt„nE‡re»ı—}›ıˆSĞÅ�Æ0D½N·Ø«=êy¦(í0öËc·şö—n6Y*>Ü¯‹^öá4™¦±ÙÏtx]âİ>m‡é¨Ï&û�c8Û§�İáÙf‡Û<ÿÑ‹†Åæ¶mí §ôG_»ù[wQ›­e/û!��Ëı%ÕüKüºÏjËu_P¦Ÿ½Î]¯±g5M��Ö6ïéi�†á¿ójÃ²ã©ÿİEÓï)œç"éİ´¦)óuŸ–Ä;òüF~³&-¦©˜¯�¯r.É%¸"W`Gv`Oöà-y›Ø1ã�qÌ8dÜ†OG7·šwÕ¸«æ]5îú¦„AF˜‘5Ã»wIM®Áòè˜y%¿‚é³öMè/ğºÜ„}ôM½Fß<ûæÑ7O77O77O77O77O77O7·-}Ò‚ÿøÂ�4©ös¾ú[Œi´Öq^gÓ4ıœøyšmªÂkş0ÓÉsendstreamendobj110 0 obj< >endobj111 0 obj< >endobj112 0 obj< >streamH‰\’ÛŠƒ0†ïó¹l/ŠVshA„b[ğblwÀÆ±+¬Q¢½ğíwÆ)]Ø€æËaæÿ“IT”ÇÒ·“ŒŞCï.0É¦õu€±¿ò·Ö‹m"ëÖM�Ñòw]5ˆƒ/ó8AWú¦Y&£\§0ËÕ¡î¯°Ñ[¨!´ş&W_Åe-£Ë}~ ?ÉXæ¹¬¡ÁD/ÕğZu £%lSÖ¸ŞNócşv¦ÎÈdoÙŒëk‡ÊA¨üDcËevÆ–ğõ¿õ4æ°kã¾« ²„6Ç1vÈæñ‘ùH¦b>!§Û…±CN˜â”9%VÌŠ˜s¦”Sq¬¢XÅ{íQ;æ1k)ÒÒìM“7ÍZš´4kiÒ2œÓPNÃóf™çü†òÍ¬‰÷Ì{â‚¹ æó:¯a†<˜33^ffÙ�%?–ıXòcY×’®e]Kº–u±£B ëíî!`©—çµÔ˜ªÛzx¾À¡$FÑ'~Å‚³fendstreamendobj113 0 obj< >streamH‰ÜWk‹Éı®_QŸ‚V­z?c°Ç�8¬CvG°ìä��-ÍX’íõ¿Ï¹÷V·Z²Í,š:]¯û8÷Qï'‹——Zİì'Z-Z¼¸ÓêÙıäçÉÓådq�‰v¯4ÿ©}»¥µ†Ö.–æßZµ¼�D��*èØXkœr¡±!ªåİdúÖ£¬¶Nı´>ºÍõ‡}÷ƒzµm›Ùò·ÉÜØÆj£æ¦±jy5™^>tíú­v©]Ö÷Û½Zí:µÿğî·®=¨Ã½joWÛ›N}Znï?Ôöş°n;>'9è$çŸõK÷q½ï®~T/Ÿ5J§…ñëh)‰nDôÌ¢gå´‡è¢æ&e–ÜĞÒçËÉ{˜åæÜDf0ö7Áü:;XH÷²rÍ\7j.[,Ó¶¨å'Uøæ¢ŒJ�Ñbnt�‰.3}2s0Éôf67¾ÉjÚÍæÖ6^M·ø’éK‹Ah’š~Æ@MÕü‹´çK]cx`JãÔtÇ{0uÿqÅ«‚šnø@¬ÚÏşµü;é%ÂeÎX–ÿœâ5Q[#’½˜é¦°@¦;LtÌa6w$ß–fG³†W‘‹q‹ú‹z:›{şThjKœ,áµ×¬iEä#�ï$k:±¦&—«í£G‹'íáÃj³ì~? ]P/"¥NN¥÷³Dh+©ElñÏÍªí®^îV·ëV-^_h±«ı~â=J6R}L Êá´Œi›Õ®›üª¶c£¿‡&,°òØ�tÉØ™AŞâU{Ç+éº’ÔF†É æ5Fs‘ÖÚ‘­¬ïA»dg�s%FŞeãxoy!A��H4´ds£c®i‰6&Œè?ˆj&ä˜ùÌèèÖzŒí]n ½A`{€ò…+x!AÔ,''ê�éØaØ‚Wlf€�µÓØ ­°�†4½‚6„¨Gj\6ªŸÉ¬ôÁ0òd[mÿ³º:ÑØçÀ«�Äè.ŸÅ&¦)lS@©’†Ë¡o¦o®Ğ¯Í¿± ©Î€pšv’Óp`¦±ó¾�É±.ñ2†8Í�ÙÔC5Ê6.*`$czLÑÃvÃXS$f¶›Éíä-Ö˜j¸s1ã�âË‘i8ÇdŞ#£9š9—Æ0À’†É‘–)€µ€šÂmèVüX^F€®qMğf4ÂÃhÉõ¤+Ú$ÏW¢·«€¼ÀÄ¨i`Y…zRû¥ö>5>jZœ‹ã@ÓzgDÌqÃ.×àÅ\bB{‚âM'@±ù‚¶²°àš¹Àf„q�aRJ¦Eô=â­„¨˜ÚJKÀ×03Š*ôQüåÏ€°¹GbRp‰Xçğ�¥ÑôˆÄÎ­³�ŞóZãı€p»�M0Ì§‰.Í8ÄL„×ErO*°÷¦?%Ãb“êXâ­Ñòg¢×÷:ÄŒ¾Üãògz—9/pÂì�åô@ˆò`à1‡™»õ,—´JÎ‡ûZ[NÄÜ–/©ù8†Ügiğ.Œ¡+¤{˜.–óqÎKF©Ğ[8°½*É‚®«¹nFĞ2¦"*ù’cYƒ 6�Y.‹’şYD—°„YªI¨ÂÓ„­GŠçq�Œ9@QÙ‹Êšskà4Ì»BÎÕŠ¦t‰5Áõ^ôÁ¤"C©?.ÚôhPık¦Ùø�(·Ù#XqÎ¦ºÕ£nU ¿RÄŠhƒåÀÒõ¿Ø£ÿ:Z}zÎøŠş^Í¼1�¤Dß]bâúÊ¢d¦š«c6µ1çÇóÑIRT—–¢ê�yoG:­É—¥‡£M'§�58„9�·§FM\O»iÊä9&�„-º1MŠÁİj’€R Ş”(6@‰’mh¢%ıS‚%LüÆÓ¶Àª¨šŠ~âüdÂdÎW¹WrCş ö§ã6Êjô�­Ãá@u™cj†ZÊ©ü¡â×9ô‡(ù0HÊ=@¯§¹2ôĞ!}pÔÉP›DÍ‘o9ûá¦Ù©É[‘Ä’sĞ†hÎ±1sî/F2­©
https://www.littelfuse.com/media?resourcetype=datasheets&itemid=ae3ab906-06ef-423d-ac90-3af4e021e2e1&filename=littelfuse-fuse-325-326-datasheet | fuses | %PDF-1.5%âãÏÓ80 0 obj< >endobj xref80 1850000000016 00000 n0000004614 00000 n0000004738 00000 n0000004772 00000 n0000006490 00000 n0000006557 00000 n0000006693 00000 n0000006831 00000 n0000006969 00000 n0000007107 00000 n0000007245 00000 n0000007383 00000 n0000007519 00000 n0000008706 00000 n0000009899 00000 n0000011091 00000 n0000011282 00000 n0000012612 00000 n0000014713 00000 n0000016049 00000 n0000016135 00000 n0000017466 00000 n0000017503 00000 n0000017669 00000 n0000019469 00000 n0000019553 00000 n0000019668 00000 n0000019782 00000 n0000019894 00000 n0000022917 00000 n0000023173 00000 n0000026351 00000 n0000027554 00000 n0000028757 00000 n0000031885 00000 n0000033088 00000 n0000033254 00000 n0000036046 00000 n0000038535 00000 n0000039856 00000 n0000040022 00000 n0000041827 00000 n0000043030 00000 n0000045835 00000 n0000049034 00000 n0000049519 00000 n0000063622 00000 n0000066339 00000 n0000080432 00000 n0000105544 00000 n0000105583 00000 n0000137727 00000 n0000137766 00000 n0000154422 00000 n0000168456 00000 n0000169659 00000 n0000170980 00000 n0000172176 00000 n0000174825 00000 n0000174848 00000 n0000174926 00000 n0000175002 00000 n0000175079 00000 n0000175200 00000 n0000175349 00000 n0000175699 00000 n0000175765 00000 n0000175881 00000 n0000175904 00000 n0000175982 00000 n0000176103 00000 n0000176252 00000 n0000176604 00000 n0000176670 00000 n0000176786 00000 n0000176809 00000 n0000176887 00000 n0000176962 00000 n0000177038 00000 n0000177159 00000 n0000177308 00000 n0000177657 00000 n0000177723 00000 n0000177839 00000 n0000177862 00000 n0000177940 00000 n0000178290 00000 n0000178356 00000 n0000178472 00000 n0000178495 00000 n0000178573 00000 n0000178921 00000 n0000178987 00000 n0000179103 00000 n0000179126 00000 n0000179204 00000 n0000179554 00000 n0000179620 00000 n0000179736 00000 n0000180296 00000 n0000180546 00000 n0000181463 00000 n0000181729 00000 n0000201180 00000 n0000201219 00000 n0000211261 00000 n0000211300 00000 n0000219453 00000 n0000219492 00000 n0000244392 00000 n0000244431 00000 n0000264640 00000 n0000264679 00000 n0000266042 00000 n0000266081 00000 n0000301307 00000 n0000301346 00000 n0000337331 00000 n0000337370 00000 n0000373277 00000 n0000373316 00000 n0000410290 00000 n0000410329 00000 n0000446314 00000 n0000446353 00000 n0000482260 00000 n0000482299 00000 n0000502508 00000 n0000502547 00000 n0000539521 00000 n0000539560 00000 n0000543488 00000 n0000543527 00000 n0000581028 00000 n0000581067 00000 n0000618568 00000 n0000618607 00000 n0000619970 00000 n0000620009 00000 n0000655235 00000 n0000655274 00000 n0000659202 00000 n0000659241 00000 n0000660922 00000 n0000660961 00000 n0000671003 00000 n0000671042 00000 n0000690493 00000 n0000690532 00000 n0000692213 00000 n0000692252 00000 n0000692639 00000 n0000693026 00000 n0000693147 00000 n0000693293 00000 n0000693409 00000 n0000693555 00000 n0000693785 00000 n0000693906 00000 n0000694052 00000 n0000694173 00000 n0000694319 00000 n0000694706 00000 n0000695093 00000 n0000695214 00000 n0000695360 00000 n0000695747 00000 n0000696134 00000 n0000696255 00000 n0000696401 00000 n0000696477 00000 n0000696598 00000 n0000696744 00000 n0000696890 00000 n0000700053 00000 n0000712584 00000 n0000716823 00000 n0000716973 00000 n0000717133 00000 n0000717286 00000 n0000717446 00000 n0000717599 00000 n0000717703 00000 n0000717807 00000 n0000003996 00000 ntrailer< ]/Prev 1060261>>startxref0%%EOF 264 0 obj< >streamhŞŒRMhAşÆÎÆ¸»ìNÒ´iQ”ÚšB~Ú$›d/J«øƒT)µˆz°HT¨‡âÁš`Ei¡Ğ6ØƒDÄC�b5µ±/Á“ˆ=èQ„¢7ßl²‰¹ˆoøvæûá½Ùe¨€è€V@£ğ�Êá]òrhK÷ÑFjíÜY÷~=šÇ•Şèè¶km~Õg„„YŠ„­¾şx"Ö“Jg’ö²´CÏti‹¦ñœ¢‘p >>>endobj82 0 obj< >endobj83 0 obj< /LastModified /NumberofPages 1/OriginalDocumentID /PageUIDList< >/PageWidthList< >>>>>/Resources< >/ExtGState< >/Font< >/ProcSet[/PDF/Text/ImageC]/Properties< >/Shading< >/XObject< >>>/Rotate 0/TrimBox[0.0 0.0 612.0 792.0]/Type/Page>>endobj84 0 obj[85 0 R 86 0 R 87 0 R 88 0 R 89 0 R 90 0 R 91 0 R]endobj85 0 obj< >/Border[0 0 0]/H/N/Rect[312.4 285.758 363.938 173.931]/Subtype/Link/Type/Annot>>endobj86 0 obj< >/Border[0 0 0]/H/N/Rect[448.851 285.758 493.717 231.031]/Subtype/Link/Type/Annot>>endobj87 0 obj< >/Border[0 0 0]/H/N/Rect[378.393 285.758 429.484 231.031]/Subtype/Link/Type/Annot>>endobj88 0 obj< >/Border[0 0 0]/H/N/Rect[448.851 229.658 493.717 173.931]/Subtype/Link/Type/Annot>>endobj89 0 obj< >/Border[0 0 0]/H/N/Rect[378.393 229.658 429.484 174.931]/Subtype/Link/Type/Annot>>endobj90 0 obj< >/Border[0 0 0]/H/N/Rect[504.001 286.144 557.298 236.838]/Subtype/Link/Type/Annot>>endobj91 0 obj< >/Border[0 0 0]/H/N/Rect[504.001 230.489 557.298 182.0]/Subtype/Link/Type/Annot>>endobj92 0 obj< >endobj93 0 obj< >endobj94 0 obj< >endobj95 0 obj< >endobj96 0 obj< >streamH‰d×ÛNãVÅñû<…/;#âìS,!¤}”¸èA¥}&1S¤¢À\ğöõò?šÙm‘ +�m~ËùbØ7ù¾ÜŸ�ß‡›ß.¯‡‡ù}xz>/óÛë·Ëa¾Ì_ŸO›q7Ÿï×gëÏÃËãys³üğñö>¿ÜŸ�^7··ÃÍïË‹oï—�á§x¦ı2ÚÜüz9Î—çÓ×á§?óÃ§áæáÛùü÷ü2ŸŞ‡ípw7ç§åD??�y¦™‡›õ°Ï÷Çåõç÷�ÏË1?öøãã<»õùæğzœßÎ�‡ùòxú:on·Ë×İpÛ–¯»Í¦:şçõq»å¸/O‡¿/ÚŸ½Ëİ’Ç.ïºlºl»ìºì»º¼ïòÔåØåÔåÜåÒåÚåö#��ìücç;ÿØùÇÎ?vş±ó��ìücç;ÿØùÇÎ?vşQşíÖûå{Z�ï¶ëóåaÉ#yTŞ‘wÊ†l”-Ù*;²Söd¯ÈAyOŞ+Oäõ÷FrTNä¤œÉY¹�åŞUrU¦Ãò°¹5ø�ü¿‘ßà7òüF~ƒßÈoğù~#¿Áoä7ø�ü¿‘ßà7òüF~ƒßÈoğù~#¿Áoä·ø­ü¿•ßâ·ò[üV~‹ßÊoñ[ù-~+¿Åoå·ø­ü¿•ßâ·ò[üV~‹ßÊoñ[ù-~+¿Åoåwø�ü¿“ßáwò;üN~‡ßÉïğ;ù~'¿Ãïäwø�ü¿“ßáwò;üN~‡ßÉïğ;ù~'¿Ãïä÷ø½ü¿—ßã÷ò{üËƒîj×»×ÿîf�f^Í<Í¼šyıÄ)ÓÌ«™§™W3O³õéiæÕÌÓÌ«™§™W3O3¯f�f^ÍüõÓ­f�fAÍÍ‚šš54zgş Àäøƒü�?àòüAş€?Èğùş ÀäøƒüAşw�ıvÍQûïÇnûnÍ£Î¿_ıã´n·l×yö�ıeŞ{²®Ã>�uö«—×}¦uûzÙ¯şq�ˆ}b»zíWÿ¸Nô¾t�Õ?®]ö�Úvÿ¨k5]ı:çdÈê8]ı:Ïäºcñ�z�&ü£Ş£Y�]ı#û_ıê8]ıºVÓÕ¿�§óOW¿®ÛÔÈrÆî/Cd~¢Î™Ÿ¨c#óuÎÈüDÙ"ó5?‘ù‰ºÎ‘ù‰šŸÈüÄõw1?Q×$2?QæÈüDÍOd~Öyˆİ_†ÈüDù#ó5ÿ’?áOò'üIş„?ÉŸğ'ùş$ÂŸäOø“ü’?áOò'üIş„?ÉŸğ'ùş$ÂŸäOø“ü–?ãÏògüYşŒ?ËŸñgù3ş,Æ¿ÎyÆ¿ >endobj98 0 obj< >streamH‰d×ÛNãVÅñû<…/;#âìS,!¤}”¸èA¥}&1S¤¢À\ğöõò?šÙm‘ÀË‰m~ËùlğM¾/÷§ç÷áæ·Ëëáa~��OÇËüöúír˜‡/ó×çÓfÜÇçÃûumıyxy ŞŞç—ûÓÓëæöv¸ù}yóíıò1ü�¯_æO››_/Çùò¦ú:üôg~ø4Ü<¦;Ÿÿ�_æÓû°îî†ãü´èçÇó/�/óp³îöùş¸¼ÿüşñyÙçÇ¦œça·®�`¯Çùíüx˜/�§¯óæv»¦İ·mùºÛÌ§ãŞ·[öûòtøëñ¢íÙºÜ-yìò®Ë¦Ë¶Ë®Ë¾Ë¡Ëû.O]�]N]Î].]®]n?òØùÇÎ?vş±ó��ìücç;ÿØùÇÎ?vş±ó��ìü£üÛ­÷ËwÖzû±>-ë»íº¾,–<’Gåy§lÈFÙ’­²#;eOöÊ�”÷ä½òD^o$GåDNÊ™,ë®�ÕcG�e±d:,‹Í­Áoä7ø�ü¿‘ßà7òüF~ƒßÈoğù~#¿Áoä7ø�ü¿‘ßà7òüF~ƒßÈoğù~#¿Åoå·ø­ü¿•ßâ·ò[üV~‹ßÊoñ[ù-~+¿Åoå·ø­ü¿•ßâ·ò[üV~‹ßÊoñ[ù-~+¿Ãïäwø�ü¿“ßáwò;üN~‡ßÉïğ;ù~'¿Ãïäwø�ü¿“ßáwò;üN~‡ßÉïğ;ù~'¿Çïå÷ø½ü¿—ßã_º³]ï`ÿ»£yšy5ó4ójæıõŠS¦™W3O3¯f�fëéiæÕÌÓÌ«™§Ùz{šy5ó×+\ÍüõêV³@³ f�fAÍÍ‚šš}2�?àòüAş€?Èğùş Àäøƒü�?àòüAş ÿ�»Î~»æ¨í÷c÷únÍ£�¿_ıã´¾ny]ÇÙ;¶—yïÉ:û@ÖyØ¯ş]^·™Ö××»È~õ�ëDì¯«×~õ�ëDïKçYıãÚeßù§m—ñ�:WÓÕ¯cN†¬�ÓÕ¯ãL®Ûÿ¨ÏhÂ?ê3šğ—ußÕ?²ıÕ¯�ÓÕ¯s5]ıëq:ÿtõë¼M�,gìş2Dæ'ê˜‘ù‰Ú72?QÇŒÌO”-2?Qó™Ÿ¨ó™Ÿ¨ù‰ÌO\óuN"óe�ÌOÔüDæg�‡ØıeˆÌO”?2ÿQóŸğ'ùş$ÂŸäOø“ü’?áOò'üIş„?ÉŸğ'ùş$ÂŸäOø“ü’?áOò'üIş„?ÉŸñgù3ş,ÆŸåÏø³ü–?ãÏògüëœgüË¢»“9ÿïY¦XV±L±¬b™bYÅ2Å²ŠeŠeËË*–)–U,S,«X¡XQ±B±¢b…bEÅÅŠŠŠ++*V(VT¬P¬èƒ)ø‹ü‘¿à/òüEş‚½�ş"Á_ä/ø‹ü•¿â¯òWüUşŠ¿Ê_ñWù+ş*Å_å¯ø«ü•¿â¯òWüUşŠ¿Ê_ñWù+ş*Å_å¯ø«ü“¿áoò7üMş†¿Éßğ7ùş&Ãßäoø›ü“¿áoò7üMş†¿Éßğ7ùşõ_×†¿Éßğ_.®“ªÇŒåihøşsøv¹,�/ë#ÓúÜ¢'–çÓüı©êüz–½ô½ùG€cIïendstreamendobj99 0 obj< >endobj100 0 obj< >streamH‰d×ÛNãVÅñû<…/;#âìS,!¤}”¸èA¥}&1S¤¢À\ğöõò?šÙm‘ +�m~ËùbØ7ù¾ÜŸ�ß‡›ß.¯‡‡ù}xz>/óÛë·Ëa¾Ì_ŸO›q7Ÿï×gëÏÃËãys³üğñö>¿ÜŸ�^7··ÃÍïË‹oï—�á§x¦ı2ÚÜüz9Î—çÓ×á§?óÃ§áæáÛùü÷ü2ŸŞ‡ípw7ç§åD??�y¦™‡›õ°Ï÷Çåõç÷�ÏË1?öøãã<»õùæğzœßÎ�‡ùòxú:on·Ë×İpÛ–¯»Í¦:şçõq»å¸/O‡¿/ÚŸ½Ëİ’Ç.ïºlºl»ìºì»º¼ïòÔåØåÔåÜåÒåÚåö#��ìücç;ÿØùÇÎ?vş±ó��ìücç;ÿØùÇÎ?vşQşíÖûå{Z�ï¶ëóåaÉ#yTŞ‘wÊ†l”-Ù*;²Söd¯ÈAyOŞ+Oäõ÷FrTNä¤œÉY¹�åŞUrU¦Ãò°¹5ø�ü¿‘ßà7òüF~ƒßÈoğù~#¿Áoä7ø�ü¿‘ßà7òüF~ƒßÈoğù~#¿Áoä·ø­ü¿•ßâ·ò[üV~‹ßÊoñ[ù-~+¿Åoå·ø­ü¿•ßâ·ò[üV~‹ßÊoñ[ù-~+¿Åoåwø�ü¿“ßáwò;üN~‡ßÉïğ;ù~'¿Ãïäwø�ü¿“ßáwò;üN~‡ßÉïğ;ù~'¿Ãïä÷ø½ü¿—ßã÷ò{üËƒîj×»×ÿîf�f^Í<Í¼šyıÄ)ÓÌ«™§™W3O³õéiæÕÌÓÌ«™§™W3O3¯f�f^ÍüõÓ­f�fAÍÍ‚šš54zgş Àäøƒü�?àòüAş€?Èğùş ÀäøƒüAşw�ıvÍQûïÇnûnÍ£Î¿_ıã´n·l×yö�ıeŞ{²®Ã>�uö«—×}¦uûzÙ¯şq�ˆ}b»zíWÿ¸Nô¾t�Õ?®]ö�Úvÿ¨k5]ı:çdÈê8]ı:Ïäºcñ�z�&ü£Ş£Y�]ı#û_ıê8]ıºVÓÕ¿�§óOW¿®ÛÔÈrÆî/Cd~¢Î™Ÿ¨c#óuÎÈüDÙ"ó5?‘ù‰ºÎ‘ù‰šŸÈüÄõw1?Q×$2?QæÈüDÍOd~Öyˆİ_†ÈüDù#ó5ÿ’?áOò'üIş„?ÉŸğ'ùş$ÂŸäOø“ü’?áOò'üIş„?ÉŸğ'ùş$ÂŸäOø“ü–?ãÏògüYşŒ?ËŸñgù3ş,Æ¿ÎyÆ¿ >]endobj103 0 obj< >endobj104 0 obj< >endobj105 0 obj< >endobj106 0 obj< >endobj107 0 obj< >endobj108 0 obj< >streamH‰”WYoG~Ÿ_Ñ�Ò"3êûØ7Û±ƒ,’`7°É" G#‹uX¢íøßïWU=IY¡@€ì�]wWWUlÎ~8×êÃc£ÕÅOgïn´úş®ùOóú¢9{ƒ�şQiş¨Çş–hÑ�]˜?´2êâª‰¼UĞ±³Ö8åBç“/êâ¦9ùİ£¬6Eı´Şn‡ÍÕ§Çá;õãmß�^üÙ´ÆvØT­é¬º¸lNÎï‡~ı»v©_m×w·�jõ0¨ÇOïÿú­ÚŞ©şzuûaP_ÖÛë»O[u{·]÷‹2¾Ó"É9Ç²~>¯‡Ë*íÏl93…ÈŞ^4áè‡}§Íä´ñì~‚WÉ¸®8ŸÙgÃÉÀ"ªóáa=<ªŸ†Õeûîa”{õú;u¾¹k_oîˆ*w&Z%+S—r�™»PbãÅüQ«M¾sˆ×�jõq#:Š»‘¸æ(ÊYİ•lŒŠ!uŞb�ßN.N­V'×lØd×ÿ.şÕ„ÎúÄ¼²r9tÙù¨bÔ�7Ùì6i)ºÓÎÚ=-êİiêÖñ¡¨~xXİ¬{õşîò«êq‚Û‡S:’�NT±mêb²¦ì–ş·“ûááf½}T×ë×ÃƒZßn‡‡S£‰“$€ÿ~»¾ı VôƒÄ¸½TŸÙÅ»Íö´5¥+êd…Ü¨�hÒ;J~¼Vu%lju¿Y�™öjV¯úO“êáv«6w«KÉÄ'D,ì/äív¸ì˜à-ß£Şœã Ôù›_“Õ5¥ÜGüÍ‡M„\’ş¦¡?oë~7ÍyÍGE¹¦8¦+‡ßâ4�_Ôx>¡H‹ãÅÊñ¼bë>ğ÷pÛU¯îï%œwüßçS�ïÕæqÇp\ùª‘4©s9*‘Æ¾û®”¬†ÆhÍ�‰�Y’Xü•'‚„±Ü½j(È“"mA•gE»Jêî¬d© nV¼‰>Æg$�»OJ7÷$º€»;Ç"€Ô–¥ĞJ0Éœ)Dnİ±ó&DÛ\º–§�wŸ4vÜ\{%Õ9¨» }ú²’‘XÕ”´)i“�8�æ”¬6�Y9SWóÜ<£¥‡LÕè6$¯i/¶Z6öµtğÁ8;¡Úåä¾¡õo�ŒÖî�•d³/Ï!Ï·Ã31ùìmEÏø¶«d'¢ûäÇ‹§«â—:}ÈsŒÓ¸x/qúPÉóN-~®/sú€ç§}~™ÓJ�wúhñä4ˆ_ìôÏNS)Œ9,�B)?ãÅœ>^ü\×_àò>Ç1ëÔåÒÒ$´€�Ê3.,u<ïïñÒÉaP¿´Æòá4õ¦}³�KíC%Ïz}¼ø©Å¾°±ğã4z[Ézßªh¿åõ¡–ç½ş;ù‹ÇÛr~œß<_”<æù.¥œ�+†ù'G�3B�ÁÄƒïÁhùn½Ô/ŸnŞcp'j:—&êø§�hÕ¯xÃ��æëaš;ÿ½YõÃå«ûk<Î~~£Õëïß¨æíÏøúØÄBÆ¡ÚÃZ<�H¶«?<îüWİ6‹gê°ğØ²«áXvêAgMÚ/èõ…çc�Ö3xßŒÈšôc�h­1şËº§QÜ„Ráf‚X^�?/¿ÂùQñfÄšÇãj¿D6T€o¶Áé2­�‹l#¡v2H€È�©dåÑ¥8+¥�;vh-ÔfáÄ„¯É4mé�XÏáéX!¾yËÛi©1:‘Òhg«éÕÙ…l•È’5ÇoŞj,í®°v¡¦İÓ¿°�Sr#ãÍˆ%’-¿q%†Ğš¬]îÌ,;âˆ¬B�ğdf­v`;›í_»'4t–‘CºDl{‡Şí÷PèbL@™ZöP•RÓÏ!!ö#Â b…-ıàu…Á*Ë‚a5¤DÔÊ.ã>X›”ë¬73 GD×Á§LÆÍÜƒ Nvuñª‹p$ÈF]£Ç-YÏ¸&q#Õ¨ËÀô¸‡ÄÊ‘¦óaôÌàâM>ë®„\CsÊ²�øõ�åcVÏW+Ñ,¹TØâ�bÓ™4®Ç“İL�9± r!:%â*è_O‚!Z˜�•KÖ£ „GB×FD!Õ¯T«*Õ«ow ³Û�"²(æ®à¶YÜ%JGÉ®hl°sûA¿ÊmĞgx™ÂNûáÚB³HA3f±H^24�æªÉõr¨»È¯TOt5�ÌF†�ÒfLª*£„º'£Ğ0¤Zú`Õ‹J]Ê/Q,µ 36cÙ!¾–.œiÁe5˜é°Ä‘¥‚QŞ-7âb+ªi¦ë�”NÇ´«d©ôz+Çyí³¨·\r¼–nÊÀYî¤.Û,Á¶â†uÜ^“��.irF¼™0eD-}&çCÌvs“—ĞV„an¦%3ÓÎ/Eoä¨*&wXrZ"#IP}“i^š€Ou„È±3"ƒ4ğT1‚ıäjgÅªMÄh•0šåî SÚ<Í1fq÷ĞNÆšäËò¨„{-Ê—‡€Üyï+Â&0uÜ%M}Ï8Ê¨FœcœˆÑ•L˜UÜ”:ÖI—ösC•¡R*Ó¬™k)f…œ¢®%–ÒıˆŠØ‹L\ =ÇˆÊ7Ê3IàMĞä9³2M5‚81ı72Ş@ �4®ûÅ)®�hĞ¹�‡�àô^°qz<´’$ËßYş©„e%1.�gw£ôQÇ�«)PÔ�ØAâÆuÏ&wôÒ}±¡¾9>_×áòùúÚ>u¨Ò+`¿(�*&£KåšÖSB©ºÚ1ùÄ1—Ö‡�ÃPÊÃT@e÷”Ÿã­¤9&óLae¶´�k-P\ùlFå…m©›¨1:óPMy[Qàñ¤ã.½·”0şŸğ*8r „aÿT‘vÀ€�2®†¦®‚�I÷‘dv7¹ÉÌ=�`ŒlIJåØuE²‚å3f>¸)æ`/êŒ¬Õ$àœÜ4O.Z't:¾¢€P+£Ñ®c"ÂÚ±9z¦¥ÆsP*÷3º²�ØĞ\ÜĞfGE‰Héû¢}ŸaÙÔ¿5.�ìÚEç?_F«oMüßhë'òIm¦L…y�Vdš[‘û¢�ÉR]YÆ&�xAÒ³®æ İÛ&ƒS“T“…{B%Ÿ,±ŒS�¯¡ØY!ÇÏÜxÙoœgvo‘Oa¦:<Á/<°7¤^TmÉD¸–Êáx>¦ş>xœàb6Câ\è5¥­NĞ9ƒT‚a—^�‘»­q¯u”`#’i½:p£Õ™~Ğ…1©íæ¸ğÛ˜ÎÕäf�BÛAIûm…Í`ñß2Î»P»j¤-ØÍå<�Ïs0+Ğ'endstreamendobj109 0 obj< >endobj110 0 obj< >streamH‰ÔW]oÇ}¿¿b%£»šï�¼É² mRÑ£(Œk;vqåú«òïs9³»W²¢ô!Ö�;3$‡C’ovÏñïáÕ®‹Å¸äæ’b11Å¹¦èÍÕõîÄ·šıéÕ¿wÎÏ)Uì¼zµ;±³OöÜL&Øs.>¾Ú�=;¼Ü¿~õı§—Ş¾Û›³/‚yøèÂìÿˆÿ çìûKk~ú¼;»rÿÆ™«7;èÉ9‰şşYÂ\C�&Ú0ç”œØğì’: ³3Ù¹¹"F<îš?îrÆZ4¡%YônNÕáB³sÑ¦z½û‡y¿³¢Æ\^<…¤“ùÙDó£Ù}„)\qRjÊª;–hö×rèzç ÚWSf—ƒ9ì¼�cÊX9Œ•i,Yùõíîr8—vãÒN/½ø;æ98¸4†:—hõ®/?}ùôîÕO¯¿ãí&?—âÌäfÏ+¿8yúğ¯Æ[mš»Ó’Ì‰�/aNÿyõÔß·óbìœ-í¾g÷ãu7~:Şí³•}}w�~xÖ?½ö„Ùæí¹¿�zkN^¿¦õúÕw²apÜıv<ìò¦ßgö£at÷î}²^1Ş
https://www.littelfuse.com/media?resourcetype=datasheets&itemid=533cd5cc-956c-4243-867f-6ab5a62f6ba1&filename=littelfuse_fuse_451_453_datasheet.pdf | fuses | Fuse Datasheet© 2023 Littelfuse, Inc.Specifications are subject to change without notice.Revised: GD. 09/18/231451/453 Series Very Fast-Acting FuseDescriptionThe Nano2® SMF Fuse is a very small, Wire-in-Air (WIA) square shape surface mount fuse that was designed for secondary side circuit over-current protection applications. These fuses are designed for PCB using surface mount technology.Agency ApprovalsAgencyAgency File NumberAmpere RangeE104806.3A - 20A298620.062A - 15AJ504467311A, 1.25A, 2A, 2.5A, 3.15A, 4A, 5A, 7A, 8A, 10A, 12A, 20APSENBK030205-E10480ANBK030205-E10480BNBK101105-E1846551A-1.6A2A-5A6.3A - 10AE104800.062A - 5ANA1A, 1.25A, 2A, 2.5A, 3.15A, 4A, 5A, 7A, 8A, 10A, 12A, 20ANA1A, 1.25A, 2A, 2.5A, 3.15A, 4A, 5A, 7A, 8A, 10A, 12A, 20AElectrical Characteristics for SeriesFeatures & Benefits ■ Very fast-acting ■ Small size ■ Wide range of current rating available (0.062A to 20A) ■ Wide operating temperature range ■ RoHS compliant and Halogen Free ■ UL Listed and Recognized to UL/CSA/NMX UL 248-1 and UL/CSA/NMX UL 248-14 (see Agency Approvals) ■ Conforms to DENAN’s Appendix 3 ■ Conforms to IEC/EN 60127-1 and IEC/EN 60127-7% of Ampere RatingAmpere RatingOpening Time100%0.062 – 204 hours, Minimum200%0.062 – 105 sec., Maximum12 – 2020 sec., MaximumRoHSPSEApplications ■ Notebook PC ■ LCD/PDP TV ■ LCD monitor ■ LCD/PDP panel ■ LCD backlight inverter ■ Portable DVD player ■ Power supply ■ Networking ■ PC server ■ Cooling fan system ■ Storage system ■ Telecom system ■ Wireless basestation ■ White goods ■ Game console ■ Office Automation equipment ■ Battery charging circuit protection ■ Industrial equipmentResources451 SeriesAccessories451 SeriesSamples451 SeriesAdditional InformationResources453 SeriesAccessories453 SeriesSamples453 SeriesFuse Datasheet© 2023 Littelfuse, Inc.Specifications are subject to change without notice.Revised: GD. 09/18/232451/453 Series Very Fast-Acting FuseElectrical Specifications by ItemAmpere Rating(A)Amp CodeMaxVoltage Rating (V)InterruptingRatingNominal Cold Resistance (Ohms)Nominal Melting I2t (A2sec)Agency ApprovalsPSE.062.06212550A @125VAC/VDC300A @32VDCPSE: 100A @100VAC5.50000.00019-x-x--x.080.0801254.05000.00033-x-x--x.100.1001253.10000.00138-x-x--x.125.1251251.70000.00286-x-x--x.160.1601251.21570.0048-x-x--x.200.2001250.83720.0089-x-x--x.250.2501250.57650.0158-x-x--x.315.3151250.39180.0311-x-x--x.375.3751250.45410.0442-x-x--x.400.4001250.42330.0551-x-x--x.500.5001250.30460.0824-x-x--x.630.6301250.20220.1381-x-x--x.750.7501250.14440.2143-x-x--x.800.8001250.13550.2654-x-x--x1.00001.1250.07800.6029-xxxxxx1.251.251250.07800.664-xxxxxx1.5001.51250.06300.853-xxx--x1.6001.61250.05801.060-xxx--x2.00002.12550A @125VAC/VDC10,000A @75VDC300A @32VDCPSE: 100A @100VAC0.03670.530-xxxxxx2.5002.51250.02861.029-xxxxxx3.00003.1250.02271.650-xxx--x3.153.151250.02151.920-xxxxxx3.5003.51250.02002.469-xxx--x4.00004.1250.01603.152-xxxxxx5.00005.1250.01255.566-xxxxxx6.3006.312550A @125VAC/VDC 400A @32VDCPSE: 100A @100VAC0.00969.170xxx---x7.00007.1250.009010.32xxx-xxx8.00008.1250.007720.23xxx-xxx10.0010.12535A @125 VAC/50A @125 VDC400A @32 VDCPSE: 100A @100VAC0.005626.46xxx-xxx12.0012.65150A @65VDC100A @65VAC400A @32VDC0.004947.97xx--xxx15.0015.650.003797.82xx----x20.0020.650.00244154x---xxxNotes: - l2t calculated at 8ms. - Resistance is measured at 10% of rated current, 25ºCFuse Datasheet© 2023 Littelfuse, Inc.Specifications are subject to change without notice.Revised: GD. 09/18/233451/453 Series Very Fast-Acting Fuse0.0010.010.11101000.010.1110100100010000TIME IN SECONDSCURRENT IN AMPSFast Acting Series TC Curve 8A10A12A5A6.3A7A15A3.5A3.15A3A4A2.5A2A1.5A1.25A1A800mA750mA630mA500mA375mA400mA315mA250mA200mA100mA125mA160mA80mA62mA1.6A20AAverage Time Current CurvesReflow ConditionPb – Free assemblyPre Heat- Temperature Min (Ts(min))150°C - Temperature Max (Ts(max))200°C- Time (Min to Max) (ts)60 – 180 secsAverage ramp up rate (Liquidus Temp (TL) to peak 5°C/second max.TS(max) to TL - Ramp-up Rate5°C/second max.Reflow- Temperature (TL) (Liquidus)217°C - Temperature (tL)60 – 150 secondsPeak Temperature (TP)260+0/–5 °CTime within 5°C of actual peak Temperature (tp)20 – 40 secondsRamp-down Rate5°C/second max.Time 25°C to peak Temperature (TP)8 minutes max.Do not exceed260°CSoldering ParametersTemperature Re-rating CurveNote:1. Rerating depicted in this curve is in addition to the standard derating of 25% for continuous operation.Wave Soldering Parameters260°C Peak Temperature, 10 seconds max.TimeTemperatureTPTLTS(max)TS(min)25tPtLtStime to peak temperature(t 25ºC to peak)Ramp-downRamp-upPreheatCritical ZoneTL to TPFuse Datasheet© 2023 Littelfuse, Inc.Specifications are subject to change without notice.Revised: GD. 09/18/234451/453 Series Very Fast-Acting FuseMaterialsBody: CeramicTerminations:Gold-Plated Caps / Sn-dipped Silver Plated Caps (451 RoHS/HF series)Silver-plated Caps (451MR RoHS ratings below 375mA and 453 RoHS Series)Product MarkingBrand, Ampere RatingOperating Temperature–55°C to 125°CMoisture Sensitivity LevelLevel 1, J-STD-020SolderabilityMIL-STD-202, Method 208Insulation Resistance (after Opening)MIL-STD-202, Method 302, Test Condition A (10,000 ohms minimum)Thermal ShockMIL-STD-202, Method 107, Test Condition B, 5 cycles, -65°C / +125°C, 15 minutes @ each extremeMechanical ShockMIL-STD-202, Method 213, Test I: Deenergized. 100G’s pk amplitude, sawtooth wave 6ms duration, 3 cycles XYZ+xyz = 18 shocksVibrationMIL-STD-202, Method 201: 0.03” amplitude, 10-55 Hz in 1 min. 2hrs each XYZ=6hrsMoisture ResistanceMIL-STD-202, Method 106, 10 cyclesSalt SprayMIL-STD-202, Method 101, Test Condition B (48hrs)Resistance to Soldering HeatMIL-STD-202, Method 210, Test condition B (10 sec at 260°C)Product CharacteristicsDimensions mm (inches)PackagingPart Numbering System6.86(.270")3.15(.124")2.95(.116")1.96(.077")2.69 ± .25(.106")2.69 ± .25(.106")1.45(.057")6.10 ± .20(.240")Recommended pad layoutF7 APackaging OptionPackaging SpecificationQuantityQuantity & Packaging Code12mm Tape and ReelEIA RS-481-2 (IEC 286, part 3)5000NR12mm Tape and ReelEIA RS-481-2 (IEC 286, part 3)1000MR0451 001. M R LSeriesAmp CodeQuantity codePackaging codeRefer to Electrical characteristics tableM = 1000 pcsN = 5000 pcsR = Tape and ReelL-RoHS Compliant & Halogen Free (Gold Plated Caps)451 = Gold / Sn-dipped Silver Plated Caps453 = Silver Plated CapsNote: “L” suffix applies to 451 series only- 453 series is available only as RoHS compliant version and does not require “L” suffix. Please do not include “L” suffix within 453 series ordering instructions.SN-RoHS Compliant & Halogen Free (Sn-dipped Caps)Disclaimer Notice - Littelfuse products are not designed for, and shall not be used for, any purpose (including, without limitation, automotive, military, aerospace, medical, life-saving, life-sustaining or nuclear facility applications, devices intended for surgical implant into the body, or any other application in which the failure or lack of desired operation of the product may result in personal injury, death, or property damage) other than those expressly set forth in applicable Littelfuse product documentation. Warranties granted by Littelfuse shall be deemed void for products used for any purpose not expressly set forth in applicable Littelfuse documentation. Littelfuse shall not be liable for any claims or damages arising out of products used in applications not expressly intended by Littelfuse as set forth in applicable Littelfuse documentation. The sale and use of Littelfuse products is subject to Littelfuse Terms and Conditions of Sale, unless otherwise agreed by Littelfuse. Information furnished is believed to be accurate and reliable. However, users should independently evaluate the suitability of and test each product selected for their own applications. Littelfuse products are not designed for, and may not be used in, all applications. Read complete Disclaimer Notice at www.littelfuse.com/disclaimer-electronics.
https://www.littelfuse.com/media?resourcetype=datasheets&itemid=533cd5cc-956c-4243-867f-6ab5a62f6ba1&filename=littelfuse_fuse_451_453_datasheet.pdf | fuses | Fuse Datasheet© 2023 Littelfuse, Inc.Specifications are subject to change without notice.Revised: GD. 09/18/231451/453 Series Very Fast-Acting FuseDescriptionThe Nano2® SMF Fuse is a very small, Wire-in-Air (WIA) square shape surface mount fuse that was designed for secondary side circuit over-current protection applications. These fuses are designed for PCB using surface mount technology.Agency ApprovalsAgencyAgency File NumberAmpere RangeE104806.3A - 20A298620.062A - 15AJ504467311A, 1.25A, 2A, 2.5A, 3.15A, 4A, 5A, 7A, 8A, 10A, 12A, 20APSENBK030205-E10480ANBK030205-E10480BNBK101105-E1846551A-1.6A2A-5A6.3A - 10AE104800.062A - 5ANA1A, 1.25A, 2A, 2.5A, 3.15A, 4A, 5A, 7A, 8A, 10A, 12A, 20ANA1A, 1.25A, 2A, 2.5A, 3.15A, 4A, 5A, 7A, 8A, 10A, 12A, 20AElectrical Characteristics for SeriesFeatures & Benefits ■ Very fast-acting ■ Small size ■ Wide range of current rating available (0.062A to 20A) ■ Wide operating temperature range ■ RoHS compliant and Halogen Free ■ UL Listed and Recognized to UL/CSA/NMX UL 248-1 and UL/CSA/NMX UL 248-14 (see Agency Approvals) ■ Conforms to DENAN’s Appendix 3 ■ Conforms to IEC/EN 60127-1 and IEC/EN 60127-7% of Ampere RatingAmpere RatingOpening Time100%0.062 – 204 hours, Minimum200%0.062 – 105 sec., Maximum12 – 2020 sec., MaximumRoHSPSEApplications ■ Notebook PC ■ LCD/PDP TV ■ LCD monitor ■ LCD/PDP panel ■ LCD backlight inverter ■ Portable DVD player ■ Power supply ■ Networking ■ PC server ■ Cooling fan system ■ Storage system ■ Telecom system ■ Wireless basestation ■ White goods ■ Game console ■ Office Automation equipment ■ Battery charging circuit protection ■ Industrial equipmentResources451 SeriesAccessories451 SeriesSamples451 SeriesAdditional InformationResources453 SeriesAccessories453 SeriesSamples453 SeriesFuse Datasheet© 2023 Littelfuse, Inc.Specifications are subject to change without notice.Revised: GD. 09/18/232451/453 Series Very Fast-Acting FuseElectrical Specifications by ItemAmpere Rating(A)Amp CodeMaxVoltage Rating (V)InterruptingRatingNominal Cold Resistance (Ohms)Nominal Melting I2t (A2sec)Agency ApprovalsPSE.062.06212550A @125VAC/VDC300A @32VDCPSE: 100A @100VAC5.50000.00019-x-x--x.080.0801254.05000.00033-x-x--x.100.1001253.10000.00138-x-x--x.125.1251251.70000.00286-x-x--x.160.1601251.21570.0048-x-x--x.200.2001250.83720.0089-x-x--x.250.2501250.57650.0158-x-x--x.315.3151250.39180.0311-x-x--x.375.3751250.45410.0442-x-x--x.400.4001250.42330.0551-x-x--x.500.5001250.30460.0824-x-x--x.630.6301250.20220.1381-x-x--x.750.7501250.14440.2143-x-x--x.800.8001250.13550.2654-x-x--x1.00001.1250.07800.6029-xxxxxx1.251.251250.07800.664-xxxxxx1.5001.51250.06300.853-xxx--x1.6001.61250.05801.060-xxx--x2.00002.12550A @125VAC/VDC10,000A @75VDC300A @32VDCPSE: 100A @100VAC0.03670.530-xxxxxx2.5002.51250.02861.029-xxxxxx3.00003.1250.02271.650-xxx--x3.153.151250.02151.920-xxxxxx3.5003.51250.02002.469-xxx--x4.00004.1250.01603.152-xxxxxx5.00005.1250.01255.566-xxxxxx6.3006.312550A @125VAC/VDC 400A @32VDCPSE: 100A @100VAC0.00969.170xxx---x7.00007.1250.009010.32xxx-xxx8.00008.1250.007720.23xxx-xxx10.0010.12535A @125 VAC/50A @125 VDC400A @32 VDCPSE: 100A @100VAC0.005626.46xxx-xxx12.0012.65150A @65VDC100A @65VAC400A @32VDC0.004947.97xx--xxx15.0015.650.003797.82xx----x20.0020.650.00244154x---xxxNotes: - l2t calculated at 8ms. - Resistance is measured at 10% of rated current, 25ºCFuse Datasheet© 2023 Littelfuse, Inc.Specifications are subject to change without notice.Revised: GD. 09/18/233451/453 Series Very Fast-Acting Fuse0.0010.010.11101000.010.1110100100010000TIME IN SECONDSCURRENT IN AMPSFast Acting Series TC Curve 8A10A12A5A6.3A7A15A3.5A3.15A3A4A2.5A2A1.5A1.25A1A800mA750mA630mA500mA375mA400mA315mA250mA200mA100mA125mA160mA80mA62mA1.6A20AAverage Time Current CurvesReflow ConditionPb – Free assemblyPre Heat- Temperature Min (Ts(min))150°C - Temperature Max (Ts(max))200°C- Time (Min to Max) (ts)60 – 180 secsAverage ramp up rate (Liquidus Temp (TL) to peak 5°C/second max.TS(max) to TL - Ramp-up Rate5°C/second max.Reflow- Temperature (TL) (Liquidus)217°C - Temperature (tL)60 – 150 secondsPeak Temperature (TP)260+0/–5 °CTime within 5°C of actual peak Temperature (tp)20 – 40 secondsRamp-down Rate5°C/second max.Time 25°C to peak Temperature (TP)8 minutes max.Do not exceed260°CSoldering ParametersTemperature Re-rating CurveNote:1. Rerating depicted in this curve is in addition to the standard derating of 25% for continuous operation.Wave Soldering Parameters260°C Peak Temperature, 10 seconds max.TimeTemperatureTPTLTS(max)TS(min)25tPtLtStime to peak temperature(t 25ºC to peak)Ramp-downRamp-upPreheatCritical ZoneTL to TPFuse Datasheet© 2023 Littelfuse, Inc.Specifications are subject to change without notice.Revised: GD. 09/18/234451/453 Series Very Fast-Acting FuseMaterialsBody: CeramicTerminations:Gold-Plated Caps / Sn-dipped Silver Plated Caps (451 RoHS/HF series)Silver-plated Caps (451MR RoHS ratings below 375mA and 453 RoHS Series)Product MarkingBrand, Ampere RatingOperating Temperature–55°C to 125°CMoisture Sensitivity LevelLevel 1, J-STD-020SolderabilityMIL-STD-202, Method 208Insulation Resistance (after Opening)MIL-STD-202, Method 302, Test Condition A (10,000 ohms minimum)Thermal ShockMIL-STD-202, Method 107, Test Condition B, 5 cycles, -65°C / +125°C, 15 minutes @ each extremeMechanical ShockMIL-STD-202, Method 213, Test I: Deenergized. 100G’s pk amplitude, sawtooth wave 6ms duration, 3 cycles XYZ+xyz = 18 shocksVibrationMIL-STD-202, Method 201: 0.03” amplitude, 10-55 Hz in 1 min. 2hrs each XYZ=6hrsMoisture ResistanceMIL-STD-202, Method 106, 10 cyclesSalt SprayMIL-STD-202, Method 101, Test Condition B (48hrs)Resistance to Soldering HeatMIL-STD-202, Method 210, Test condition B (10 sec at 260°C)Product CharacteristicsDimensions mm (inches)PackagingPart Numbering System6.86(.270")3.15(.124")2.95(.116")1.96(.077")2.69 ± .25(.106")2.69 ± .25(.106")1.45(.057")6.10 ± .20(.240")Recommended pad layoutF7 APackaging OptionPackaging SpecificationQuantityQuantity & Packaging Code12mm Tape and ReelEIA RS-481-2 (IEC 286, part 3)5000NR12mm Tape and ReelEIA RS-481-2 (IEC 286, part 3)1000MR0451 001. M R LSeriesAmp CodeQuantity codePackaging codeRefer to Electrical characteristics tableM = 1000 pcsN = 5000 pcsR = Tape and ReelL-RoHS Compliant & Halogen Free (Gold Plated Caps)451 = Gold / Sn-dipped Silver Plated Caps453 = Silver Plated CapsNote: “L” suffix applies to 451 series only- 453 series is available only as RoHS compliant version and does not require “L” suffix. Please do not include “L” suffix within 453 series ordering instructions.SN-RoHS Compliant & Halogen Free (Sn-dipped Caps)Disclaimer Notice - Littelfuse products are not designed for, and shall not be used for, any purpose (including, without limitation, automotive, military, aerospace, medical, life-saving, life-sustaining or nuclear facility applications, devices intended for surgical implant into the body, or any other application in which the failure or lack of desired operation of the product may result in personal injury, death, or property damage) other than those expressly set forth in applicable Littelfuse product documentation. Warranties granted by Littelfuse shall be deemed void for products used for any purpose not expressly set forth in applicable Littelfuse documentation. Littelfuse shall not be liable for any claims or damages arising out of products used in applications not expressly intended by Littelfuse as set forth in applicable Littelfuse documentation. The sale and use of Littelfuse products is subject to Littelfuse Terms and Conditions of Sale, unless otherwise agreed by Littelfuse. Information furnished is believed to be accurate and reliable. However, users should independently evaluate the suitability of and test each product selected for their own applications. Littelfuse products are not designed for, and may not be used in, all applications. Read complete Disclaimer Notice at www.littelfuse.com/disclaimer-electronics.
https://www.littelfuse.com/media?resourcetype=datasheets&itemid=533cd5cc-956c-4243-867f-6ab5a62f6ba1&filename=littelfuse_fuse_451_453_datasheet.pdf | fuses | Fuse Datasheet© 2023 Littelfuse, Inc.Specifications are subject to change without notice.Revised: GD. 09/18/231451/453 Series Very Fast-Acting FuseDescriptionThe Nano2® SMF Fuse is a very small, Wire-in-Air (WIA) square shape surface mount fuse that was designed for secondary side circuit over-current protection applications. These fuses are designed for PCB using surface mount technology.Agency ApprovalsAgencyAgency File NumberAmpere RangeE104806.3A - 20A298620.062A - 15AJ504467311A, 1.25A, 2A, 2.5A, 3.15A, 4A, 5A, 7A, 8A, 10A, 12A, 20APSENBK030205-E10480ANBK030205-E10480BNBK101105-E1846551A-1.6A2A-5A6.3A - 10AE104800.062A - 5ANA1A, 1.25A, 2A, 2.5A, 3.15A, 4A, 5A, 7A, 8A, 10A, 12A, 20ANA1A, 1.25A, 2A, 2.5A, 3.15A, 4A, 5A, 7A, 8A, 10A, 12A, 20AElectrical Characteristics for SeriesFeatures & Benefits ■ Very fast-acting ■ Small size ■ Wide range of current rating available (0.062A to 20A) ■ Wide operating temperature range ■ RoHS compliant and Halogen Free ■ UL Listed and Recognized to UL/CSA/NMX UL 248-1 and UL/CSA/NMX UL 248-14 (see Agency Approvals) ■ Conforms to DENAN’s Appendix 3 ■ Conforms to IEC/EN 60127-1 and IEC/EN 60127-7% of Ampere RatingAmpere RatingOpening Time100%0.062 – 204 hours, Minimum200%0.062 – 105 sec., Maximum12 – 2020 sec., MaximumRoHSPSEApplications ■ Notebook PC ■ LCD/PDP TV ■ LCD monitor ■ LCD/PDP panel ■ LCD backlight inverter ■ Portable DVD player ■ Power supply ■ Networking ■ PC server ■ Cooling fan system ■ Storage system ■ Telecom system ■ Wireless basestation ■ White goods ■ Game console ■ Office Automation equipment ■ Battery charging circuit protection ■ Industrial equipmentResources451 SeriesAccessories451 SeriesSamples451 SeriesAdditional InformationResources453 SeriesAccessories453 SeriesSamples453 SeriesFuse Datasheet© 2023 Littelfuse, Inc.Specifications are subject to change without notice.Revised: GD. 09/18/232451/453 Series Very Fast-Acting FuseElectrical Specifications by ItemAmpere Rating(A)Amp CodeMaxVoltage Rating (V)InterruptingRatingNominal Cold Resistance (Ohms)Nominal Melting I2t (A2sec)Agency ApprovalsPSE.062.06212550A @125VAC/VDC300A @32VDCPSE: 100A @100VAC5.50000.00019-x-x--x.080.0801254.05000.00033-x-x--x.100.1001253.10000.00138-x-x--x.125.1251251.70000.00286-x-x--x.160.1601251.21570.0048-x-x--x.200.2001250.83720.0089-x-x--x.250.2501250.57650.0158-x-x--x.315.3151250.39180.0311-x-x--x.375.3751250.45410.0442-x-x--x.400.4001250.42330.0551-x-x--x.500.5001250.30460.0824-x-x--x.630.6301250.20220.1381-x-x--x.750.7501250.14440.2143-x-x--x.800.8001250.13550.2654-x-x--x1.00001.1250.07800.6029-xxxxxx1.251.251250.07800.664-xxxxxx1.5001.51250.06300.853-xxx--x1.6001.61250.05801.060-xxx--x2.00002.12550A @125VAC/VDC10,000A @75VDC300A @32VDCPSE: 100A @100VAC0.03670.530-xxxxxx2.5002.51250.02861.029-xxxxxx3.00003.1250.02271.650-xxx--x3.153.151250.02151.920-xxxxxx3.5003.51250.02002.469-xxx--x4.00004.1250.01603.152-xxxxxx5.00005.1250.01255.566-xxxxxx6.3006.312550A @125VAC/VDC 400A @32VDCPSE: 100A @100VAC0.00969.170xxx---x7.00007.1250.009010.32xxx-xxx8.00008.1250.007720.23xxx-xxx10.0010.12535A @125 VAC/50A @125 VDC400A @32 VDCPSE: 100A @100VAC0.005626.46xxx-xxx12.0012.65150A @65VDC100A @65VAC400A @32VDC0.004947.97xx--xxx15.0015.650.003797.82xx----x20.0020.650.00244154x---xxxNotes: - l2t calculated at 8ms. - Resistance is measured at 10% of rated current, 25ºCFuse Datasheet© 2023 Littelfuse, Inc.Specifications are subject to change without notice.Revised: GD. 09/18/233451/453 Series Very Fast-Acting Fuse0.0010.010.11101000.010.1110100100010000TIME IN SECONDSCURRENT IN AMPSFast Acting Series TC Curve 8A10A12A5A6.3A7A15A3.5A3.15A3A4A2.5A2A1.5A1.25A1A800mA750mA630mA500mA375mA400mA315mA250mA200mA100mA125mA160mA80mA62mA1.6A20AAverage Time Current CurvesReflow ConditionPb – Free assemblyPre Heat- Temperature Min (Ts(min))150°C - Temperature Max (Ts(max))200°C- Time (Min to Max) (ts)60 – 180 secsAverage ramp up rate (Liquidus Temp (TL) to peak 5°C/second max.TS(max) to TL - Ramp-up Rate5°C/second max.Reflow- Temperature (TL) (Liquidus)217°C - Temperature (tL)60 – 150 secondsPeak Temperature (TP)260+0/–5 °CTime within 5°C of actual peak Temperature (tp)20 – 40 secondsRamp-down Rate5°C/second max.Time 25°C to peak Temperature (TP)8 minutes max.Do not exceed260°CSoldering ParametersTemperature Re-rating CurveNote:1. Rerating depicted in this curve is in addition to the standard derating of 25% for continuous operation.Wave Soldering Parameters260°C Peak Temperature, 10 seconds max.TimeTemperatureTPTLTS(max)TS(min)25tPtLtStime to peak temperature(t 25ºC to peak)Ramp-downRamp-upPreheatCritical ZoneTL to TPFuse Datasheet© 2023 Littelfuse, Inc.Specifications are subject to change without notice.Revised: GD. 09/18/234451/453 Series Very Fast-Acting FuseMaterialsBody: CeramicTerminations:Gold-Plated Caps / Sn-dipped Silver Plated Caps (451 RoHS/HF series)Silver-plated Caps (451MR RoHS ratings below 375mA and 453 RoHS Series)Product MarkingBrand, Ampere RatingOperating Temperature–55°C to 125°CMoisture Sensitivity LevelLevel 1, J-STD-020SolderabilityMIL-STD-202, Method 208Insulation Resistance (after Opening)MIL-STD-202, Method 302, Test Condition A (10,000 ohms minimum)Thermal ShockMIL-STD-202, Method 107, Test Condition B, 5 cycles, -65°C / +125°C, 15 minutes @ each extremeMechanical ShockMIL-STD-202, Method 213, Test I: Deenergized. 100G’s pk amplitude, sawtooth wave 6ms duration, 3 cycles XYZ+xyz = 18 shocksVibrationMIL-STD-202, Method 201: 0.03” amplitude, 10-55 Hz in 1 min. 2hrs each XYZ=6hrsMoisture ResistanceMIL-STD-202, Method 106, 10 cyclesSalt SprayMIL-STD-202, Method 101, Test Condition B (48hrs)Resistance to Soldering HeatMIL-STD-202, Method 210, Test condition B (10 sec at 260°C)Product CharacteristicsDimensions mm (inches)PackagingPart Numbering System6.86(.270")3.15(.124")2.95(.116")1.96(.077")2.69 ± .25(.106")2.69 ± .25(.106")1.45(.057")6.10 ± .20(.240")Recommended pad layoutF7 APackaging OptionPackaging SpecificationQuantityQuantity & Packaging Code12mm Tape and ReelEIA RS-481-2 (IEC 286, part 3)5000NR12mm Tape and ReelEIA RS-481-2 (IEC 286, part 3)1000MR0451 001. M R LSeriesAmp CodeQuantity codePackaging codeRefer to Electrical characteristics tableM = 1000 pcsN = 5000 pcsR = Tape and ReelL-RoHS Compliant & Halogen Free (Gold Plated Caps)451 = Gold / Sn-dipped Silver Plated Caps453 = Silver Plated CapsNote: “L” suffix applies to 451 series only- 453 series is available only as RoHS compliant version and does not require “L” suffix. Please do not include “L” suffix within 453 series ordering instructions.SN-RoHS Compliant & Halogen Free (Sn-dipped Caps)Disclaimer Notice - Littelfuse products are not designed for, and shall not be used for, any purpose (including, without limitation, automotive, military, aerospace, medical, life-saving, life-sustaining or nuclear facility applications, devices intended for surgical implant into the body, or any other application in which the failure or lack of desired operation of the product may result in personal injury, death, or property damage) other than those expressly set forth in applicable Littelfuse product documentation. Warranties granted by Littelfuse shall be deemed void for products used for any purpose not expressly set forth in applicable Littelfuse documentation. Littelfuse shall not be liable for any claims or damages arising out of products used in applications not expressly intended by Littelfuse as set forth in applicable Littelfuse documentation. The sale and use of Littelfuse products is subject to Littelfuse Terms and Conditions of Sale, unless otherwise agreed by Littelfuse. Information furnished is believed to be accurate and reliable. However, users should independently evaluate the suitability of and test each product selected for their own applications. Littelfuse products are not designed for, and may not be used in, all applications. Read complete Disclaimer Notice at www.littelfuse.com/disclaimer-electronics.
https://www.littelfuse.com/~/media/electronics/datasheets/fuses/littelfuse_fuse_459_datasheet.pdf.pdf | fuses | © 2015 Littelfuse, Inc.Specifications are subject to change without notice. Revised: 11/11/15 Surface Mount FusesPICO® SMF Fuse > 459 Series459 Series PICO® Very Fast-Acting Surface Mount FuseDescriptionRoHSElectrical Characteristics for SeriesFeatures% of Ampere RatingOpening Time100%4 hours, Minimum200%1 second, Maximum300%0.1 second, MaximumElectrical Specifications by ItemAmpere Rating(A)Amp CodeMaxVoltage Rating (V)InterruptingRatingNominal Cold Resistance (Ohms)Nominal Melting I2t (A2sec)Agency ApprovalsPSE0.062.06212550 A @125 VAC300 A @125 VDC7.00000.000075x0.125.1251251.70000.00163xx0.250.2501250.66500.0106xx0.375.3751250.39500.0254xx0.500.5001250.30200.0546xx0.750.7501250.17500.155xx1.00001.1250.12800.281xxx1.5001.51250.08160.650xxx2.00002.1250.04680.421xxx2.5002.51250.03500.721xxx3.00003.1250.02901.23xxx3.5003.51250.02331.65xxx4.00004.1250.01972.35xxx5.00005.1250.01513.90xxxThe 459 Series Very Fast-Acting SMF Fuse is based on Littelfuse PICO® fuse technology, though offered in a surface mount package.This series of devices meets the requirements of the RoHS directive.Applications• Very Fast-Acting• Wide current rating range: 62mA to 5A• Wide operating temperature range• Low temperature re-rating• RoHS compliant• Wireless basestation• Network equipment• Telecom equipment PSEAgency ApprovalsAGENCYAGENCY FILE NUMBERAMPERE RANGEE104800.062 - 5A298620.125 - 5APSENBK030205-E10480B1A - 5AApplication testing is strongly recommended.Additional InformationDatasheetSamplesResources© 2015 Littelfuse, Inc.Specifications are subject to change without notice. Revised: 11/11/15Surface Mount FusesPICO® SMF Fuse > 459 SeriesMaterialsBody: Molded ThermoplasticTerminations: 100% Tin-plated CopperSolderabilityMIL-STD-202, Method 208Product MarkingBody: Brand Logo, Current Rating, Voltage Rating, Series Code, Date Code, Agency Approved LogoMoisture SensitivityLevel 1 J-STD - 020Operating Temp.–55OC to 125OC (Consider re-rating)ShockMIL-STD-202, Method 213, Test Condition I (100 G’s peak for 6 msecs.)VibrationMIL-STD-202, Method 201 (10–55 Hz, 0.06 inch total excursion)Salt SprayMIL-STD-202, Method 101, Test Condition B (48 hours)Insulation Resistance (After Opening)MIL-STD-202, Method 302, (10,000 ohms minimum at 100 volts)Thermal ShockMIL-STD-202, Method 107,Test Condition B (–65 to 125°C)Moisture ResistanceMIL-STD-202, Method 106, High Humidity (90-98 RH), Heat (65°C)Product Characteristics4.32(.170")5 A 1 2 5 VLF4 5 9B 3®®3.05(.120")2.97(.117")7.24(.285")REF.8.26(.325")1.65(.065")4.95(.195")1.30(.051")REF.2.03(.080")RECOMMENDEDPAD LAYOUTDimensionsPart Numbering System0459 .500 URSERIESAMP CodeQUANTITY CodePACKAGING CodeRefer to Electrical Characteristics tableUR = 500 pcsER = 2500 pcsR = Tape and ReelExample:0.62 Amp product is 0459 .062 UR (.5 Amp product shown above).Average Time Current Curves1001010.10.010.001.062A0.050.1110100.125A.25A.375A.500A.750A1A1.5A2A2.5A3A3.5A4A5ATIME IN SECONDSCURRENT IN AMPERESSoldering ParametersTemperature Re-rating CurveNote:1. Re-rating depicted in this curve is in addition to the standard derating of 25% for continuous operation.Wave Soldering260°C, 10 seconds max.Reflow Soldering260°C, 30 seconds max.PackagingPackaging OptionPackaging SpecificationQuantityQuantity & Packaging Code12mm Tape and ReelEIA RS-481-1 (IEC 286, part 3)500UR2500ER
https://www.littelfuse.com/media?resourcetype=datasheets&itemid=af55be94-c42e-41b1-ad43-e070e09443fe&filename=littelfuse-fuse-217-datasheet | fuses | %PDF-1.7%âãÏÓ82 0 obj< >endobj xref82 1320000000016 00000 n0000003559 00000 n0000003699 00000 n0000003733 00000 n0000005839 00000 n0000005878 00000 n0000006016 00000 n0000006154 00000 n0000006292 00000 n0000006423 00000 n0000006948 00000 n0000007361 00000 n0000007827 00000 n0000008527 00000 n0000008782 00000 n0000009340 00000 n0000009855 00000 n0000010339 00000 n0000010375 00000 n0000010420 00000 n0000010507 00000 n0000011152 00000 n0000011266 00000 n0000011378 00000 n0000011972 00000 n0000012056 00000 n0000012612 00000 n0000013046 00000 n0000013528 00000 n0000013990 00000 n0000014384 00000 n0000014823 00000 n0000017861 00000 n0000018053 00000 n0000018168 00000 n0000020413 00000 n0000023385 00000 n0000026158 00000 n0000026350 00000 n0000026602 00000 n0000028566 00000 n0000031530 00000 n0000034422 00000 n0000035009 00000 n0000035888 00000 n0000039001 00000 n0000043997 00000 n0000044049 00000 n0000046698 00000 n0000050522 00000 n0000051083 00000 n0000054234 00000 n0000058708 00000 n0000058754 00000 n0000059131 00000 n0000059525 00000 n0000059858 00000 n0000060150 00000 n0000061556 00000 n0000063962 00000 n0000064302 00000 n0000064670 00000 n0000065053 00000 n0000065635 00000 n0000065739 00000 n0000065809 00000 n0000065893 00000 n0000076324 00000 n0000076587 00000 n0000076750 00000 n0000076777 00000 n0000077078 00000 n0000077995 00000 n0000078261 00000 n0000079214 00000 n0000079253 00000 n0000080219 00000 n0000080258 00000 n0000081211 00000 n0000081250 00000 n0000101460 00000 n0000101499 00000 n0000102465 00000 n0000102504 00000 n0000122713 00000 n0000122752 00000 n0000150779 00000 n0000150818 00000 n0000151782 00000 n0000151821 00000 n0000153503 00000 n0000153542 00000 n0000173752 00000 n0000173791 00000 n0000198953 00000 n0000198992 00000 n0000227019 00000 n0000227058 00000 n0000228740 00000 n0000228779 00000 n0000248988 00000 n0000249027 00000 n0000284254 00000 n0000284293 00000 n0000285257 00000 n0000285296 00000 n0000286265 00000 n0000286304 00000 n0000294458 00000 n0000294497 00000 n0000319398 00000 n0000319437 00000 n0000344599 00000 n0000344638 00000 n0000345607 00000 n0000345646 00000 n0000380873 00000 n0000380912 00000 n0000381297 00000 n0000381682 00000 n0000383380 00000 n0000383640 00000 n0000388493 00000 n0000439938 00000 n0000440323 00000 n0000440708 00000 n0000442934 00000 n0000443199 00000 n0000443343 00000 n0000443486 00000 n0000443637 00000 n0000002936 00000 ntrailer< <3DFCCC67D69E425297006B36237E6BE8>]/Prev 770325>>startxref0%%EOF 213 0 obj< >streamhŞ”’ËkQÆ¿3“6ó¸™ffòh‰cÒ¤�&ÑÆU¡¨ºòM°õQJT\¤V›TíÂU7"T«`E]Tt¡nÜù ®Ÿ µøx§3š¢n<—Ã9ß9¿ç.`xAƒ˜h›‰NHğ@ZÈ“ÿöâÕ¡C@‡çè“wGğŸë’ıf �vG¼Rbl¥�…MÑƒÉT:Ó“+–{ûòkÖ²¥uëûW[ã]f R8z6—šÑ°l5ŸÎÎ¥’.˜¶A+WÌ¶2^‡£RwD¾‹_ŸHœ†ƒiº/•l¹¸eã™b6—^6O´~™[ªÖ¸ÕWmX7êÂ+ú–Óíñnê˜—ÇQî“Îà;F–ÎúAgè�0�‚I_èdè†±U¡€’ Ó=£9¡ËêS\ÇiVUòì½÷’zRÍYqÓÌ!D”Ú+!Äòú.˜´“ßè%¹cŸ¼™JT¥ı‚…-°PJÎàøødˆ§ğ]¼&ŞâÎcå�“W^ƒŞÍó›`�u§¾·Ç©-iŞŸh8}ñXâ1Ø�Uck»G5ªu6ñÕ˜>oçÒpÇpú„ fp—"tƒ>j÷h’Ÿéí??Í&¨Ó/yôØBlòığÑÿÆf©ƒY7rüš‹XÜ+PçÊ®æ¾ê£EWßÿ)À‹ˆNendstreamendobj83 0 obj< >>>endobj84 0 obj< >endobj85 0 obj< >/ExtGState< >/Font< >/ProcSet[/PDF/Text/ImageC/ImageI]/Properties< >/XObject< >>>/Rotate 0/Tabs/W/Thumb 74 0 R/TrimBox[0.0 0.0 612.0 792.0]/Type/Page/PieceInfo< /LastModified /NumberOfPageItemsInPage 6/NumberofPages 1/OriginalDocumentID /PageItemUIDToLocationDataMap< >/PageTransformationMatrixList< >/PageUIDList< >/PageWidthList< >>>>>>>endobj86 0 obj[87 0 R 88 0 R 89 0 R]endobj87 0 obj< >/Border[0 0 0]/H/N/Rect[67.4413 464.694 104.961 398.996]/Subtype/Link/Type/Annot>>endobj88 0 obj< >/Border[0 0 0]/H/N/Rect[145.795 463.283 194.979 398.996]/Subtype/Link/Type/Annot>>endobj89 0 obj< >/Border[0 0 0]/H/N/Rect[231.586 464.694 277.559 398.996]/Subtype/Link/Type/Annot>>endobj90 0 obj< >endobj91 0 obj< >endobj92 0 obj< >endobj93 0 obj< >endobj94 0 obj< >endobj95 0 obj< >endobj96 0 obj< >endobj97 0 obj< >streamH‰\“ËŠã0E÷ş-»�?ªºÁò˜†,æÁdæ[É&¶QœEş~êêšnƒ£S¨T9’Kéî°?ıìÒal�~vç~è‚¿�÷Ğzwò—~HÖ™ëúv^¢øÛ^›)Imññq›ıõ0œÇ¤ª\úÓ&osx¸§M7�üs’~�ıpqO¿wÇg—ïÓô×_ı0»•«k×ù³úÚLßš«wi\örèl¾Ÿ/¶æ3ã×cò.‹ñš2íØùÛÔ´>4ÃÅ'ÕÊ�ÚUïöÔ‰ºÿæá²Ó¹ıÓ„¤Z±äÕJÄŞ·Úâ÷Ïxgq¶Š±Æ[ò¼#Çœ=yf=ŒYË†¤ÊY'G�<'çà’\‚7ä�q±�lƒ1óä¹¿’_Áodì¡ [·‚>¦J:”p(3rfıõKÖ/Q_è pæò…ù‚¦a¾Ä¦îE°‘åÁJV0�ÎBçxîBçxæÂóœ§,ßş²¦œ§r/Š½(İnJ7…›ÒMá¦tS¸)İnJ7…›ÒMá¦tS¸mù_6 ¡–ÎAkÙp}ÛŞC°–�×$ö*º´üÇMšÆÉÙ*¼É?ËÊÚêendstreamendobj98 0 obj< >endobj99 0 obj[/ICCBased 129 0 R]endobj100 0 obj[/Indexed 99 0 R 0 128 0 R]endobj101 0 obj< >endobj102 0 obj< >streamH‰\ÔK‹£@à½¿¢–İ‹ÆÄºuoÈ£²˜“™�h%#LTŒYäßOOè��ø¸­¦»ßíÛftù÷¡«qtç¦­‡xëîCİ)^š6›®nªñy4ıW×cŸåéæÃã6Æë¾=wYYºüG:y‡‡{Y×İ)¾fù·¡�CÓ^ÜË¯íáÕå‡{ßÿ‰×Ø�næV+WÇszĞ—cÿõx�.Ÿn{Û×é¦3>ŞÒ=ÿ®øùè£+¦ã91UWÇ[¬âpl/1+gé·råGú­²ØÖÿ�·o;�«ßÇ!+çéâÙL5mËUV³é8íRÌyÁ¼@^2O×¯™×Èæò–y‹¼cŞ!¿3¿#svÚe¥ç\�¹~Î ?íğ1?¿Z¦ÖiõqŸkFu†´\LKÔ´N`…hÚø¹Šõ]ïÒ]Ø²¿ %Šendstreamendobj103 0 obj< >endobj104 0 obj< >endobj105 0 obj< >endobj106 0 obj< >endobj107 0 obj< >streamH‰\“İn£0…ïy_¶ÆãVBHiÒJ¹Ømv€€“"5€r‘·_Ÿ¨+m$âÁßO¾Ùmwã°˜üg˜º½_Ìqûà/Ó5tŞüi³Uiú¡[îgé¿;·s–Çâıí²øón ´ãÉgu�©ßã¯ÉüØÿwİ*ËÇî£Y½z�7…j<^š¬.‹t—È–lÁJVğ3ùüBNµ[òüF~óqÉêj•8.‘Kræ³*<«rd^“×‘…µ‚Za­ V*r²€ÙSĞSè/ğúü…şÙ�7`fdfdfd±¦WïÊÒÍÂÍÒÍÂÍÒÍÂÍÒÍÂÍÒÇÂÇ2¯E^eEeEeEeEeFEFÕû·³§¦�Ì«È«Ì›¾µ¾’_ÁÌ®È®Ì®È®Ì®È®÷½‚ì�Ù²;z:x:z:x:z:x:z:x:z:x:z:x:z:x:zÆ›ø¾[±�ãÔ™¯Yé®!Ä1I£™æ“1Œşkzçi6±GöW€À:ñBendstreamendobj108 0 obj< >endobj109 0 obj< >streamH‰\’ËŠã0E÷ú-»�_r©Æ2İ�Å<˜L€cW2†‰lg‘¿]ßĞcpt„nE‡re»ı—}›ıˆSĞÅ�Æ0D½N·Ø«=êy¦(í0öËc·şö—n6Y*>Ü¯‹^öá4™¦±ÙÏtx]âİ>m‡é¨Ï&û�c8Û§�İáÙf‡Û<ÿÑ‹†Åæ¶mí §ôG_»ù[wQ›­e/û!��Ëı%ÕüKüºÏjËu_P¦Ÿ½Î]¯±g5M��Ö6ïéi�†á¿ójÃ²ã©ÿİEÓï)œç"éİ´¦)óuŸ–Ä;òüF~³&-¦©˜¯�¯r.É%¸"W`Gv`Oöà-y›Ø1ã�qÌ8dÜ†OG7·šwÕ¸«æ]5îú¦„AF˜‘5Ã»wIM®Áòè˜y%¿‚é³öMè/ğºÜ„}ôM½Fß<ûæÑ7O77O77O77O77O77O7·-}Ò‚ÿøÂ�4©ös¾ú[Œi´Öq^gÓ4ıœøyšmªÂkş0ÓÉsendstreamendobj110 0 obj< >endobj111 0 obj< >endobj112 0 obj< >streamH‰\’ÛŠƒ0†ïó¹l/ŠVshA„b[ğblwÀÆ±+¬Q¢½ğíwÆ)]Ø€æËaæÿ“IT”ÇÒ·“ŒŞCï.0É¦õu€±¿ò·Ö‹m"ëÖM�Ñòw]5ˆƒ/ó8AWú¦Y&£\§0ËÕ¡î¯°Ñ[¨!´ş&W_Åe-£Ë}~ ?ÉXæ¹¬¡ÁD/ÕğZu £%lSÖ¸ŞNócşv¦ÎÈdoÙŒëk‡ÊA¨üDcËevÆ–ğõ¿õ4æ°kã¾« ²„6Ç1vÈæñ‘ùH¦b>!§Û…±CN˜â”9%VÌŠ˜s¦”Sq¬¢XÅ{íQ;æ1k)ÒÒìM“7ÍZš´4kiÒ2œÓPNÃóf™çü†òÍ¬‰÷Ì{â‚¹ æó:¯a†<˜33^ffÙ�%?–ıXòcY×’®e]Kº–u±£B ëíî!`©—çµÔ˜ªÛzx¾À¡$FÑ'~Å‚³fendstreamendobj113 0 obj< >streamH‰ÜWk‹Éı®_QŸ‚V­z?c°Ç�8¬CvG°ìä��-ÍX’íõ¿Ï¹÷V·Z²Í,š:]¯û8÷Qï'‹——Zİì'Z-Z¼¸ÓêÙıäçÉÓådq�‰v¯4ÿ©}»¥µ†Ö.–æßZµ¼�D��*èØXkœr¡±!ªåİdúÖ£¬¶Nı´>ºÍõ‡}÷ƒzµm›Ùò·ÉÜØÆj£æ¦±jy5™^>tíú­v©]Ö÷Û½Zí:µÿğî·®=¨Ã½joWÛ›N}Znï?Ôöş°n;>'9è$çŸõK÷q½ï®~T/Ÿ5J§…ñëh)‰nDôÌ¢gå´‡è¢æ&e–ÜĞÒçËÉ{˜åæÜDf0ö7Áü:;XH÷²rÍ\7j.[,Ó¶¨å'Uøæ¢ŒJ�Ñbnt�‰.3}2s0Éôf67¾ÉjÚÍæÖ6^M·ø’éK‹Ah’š~Æ@MÕü‹´çK]cx`JãÔtÇ{0uÿqÅ«‚šnø@¬ÚÏşµü;é%ÂeÎX–ÿœâ5Q[#’½˜é¦°@¦;LtÌa6w$ß–fG³†W‘‹q‹ú‹z:›{şThjKœ,áµ×¬iEä#�ï$k:±¦&—«í£G‹'íáÃj³ì~? ]P/"¥NN¥÷³Dh+©ElñÏÍªí®^îV·ëV-^_h±«ı~â=J6R}L Êá´Œi›Õ®›üª¶c£¿‡&,°òØ�tÉØ™AŞâU{Ç+éº’ÔF†É æ5Fs‘ÖÚ‘­¬ïA»dg�s%FŞeãxoy!A��H4´ds£c®i‰6&Œè?ˆj&ä˜ùÌèèÖzŒí]n ½A`{€ò…+x!AÔ,''ê�éØaØ‚Wlf€�µÓØ ­°�†4½‚6„¨Gj\6ªŸÉ¬ôÁ0òd[mÿ³º:ÑØçÀ«�Äè.ŸÅ&¦)lS@©’†Ë¡o¦o®Ğ¯Í¿± ©Î€pšv’Óp`¦±ó¾�É±.ñ2†8Í�ÙÔC5Ê6.*`$czLÑÃvÃXS$f¶›Éíä-Ö˜j¸s1ã�âË‘i8ÇdŞ#£9š9—Æ0À’†É‘–)€µ€šÂmèVüX^F€®qMğf4ÂÃhÉõ¤+Ú$ÏW¢·«€¼ÀÄ¨i`Y…zRû¥ö>5>jZœ‹ã@ÓzgDÌqÃ.×àÅ\bB{‚âM'@±ù‚¶²°àš¹Àf„q�aRJ¦Eô=â­„¨˜ÚJKÀ×03Š*ôQüåÏ€°¹GbRp‰Xçğ�¥ÑôˆÄÎ­³�ŞóZãı€p»�M0Ì§‰.Í8ÄL„×ErO*°÷¦?%Ãb“êXâ­Ñòg¢×÷:ÄŒ¾Üãògz—9/pÂì�åô@ˆò`à1‡™»õ,—´JÎ‡ûZ[NÄÜ–/©ù8†Ügiğ.Œ¡+¤{˜.–óqÎKF©Ğ[8°½*É‚®«¹nFĞ2¦"*ù’cYƒ 6�Y.‹’şYD—°„YªI¨ÂÓ„­GŠçq�Œ9@QÙ‹Êšskà4Ì»BÎÕŠ¦t‰5Áõ^ôÁ¤"C©?.ÚôhPık¦Ùø�(·Ù#XqÎ¦ºÕ£nU ¿RÄŠhƒåÀÒõ¿Ø£ÿ:Z}zÎøŠş^Í¼1�¤Dß]bâúÊ¢d¦š«c6µ1çÇóÑIRT—–¢ê�yoG:­É—¥‡£M'§�58„9�·§FM\O»iÊä9&�„-º1MŠÁİj’€R Ş”(6@‰’mh¢%ıS‚%LüÆÓ¶Àª¨šŠ~âüdÂdÎW¹WrCş ö§ã6Êjô�­Ãá@u™cj†ZÊ©ü¡â×9ô‡(ù0HÊ=@¯§¹2ôĞ!}pÔÉP›DÍ‘o9ûá¦Ù©É[‘Ä’sĞ†hÎ±1sî/F2­©€İİC[ãÂš8Â†kÄ<±jä˜�æÄ�ÉZvkŠ"èåãÆÆ¢Áö�ŒRF8@êÀ¹²z’¢Íª/�¾l˜Í¨aş™ZæâÑ][fé•O:æÅšÿ‹ËDêòâÜäªOÊ«×jDUnöR7–¢õ6dlb#‘.rÛG…U@¬½B…u�‰äXÎøò¿�Œ>�Ÿ�3¾¢^+ÑK¥1Dêf2úAÏT1RÙ©fõ‘¾;M¡ä‡zNÔÙZiù¨<�üS…›SHÆrî�I$-×ï�Yî²ñ�E"ÒR†Jhk(>¨ÓÃv�\¡>OFà�^*¦Tºõˆç"b+ƒ/^+Yp™õ²ğki²I2k‚¼ÁHÿš{D™Ê æT¸9…Üª’€ı,,d†“¨û ±¶ägè>é��K÷–õ)Ü©¦�\~•«öŒ«x pÇ2pÕqñúãç'm¤FÅ5�Æ¨O¡WåŞ¢P‡8«üFNÙ‚•µÚS–ŒhÃä ÉW6—pka¥'ë3šsJ¶�à!Çzşœ^œv¸`.÷‘-I’¹ˆ¢™•¹TŸV†`ÈÉpìŸ@+¼ˆ@…"¯"yŠäB\¢ëàÚë¯ĞÃ�ÑÃEğ0›#=P’Ò÷ä²„şï‹d†ê�àè¥B¥1�½TBâTbˆê?G-7ÙÈ16VÀe&–aÎóƒ�ÀÏ±â)ÊmHR¶ Ç*[%„KzÀö6H>=¥§Ø%†ƒ·Yú2à»N©ëšèäK�Ï+ª·±Ú�ê–*:Ó˜ÑOo3ÜY»À0IsE¨Åoa@%qbÃi^ÀÙ³«ŠëœœÉu@Iï”÷EÍ±Ë³¤S=õÕ,]“©ªpeŒAºÀ@Äæûb’ÎÉ×pÖ“-±òCj™pXÒ&5Ğ8à'¹ü(�RŠš'5™#®Zú–�’[`È“ OWé>‰Àä™:¡"Z>Aèm?ÒÍı†tà±[;<êCß€}‡ö�ÅvÄNí¨Ïö’±ÓY€½âÀ'se`¹}7/_Ï¯·ícxjî&¯î¾Æ"íâš¦�¯«û[=ü4�×ÊÃ÷,ŸÓî}x2+ }Ç¬›A^ûÕ¼’®›ª‰ú<tn+ª¶1ÖMê†*:SX@èzĞp ¿'Ãd°u¡ŒÒ@$m=ŠÛÇáğ+Àx±LXendstreamendobj114 0 obj< >endobj115 0 obj< >endobj116 0 obj< >streamH‰œWYOcÇ~?¿¢í+¹é}ÉîH¹™Ñ$ø*I9ÆD&†ÌˆŸ¯z9ÇëÉtuu}µvu�YàÁ*6³ÜÍfRr#,›i.mK¶lê:3²P‘Éÿò/*nm%E>/Ä]sİü„¿‹y#Ò{^>6gsù‡b’ÍoËC&±×´\9™‚‹¨5›?4“�Nç5WóæïFÏ•ÔÌyÇµ±L*mLÿÛ¬š_4\^vyM¸Üj‰_­»¾üĞH˜jÙWfØ{Öü#HµdÚDn¼@ÜE¯Øò!™üĞ®¦dùwİùsöîZ²OÏÉ™�qÌ1k`�à&Ú�ŒÿÙNçl>79ÿüyóôe±f·O¶\l^6÷7ŸVìËjó¦ÿôøÌ�×¯$34?…î+ZK%Ä{¾d´@´¾²˜ìˆeD„¼cÚ.‚ódÍ¯“«éÌpÉ&ë)Ød5�IÁ#›,±¡¹e“ìĞÆæ��ÚÄ‰Ü³Éb=…®»¤XÜM!-6Ú���mÅ±Ü±É3�Yn’†¤²§@¦£ÏYÁí4¡ OŸÿ@E"xĞñF¥ß�ƒ‡¼h‹2“¨2‡rFµc ª‰‚6*[Â‰8à+,CËdH�KYˆqçQ[úUªSi4dlUi{@w*»ªìøEeág•È7@º¬=jEwÀ…[q;vÆ-ìÛ1V!W(–£z±lá¶!ªì[Ø%B•IW"¢„LÛ{eµ˜½�W^%íÃ.#+w‡‘•½ÅHƒ+±Ó÷Êİ[Øo`oê²-"ï•à›ğfæ®èfîØn¥Ñ¶ÔÎœî.ÔÂŞÂ‹�°…»¶°·D9ÈA)¼‰ráîŠrao�µxNv¡rwÁö(yõ-)I¤G/½!Ô�uãîIªD½ôh<í3nnùéDú×ü8�èßÒÉò±¥TRÊXÕGB—AŞ¶züù¶ÔEïpÎ�î›3”(ùÚ#‚N¦ÂĞ"*=¹Çƒ¡Š”ó±‚®Qß¶ä“Iv÷Õ[¥û¡ƒ« ÷¸0Ô±ßããñ»Ö£Opy$qØe<+>MÚ›ã‘Šıß½�§8<’8ì0Ô}‚Ã#û>¾{Nqx$qĞazçƒ?Áá‘Š½ß�*'8<–8ì0Ş±‘Eo�Cû>¾{�Oqx$qØaL]QŸá±Šıß��§8<’8ì0FŠhOpx¤b¿ÃGÃw³Ñ)�$;Œ8�Ğ¥Ç*ö;¦4¦7ÉŸâğHâ°ÃZpqB—«ØïğÑğä°Š<�Ô¥Ç;.öŒæ_ÌÓ®È_:�%Ç‚Í—Ø›e>1=sğÊÒG–\yÌÙó‡æ×ÉùT6ù”~W�Ë×éïóz–É†ùÍ–ì¿÷ëÕÙåj“v^îÚ//™Ï>üóğ'X„"1`x©0Ÿ±�ĞJ:öóâ± ¦£Wóæìãz±\İ¼Û,>ßİ/ÙÙûKÏ.¾¿dÍÕ{üô¾åà¡�ÿÎq�Y‘iéÈ³Şxî¸Ö†Í7Ú!\È¢s!E.s*ã_¦ãğœã«@JîP\;Ë"~é“äöXãœ?F¾E{ÏF†˜lÈÈŒ�±gEkŸH›w)­£ÄÎå0ŠÍoÍ…Ô!±ÊÒ®©'‘b•¢ÜN>^OçÑWSÔl&Ğ¥=ebrE»µLUgÔHåo¹^`úÔğ†°.›—ÍıÍ§Õw$=ƒZñ½†2LÉeŒ}¸øŸˆB;»’S¼wa‚8OÙEá);:-§ùW"Õ¹L"š%{"?æbYÜ¬n¾K`‚1î.òqØ ô±6¦Ÿë±´‘Ñ¤¸Ésö›R�ÙóÁq—:<œ-üŒi«ëtJ¡X¾b¦$7"4*›ÂH¦ë�½;ƒröÜ:¦‡x�ë�¢*î®g�Œ–Š_1�ÏO‰x+´gÄ 7’{!Ğ?ë©–­@^ĞBL%–ÍŒ†„–KLhÅ2%èT^–ı$ÒGkÁ’¢L‰rZ$€¦sVô€¯ı‹é!£Ñ$¸p½‹9£ÀÓÁu‹ò/)J´áŞS¿-‹×Frºc¥¦…g*])�ìKË%aËŠh&^QçDÒ! É-’“©¼&§�RHÈ!MºñÚµ‹ö£w9gá°§éÕèÜëQó×#züx1�Ñ•zóÏ™\úYv¹uOÒkX*“j4Õ®BÁ(x…&éã�¢Œƒ¢ôË”¥'ÕQÈaUn©>‡$Ã‹,£c?�ø‘©mâ~DC¯(l’)ŒV¤ \üH)%ÒåóYso™ŒX×3CÊÓD$�[ğ–SíB¥É'‹%i½„uE//†$ó�–T£v!)ŒxÀ—®®½DË¦PM¢H@glÕebIàVÙB®+‰ÁÒªnI >streamH‰”WM�·¼¿_1GéğÆìæ÷QVÄĞ9$9k;JğD6°�ş}ºª›ófWºDŞ²†d“ìnV?o²%û/ÛĞ}–V7Õ±O•±=~º ¿×´ëèÛÍ›Uæ–öÔ@×b ÷±Àã%í§�6;çœA6fĞ©Úo‘f¿R¿mÀfÊ6Ê†çŸÚ3ì¨åè‘c”=eneØá®ĞJñ�€º—Ämf[L÷>ëvn?^dûëÈæ¦hÁÕö {rÂÑhuz=º§B�‚v«œ#c?Ê>y®Taß×‡c`«VÇØ*‡å‚¶ÎqZ?ñ'Á‡»S�ôxØ¼‚ı nØ=ÚZV±-™Ã…±Ó—P*·_ûô`•²0üi‡·?³�*+,ÀÉœóñòëåÇËç#áú4ÃEî�í”pûÄ¡éP´®Ù ÈâO„¼ˆ£ğ605RÒhsC¥—€×Ó”ëÉ–ó¦c@t‹)×åD˜à4Ùî}Ç¤gÖ^0e3:Ÿğ§‘¸äñÌŸ¬•cU´å©kÆGì#²X‰6ï�³•ATo²ºZ¡í¥(5Ç(ğcov%¬è¥îİ–ò¾ÔY8†`ıfÉ?î°0gÖLûÜæ}*¸M¢mõ.r²yÒÛæd;)¬0¢ğ¶ÙL1Œ¨d–º� j´{Ëè¡±*Š4x±ßE®ÄA´Ó¼c%9Ãæ±‰va»4¼‚ÛwÂ³Xİ›GÆè@=4½�àqv;ÓÈX€N³İ;¿u•1\¬–Gº=�¯çÏ�—ï.ƒ)4¶a= 7“EvoÌ¥Ÿ.¯¶×ÿ²09ßª±ÄÃÏ—¿¾Úìß;ym¦•ÊH¯ÿşğÇ‹Øî˜Ÿ#À0úfû›5ÇÀ7öîáòİŸo?=şòó¿ıôŸ�ÿ¦Ü¾{ÿÖüıŞn—wïíçó¥uÓw¶±Y`L™g¦‘ÚöÛ/—¿lÿ¾¦÷Ã‡´ıã÷3ŸX*A˜(GûY(Q]’íÒ„’IŒ-*q¿·«_¼@“B[XD(@]`ê¡9×w��áVÅ5¸/‘ÁqúOÎ…máÛÂ¨<‹*+î¹r@J4?ævïX›«G�ï½÷£ä‰Ñ3�$Î­<Œ°.z;ugÇ@$y�ë:Jõê§¡Áf/”ÓŠñ:Ò=1¦Ó•ËmõÂæÕBNTß‘—øÁí÷»[°i¯nt­ø%�¨ì'n8œ¥�eÒÕ©]àñ`pÜrhNÕãÂĞFmGµ_í«§¯i±�œ#¯ê§Ãgz)÷cÚÜ¦C.çs¦‰$êíGßqó·Qc.«¿Á†—#º4­öÉv@-´>y¼ÂóüáØÄ¦ë1í�äºÖ»Fşù>bÇã[¾1e“$V6ŒĞ´?«KÃ¥So¦8ML)„u¦²d‹£Šä£·ï£¯†Ñ¶gLá@‡&0‘‘>kxö¸IäæiY7Vfu‹P7åOd¿mTzx4Cˆ8µr¶ú×ŒüYwÄ4W'O„yÜ°X^FŸ³ñÕj.plØ!�[Lºú^>pÄJ¤i½ÂîŒ?dÒ­sÏ_ÅÀ³í«ÌDrWİæÎ)¼yğâ1jØ� ø ñÇîMçÌ„y¢dûdùÛ�‹õÇ“Iá+O3^ˆL°fäòtYÖLÍ¬Ñ=³(gg}Üµj¦qhŞæŞ\2¬³y¾%n,Ø0¹şovU�"ÎÏj¸½�ÌRWvCp£ˆÛ?�£)Š¹é€:B�~V¦­Ê¿Á€oWh}Y¡›e‹&¡am>h×ÒÛ‡·²¶í¿[ÙŞoß*Ûæ«f¬C£ôó3@ıIEj³\�hóÇ.ÿÚ]ôäÀèaÙ?àÏãåôí4ôlâdz-ço€�pı0¾SŞS&b­®ı2.‚¥áSÉÌ>B Ÿ€æ•I`Şàd««ïö‚ÚgêG'îÚšéRÓv)è/ùQ J¡h'%3åpcîˆL;íZ)¦²ó€/z‘i}"üŠ�7Ìm©9e¶ŠKÓ»¦µ‹‹‡1z¤!�nÏO9õè›®>3.0®lvp'x‡ìŠMŒgu+lÍúqÙ?¼Ìş�9‘MµœlµuëûáİõÃUCœ¾¾jâ#É‰F/ø+¯«}..p3uÎÿ{qòéâØìÿöûã]Â¶Î×“»¯vj[]øaŒawé×ó]AX:Ìj¨Ï+is!Õ'Ü¦A‘®»òA†:ØX†RÀÚYˆšªc�F3ÏÊ¨¬¢Eh£ñâjÌ¿ßÜIXöìÄ£É¿Ğ™sçàãDóäËe:m&×{=e„…:6‘ù¢†]š™0‹p†Ù#£›lúÕÀ§'_áQáÖaWUñôP.“¼ò%Ö›7QmB�S�R;‹ã¶¢Z•#5F6ÚÌ�¦ËG.gãÈši¤ûrJE•†Ÿµ‹VGLXQ_ KñMçœ)£Ïuëp›¹Qî‡;¦èsz˜Òê#‹°¯GŸ.eLäò5û…ûÌ5F†"õã¹-âç+Ô!¥„¾0Âã‹õj¸Ú£]c¦µß&�8r�@Ó3È-Önq·Ñzµ­Mr±�ÖFP‡»J LsDµöÏ�=˜ì-ˆ!#¾eÙ0–ÅV©¦bíJ­ºœÎ—äháJ >streamH‰ÜWM�\·¼Ï¯xÇ]Á³â÷ÇQ’#d$Ğ989c+J°ëÄ6°Fş}ªªI¾7’6r¬¦Éf³»Y]<ç»šãVîR©ÛÃéXanÖL˜ú€­Æ»`°¹Jè½¿ó1løë'ÌĞõ…K#®kº 9BØ¹Úa‘áàqûBæò*1¾eÏÅ‰SÛÜ]ok~®Ë~^Ëk%LãèÀqzz&^ÛEl<‘h-/HÛ­¬á�ˆóô-ÚüXææ-ÌÍ"NŒLÌñÚÚÄ™ãµ®ù™ÎÖ»˜;q\ó‹æïöSwû…öK[ş®_©‘we÷¾ÒûË5ÇÙ¹ï{1¹Ä«½s\¾®În?ÇSÛcÁõ)ï± í*”É­İq¬ËwÇ£0`3�t/†ºòÌ<ÆŠ £/ó!s8ä…uº°Î¼¦ûµÜq{ß'öM¸.¬Óú•)ÏÓøU^…ã§³®3¯~9ç*óèV8ÅÆ-ëNuæÌ9Tg×pjÛò±«�¡vaÍ×îÎÏñÆ³9×'T¹j`î�ß„ L5Š‰æç bÆÒV(Z†Ùs1Ø·áDBs›�ûœ+•Òİ0Üe©Ën·Y§ô¿§9*Ÿº5/@–‰:OCZô^–Ú„QK‡ÚñSïC)ybÕŞ‚¾ú±4 �Çä€CW±³A4…:¥L‰i4§ØÑË€¶vj°hkÓ8-‰°N•#Gp„æó\›ıÑ0;òaÛ¦åSnùèqñÇã�‡-ù*¥…c ªek†‘¹Ç¸fL@­é˜“Ÿ+yÍ_e¶á ‡¼7K×¬ŠÖü¡dÈ«�CØ«-ËÆªEÀV¡ÉĞ¨âC}`UQ$×İÌi¿8E�¦]+ÀÖ÷KWÄüëJ¿_XÏ›œ÷ûL,îÚ5Qª~q�°8*.y—}\<"Óbá‹5§€£´›ÜE\\_Ì&vŞNa‘¢pn“1k\t*,ôkyu~Q±°O‹¨…ÃbqA{„5=õÅÿÂ’ÆÖ„í0TµgÀR`µ¥Õu„»_=Ép[‹¸éY`ıÌp[İNX}kWæMMºº¾pY}Ôp[Mö€ı¾¾Îş¼›Ë+s¶}ZQh9k‡‰k³Z¥•ãŠ�¤zXrÓbÒ�&v×z$nWeHªø•Y½2vµZ’ÉÑ5îM-¹››©§4ß9Û‡•üL}­¦¥nêlÕr*¦ÖÖİJooØ&aŒ)¸Ş”â€¶c\§&ñâ®áMZÆõfğÉ›*�3(ëù¡ON+Ö1ùˆ•æµ@S\Ù„*j?õ´}`ÃÿôCĞKœŞ9Ÿà¹àƒ5‹¶E)×GAĞCBÀAI H_$_ÛF¢¿¡n&JˆìaeBQì+±o�rvÃ½¦ä8ÉÌàÃ„TEŠM�ù"^eè'®øZ¿wšzŒ}˜ø·f:hW¦(ü€>&Ü^ƒ„¦<[�` ¥´írZ·éÌN+aÊwÆ.s;ƒÚ¿¡Ã‚ö�Çğo€Ï–tÚÕ¬ö'H�ÆrŸY Å8~_æv3#Nï_œş„¯ïOnã¿í—Ë�§—_¿óÛß~95}Â±bÀ¥dÛhğ?#"÷�§oo¶mKîöÜvãnkŞnümÆïTR¾ıëıïOîèS¶ûïO7$‡ğjûKl¥ñÕ·÷ÿ Úghqñ8çÛ›öêÅ›—5÷ê…Ì¦uzùÇ‡ï.?¦ÿõÏßıëÃß/ÛË·oàÃë/ßl§¯ŞâÏO§‚Ü¦u"]^èè‰¦¯şyûqîİ›o(®ÑPİÒövãIOúÓæ5J•£:¬�µl—G-~<é˜ìÅ§_í­HkOL›ëÀºCUeô«•¾µl2Û,pF1J!h”Õ§²¶"Ô³°B«VƒP^bDØ´SQ}�{HŞ
https://www.littelfuse.com/~/media/electronics/datasheets/fuses/littelfuse_fuse_458_datasheet.pdf.pdf | fuses | Surface Mount Fuses© 2020 Littelfuse, Inc.Specifications are subject to change without notice. Revised: 03/03/20NANO2® > 458 Series 1206 Size Inrush Withstand Fuse458 Series FuseDescriptionAgency ApprovalsElectrical Characteristics for SeriesFeatures• Surface Mount Fuse• Fully compatible with lead free soldering profiles• RoHS Compliant and Halogen-Free• Available in ratings of 1 to 10 Amperes• Recognized to UL/CSA/NMX 248-1 and UL/CSA/NMX 248-14RoHS% of Ampere RatingOpening Time100%4 hours, Minimum250%5 seconds, MaximumAgencyAgency File NumberAmpere RangeE104801A–10ANotes: 1. l2t values stated for 8 msec opening time 2. Cold resistance measured at less than 10% of rated current at 25°C. 3. Agency Approval Table Key: X=Approved or Certified, P=Pending and Blank=Not Approved 4. Have special electrical characteristic needs? Contact Littelfuse to learn more about application specific options. The 458 Series Nano2® Fuse is an ultra-small, square surface mount fuse designed to support a variety of space constrained overcurrent protection applications. Offering a 1206 size footprint, it is the smallest wire-in-air type surface mount fuse offered by Littelfuse.Applications• Notebook PC • LCD backlight inverter• LCD Panel • DC/DC converter• Battery Pack • Car Navigation System• Network Equipment• Telecom Equipment• Electronic Signage• Portable Consumer ElectronicsElectrical Specifications by ItemAmpere Rating(A)Amp CodeMarkingMax VoltageRating (V)InterruptingRatingNominal Cold Resistance (Ohms)Nominal Melting I2t (A2sec)Agency Approvals1.0001.175V50A @ 75VDC50A @ 48VAC0.180.168x1.251.251.250.125.313x1.501.51.50.099.548x1.601.61.60.092.562x2002.20.0695.952x2.502.52.50.061.408x3003.30.0492.289x3.153.153.150.0452.457x3.503.53.50.03754.00x4004.450A @ 75VDC50A @ 32VAC0.0324.832x5005.50.0277.938x6.306.36.30.019214.37x7007.763V50A @ 63VDC50A @ 32VAC0.017520.48x8008.80.005813.448x10.0010.100.0046515.0xAdditional InformationDatasheetSamplesResourcesSurface Mount Fuses© 2020 Littelfuse, Inc.Specifications are subject to change without notice. Revised: 03/03/20NANO2® > 458 Series 1206 Size Inrush Withstand FuseAverage Time Current CurvesReflow ConditionPb – Free assemblyPre Heat- Temperature Min (Ts(min))150°C - Temperature Max (Ts(max))200°C- Time (Min to Max) (ts)60 – 180 secsAverage ramp up rate (Liquidus Temp (TL) to peak5°C/second maxTS(max) to TL - Ramp-up Rate5°C/second maxReflow- Temperature (TL) (Liquidus)217°C - Temperature (tL)60 – 150 secondsPeak Temperature (TP)260+0/-5 °CTime within 5°C of actual peak Temperature (tp)20 – 40 secondsRamp-down Rate5°C/second maxTime 25°C to peak Temperature (TP)8 minutes Max.Do not exceed260°CTemperature Re-rating Curve1001010.10.010.0011.00A1.25A1.50A1.60A2.00A2.50A3.00A3.15A3.50A4.00A5.00A6.30A7.00A8.00A10.00ACURRENT IN AMPSTIME IN SECONDS0.11101001000 -60C -40C -20C 0C 20C 40C 60C 80C 100C '120C -76F -40F -4!F -32F 68F 104F 140F 176F 212F 248F6080100120140Percent of Rating2040Ambient TemperatureNote:1. Rerating depicted in this curve is in addition to the standard rerating of 25% for continuous operation.TimeTemperatureTPTLTS(max)TS(min)25tPtLtStime to peak temperature(t 25ºC to peak)Ramp-downRamp-upPreheatCritical ZoneTL to TPSoldering ParametersSurface Mount Fuses© 2020 Littelfuse, Inc.Specifications are subject to change without notice. Revised: 03/03/20NANO2® > 458 Series 1206 Size Inrush Withstand FuseMaterialsBody: CeramicCap: Gold Plated BrassProduct MarkingBody: Current Rating(Refer to Electrical Characteristic table)Insulation Resistance (after Opening)MIL-STD-202, Method 302,Test Condition A (10,000 ohms, Minimum)SolderabilityMIL-STD-202, Method 208Resistance to Soldering HeatMIL-STD-202, Method 210, Test Condition B (10 sec at 260oC)Moisture Sensitivity LevelLevel 1 J-STD-020Product CharacteristicsPackagingPackaging OptionPackaging SpecificationQuantityQuantity & Packaging Code 8mm Tape and ReelEIA-RS 481-11500DROperating Temperature–55OC to 125OC with proper deratingThermal ShockMIL-STD-202, Method 107, Test Condition B (5 cycles -65oC to +125oC)VibrationMIL-STD-202, Method 201(10-55 Hz)Moisture ResistanceMIL-STD-202, Method 106, High Humidity (90-98%RH), Heat (65oC)Salt SprayMIL-STD-202, Method 101, Test Condition BShockMIL-STD-202, Method 213, Test Condition I (100 G’s peak for 6 milliseconds)SeriesQuantity CodeRefer to Electrical charac-teristics tableD: 1500 pcsR: Tape and ReelExample:1.5 amp product is 0458 D R (1 amp product shown above).3.175(.125”)1.575(.062”)1.575(.062”)3.65(.143”)0.813(.032”)2.05(.081”)1.185(.047”)1.28(.050”)Recommended Pad LayoutAMP CodePackaging Code0458 001. D RDimensionsPart Numbering SystemDisclaimer Notice - Littelfuse products are not designed for, and shall not be used for, any purpose (including, without limitation, automotive, military, aerospace, medical, life-saving, life-sustaining or nuclear facility applications, devices intended for surgical implant into the body, or any other application in which the failure or lack of desired operation of the product may result in personal injury, death, or property damage) other than those expressly set forth in applicable Littelfuse product documentation. Warranties granted by Littelfuse shall be deemed void for products used for any purpose not expressly set forth in applicable Littelfuse documentation. Littelfuse shall not be liable for any claims or damages arising out of products used in applications not expressly intended by Littelfuse as set forth in applicable Littelfuse documentation. The sale and use of Littelfuse products is subject to Littelfuse Terms and Conditions of Sale, unless otherwise agreed by Littelfuse. Information furnished is believed to be accurate and reliable. However, users should independently evaluate the suitability of and test each product selected for their own applications. Littelfuse products are not designed for, and may not be used in, all applications. Read complete Disclaimer Notice at www.littelfuse.com/disclaimer-electronics.
https://www.littelfuse.com/media?resourcetype=datasheets&itemid=624ac410-146d-47dc-9971-cdaaa78f2c78&filename=littelfuse_fuse_477_datasheet.pdf | fuses | Axial Lead and Cartridge Fuses Datasheet© 2023 Littelfuse, Inc.Specifications are subject to change without notice.Revised: GD. 07/04/231477 Series5×20 mm, Time-Lag FuseRoHSPbPSEFeatures & BenefitsApplicationsAgency ApprovalsAgencyAgency File NumberAmpere RangePSECartridge: NBK040609-JP1021A NBK040609-JP1021C NBK100408-JP1021ALeaded: NBK040609-JP1021B NBK040609-JP1021D NBK100408-JP1021B1A – 5A6.3A – 12A16A1A – 5A6.3A – 12A16A 16200770.50A – 8A E104800.50A - 16A 400254131A, 3.15A J5024808910A, 12A, 16AN/A0.50A – 16AN/A0.50A - 16AElectrical Characteristics for Series% of Ampere RatingAmpere RatingOpening Time150%.5 - .860 minutes, Minimum1 - 3.1560 minutes, Minimum4 - 6.360 minutes, Minimum8 - 1630 minutes, Minimum210%.5 - .830 minutes, Maximum1 - 3.1530 minutes, Maximum4 - 6.330 minutes, Maximum8 - 1630 minutes, Maximum275%.5 - .8.25 sec., Min.; 80 sec. Max.1 - 3.15.75 sec., Min.; 80 sec. Max.4 - 6.3.75 sec., Min.; 80 sec. Max.8 - 16.75 sec., Min.; 80 sec. Max.400%.5 - .8.05 sec., Min.; 5 sec. Max.1 - 3.15.095 sec., Min.; 5 sec. Max.4 - 6.3.15 sec., Min.; 5 sec. Max.8 - 16.15 sec., Min.; 5 sec. Max.1000%.5 - .8.005 sec., Min.; .15 sec. Max.1 - 3.15.01 sec., Min.; .15 sec. Max.4 - 6.3.01 sec., Min.; .15 sec. Max.8 - 16.01 sec., Min.; .15 sec. Max.High energy and power efficient applications.400Vdc/500Vac rated, 5x20mm, time-lag, surge withstand ceramic body cartridge fuse. ■ Designed to International (IEC) Standard for use globally. ■ Follow the IEC 60127-2, Sheet 5 specification for time-lag fuses ■ Available in cartridge and axial lead form ■ RoHS compliant and lead-freeDescriptionResourcesAccessoriesSamplesAdditional InformationAxial Lead and Cartridge Fuses Datasheet© 2023 Littelfuse, Inc.Specifications are subject to change without notice.Revised: GD. 07/04/232477 Series5×20 mm, Time-Lag FuseAverage Time Current CurvesTemperature Re-rating Curve0.500A0.800A1A2A3.15A4A5A6.3A8A10A12A16AAmp CodeAmp RatingMax Voltage Rating (V)Interrupting RatingNominal Cold Resistance (Milli-ohms)Nominal Melting I2t (A2 sec.)†Agency ApprovalsPSEACDC.5000.5500400100A@500VAC1500A@400VDC1055.9000.300xx-x*x**--.8000.8500400430.0000.909xx-x*x**--001.1500400139.4001.800xxxx*x**-x002.250040055.2009.120xxxx*x**--3.153.1550040027.70050.109xxxx*x**-x004.4500400100A@500VAC500A@400VDC17.20052.480xxxx*x**--005.550040013.70076.500xxxx*x**--06.36.350040010.970121.451xxxxx**--008.85004008.305203.520xxxxx**--010.105004004.950509.000xxxx-x-012.125004004.730576.000xxxx-x- 016.16500400100A@500VAC400A@400VDC3.1001331.200xxxx-x***-Electrical CharacteristicNotes: *100A @ 600Vac also available. Add suffix "MXE6P". Example: 0477004.MXE6P. **Semko approval for 100A@500Vac and 200A@400Vdc.***100A@ 500Vac and 300A@400Vdc for 16A†I2t test at 10x rated current.Axial Lead and Cartridge Fuses Datasheet© 2023 Littelfuse, Inc.Specifications are subject to change without notice.Revised: GD. 07/04/233477 Series5×20 mm, Time-Lag FuseDimensionsPart Numbering System40±1.040±1.0Notes: * Ratings above 5A 1.0±0.05 diameter lead.All dimensions in mm21.5±1.021.5±1.00.65±0.05*0.65±0.05*5.5±0.35.6±0.40477000XP0477.500XEPto0477.800XEP0477001.XEPto0477016.XEP0477 xxxx M X E PSeriesAmp CodeQuantity CodePacking CodeOption CodeLead-FreeRefer to Amp Code Column ofElectral Characteristics TableM = 1000X = FillerE: Axial LeadOthers: Special Options Please Call Littelfuse for detail.Soldering Parameters - Wave SolderingDwell Time0204060801001201401601802002202402602803000102030405060708090100110120130140150160170180190200210220230240Time (Seconds)Temperature (°C) - Measured on bottom side of boardCooling TimePreheat TimeWave ParameterLead-Free RecommendationPreheat:(Depends on Flux Activation Temperature)(Typical Industry Recommendation) Temperature Minimum:100°C Temperature Maximum:150°C Preheat Time:60-180 secondsSolder Pot Temperature:260°C MaximumSolder Dwell Time:2-5 secondsRecommended Hand-Solder Parameters:Solder Iron Temperature: 350°C +/- 5°C Heating Time: 5 seconds max.Note: These devices are not recommended for IR or Convection Reflow process.Recommended Process Parameters:MaterialsBody: Ceramic Cap: Nickel–plated Brass Leads: Tin–plated CopperTerminal StrengthMIL-STD-202, Method 211, Test Condition ASolderabilityMIL-STD-202 Method 208Product MarkingCap 1: Brand logo, current and voltage ratingsCap 2: Series and agency approval markingsPackagingAvailable in Bulk (M=1000 pcs/pkg)Product CharacteristicsOperating Temperature –55ºC to +125ºCThermal ShockMIL-STD-202, Method 107, Test Condition B (5 cycles, –65ºC to +125ºC)VibrationMIL-STD-202, Method 201HumidityMIL-STD-202, Method 103, Test Condition A (High RH (95%) and elevated temp (40ºC) for 240 hours)Salt SprayMIL-STD-202, Method 101, Test Condition BPackagingPackaging OptionPackaging SpecificationQuantityQuantity & Packaging CodeReel Size477 SeriesBulkN/A1000MXN/ABulkN/A1000MXEN/AReel and TapeN/A1000MRET1T1=53mm (2.087”)Disclaimer Notice - Littelfuse products are not designed for, and shall not be used for, any purpose (including, without limitation, automotive, military, aerospace, medical, life-saving, life-sustaining or nuclear facility applications, devices intended for surgical implant into the body, or any other application in which the failure or lack of desired operation of the product may result in personal injury, death, or property damage) other than those expressly set forth in applicable Littelfuse product documentation. Warranties granted by Littelfuse shall be deemed void for products used for any purpose not expressly set forth in applicable Littelfuse documentation. Littelfuse shall not be liable for any claims or damages arising out of products used in applications not expressly intended by Littelfuse as set forth in applicable Littelfuse documentation. The sale and use of Littelfuse products is subject to Littelfuse Terms and Conditions of Sale, unless otherwise agreed by Littelfuse. Information furnished is believed to be accurate and reliable. However, users should independently evaluate the suitability of and test each product selected for their own applications. Littelfuse products are not designed for, and may not be used in, all applications. Read complete Disclaimer Notice at www.littelfuse.com/disclaimer-electronics.
https://www.littelfuse.com/media?resourcetype=datasheets&itemid=624ac410-146d-47dc-9971-cdaaa78f2c78&filename=littelfuse_fuse_477_datasheet.pdf | fuses | Axial Lead and Cartridge Fuses Datasheet© 2023 Littelfuse, Inc.Specifications are subject to change without notice.Revised: GD. 07/04/231477 Series5×20 mm, Time-Lag FuseRoHSPbPSEFeatures & BenefitsApplicationsAgency ApprovalsAgencyAgency File NumberAmpere RangePSECartridge: NBK040609-JP1021A NBK040609-JP1021C NBK100408-JP1021ALeaded: NBK040609-JP1021B NBK040609-JP1021D NBK100408-JP1021B1A – 5A6.3A – 12A16A1A – 5A6.3A – 12A16A 16200770.50A – 8A E104800.50A - 16A 400254131A, 3.15A J5024808910A, 12A, 16AN/A0.50A – 16AN/A0.50A - 16AElectrical Characteristics for Series% of Ampere RatingAmpere RatingOpening Time150%.5 - .860 minutes, Minimum1 - 3.1560 minutes, Minimum4 - 6.360 minutes, Minimum8 - 1630 minutes, Minimum210%.5 - .830 minutes, Maximum1 - 3.1530 minutes, Maximum4 - 6.330 minutes, Maximum8 - 1630 minutes, Maximum275%.5 - .8.25 sec., Min.; 80 sec. Max.1 - 3.15.75 sec., Min.; 80 sec. Max.4 - 6.3.75 sec., Min.; 80 sec. Max.8 - 16.75 sec., Min.; 80 sec. Max.400%.5 - .8.05 sec., Min.; 5 sec. Max.1 - 3.15.095 sec., Min.; 5 sec. Max.4 - 6.3.15 sec., Min.; 5 sec. Max.8 - 16.15 sec., Min.; 5 sec. Max.1000%.5 - .8.005 sec., Min.; .15 sec. Max.1 - 3.15.01 sec., Min.; .15 sec. Max.4 - 6.3.01 sec., Min.; .15 sec. Max.8 - 16.01 sec., Min.; .15 sec. Max.High energy and power efficient applications.400Vdc/500Vac rated, 5x20mm, time-lag, surge withstand ceramic body cartridge fuse. ■ Designed to International (IEC) Standard for use globally. ■ Follow the IEC 60127-2, Sheet 5 specification for time-lag fuses ■ Available in cartridge and axial lead form ■ RoHS compliant and lead-freeDescriptionResourcesAccessoriesSamplesAdditional InformationAxial Lead and Cartridge Fuses Datasheet© 2023 Littelfuse, Inc.Specifications are subject to change without notice.Revised: GD. 07/04/232477 Series5×20 mm, Time-Lag FuseAverage Time Current CurvesTemperature Re-rating Curve0.500A0.800A1A2A3.15A4A5A6.3A8A10A12A16AAmp CodeAmp RatingMax Voltage Rating (V)Interrupting RatingNominal Cold Resistance (Milli-ohms)Nominal Melting I2t (A2 sec.)†Agency ApprovalsPSEACDC.5000.5500400100A@500VAC1500A@400VDC1055.9000.300xx-x*x**--.8000.8500400430.0000.909xx-x*x**--001.1500400139.4001.800xxxx*x**-x002.250040055.2009.120xxxx*x**--3.153.1550040027.70050.109xxxx*x**-x004.4500400100A@500VAC500A@400VDC17.20052.480xxxx*x**--005.550040013.70076.500xxxx*x**--06.36.350040010.970121.451xxxxx**--008.85004008.305203.520xxxxx**--010.105004004.950509.000xxxx-x-012.125004004.730576.000xxxx-x- 016.16500400100A@500VAC400A@400VDC3.1001331.200xxxx-x***-Electrical CharacteristicNotes: *100A @ 600Vac also available. Add suffix "MXE6P". Example: 0477004.MXE6P. **Semko approval for 100A@500Vac and 200A@400Vdc.***100A@ 500Vac and 300A@400Vdc for 16A†I2t test at 10x rated current.Axial Lead and Cartridge Fuses Datasheet© 2023 Littelfuse, Inc.Specifications are subject to change without notice.Revised: GD. 07/04/233477 Series5×20 mm, Time-Lag FuseDimensionsPart Numbering System40±1.040±1.0Notes: * Ratings above 5A 1.0±0.05 diameter lead.All dimensions in mm21.5±1.021.5±1.00.65±0.05*0.65±0.05*5.5±0.35.6±0.40477000XP0477.500XEPto0477.800XEP0477001.XEPto0477016.XEP0477 xxxx M X E PSeriesAmp CodeQuantity CodePacking CodeOption CodeLead-FreeRefer to Amp Code Column ofElectral Characteristics TableM = 1000X = FillerE: Axial LeadOthers: Special Options Please Call Littelfuse for detail.Soldering Parameters - Wave SolderingDwell Time0204060801001201401601802002202402602803000102030405060708090100110120130140150160170180190200210220230240Time (Seconds)Temperature (°C) - Measured on bottom side of boardCooling TimePreheat TimeWave ParameterLead-Free RecommendationPreheat:(Depends on Flux Activation Temperature)(Typical Industry Recommendation) Temperature Minimum:100°C Temperature Maximum:150°C Preheat Time:60-180 secondsSolder Pot Temperature:260°C MaximumSolder Dwell Time:2-5 secondsRecommended Hand-Solder Parameters:Solder Iron Temperature: 350°C +/- 5°C Heating Time: 5 seconds max.Note: These devices are not recommended for IR or Convection Reflow process.Recommended Process Parameters:MaterialsBody: Ceramic Cap: Nickel–plated Brass Leads: Tin–plated CopperTerminal StrengthMIL-STD-202, Method 211, Test Condition ASolderabilityMIL-STD-202 Method 208Product MarkingCap 1: Brand logo, current and voltage ratingsCap 2: Series and agency approval markingsPackagingAvailable in Bulk (M=1000 pcs/pkg)Product CharacteristicsOperating Temperature –55ºC to +125ºCThermal ShockMIL-STD-202, Method 107, Test Condition B (5 cycles, –65ºC to +125ºC)VibrationMIL-STD-202, Method 201HumidityMIL-STD-202, Method 103, Test Condition A (High RH (95%) and elevated temp (40ºC) for 240 hours)Salt SprayMIL-STD-202, Method 101, Test Condition BPackagingPackaging OptionPackaging SpecificationQuantityQuantity & Packaging CodeReel Size477 SeriesBulkN/A1000MXN/ABulkN/A1000MXEN/AReel and TapeN/A1000MRET1T1=53mm (2.087”)Disclaimer Notice - Littelfuse products are not designed for, and shall not be used for, any purpose (including, without limitation, automotive, military, aerospace, medical, life-saving, life-sustaining or nuclear facility applications, devices intended for surgical implant into the body, or any other application in which the failure or lack of desired operation of the product may result in personal injury, death, or property damage) other than those expressly set forth in applicable Littelfuse product documentation. Warranties granted by Littelfuse shall be deemed void for products used for any purpose not expressly set forth in applicable Littelfuse documentation. Littelfuse shall not be liable for any claims or damages arising out of products used in applications not expressly intended by Littelfuse as set forth in applicable Littelfuse documentation. The sale and use of Littelfuse products is subject to Littelfuse Terms and Conditions of Sale, unless otherwise agreed by Littelfuse. Information furnished is believed to be accurate and reliable. However, users should independently evaluate the suitability of and test each product selected for their own applications. Littelfuse products are not designed for, and may not be used in, all applications. Read complete Disclaimer Notice at www.littelfuse.com/disclaimer-electronics.
https://www.belfuse.com/resources/datasheets/circuitprotection/ds-CP-0683G-series.pdf | fuses | Type 0683G Square Ceramic Surface Mount Slow Blow Fuse belfuse.com/circuit-protection 0683G Series - 4818 Size RoHS Compliant Features - Slow Blow, 4818 SMD - Compatible with 260℃, IR Pb-free solder process -1.6A-30A 350VAC, 1.6A-30A 125VDC, Voltage Rating - Wide range of current rating from 1.6A to 30A - Wide operating temperature range -55℃ to 125℃ - Tape & Reel for auto-insert SMD process - RoHS compliant with exemption 7(a) Fully compliance with EU Directive 2011/65/EU and amending directive 2015/863 - Halogen Free Applications - Lighting system - Power supply- Notebook -Storage system - Power supply -Telecom system - PC computer -Wireless basestation - Office electronic equipment -White goods - Industrial equipment -Game console - POE, POE+ -Battery charging circuit protection - LCD / LED monitor - LCD / LED TV HALOGEN FREE = Physical Specifications Electrical Characteristics (Per IEC 60127-7) Safety Agency Approvals Testing Current Blow Time Minimum Maximum 100% 4 hr. N/A 210% N/A 120 sec. 1000% 0.01 sec 0.1 sec Materials Body : Ceramic Terminations : Silver Plated Caps /Gold Plated Caps/Palladium Plated Caps Marking On Fuse : "Current Rating", "S", "G" – laser marked on ceramic tube "bel" stamped in end caps. On Label : "bel", "0683G", "Current Rating", "Voltage Rating", "Interrupting Rating", “Appropriate Safety Logos" and " ", " "(China RoHS compliant). Safety Agency Safety Agency Certificate Ampere Rating/ Voltage Rating Ampere Range / Volt @ I.R. ability* E506667 1.6A-30A/350VAC 1.6A-30A/125V @2000A DC 1.6A-5A/250V @1500A AC >5A-30A/250V @500A AC 1.6A-30A/350V @100A AC R 50529162 Tested according to EN 60127-1: 2006+A1+A2 EN 60127-4: 2005+A1+A2 1.6A/350VAC 1.6A/250V @1500A AC 1.6A/350V @100A AC 1.6A/125V @2000A DC *I.R.= Interrupting Rating = Short Circuit Rating(Amps) Specifications subject to change without notice Type 0683G 2 / 4 Bel Fuse Inc. 206 Van Vorst Street Jersey City, NJ 07302 USA +1 201.432.0463 Bel.US.CS@belf.com belfuse.com/circuit-protection © 2023 Bel Fuse, Inc. Rev.0683G Apr2023 Temperature Derating Curve Average Time Current Curve Electrical Specifications Part Number Ampere Rating Typical Cold Resistance (ohms) Volt-drop @100%In (Volt) max. Voltage and Interrupting Ratings Melting I²T @10 In (A² Sec) Maximum Power Dissipation (W) Agency Approvals 0683G1600-01 1.6A 0.065 0.18 See Table of Safety Approvals on Page 1 for Voltage and associated Interrupting Ratings 3.6 0.29 Y Y 0683G1600-11 Y 0683G1600-21 Y 0683G2000-X1 2A 0.046 0.17 5.6 0.34 Y 0683G2500-X1 2.5A 0.038 0.17 7.5 0.43 Y 0683G3150-X1 3.15A 0.028 0.16 16.9 0.50 Y 0683G4000-X1 4A 0.023 0.16 25 0.64 Y 0683G5000-X1 5A 0.017 0.16 47 0.80 Y 0683G6300-X1 6.3A 0.013 0.16 67 1.0 Y 0683G8000-X1 8A 0.0100 0.16 122 1.3 Y 0683G9100-X1 10A 0.0079 0.15 210 1.5 Y 0683G9150-X1 15A 0.0035 0.10 270 1.5 Y 0683G9200-X1 20A 0.0025 0.10 480 2.0 Y 0683G9250-X1 25A 0.0021 0.10 913 2.5 Y 0683G9300-X1 30A 0.0018 0.10 1071 3.0 Y Consult manufacturer for other ratings NOTES 1: All tests were conducted with the fuses soldered to a printed circuit boards with a nominal thickness of 1.6 mm. The copper test circuit trace was a printed circuit with an overall length of 100 mm, copper thickness/width as described below. The printed circuit boards were mounted by screws to a test fixture having brass blocks for connection of the test leads. All samples were soldered to the test boards by the manufacturer. Recommended solder paste thickness is 0.15mm. NOTES 2: Conventional (Ambient Pressure) Reflow Process is recommended for this device. The sale and use of product is subject to bel terms and condition of sale, unless otherwise agreed .User should independently evaluate the suitability of and test each product selected for their own application. Product are not designed for, and may not be used in, all applications. Caution - Minimum fusing point: The 0683G Series fuse are NOT intended to be operated at currents between 100% and 210% of ampere rating. Prolonged operation at currents in this range may result in overheating of the fuse and/or desoldering of the fuse caps from the PCB pad. Fuse rating Test Board Trace Dimensions 1.6A-5A 1 oz. copper, 5.0mm wide. >5A-10A 2 oz. copper, 7.5mm wide. >10A-30A 3 oz. copper, 15mm wide. Specifications subject to change without notice 0.010.11101001000100001101001000TIME IN SECONDSCURRENT IN AMPERES1.6A 2A 2.5A 3.15A 4A 5A 6.3A 8A 10A 15A 20A 25A 30A 0683G – TIME CURRENT CHARACTERISTIC CURVE Type 0683G 3 / 4 Bel Fuse Inc. 206 Van Vorst Street Jersey City, NJ 07302 USA +1 201.432.0463 Bel.US.CS@belf.com belfuse.com/circuit-protection © 2023 Bel Fuse, Inc. Rev.0683G Apr2023 Environmental Specifications Shock Resistance MIL-STD-202G, Method 213B, Test Condition 1 (100 G's peak for 6 milliseconds; Sawtooth waveform) Vibration Resistance MIL-STD-202G, Method 201A (10-55 Hz, 0.06 inch, total excursion). Salt Spray Resistance MIL-STD-202G, Method 101E, Test Condition B (48 hrs.). Insulation Resistance MIL-STD-202G, Method 302, Test Condition B (After Opening) 10,000 ohms minimum. Solderability J-STD-002 Test B Resistance to solder Heat MIL-STD-202G, Method 210, Test Condition B Thermal Shock MIL-STD-202G, Method 107G, Test Condition B (-65℃ to +125℃). Operating Temperature -55℃ to +125℃ Moisture Sensitivity Level 1 (According to IPC J-Std-020) Soldering Parameters IR Reflow Profile (IPC/JEDEC J-STD-020D) Preheat & Soak Temperature min (Tsmin) Temperature max (Tsmax) Time (Tsmin to Tsmax) (ts) 150℃ 200℃ 60-120 seconds Average ramp-up rate(Tsmax to Tp) 3℃ / second max. Liquidous temperature(TL) Time at liquidous (tL) 217℃ 60 – 150 seconds Peak temperature (Tp) 260℃ max Time (tp) within 5℃ of the specified classification temperature (Tc) 30 seconds Average ramp-down rate(Tp to Tsmax) 6℃ / second max. Time 25℃ to peak temperature 8 minutes max. Lead-free Wave Soldering Profile Wave Soldering Parameter Average ramp-up rate 200℃ / second Heating rate during preheat typical 1 - 2℃ / second Max 4℃ / second Final preheat temperature within 125℃ of soldering temperature Peak temperature Tp 260℃ Time within +0℃ / -5℃ of actual peak temperature 10 seconds Ramp-down rate 5℃ / second max. Specifications subject to change without notice Type 0683G 4 / 4 Bel Fuse Inc. 206 Van Vorst Street Jersey City, NJ 07302 USA +1 201.432.0463 Bel.US.CS@belf.com belfuse.com/circuit-protection © 2023 Bel Fuse, Inc. Rev.0683G Apr2023 Fuse FGNO Explanation 0683G [XXXX] -X1 0683G=0683G Series; [XXXX]=Ampere Rating; XX=See Ordering Information as below Mechanical Dimensions Ordering Information Packaging Packaging Tape & Reel Packaging Specification Quantity Quantity & Packaging Code 24mm wide tape with 13 inches Diameter reel EIA Standard 481-E 1500 1 Fraction Decimal Amps Bel FGNO[XXXX] 1.60 1.6 1600 2.0 2 2000 2-1/2 2.5 2.5 2500 3.15 3.15 3150 4.0 4 4000 5.0 5 5000 6.3 6.3 6300 8.0 8 8000 10 10 9100 15 15 9150 20 20 9200 25 25 9250 30 30 9300 Specifications subject to change without notice
https://www.littelfuse.com/media?resourcetype=datasheets&itemid=9862ea73-9130-481f-996c-12625fcc7ed2&filename=littelfuse_fuse_476_datasheet.pdf | fuses | Surface Mount Fuses Datasheet© 2023 Littelfuse, Inc.Specifications are subject to change without notice.Revised: GD. 06/26/231476 SeriesNANO2® Fuse > 250V > Fast ActingRoHSFeatures & BenefitsApplicationsAgency ApprovalsAgencyAgency File NumberAmpere RangeE104801A - 15APSENBK240818-JP1021ANBK240818-JP1021B1A - 1.6A2A - 5AN/A1A - 15AN/A1A - 15AElectrical Characteristics for Series% of Ampere RatingAmpere RatingOpening Time100%1A - 15A4 Hour, Minimum125%1A - 5A1 Hour, Minimum200%1A - 15A120 Sec., Maximum1000%1A - 5A0.001 Sec., Min; 0.01 Sec., Max ■ LED Lighting ■ LCD/LED TVs ■ Power Supply Units ■ White GoodsThe 476 Series is a family of 250V rated fuses with a very small 2410 footprint. It is the smallest SMD fuse with this high voltage rating and is designed to mainly serve as primary side circuit protection for compact devices with high voltage requirements. ■ Small 2410 Footprint ■ 250V Voltage Rating (1A to 5A) ■ High Interrupting Ratings ■ Fast-Acting ■ RoHS Compliant and Halogen-Free ■ Wide Operating temperature range of -55°C to 125°C ■ Recognized to UL/CSA/NMX 248-1 and UL/CSA/NMX 248-14 ■ IEC 61547 Surge Compliant (tested per IEC 61000-4-5 with a combination wave of 500V, 1.2/50us and 250A, 8/20us for ≤25W Luminaires) – only for 3A and above ■ Conforms to DENAN’s Appendix 3 ■ Conforms to EN 60127-1 and EN 60127-7 (3.5A only)DescriptionAmpereRating(A)Amp CodeMax Voltage Rating (V)Interrupting RatingNominal Cold Resistance (Ohms)Nominal Melting I2t (A2 sec.)Agency ApprovalsPSE1.00001250V100A @ 250VAC300A @ 125VDC10kA @ 86VDC0.15750.193xxxx1.251.25250V0.1220.276xxxx1.6001.6250V0.08250.620xxxx2.00002250V0.04480.530xxxx2.5002.5250V0.03630.910xxxx3.00003250V0.02771.660xxxx3.5003.5250V0.02342.356xxxx4.00004250V0.018392.820xxxx5.00005250V0.01574.000xxxx6.3006.3125V100A @ 125VAC300A @ 125VDC10kA @ 86VDC0.01267.500xxx-7.00007125V0.01167.800xxx-8.00008125V0.01129.757xxx-10.0010125V0.009614.879xxx-12.0012125V0.00620.635xxx-15.0015125V300A @ 125Vdc100A @ 125Vac0.004561.286xxx-Electrical CharacteristicNotes: PSEResourcesAccessoriesSamplesAdditional Information1. Cold resistance measured at less than 10% of rated current at 25°C2. Agency Approval Table Key: X = Approved or Certified, P=Pending and Blank=Not Approved.3. I2t values stated for 8msec opening time.4. For 15A rating with 10kA@86VDC IR, please use suffix “S” for ordering. Refer to Part Numbering System for reference.5. 15A rating with suffix “MRS” is UL certified with 10kA at 86VDC. This is also reflected on page 3.Surface Mount Fuses Datasheet© 2023 Littelfuse, Inc.Specifications are subject to change without notice.Revised: GD. 06/26/232476 SeriesNANO2® Fuse > 250V > Fast ActingAverage Time Current CurvesTemperature Rerating Curve100110TIME IN SECONDS CURRENT IN AMPERES 3.5A1A1.25A10.10.010.0011010010002.5A1.6A3A10004A5A6.3A7A8A10A12A15ATimeTemperatureTPTLTS(max)TS(min)25tPtLtStime to peak temperature(t 25ºC to peak)Ramp-downRamp-upPreheatCritical ZoneTL to TPSoldering ParametersReflow ConditionPb – free assemblyPre Heat- Temperature Min (Ts(min))150°C - Temperature Max (Ts(max))200°C- Time (Min to Max) (ts)60 – 180 secondsAverage Ramp-up Rate (Liquidus Temp (TL) to peak) 5°C/second max.TS(max) to TL - Ramp-up Rate5°C/second max.Reflow- Temperature (TL) (Liquidus)217°C - Temperature (tL)60 – 150 secondsPeak Temperature (TP)260+0/-5 °CTime within 5°C of actual peak Temperature (tp)20 – 40 secondsRamp-down Rate5°C/second max.Time 25°C to peak Temperature (TP)8 minutes max.Do not exceed260°CNote: Derating depicted in this curve is in addition to the standard derating of 25% for continuous operation.Surface Mount Fuses Datasheet© 2023 Littelfuse, Inc.Specifications are subject to change without notice.Revised: GD. 06/26/233476 SeriesNANO2® Fuse > 250V > Fast ActingPackagingPackaging OptionPackaging SpecificationQuantityQuantity & Packaging CodeReel Size12mm Tape and Reel EIA-RS-481-2 IEC 60286-31000MRN/ADimensions mm(inches)Part Numbering System6.10 ± .20(.240")1.96(.077")6.86(.270")Recommended Pad Layout1.45(.057")152.69 ± .25(.106")2.69 ± .25(.106")2.95(.116")3.15(.124") 0476 015. M R SN SeriesPackaging CodeR = Tape and ReelAmp Code*Refer to Amp Code column of Electrical Characteristics TableQuantity CodeM = 1000 piecesSN — Sn-dipped CapsS — For 15A only - Gold Plated Caps with 10kA@86VDC IRMaterialsBody: Ceramic Cap: Silver Plated Brass/Sn DippedSilver Plated Brass/Gold Plated BrassProduct MarkingBody: Brand Logo, Current RatingOperating Temperature–55ºC to +125ºCMoisture SensitivityLevelLevel 1SolderabilityMIL-STD-202, Method 208Insulation Resistance(after opening)IEC 60127-4 (0.1Mohm Min)Product CharacteristicsThermal ShockMIL-STD-202, Method 107 Test Condition B, 5 cycles, -65°C to 125°C, 15 minutes @ each extremeMechanical ShockMIL-STD-202, Method 213 Test Condition I: De-energized. 100G’s peak amplitude, sawtooth wave 6ms duration, 3 cycles XYZ+xyz = 18 shocksVibrationMIL-STD-202, Method 201: 0.03” amplitude, 10-55 Hz in 1 min. 2 hrs. each XYZ = 6hrs (10- 55 Hz)Moisture ResistanceMIL-STD-202, Method 106 10 cyclesSalt SprayMIL-STD-202, Method 101 Test Condition B (48 hrs)Resistance to Soldering HeatMIL-STD-202, Method 210, Test Condition B (10 sec at 260°C)Disclaimer Notice - Information furnished is believed to be accurate and reliable. However, users should independently evaluate the suitability of and test each product selected for their own applications. Littelfuse products arenot designed for, and may not be used in, all applications. Read complete Disclaimer Notice at http://www.littelfuse.com/disclaimer-electronics.
https://www.littelfuse.com/media?resourcetype=datasheets&itemid=69cb9c39-1497-4ecc-b09a-c0168520688e&filename=littelfuse_fuse_216_datasheet.pdf | fuses | Fuses Datasheet© 2022 Littelfuse, Inc.Specifications are subject to change without notice.Revised: GD.06/16/221216 Series 5×20 mm, Fast-Acting FuseAgency ApprovalsAgencyAgency File NumberAmpere RangePSECartridge 216 SeriesNBK 080205-E10480ANBK 250702-E10480ENBK 240108-JP1021CNBK 240108-JP1021ELeaded 216E Series NBK 080205-E10480BNBK 250702-E10480FNBK 240108-JP1021DNBK 240108-JP1021F1A-5A6.3A-10A12.5A16A1A-5A6.3A-10A12.5A16A 20209702070000660.05A-10A SU05001-20131A – 10A E104800.05A – 16A 29862 SE-S-2101461 0.05A - 10A, 16A 400138340.05A – 6.3A*8A, *10A 40016442*12.5A KM414621A – 6.3A J502480908A – 16A N/A0.05A – 16AFeatures and Benefits ■ Recognized to UL/CSA/NMX 248-1 and UL/CSA/NMX 248-14 ■ Meets Standard Sheet 1 of IEC 60127-2 as a Fast-Acting fuse ■ Available in cartridge and axial lead form ■ RoHS compliant and lead-free ■ Conforms to GB 9364.1 and GB 9364.2 ■ CE Mark indicates compliance with Low-Voltage and RoHS Directives.ApplicationsRoHSPbElectrical Characteristics for Series% of Ampere RatingAmpere RatingOpening Time150%0.05A – 4A60 minutes, Minimum5A – 6.3A60 minutes, Minimum8A – 16A30 minutes, Minimum210%0.05A – 4A30 minutes, Maximum5A – 6.3A30 minutes, Maximum8A – 16A30 minutes, Maximum275%0.05A – 4A0.01 sec.., Min.; 2 sec. Max.5A – 6.3A0.01 sec.., Min.; 3 sec. Max.8A – 16A0.04 sec., Min.; 20 sec. Max.400%0.05A – 4A0.003 sec., Min.; 0.3 sec. Max.5A – 6.3A0.003 sec., Min.; 0.3 sec. Max.8A – 16A0.01 sec.., Min.; 1.0 sec. Max.1000%0.05A – 4A0.02 seconds, Maximum5A – 6.3A0.02 seconds, Maximum8A – 16A0.03 seconds, Maximum*Approval for Cartridge versions onlyThe 216 Series is a 5x20mm, Fast-Acting, ceramic body, cartridge fuse designed to IEC specificationsUsed as supplementary protection in appliance or utilization equipment to provide individual protection for components or internal circuits.PSEDescriptionResourcesAccessoriesSamplesAdditional InformationFuses Datasheet© 2022 Littelfuse, Inc.Specifications are subject to change without notice.Revised: GD.06/16/222216 Series 5×20 mm, Fast-Acting FuseAmp CodeAmp Rating(A)Voltage Rating (V)InterruptingRating+Nominal Cold Resistance (Ohms)Nominal Melting I2t (A2 sec)Maximum Voltage Drop at Rated Current(mV)Maximum Power Dissapation at 1.5ln (W)Agency ApprovalsPSE.0500.052501500A@250Vac15.90000.00019100001.6--xxxxxx---.0630.06325010.45000.0007988001.6--xxxxxx---.0800.082507.88500.0008476001.6--xxxxxx---.1000.12505.79250.0045070001.6--xxxxxx---.1250.1252503.67500.0054650001.6--xxxxxx---.1600.162505.34900.0032643001.6--xxxxxx---.2000.22503.35000.0043935001.6--xxxxxx---.2500.252502.35000.0135028002.5--xxxxxx---.3150.3152501.85000.0232025002.5--xxxxxx---.5000.52500.86600.1650018002.5--xxxxxx---.6300.632500.46500.0594015002.5--xxxxxx---.8000.82500.29500.1460012002.5--xxxxxx---001.12500.23700.1800010002.5xxxxxxxx--x1.251.252500.15300.480008004xxxxxxxx--x01.61.62500.11121.005006004xxxxxxxx--x002.22500.07641.870005004xxxxxxxx--x02.52.52500.05843.672004004xxxxxxxx--x3.153.152500.03686.700003504xxxxxxxx--x004.42500.024714.995003004xxxxxxxx--x005.52500.018327.460002504xxxxxxxx--x06.36.32500.013756.430002004xxxxxxxx--x008.82500.012364.315002004-xxxxxxx*-xx010.102500.0079154.340002004-xxxxxxx*-xx12.512.52500.0057175.00000200N/A**--xx-x-x*xx016.16250750A@250Vac0.0040462.50000200N/A**---x***xxx--x***xElectrical Characteristics Specifications by ItemAverage Time Current CurvesTemperature Re-rating CurveCURRENT IN AMPERES0.0010.010.10.010.11101001000110100100010000TIME IN SECONDS0.050A0.063A0.080A0.100A0.125A0.160A0.200A0.250A0.315A0.500A1A0.800A0.630A1.25A1.6A2A2.5A3.15A4A5A6.3A8A10A12.5A16A* Approval for cartidge versions only.** Please contact Littelfuse for details on these parameters I2t test at 10x rated current*** 1500A@250Vac for 16A+ Interrupting Rating may differ based on Agency Approval. See Agency Approval certificate for more details.Fuses Datasheet© 2022 Littelfuse, Inc.Specifications are subject to change without notice.Revised: GD.06/16/223216 Series 5×20 mm, Fast-Acting FuseProduct CharacteristicsOperating Temperature–55ºC to +125ºCThermal ShockMIL-STD-202, Method 107, Test Condition B: (5 cycles –65°C to +125°C)VibrationMIL-STD-202, Method 201HumidityMIL-STD-202, Method 103, Test Condition A. high RH (95%) and elevated temperature (40°C) for 240 hours.Salt SprayMIL-STD-202, Method 101, Test Condition BMaterialBody: Ceramic Cap: Nickel–plated brass Leads: Tin–plated Copper Filler (160mA-16A): SandTerminal StrengthMIL-STD-202, Method 211, Test Condition ASolderabilityMIL-STD-202 Method 208 Product MarkingCap 1: Brand logo, current andvoLage rating Cap 2: Agency approval markingsPackagingAvailable in Bulk (M=1000 pcs/pkg) or on Tape/Reel (MRET1=1000 pcs/reel)Soldering Parameters - Wave SolderingDwell Time0204060801001201401601802002202402602803000102030405060708090100110120130140150160170180190200210220230240Time (Seconds)Temperature (°C) - Measured on bottom side of boardCooling TimePreheat TimeWave ParameterLead-Free RecommendationPreheat:(Depends on Flux Activation Temperature)(Typical Industry Recommendation) Temperature Minimum:100°C Temperature Maximum:150°C Preheat Time:60-180 secondsSolder Pot Temperature:260°C MaximumSolder Dwell Time:2-5 secondsRecommended Hand-Solder Parameters:Solder Iron Temperature: 350°C +/- 5°C Heating Time: 5 seconds max.Note: These devices are not recommended for IR or Convection Reflow process.Recommended Process Parameters:Dimensions0216 000XP0216.050XEPto0216.800XEP 0216001.XEPto0216016.XEPNotes:1. 0.05A-6.3A have 0.65±0.05 diameter lead.2. 8A-16A have 0.8±0.05 diameter lead. 20±0.55.1±0.640±1.05.1±0.65.2 +0.1−0.20.65±0.0521.5±1.05.6±0.4All dimensions in mm40±1.021.5±1.05.5±0.3See NotesPart Numbering System0216 xxxx M X E PSeriesAmp CodeRefer to Amp Code column of Electrical Characteristics TableLead-freeQuantity CodeM = 1000Option CodesBlank : Cartidge Type FuseE : Axial Leaded FusePackaging CodeX = FillerFuses Datasheet© 2022 Littelfuse, Inc.Specifications are subject to change without notice.Revised: GD.06/16/224216 Series 5×20 mm, Fast-Acting FusePackagingPackaging OptionPackaging SpecificationQuantityQuantity & Packaging CodeTaping Width216 SeriesBulkN/A1000MXN/ABulkN/A1000MXEN/AReel and TapeEIA 296-E1000MRET1T1=53mm (2.087”)BulkN/A1000MXGN/ABulkN/A1000MXBN/ABulkN/A100HXN/ARecommended AccessoriesAccessory TypeSeriesDescriptionMax Application VoltageMax Application AmperageHolder345_ISFPanel Mount Shock-Safe Fuseholder25010345Shock-Safe Fuseholder with PC Mount, Solder Mount and Panel Mount options20830PC Mount Shock-Safe Miniature Fuseholder16Block520Metric OMNI-BLOK® Fuse Block 10646PC Mount Miniature Fuse Block 6.3658Surface Mount Miniature Fuse Block 10Clip520_WPC Mount Miniature Fuse Clip 6.3111PC Board Mount Fuse Clip 10445PC Board Mount Fuse Clip 10 Notes: 1. Do not use in applications above rating. 2. Please refer to fuseholder data sheet for specific re-rating information.3. Please contact Littelfuse for applications greater than the max voltage and amperage shown.Disclaimer Notice - Information furnished is believed to be accurate and reliable. However, users should independently evaluate the suitability of and test each product selected for their own applications. Littelfuse products are not designed for, and may not be used in, all applications. Read complete Disclaimer Notice at: www.littelfuse.com/disclaimer-electronics.
https://www.littelfuse.com/media?resourcetype=datasheets&itemid=68b8bbe8-3e51-4c7b-bbda-3c71667f75f3&filename=littelfuse_maxi32v_datasheet.pdf | fuses | 1©2023 Littelfuse, Inc.Specifications are subject to change without notice. Revised: 07/20/2023MAXI Blade fusesRated 32VOrdering InformationDescriptionThe MAXI™ Slo-Blo® fuses employ diffusion pill technology. This allows the blade fuses to provide predictable time-delay performance and low heat dissipation.Features & BenefitsPart NumberCurrent Rating (A)Package Size0299xxx.ZXNV20–801200Color coding shows the amperage rating for each fuseSee-through housing makes it easy to check whether a fuse has blownCheckpoints on top make it possible to measure resistance without removing the fuseSimple to install and removeComply with ISO 8820-3:2002High-contrast amperage stamp on the top of the housing aids identification.Silver plating allows up to 150 °C at the terminal interfaceFuse DatasheetResourcesAdditional InformationApplicationsCars / SUVsTrucksBusesWatercraft as approved by Littelfuse®Offroad vehiclesSee Disclaimer NoticeSpecificationsVoltage Rating:32 V DCInterrupting Rating:1000 A @ 32 V DCRecommended Environmental Temperature:–40 ˚C to +125 ˚C Terminals Material:Silver-plated / Tin-plated zinc alloy *Housing Material:PA66 (UL 94 Flammability rating of V-2)Comply With: ISO 8820-3:2002, SAE J 1888, SAE 2576Typical Weight per Fuse:5.7 g *Note: Silver plating allows up to 150 ˚C at the terminal interface.20–805020–801020–8012000299xxx.L0299xxx.TXN0299xxx.ZXTTerminal PlatingAgAgAgSnRoHSREACHAgency ApprovalsAgencyAgency File NumberCurrent Ratings (A)UL-US-L71611-2104-11106991-220-80UL-CA-2331871-020-802©2023 Littelfuse, Inc.Specifications are subject to change without notice. Revised: 07/20/2023RatingsPart NumberCurrent Rating (A)Housing Material ColorTest Cable Size (mm²)Typ. Voltage Drop (mV)Typ. Cold Resistance (mΩ)0299020._204763.111000299025._254752.421000299030._304771.941000299035._354751.760000299040._404751.485000299050._506731.111 3000299060._606770.915 300MAXI Blade fusesRated 32VNote: The typical I2t is an average value calculated from the breaking capacity tests by using the melting time before the arcing occurs.Dimensions Dimensions in mm. Please refer to the outline drawing for dimensions and tolerances. Fuse DatasheetTyp. I2t(A2s)0299070._7010610.621 2000299080._8010620.543 60029.2.1812.7.621.2298.80.83©2023 Littelfuse, Inc.Specifications are subject to change without notice. Revised: 07/20/2023Max. allowed current load (A) at ambient temperature based on typical derating-40 °C0 °C20 °C65 °C85 °C110 °C125 °C20 A2020202018151325 A2525252321181530 A3030302825211835 A3535353027231940 A4040403430252250 A5050504238312760 A60605647423531% of RatingOpening Time Min. / Max. (s)100360 000 / -13560 / 18002002 / 50 3500.2 / 76000.04 / 1MAXI Blade fusesRated 32VTime-Current CharacteristicNote: Current recommendation may be impacted by the final condition of the application (terminals characteristics, wire size etc..). Please contact Littelfuse® for more information.Typical Derating Curves Temperature security margin is 20%.Please contact Littelfuse® for Details Regarding Rerating Test Set UpFuse DatasheetDisclaimer Notice - Information furnished is believed to be accurate and reliable. However, users should independently evaluate the suitability of and test each product selected for their own applications. Littelfuse products are not designed for, and may not be used in, all applications. Read complete Disclaimer Notice at https://www.littelfuse.com/legal/disclaimers/product-disclaimer.aspx Note: Current recommendation may be impacted by the final condition of the application (terminals characteristics, wire size etc..). Please contact Littelfuse® for more information.20 A25 A30 A35 A40 A50 A60 A70 A80 A70 A7070685751433780 A8078746256474020 A25 A30 A35 A40 A50 A60 A70 A80 A
https://www.littelfuse.com/media?resourcetype=datasheets&itemid=624ac410-146d-47dc-9971-cdaaa78f2c78&filename=littelfuse_fuse_477_datasheet.pdf | fuses | Axial Lead and Cartridge Fuses Datasheet© 2023 Littelfuse, Inc.Specifications are subject to change without notice.Revised: GD. 07/04/231477 Series5×20 mm, Time-Lag FuseRoHSPbPSEFeatures & BenefitsApplicationsAgency ApprovalsAgencyAgency File NumberAmpere RangePSECartridge: NBK040609-JP1021A NBK040609-JP1021C NBK100408-JP1021ALeaded: NBK040609-JP1021B NBK040609-JP1021D NBK100408-JP1021B1A – 5A6.3A – 12A16A1A – 5A6.3A – 12A16A 16200770.50A – 8A E104800.50A - 16A 400254131A, 3.15A J5024808910A, 12A, 16AN/A0.50A – 16AN/A0.50A - 16AElectrical Characteristics for Series% of Ampere RatingAmpere RatingOpening Time150%.5 - .860 minutes, Minimum1 - 3.1560 minutes, Minimum4 - 6.360 minutes, Minimum8 - 1630 minutes, Minimum210%.5 - .830 minutes, Maximum1 - 3.1530 minutes, Maximum4 - 6.330 minutes, Maximum8 - 1630 minutes, Maximum275%.5 - .8.25 sec., Min.; 80 sec. Max.1 - 3.15.75 sec., Min.; 80 sec. Max.4 - 6.3.75 sec., Min.; 80 sec. Max.8 - 16.75 sec., Min.; 80 sec. Max.400%.5 - .8.05 sec., Min.; 5 sec. Max.1 - 3.15.095 sec., Min.; 5 sec. Max.4 - 6.3.15 sec., Min.; 5 sec. Max.8 - 16.15 sec., Min.; 5 sec. Max.1000%.5 - .8.005 sec., Min.; .15 sec. Max.1 - 3.15.01 sec., Min.; .15 sec. Max.4 - 6.3.01 sec., Min.; .15 sec. Max.8 - 16.01 sec., Min.; .15 sec. Max.High energy and power efficient applications.400Vdc/500Vac rated, 5x20mm, time-lag, surge withstand ceramic body cartridge fuse. ■ Designed to International (IEC) Standard for use globally. ■ Follow the IEC 60127-2, Sheet 5 specification for time-lag fuses ■ Available in cartridge and axial lead form ■ RoHS compliant and lead-freeDescriptionResourcesAccessoriesSamplesAdditional InformationAxial Lead and Cartridge Fuses Datasheet© 2023 Littelfuse, Inc.Specifications are subject to change without notice.Revised: GD. 07/04/232477 Series5×20 mm, Time-Lag FuseAverage Time Current CurvesTemperature Re-rating Curve0.500A0.800A1A2A3.15A4A5A6.3A8A10A12A16AAmp CodeAmp RatingMax Voltage Rating (V)Interrupting RatingNominal Cold Resistance (Milli-ohms)Nominal Melting I2t (A2 sec.)†Agency ApprovalsPSEACDC.5000.5500400100A@500VAC1500A@400VDC1055.9000.300xx-x*x**--.8000.8500400430.0000.909xx-x*x**--001.1500400139.4001.800xxxx*x**-x002.250040055.2009.120xxxx*x**--3.153.1550040027.70050.109xxxx*x**-x004.4500400100A@500VAC500A@400VDC17.20052.480xxxx*x**--005.550040013.70076.500xxxx*x**--06.36.350040010.970121.451xxxxx**--008.85004008.305203.520xxxxx**--010.105004004.950509.000xxxx-x-012.125004004.730576.000xxxx-x- 016.16500400100A@500VAC400A@400VDC3.1001331.200xxxx-x***-Electrical CharacteristicNotes: *100A @ 600Vac also available. Add suffix "MXE6P". Example: 0477004.MXE6P. **Semko approval for 100A@500Vac and 200A@400Vdc.***100A@ 500Vac and 300A@400Vdc for 16A†I2t test at 10x rated current.Axial Lead and Cartridge Fuses Datasheet© 2023 Littelfuse, Inc.Specifications are subject to change without notice.Revised: GD. 07/04/233477 Series5×20 mm, Time-Lag FuseDimensionsPart Numbering System40±1.040±1.0Notes: * Ratings above 5A 1.0±0.05 diameter lead.All dimensions in mm21.5±1.021.5±1.00.65±0.05*0.65±0.05*5.5±0.35.6±0.40477000XP0477.500XEPto0477.800XEP0477001.XEPto0477016.XEP0477 xxxx M X E PSeriesAmp CodeQuantity CodePacking CodeOption CodeLead-FreeRefer to Amp Code Column ofElectral Characteristics TableM = 1000X = FillerE: Axial LeadOthers: Special Options Please Call Littelfuse for detail.Soldering Parameters - Wave SolderingDwell Time0204060801001201401601802002202402602803000102030405060708090100110120130140150160170180190200210220230240Time (Seconds)Temperature (°C) - Measured on bottom side of boardCooling TimePreheat TimeWave ParameterLead-Free RecommendationPreheat:(Depends on Flux Activation Temperature)(Typical Industry Recommendation) Temperature Minimum:100°C Temperature Maximum:150°C Preheat Time:60-180 secondsSolder Pot Temperature:260°C MaximumSolder Dwell Time:2-5 secondsRecommended Hand-Solder Parameters:Solder Iron Temperature: 350°C +/- 5°C Heating Time: 5 seconds max.Note: These devices are not recommended for IR or Convection Reflow process.Recommended Process Parameters:MaterialsBody: Ceramic Cap: Nickel–plated Brass Leads: Tin–plated CopperTerminal StrengthMIL-STD-202, Method 211, Test Condition ASolderabilityMIL-STD-202 Method 208Product MarkingCap 1: Brand logo, current and voltage ratingsCap 2: Series and agency approval markingsPackagingAvailable in Bulk (M=1000 pcs/pkg)Product CharacteristicsOperating Temperature –55ºC to +125ºCThermal ShockMIL-STD-202, Method 107, Test Condition B (5 cycles, –65ºC to +125ºC)VibrationMIL-STD-202, Method 201HumidityMIL-STD-202, Method 103, Test Condition A (High RH (95%) and elevated temp (40ºC) for 240 hours)Salt SprayMIL-STD-202, Method 101, Test Condition BPackagingPackaging OptionPackaging SpecificationQuantityQuantity & Packaging CodeReel Size477 SeriesBulkN/A1000MXN/ABulkN/A1000MXEN/AReel and TapeN/A1000MRET1T1=53mm (2.087”)Disclaimer Notice - Littelfuse products are not designed for, and shall not be used for, any purpose (including, without limitation, automotive, military, aerospace, medical, life-saving, life-sustaining or nuclear facility applications, devices intended for surgical implant into the body, or any other application in which the failure or lack of desired operation of the product may result in personal injury, death, or property damage) other than those expressly set forth in applicable Littelfuse product documentation. Warranties granted by Littelfuse shall be deemed void for products used for any purpose not expressly set forth in applicable Littelfuse documentation. Littelfuse shall not be liable for any claims or damages arising out of products used in applications not expressly intended by Littelfuse as set forth in applicable Littelfuse documentation. The sale and use of Littelfuse products is subject to Littelfuse Terms and Conditions of Sale, unless otherwise agreed by Littelfuse. Information furnished is believed to be accurate and reliable. However, users should independently evaluate the suitability of and test each product selected for their own applications. Littelfuse products are not designed for, and may not be used in, all applications. Read complete Disclaimer Notice at www.littelfuse.com/disclaimer-electronics.
https://www.littelfuse.com/~/media/automotive/datasheets/fuses/passenger-car-and-commercial-vehicle/bolt-down-fuses/littelfuse_midi_datasheet.pdf | fuses | littelfuse.com39Littelfuse® products are not designed for, and shall not be used for, any purpose (including, without limitation, automotive, military, aerospace, medical, life-saving, life-sustaining or nuclear facility applications, devices intended for surgical implant into the body, or any other application in which the failure or lack of desired operation of the product may result in personal injury, death, or property damage) other than those expressly set forth in applicable Littelfuse® product documentation. Warranties granted by Littelfuse® shall be deemed void for products used for any purpose not expressly set forth in applicable Littelfuse® documentation. Littelfuse® shall not be liable for any claims or damages arising out of products used in applications not expressly intended by Littelfuse® as set forth in applicable Littelfuse® documentation. The sale and use of Littelfuse® products is subject to Littelfuse Terms and Conditions of Sale, unless otherwise agreed by Littelfuse®.High Current FusesMIDI®, Clear MIDI®, and One Hole MIDI® Style Bolt-down Fuse Rated 32VThis MIDI® style fuse offers a bolt-on space saving fuse for high current wiring protection and provides time delay characteristics with “Diffusion Pill Technology”. MIDI® FusesClear MIDI® Fuses(clear nylon composite cover)One Hole MIDI® FusesSpecificationsVoltage Rating: 32 VDCInterrupting Rating: 2000A @ 32 VDCRecommended Environmental Temperature: -40˚C to + 125˚CTerminals Material: Tin plated CopperBlack Housing Material: PA66-GF25 (U.L. 94 Flammability rating – V0)Clear Housing Material: PA6/66 (U.L. 94 Flammability rating – HB) Mounting Torque M5: 4.5 Nm +/- 1Nm Mounting Torque M6: 6.0 Nm +/- 1NmRefers to: ISO 8820-5:2015Complies with: Standard UL 248-1 as a Special Purpose Fuses in UL file E71611 (40-100A) and Directive 2011/65/EU Ordering InformationPart NumberRatingPackage SizeHousing ColorBolt SizeBolt Hole QtyMfg Location0498xxx.M30 - 2001000BlackM52Mexico0498xxx.M-CN30 - 2001000BlackM52China0498xxx.H30 - 200100BlackM52Mexico0498xxx.MXM630 - 2001000BlackM62Mexico0498xxx.MXM6-CN30 - 2001000BlackM62China0498xxx.MX1M530 - 2001000BlackM51Mexico0498xxx.MX1M5-CN30 - 2001000BlackM51China0498xxx.MX1M630 - 2001000BlackM61Mexico0498xxx.MX1M6-CN30 - 2001000BlackM61China0498xxx.MXT30 - 2001000ClearM52Mexico0498xxx.MXT-CN30 - 2001000ClearM52China0498xxx.MXTM630 - 2001000ClearM62Mexico0498xxx.MXTM6-CN30 - 2001000ClearM62ChinaMaterials manufactured in Asia are produced with the same specifications as materials manufactured in North America and meets the same test requirements. Multiple production locations are for capacity expanison only.Time-Current Characteristics% of RatingOpening Time Min / Max (s)30A-125A150A-200A75– / –360,000 / ∞100360,000 / ∞– / –11014,400 / ∞– / –15090 / 3,600 – / –2003 / 100 1 / 15 3000.3 / 3 – / –350– / –0.3 / 5 5000.1 / 1 – / –600– / –0.1 / 1 REV07272021Time-Current Characteristic Curves0.010.111010010001000010100100010000TIME [s]CURRENT [A]30A40A50A60A70A80A100A125A150A175A200ARatingsPart NumberCurrent Rating(A)Color CodeTest Cable size(mm2)Typ. Voltage Drop (mV)Typ. Cold Resistance(mΩ)Typ. I2t (A2s)0498030._230 2.565 2.06 4,200 0498040._40 465 1.4010,000 0498050._50 665 1.0213,000 0498060._60 668 0.8721,700 0498070._70 1070 0.72 24,000 0498080._80 1058 0.5424,600 0498100._100 1660 0.4651,300 0498125._21252571 0.3973,200 0498150._1,2150 2577 40.32 81,900 0498175._1,2,31752577 40.26100,000 0498200._1,22002577 40.26125,000 Note 1: Short Circuit Protector onlyNote 2: Not UL RecognizedNote 3: Color Coding deviating from ISO standardNote 4: Measured at 75% IrThe typical I2t is an average value calculated from the breaking capacity tests by using the melting time before the arcing occurs.littelfuse.com40DimensionsDimensions in mm for reference only. See outline drawing for dimensions and tolerances.MIDI®, Clear MIDI®, and One Hole MIDI® Style Bolt-down Fuse Rated 32VTypical Derating of Fuse Melting ElementTemperature Security Margin is 20%Wire Cross Section And Fixture Test Set Up Refer To ISO 8820-5Please Contact Littelfuse® For Details Regarding Derating Test Set UpHigh Current FusesREV07272021Littelfuse® products are not designed for, and shall not be used for, any purpose (including, without limitation, automotive, military, aerospace, medical, life-saving, life-sustaining or nuclear facility applications, devices intended for surgical implant into the body, or any other application in which the failure or lack of desired operation of the product may result in personal injury, death, or property damage) other than those expressly set forth in applicable Littelfuse® product documentation. Warranties granted by Littelfuse® shall be deemed void for products used for any purpose not expressly set forth in applicable Littelfuse® documentation. Littelfuse® shall not be liable for any claims or damages arising out of products used in applications not expressly intended by Littelfuse® as set forth in applicable Littelfuse® documentation. The sale and use of Littelfuse® products is subject to Littelfuse Terms and Conditions of Sale, unless otherwise agreed by Littelfuse®.0102030405060708090100110120130140150-40-30-20-100102030405060708090100110120130140150160170180Max. Allowed Current Load [A]Ambient Temperature [°C]30A40A50A60A70A80A100A125ADerating curves may change depending on the final condition of the application (terminals characteristics, wire size exc..).0102030405060708090100110120130140150-40-30-20-100102030405060708090100110120130140150160170180Max. Allowed Current Load [A]Ambient Temperature [°C]150A175A200ATemperature Tablemax. allowed current load [A] at ambient temperature (typical derating)-20°C0°C20°C65°C85°C110°C125°C30A3030282422181640A4040383229252250A5050504541342960A6060584843363170A7070705953453980A80808072655447100A10010010085776455125A125125124104947969150A1131131131131048877175A1311311311191079079200A1501501451221109381MIDI 2 Holes M5/M6 versionsMIDI 1 Hole M5 versionsMIDI 1 Hole M6 versions413016 M5: Ø 5.5M6: Ø 6.510120.41 (30A to 80A)0.63 (100A to 200A)4.0 (30A to 80A)4.3 (100A to 200A)8.0 (30A to 80A)8.3 (100A to 200A)Ø 5.55.5(15)Ø 6.55(15.5)Derating curves may change depending on the final condition of the application (terminals characteristics, wire size etc..).Please ask Littelfuse for more information.Max Recommended EnvironmentalTemperatureMax Recommended EnvironmentalTemperature
https://www.littelfuse.com/~/media/electronics/datasheets/fuses/littelfuse_fuse_157t_datasheet.pdf.pdf | fuses | Fuse Datasheet© 2021 Littelfuse, Inc.Specifications are subject to change without notice.Revised: GD. 09/24/211157T SeriesStandard Nano2® Fuse and Clip AssemblyDescriptionThe 157T Series Fuse/Clip assembly is a small, square, Time-Lag, surface mount fuse that is assembled in surface mountable fuse clips. The unique time delay feature of this fuse design helps solve the problem of nuisance “opening” by accommodating inrush currents that normally cause a fast-acting fuse to open.The fuse clip and pre-installed fuse combination can be automatically placed in PC Board in one efficient manufacturing operation. It permits quick and easy replacement of fuses without performing desoldering process, even in the field and without exposing the PC Board to detrimental effects of rework solder heat.Agency ApprovalsAgencyAgency File NumberAmpere RangeE147210.375A ~ 5APSENBK030205-E10480B1A - 5AFeatures & BenefitsElectrical Characteristics for Series ■ Surface Mountable, Time-Lag Fuse. ■ Fully compatible with RoHS/Pb-Free solder alloys and higher temperature profiles associated with leadfree assembly. ■ Easily replaceable on PC Board (Field Replaceable) ■ RoHS Compliant and Halogen-free ■ Available in ratings of 0.375 ~ 5 Amperes.% of Ampere Rating% of Ampere RatingOpening Time at 25ºC100%0.375A ~ 5A4 hours, Minimum200%0.375A ~ 5A1 sec. Minimum, 60 secs. Maximum300%0.375A ~ 5A0.20 secs. Minimum, 3.00 secs. Maximum800%0.375A ~ 5A0.02 secs. Minimum, 0.10 secs. MaximumApplicationsAmpereRating (A)Amp CodeMax Voltage Rating (V)InterruptingRating(A)FuseFurnishedNominal Cold Resistance (Ohms)Nominal Melting I2t (A2sec)Agency ApprovalsPSE0.375 0.375 125 50A @ 125VAC/VDC 454.3751.2214 0.101 X-0.500.500 125 454.50.7047 0.240 X-0.750.750 125 454.750.3602 0.904 X-1.00 1.0125 454001.00.2245 1.98 XX1.50 1.5 125 45401.50.0934 3.65 XX2.00 2.0125 454002.00.0629 8.20 XX2.50 2.5 125 45402.50.0452 15.0 XX3.00 3.0125 454003.00.0342 20.16 XX3.50 3.5 125 45403.50.0226 26.53 XX4.00 4.0125 454004.00.0188 34.40 XX5.00 5.0125 454005.00.0138 53.72 XXElectrical Specifications by Item1. Cold resistance measured at less than 10% of rated current at 23ºC. 2. I2t values stated for 8ms opening time. 3. Agency Approval Table Key: X=Approved or Certified, P=Pending and Blank=Not Approved4. Have special electrical characteristic needs? Contact Littelfuse to learn more about application specific optionsRoHS ■ Instrumentations ■ Base Stations ■ TelecommunicationsPSEResourcesAccessoriesSamplesAdditional InformationNote: PSE/METI Certification is only applicable to the fuse. Clips do not require certification for the Japanese MarketFuse Datasheet© 2021 Littelfuse, Inc.Specifications are subject to change without notice.Revised: GD. 09/24/212157T SeriesStandard Nano2® Fuse and Clip AssemblyAverage Time Current CurvesReflow ConditionPb – Free assemblyPre Heat- Temperature Min (Ts(min))150°C - Temperature Max (Ts(max))200°C- Time (Min to Max) (ts)60 – 180 secsAverage ramp up rate (Liquidus Temp (TL) to peak5°C/second maxTS(max) to TL - Ramp-up Rate5°C/second maxReflow- Temperature (TL) (Liquidus)217°C - Temperature (tL)60 – 150 secondsPeak Temperature (TP)250+0/-5 °CTime within 5°C of actual peak Temperature (tp) 20 – 40 secondsRamp-down Rate5°C/second maxTime 25°C to peak Temperature (TP)8 minutes Max.Do not exceed260°CSoldering ParametersTemperature Re-rating Curve0.0010.010.11101000.1110100CURRENT IN AMPSTIME IN SECONDS.375A.50A.75A1.0A3.0A2.5A2.0A1.5A3.5A4A5ANote:1. Rerating depicted in this curve is in addition to the standard derating of 25% for continuous operation.TimeTemperatureTPTLTS(max)TS(min)25tPtLtStime to peak temperature(t 25ºC to peak)Ramp-downRamp-upPreheatCritical ZoneTL to TPFuse Datasheet© 2021 Littelfuse, Inc.Specifications are subject to change without notice.Revised: GD. 09/24/213157T SeriesStandard Nano2® Fuse and Clip AssemblyMaterialsBody: CeramicCap: For 0.375A ~ 5A – Silver plated BrassClip Plating: Matte Tin Product MarkingBody: Brand Logo, Current Rating, “T” for Time-LagClip RetentionForce applied at fuse center, perpendicular to the long axis (@0.75 lbs. MIN)SolderabilityMIL-STD-202, Method 208 / IPC/ EIA / JEDEC J-STD-002, Test Condition AHumidity TestMIL –STD-202, Method 103 @ 85ºC / 85%RH, 1000 hoursResistance to SolventsMIL-STD-202, Method 215 (3 solvent types)Product CharacteristicsOperating Temperature -55ºC to 125ºC with proper deratingThermal ShockMIL-STD-202, Method 107, Test Condition B (5 cycles -65ºC to +125ºC)VibrationMIL-STD-202, Method 201 (10-55 Hz)Moisture ResistanceMIL-STD-202, Method 106, 10 cyclesSalt Spray/ AtmosphereMIL-STD-202, Method 101, Test Condition B (48 hrs.), 5% NaCl in De-ionized WaterShockMIL-STD-202, Method 213, Test Condition I (100 G’s peak for 6 milliseconds)Dimensions6.10[0.240]1.45 [0.057]2.69 [0.106]2.69 [0.106]3.7 ± 0.13 [0.146]L1 AF6.50 ± 0.20 [0.256]T3.90 ± 0.13[0.154]2.50 ± 0.2[0.098]3.70 [0.146]3.40 [0.134]"A""B"0.107.26[0.29]3.00[0.12]2.46[0.10]2.40[0.09]PackagingPackaging OptionPackaging SpecificationQuantityQuantity & Packaging CodeTape and ReelSurface Mount1500DRTPart Numbering SystemPCB Recommendation for Thermal Management 1. Minimum Copper Layer Thickness = 100um 2. Minimum Copper Trace Width = 10mmNote: Alternate methods of thermal management may be used. In such cases, under normal operations, the maximum temperature of the fuse body should not exceed 80ºC in a 25ºC ambient environment.0157 005. D R TSeriesAmp codeQuantity CodePacking OptionD = 1500 pcsR = Tape and ReelTime-Lag FuseDisclaimer Notice - Information furnished is believed to be accurate and reliable. However, users should independently evaluate the suitability of and test each product selected for their own applications. Littelfuse products are not designed for, and may not be used in, all applications. Read complete Disclaimer Notice at: www.littelfuse.com/disclaimer-electronics.
https://www.littelfuse.com/media?resourcetype=datasheets&itemid=8c87aa93-80a7-4ea8-8749-a19ba03901c2&filename=littelfuse-fuse-452-454-datasheet | fuses | %PDF-1.7%âãÏÓ53 0 obj< >endobj xref53 1070000000016 00000 n0000003018 00000 n0000003145 00000 n0000005071 00000 n0000005103 00000 n0000005238 00000 n0000005372 00000 n0000005503 00000 n0000006021 00000 n0000006596 00000 n0000007169 00000 n0000007792 00000 n0000008443 00000 n0000009036 00000 n0000009071 00000 n0000009114 00000 n0000009667 00000 n0000010117 00000 n0000010230 00000 n0000010341 00000 n0000010427 00000 n0000010510 00000 n0000011043 00000 n0000011475 00000 n0000011947 00000 n0000012436 00000 n0000013921 00000 n0000014169 00000 n0000014359 00000 n0000014473 00000 n0000014728 00000 n0000016427 00000 n0000017351 00000 n0000018678 00000 n0000020543 00000 n0000022271 00000 n0000024100 00000 n0000024358 00000 n0000024922 00000 n0000027500 00000 n0000029024 00000 n0000029583 00000 n0000034599 00000 n0000037247 00000 n0000037298 00000 n0000041325 00000 n0000041847 00000 n0000042211 00000 n0000046065 00000 n0000046398 00000 n0000046689 00000 n0000053744 00000 n0000053783 00000 n0000058339 00000 n0000058687 00000 n0000059056 00000 n0000059428 00000 n0000059923 00000 n0000063185 00000 n0000063570 00000 n0000063955 00000 n0000065398 00000 n0000065779 00000 n0000065849 00000 n0000065933 00000 n0000076365 00000 n0000076628 00000 n0000076791 00000 n0000076818 00000 n0000077119 00000 n0000078035 00000 n0000078301 00000 n0000086455 00000 n0000086494 00000 n0000106704 00000 n0000106743 00000 n0000111398 00000 n0000111437 00000 n0000132427 00000 n0000132466 00000 n0000133830 00000 n0000133869 00000 n0000137389 00000 n0000137428 00000 n0000157638 00000 n0000157677 00000 n0000159041 00000 n0000159080 00000 n0000163735 00000 n0000163774 00000 n0000184764 00000 n0000184803 00000 n0000207677 00000 n0000207716 00000 n0000211236 00000 n0000211275 00000 n0000222470 00000 n0000233665 00000 n0000247421 00000 n0000269750 00000 n0000270135 00000 n0000270520 00000 n0000272360 00000 n0000272624 00000 n0000272748 00000 n0000272872 00000 n0000002436 00000 ntrailer< ]/Prev 460366>>startxref0%%EOF 159 0 obj< >streamhŞb``à``àbf`g`ğJeb@!6 (Ç†/wE¢&ÔÖ¦Î@4àÓÉ8ø„—O)`EÀÑÎ7Ó.:ù¼¾²VÊÅkšuÌŞfÑ5·Lsæ�î9eSŞ‚Ÿğ²©¬TnRR°¸{û’rÀÊ¨ãÙÓ7$�œí¶vÚv¿ˆˆOŒ�­!�ÏrÜÜâ©š4I9dá¤«}×õ�î6ë�V‡[Ì((^Ş�pQAA!¥ò4 ¨ 1\yHÈØØÄÅÅ.÷=PJ•�í®6�Îâ°~i~¾k"Ìlxª1)±¬à< ¸�¡�‰¡¹árCÃ†7Œä-ÈwxÎº‰qSÓ>‡‹œºØõx½d4Ø-'Ú=,sä®©bH¨e�û ¥¼çÀLF³½"ZÂ^ñ,f:Ã:CÇAL�5�/$¨á£0ş&˜O�}şş›ßu�†T9ÆF?6Ş¥’Ö1Á[ZØ3H¦üaH¸ÀØõBô‚éÂu6¬3¸dH84È3Ÿaa9!ÖàÊ0‘aFãŒ¸Ôc`{¹H³€8Ì&œ ÅŒr¯@Q­TŞU.væ (@€]ä¤endstreamendobj54 0 obj< >>>endobj55 0 obj< >/ExtGState< >/Font< >/ProcSet[/PDF/Text/ImageC/ImageI]/Properties< >/XObject< >>>/Rotate 0/Tabs/W/Thumb 46 0 R/TrimBox[0.0 0.0 612.0 792.0]/Type/Page/PieceInfo< /LastModified /NumberOfPageItemsInPage 6/NumberofPages 1/OriginalDocumentID /PageItemUIDToLocationDataMap< >/PageTransformationMatrixList< >/PageUIDList< >/PageWidthList< >>>>>>>endobj56 0 obj[57 0 R 58 0 R]endobj57 0 obj< >/Border[0 0 0]/H/N/Rect[61.36 482.078 299.48 447.786]/Subtype/Link/Type/Annot>>endobj58 0 obj< >/Border[0 0 0]/H/N/Rect[61.36 444.92 299.48 410.628]/Subtype/Link/Type/Annot>>endobj59 0 obj< >endobj60 0 obj< >endobj61 0 obj< >endobj62 0 obj< >endobj63 0 obj< >endobj64 0 obj< >streamH‰\ÔK�¢@à=¿¢–İ‹�ºuKbâ£;q1�Œ3?¡tHF ˆÿıÔá˜�dL”ƒ€÷ó*İö‡¾›Mú}šc˜Í¹ëÛ)Ü†ûÔs—®OòÂ´]3?÷–ÏæZ�I/>>ns¸úó�T•IÄƒ·yz˜—M;œÂk’~›Ú0uıÅ¼üÚ_Mz¼�ãŸpıl2³^›6œã}©Ç¯õ5˜t¹ìíĞÆãİüx‹×ü;ãçc¦Xösbš¡·±nÂT÷—�TY¦­Mõ_ë$ôíÇW/;�›ßõ”TùG<9ËTã»\'U‘-ûq³cvÈ+ærÉ¼œ¿eŞ"ï˜wÈ{æ=ò;ó;2çÅMRYÎ²˜esæ¹`.�-³EfA¦ÍÂf•Y‘=³G¦ÙÂli¶0Ûó™~¿¥ÙÂ,´lB›À&´lB›À&´lB›À&´lB›À&´lB›À&´lB›À&ìVĞ­Ğ)‹“İºv+èÖÑïàw4;˜ÍfG³ƒÙÑì`v4;˜ÍfG³ƒÙÑì`v4;˜•])ºRÎUÌUÎUÌUÎUÌUÎUÌU}Ş‹Èœ«˜«œ«˜«œ»Ü«Ê~ı(ûQô£ìGÑ�²E?ú¼×Ñ�g?ıxš=Ì�f³§ÙÃìiö0{š=Ì�f³§ÙÃìiö0{š=Ì�]ytUbV‘åø¾´Ìğ—Â©Ì0lø_6ø/[úãùóiÆãW%ó¹–4÷iŠËÈ²t-ëV�®Ÿ«Û8Œ&^…wòW€öt*endstreamendobj65 0 obj< >endobj66 0 obj[/ICCBased 95 0 R]endobj67 0 obj[/Indexed 66 0 R 0 96 0 R]endobj68 0 obj< >streamH‰\“ËŠã0D÷ş-»�ó�îícÈc²˜“™pl%c˜ØÆqùû¹¥2İ0GGØªœŠ¬¦wØºvrù�±¯�qrç¶kÆxëïcİ)^Ú.[®\ÓÖÓ ïñ¼_“×`Oö`æxäxúxøxúxøxúxøø==İ<Ü<ÿŒÙß†¬ìĞ=Ğ-À-Ğ-À-Ğ-À-Ğ-À-Ğ'À'(Y�…9‚a� G˜#Èær„Eæ½3SR&ûúû¦½“-yf÷´ÇÂî‚î2ï?ºË¼÷è®ì®è®tV8+�ÎJg…³ÒYá¬tV8+�ÎJg…³ÒYá¬tV8où»6àå�ßR¼ÆvÚÜÇ©ïãhÇ#Ét.p"Ú.~œÚ¡œ­Â•ı`°úï¸endstreamendobj69 0 obj< >endobj70 0 obj< >endobj71 0 obj< >endobj72 0 obj< >endobj73 0 obj< >endobj74 0 obj< >streamH‰\“İjã0…ïıºl/Šk4jÁòÓB.ö‡Íî8¶’Ù(ÎEŞ~u¦JÖ�ø3é¦#Æåv¿ÛÇ~2åÏ4´‡0™S»®Ã-µÁÃ¹�Å²2]ßNŸOó{iÆ¢Ì‹÷ë.ûxŠº6å¯üò:¥»yXwÃ1<å�Ô…ÔÇ³yø³=<šòpÇ�pq2³Z™.œòFßšñ{s¦œ—=í»ü¾ŸîOyÍ¿Šß÷1˜j~^R¦ºp›6¤&�CQ/òµ2õ[¾VEˆİï]ÅeÇSûŞ¤¢®P¼Xä[æŠ\�•¬àgò3ø…üŞ‘wàWòkfË=-ö´KòÌı-ö·–lÁB°#;0,¬'{0},¦,},¦ìš¼Î,Ìä³YÂ,A–0K�%Ìd³YÂ,A–lÉ[0{ô.ì]Ğ»cï½;:888öîĞ»£�ƒ�£�ƒ�²^Q¯¬QÔ(kt®¡³ÂYé©ğT�ƒâtCŞ€é¬pV:+œ•Îg}#ç�©=ı=ü=�=œ=}<¦<}<¦<}<¦<ÏÊã¬<}<¦6ì+ß0�Ÿ“‡ÑÌ_�ùšûö–Rùù3›gSŞÇğõ%�Ãhò*üŠ¿A2æ¸endstreamendobj75 0 obj< >endobj76 0 obj< >streamH‰\’ÍNë0F÷~/a�ò?R©* uÁQx€4™–HÔ‰ÜtÑ·¿3ù*�ˆ”øX�±OÆ“¬7�›0Ì>y‹c·•Ùï‡ĞG9�çØ‰ßÉa.Ë}?tóu¶¦»c;¹D“·—Ó,ÇMØ�®®}ò®‹§9^üÍªwrë’×ØKÂÁß¦®··>Ù�§é[�fŸú¦ñ½ìu£—vú×Å'KÚİ¦×õa¾ÜiÎoÄÇeŸ/ó2İØËij;‰m8ˆ«S}_?ëÓ8ıŸõ‚‘¶Ûw_mtuö¬ÁiJ¤ïCãê<]æ:(¯Ákã'ğ“1rtpu�øÂâ‹œ—àÒ˜Àd¼¯”KÄ”S2˜�ÀæSÂ¡4‡ûW¶U€eÊğ™1bÈb1´Äà,²³¨WÆtıc8�9Ğ=øŞ>K}şdş727B}ÈêC×šZ}õa«Ã�Í�áÆæÆpcsc¸±¹1ÜØÜnln+øè`¦½I»jíHÿÓGİ9Fm¡¥m—Ş±®‚ütö4N^³ìuÿ«†Äßendstreamendobj77 0 obj< >endobj78 0 obj< >streamH‰ÜWÛnÛF}×WÌSAÅ½’*²¥-�´@\4EË$R‘¨¸é×wfv©PŠrkú$°V{=sæÌÙÕëÁèé,†ÅvCv=š®b¸j¿.²ÁèŠ-Äü¶EMsÍeâ¯d÷Ë£Ll#)…e"i,d«Ap+�K×UÛ–Ëûİ¶ü~®‹(Ì^†BF20‘„l>fë²¨nc•y[5õòMÛİİ«²h¡m xÈëE�UûĞìZ¨›¶*JŞwRÊĞNJ)Şëyù¦Ú–óáéU±Iü¯i*AzÊĞSP±Fè¡¦Q’2rASŸdƒ×HËâ˜"±§×GFü«ä�¡¸cHºc†qc˜Y¾ñBòÑø¡„kT”`~\•áP(d$Øb·‡ À†‰R6áPE‚*&‘…`�š:Úp¨#Í2CĞÔáŸÙ/ƒdN9\ˆFY‚ÅSÂµg·M’D€Õ"²VX‡-ÇtìC(ñŒ2ÄÕÜLnB!¨ûWw&îjº]©õ·Ğ¼³k)££Ô`ÀVk$Î‹E¢Z,Ñ�ëDG—H`YL°��aÁŒÂGË�ùjğ«%†ØÀ\„’h¢qKã�:â$¾qI‘èC¦=xò�¬±ŠÆ:5Ç¨î)[ˆbGÙJ9Ÿ6J�8xÀ¼Ê»!(©…=u844épŠâTƒvjPÔSrö±g­<‰õ€BÁ’Ğgó„xäUk%%6Zš"øDCìm©ßiJ¤'ÎŸÓ7GéØrñª¸—L:}aßtJÎyÄ‘ĞÖGÂÁoº…Q¥°X£òßiyêˆkŞ¸Üî÷H2fûóÀå3éØ#™¹Ï–¬–ÈM¢-XuR²^®‡ÂĞJF±U´è@S&*í¥ÿ]˜)Á"İr.&\ù²Ç×�‡.ßH,v,>¬6²üA†-fµ#†§jŞEyEŒéóµÿÜÑ'¥ÎE\+Jàµ ˆ%ÑÃœdæ³’PåQÈ‡Œ;¾E¸cŸ5\+¹Ÿ3ÒöÃĞ$î.¡¹ï'¶ÃËòÙ~¤ÔŞáH½§o”)MX.d<'=¸1û+£ÜÂ–ZÎZœB]@Øèä÷�ìÖ ıĞ9¦Õ˜/‘jgzS¼z�Ø�·�Ä§¦R]�Mç’Ë¾ƒf¬ô¥Èbõ—Ï½g>„w/wŸ®Âİî�5�fë¼>;MŠv—/³òïölúd:�ãx¦~~W—ğîY(0İ®IP2MØò�†ÏpÚèRvo`¼7lL×êäß,öœï„�=¾p‰LÒÏ…„¢yÿ‚—Ál•/—€ÊJ(½Õ?¡Œ�}"iŸÍÂ4’�İ}tü×ğßÃÎ¾ÇÈÇ Ñ¡«yşU€æYì6!Ùö¦¬[ìm«zÑ/cWÅyHëŞğß¼ZæwK´É)JÌ„~dˆĞàˆœÜ†Ÿş7B_³.=Wm¹âv(¹²v›ò˜¾€¹v/�o’—ç¬‹æ§Íj½¬rTR^Ïá§¦Ù,Êú}9MCC7AY~Ëjyq�˜²h5Û¶çT./®G—3/˜Éè=zn�ı�S@êı�ˆü‚ùXˆ4KÿÌâU¡ñùM—ı¢ü*fá_Å5Õ´endstreamendobj79 0 obj< >endobj80 0 obj< >endobj81 0 obj< >endobj82 0 obj< >endobj83 0 obj< >streamH‰ÔW[oSG~?¿b^�ìª>ÙûEŠ�‚TE¡…õ�VÈ5që8!vù÷ıfvO¦œ„Š<"KÇ;ggf¿¹ïù´nö&úƒ%M““fïøbºÚßß;˜m®¦ËÉüëfÿÅá‹J©üôéSzö¦L�nµñ¤hò±ĞpòOsx„·“Ÿš÷ƒñùêdhÎ/ÏÖ´9§ç‡¯^ÿiŒfßj¬iø×ä×FÑH·F4\\ÌW_É²*EªõVãiÑz¶jö^+ú´ş.d#Íº½wwğí�ÍUŒ[P®X°¯tOËÉøuGj9rë—�ÍXyøš‚F±P]n3L:°Œ4MWïZı~Ğ‰°€W[öX97ÒÑôò_Z ¦³éf¾¦õÕb3i±ú÷b¹¥nî{ s!mNçtxuy~1Ÿ®D£lÌ7?Š'ï^�îº¢$óÖÚâ6ì®cvüğîÕ=Nš½ß—ÓÙüãËËéÅébF{GcUìC4ñoÇ76‡Ö‡D!†6¦@Æ.iÓª¤érŞœ4Ÿ…G›Âc�ğäœ™)æùƒ o}ãcÚ�Âñøu£Ú3}!GGÔ8ØRwœ§‘œ§{7ošg“‡¢—ºâÒ$Ab§—•Í©µÖBmR­RĞ79koÏ9–>äİsËçÆA�æÖBÀÁìZØ‹ògÀ`B“×80D�“‘9!ĞìLñÄ{æZb¥­ÇèÌ)ã¶ëdhÖt”ğµÚË3DŞ�¦®™KÙ¸İÑ¢%TÍ8¹9åôTÊş¬¶1*:+½ìhÕgÉ@zÃLŠA˜`èö}¨ğR¼İ1Ö‹yÆÀO�„Ëª †1°jI·RÈaÂ2‡I¶œ)�£²Ãlé´øÏ„,¤OÌš…ĞŠÁXÎDŒU½È Ö"3*ëcç†r@Úz$,V[#3ê,ÔQ”TÙİLéÌ[¦ Êâ/Ÿ:bÖÓK¦s¨3¦†…'$Ãpâ^£;bT²D4UÚDa­D@¥T×=Û]dÅ¾8ĞHúT¢h,d9­¬Î×õ¬"NR„N²Ù©�Bô‚7…ºî)¯dQ«Ÿ>Ö^1‹Ó¨ÒŒ:W©Ûõ­ı.×³F]î®—Œ9EŸzÓ/K•ÚŒğ„ˆºöœÄ]Y¢Ïjtüq½�PçÙ3…¹Ö"Ï�£#Š?t{¨ó„ºÓ%;*åZÉ»�Dr°¸Èi4tßé,8¹¯t$CÁ,ÑìÉ @¹u�2R3!š\àLWF/Dô-êÂ‚HhTU!3R³nA’%¶Q‰p¡t1PdØû*Şú Pà´]fË.p”p(‰TF‰À‘6?ß& !Ù6fkÛ!‘\KÌF6~€Vø$ÃtU¦u®ä6FÓHf3m²ºD-Ÿ›Ë{†·;û\:šG½�¦iC¼áêë2a•1r¨ã~Ò#¢Ò­²–uDöİ`‹ıc‘‚��æMí ¼¹g;&$w��B›ylóÏğ@“Tv¬ZÊÀ &@âu„K}¬ıYè ÓHò€��¶p‹åÈÜ0¯›N›ÇLôÌmŠeQ²ˆ[�P�yåä\Ñ×‹e±¦›ùèK-JgJpéu´iÉ¦Œä,¦g²("Ú¼Á5>%Ç“wØå¦¶¹”{+n=KŸN/åæ2�mÊ¦n®7‹Ùz{Ñ9–÷¦Y^Ì×İ@d&gä™ÊP¶Ú£g:1ÅØÍÙÒ�p›‘?^wû:xdzî1œ4}Îî,]&³«8Ú¶§'ï¨•İ­Ön»Êb¾~S{÷äNn/TõÎVnRHå/Äw7Ãw·mÂ]ˆY�Ñ¯41o)×ªÇjR fvK½=úª©'R„@Ú²W[Õ}öş=�Îÿ'á�Ü¤w1ùoCòæQ€úìßÇiTò#à8¾á?Ğ®À÷@²üóHàw�‚´+pR¹¶ßıŠò*’5\_.h2­G’Îğ„ÎOh˜Pîg¨v+Õ>§·ÓÍbõIJ~$ÉÉÒ©MèWåSê·‹ù4YœÍù–ßûââ�…T�Ì¨.¾P*_d�•ÏÃĞCğ„VÃ®ü�}ğ¤~O²9�ôöÎÑéùÕåúg:Z¬gWg¦67¨è˜ÓR>ãŒ*qÚè?0N”¦endstreamendobj84 0 obj< >streamH‰äWmOÛ0ş�_q_&ÅÓêÚ��­Bb- MƒujB!˜’‘Ä¥oÿ~ç$åMCC[¥eB•šÄ�ïîy�»³v8£¾ò�A¦ê¸*�Ò°›•ô#ølõ˜ÜRÿpİËN=eº#ÁÀeïÈQüÌ£â‰=ïÁÜÖÂ§Ö"ª<Ù;Dk«É§Vå�Ã´ë¶bg8Í“TŸî,“Åy–Âpw,àÓdÎÖ.ş}Âvfæ•3Œù±ñ™#)D„şt·R†”)‚…,‚¸pÜéÌ†�è"ŒF ,µs¥Ã?0ï¡%¥<¸»à\b,v†£sA™ïµÎC�L¥E³¬pBàS.ä¨’vQŞ�V¬;wfÎ7ü!f@FñUê€*-ô¢E�ü2’ZHÍİÜ†"Àã¤”&-‡î&‘T‚»@Mhˆ×œ€›¥d ¨7©‰G} rìSY5Y·^çÖºdÖÛp¶HÊÑh¸™ÖWIëÛz´½µ½Í‹666ZõÂ& ã‰hˆ ¤"ÃaĞè�VßáX³Ö>¢ñY—D#ÆÃj×’ß0°3ã«<ğî—ˆ ¦mHIQ]Æ?Dpèî™ZŸsÈZs§ãú/4è2ñÕ$`¦Jp[7JÉg~û€üËx2œN¦œ+ïÃB¾’»0eV›eÿ‘?Æ²RãÑ9i—¾yo‚nY?IR¢ps¸È³ùyYI„İÜkb·½¬õï¤ø·€ş<ëâ÷HÁ”(ì¹fY·[dr’k˜‰·ûXäIÇÆ]ÇF¯©XO)vŒ4€o:Ø«Ú¬®‹ü®ÿ¥¹¦�HwYÑÒ`–Y93-y:¾Wó~`KâúuUĞş²+Œ�É­Ögà¤„ªmU­‹5´®¨äx¬õğhõPúî¿É\ßëÿjğ=P~=Ä„ãÁİÕ¹NMñ†y8h`¶D&ªjEÄIRé{#~KDöƒ%3eÿyñà<«5Ì�9­ş“Ãš»“RSV&×}�—0å~rÔüzF$Ôwæ©†M‚3îUmŠ&yl^Ùj»¼Ê….kr?¶KÍendstreamendobj85 0 obj< >streamH‰ÄWËnã6İë+¸´¦ùI �¤É fĞ6ºWñ$.Çqœiçï{.IYòCyU�uÈû:—¼Ôåä—B0Á­–xjÅØ[µ,Æî{¦ÃÌä6¾_M—ã«jó>]Lfÿn.înïî„áòò’]ÿtÃŠ,(ÉF’[kØä¡°áäïâö#æÆ7ê‹`’M¾’X)$q!¤+/!÷øÕ~%ùOä�T$—Ê&�Ïƒë¡l0İ-ş6³õpdğò�Uqàiº~œ/Y5_Wïóş9!rJÅ�Vë—Í¬ÚÌ_–Ãä¶ƒõÿK*Êù¾‰o¥§ÁçÁÏË‡÷·Íz>]°áH9ÇÌ^ßç«çÙr“ÓÉÁ¨m0"ÆbÌ�Ií¸‘eÉ´\•RÏpwæ1>gËê;»Z­ÖCD6x‰cß†´PÓÅ[t};)÷ÚÁ·7*>}¹Ôğ–™’Ë2 ÃŠ‡’­g…"�ÔRjîğßH(Œ„–¯¹0eKà+ü. ŠÊçT,˜HöõvkTÏ±øé™öä¢¸/~ki$‡:üHãHùPÇ\#ôr×Î$gO¸î«ÑJÌV8¯’8ŞhG¥Îú)l¿’ı‡'yå}4*=}´ªñÖû*}XkËÅY¬÷�ô`İÓG«FÏa½¯Ò‡5�#uë}'=X÷ôÑ:Ïa½¯Ò‡5DÌY¬÷�ô`İÓGëÌ<‡õ¾JÖB5'Yï;éÁº§bÑsO³}•nÖ;�:œ®'ÇZÄØ‹»8îXi¸“¥bÚQ·ØÑ„Å^Ës�n2÷ÏmÚİ¦1cŸŞŸÿB/MÒÒB €8ÁµÖ­…ãFÅ6”»Ò3t¦8îà`¹*2DÇ/¨³%jÑ�f¢~©¨©5Ê×8êªZ§FµÁ“·¬™V§Š-´Ô±Ñu@èGÔdÒS¥Ğ À¢½¯Ê•,k•1éù…hX!·ã<ˆ²VÉ 6·…ä*i¥êĞHDš@"^Ê˜E­"i/HÃäìiİKY§t»HØÆDF/ø¬Ò}Á¦„HÅ2e)T™™' \"ó”‚‹ÊxÙ‰PÉ˜‚^À‰�¦µhSŒª[„[¦œTi¥$.Ñ²sm¨„j1Õi£9Û«Râ3L™“2Ô.èÊ”2L¨*�Ğ%¶�T¬W�®†ëà]³Á+ÇnŒ ±2&ÄÈhYOÏò­°ÒP/¡è ª¸¾¸İ-0çĞ;n¡á&˜Ze€Ì€B‚RE*˜‚áo ¶cáK‚²HªÒQà¥�%ƒÈó–�Ñ†¤ÕÁ#,CD£"w´Jd!-a¶—ji�ï1İ”aqEuá.¦LYÚ5Ôğ�X—`‰&yq$…Ğã[àv°ŒGsÆh¹U‰ëdÀõõîˆV–ı'Àéóz”endstreamendobj86 0 obj< >streamH‰œWÛŠUG¦ß_Ñ�3�³íûåÑ1ƒ� (ä!„ G�¢Â„ùûTÕê½Ï™q�‚0v�¾­^—ZµCXcî�×Ğ«ëëÁÅ5$w·¦X^/_\pÿ‚«uÍ54—ÊXG­Õ?/œÑß5–à>iTzs¿†ˆq«�ã8òÇåÀ6§uñ×�He.¬¥ºCXË8û„{è\\ªĞ()–´Ó‡‰8ÔL�g Á‚ã²C�9¿��Å÷„k:*%Ô"»8®‡GsÙgq@Š¾í(¬Ùg[KŞ9!Lhº:ô�å¨”ª�ix.ÑÌŠÜR™c®Z$„S?>ˆdOëè)ºTá‰êãY$÷=6‚Õ£åLk¨Œ¶$]­Ç8.0i´Ï�CÈsŒóô!Ş±¾œ�°¢ãm;LkÃ™×‘£>eİ¸�Ímƒ�jåCçAÇï_ß�X›J_[Â±gyÌ\mŠ¶Ìó­h�9œjß¯.ıl®¶a»ú$?´�GE¦wÖê�¹,ÔÄàoi«¢Ñ{x�PQt{˜uÁû‚r?jËi\F·e„Ù`–àÔ¸¶ĞU`u�†Ô³/ÊÙÆÁË»ıL…Z9_›Û~�ãÔözßµƒŠyº«t·Gá„µÍs}dR?¦GXš²01¿cg·ûLï�¦¤×KÃ ÷šŸ‰'Ç¯¼“ÃbNsÌÀ&[6!y.(3YŒr¦Êmò_cÃô&óûÌ�å¹´Ït¶d{½\İ,OnÂï¸Şİ¦XšR¯¹�¢‹¥äĞLCn>/¿^\‡Kı…Ïİ_şvóÓ�º<îæ&é×òÔ\¸,Ş]Ä§Zr�ó_}z{¦ÿîù×·ÿ¦üóè�¼x–İÕ�ÏÜòei(�âRcãÿÏò/øãëûå÷÷òäùïşøv^pEDB¥"*Jç”às�”àÍB¤’"Úi\,Ï'â:ø–ñ’g}‰6´˜·ıw­`^èÿªr%}û¤�!;>�ºáOÆQÓÁngÆ)NŞëø>Üib3®ì3f»r)ıPŒY£j40m£”V6&-k‘!±môâ{JQnyQá&y/[˜£ø^/beğÎa-ÓJ'fU¶³'šE¥o~°óÛÉ-^aÖÒ8ãrØŸhü€®®mÖ?=“®”«}ÈqÇ³83·7‡&Ô˜âŒN¼İ«æmïâø`)¢ƒ&Ã´�@fâáyg�OòRjû¶Ø™u�í13xÜ6>šÅU¼İ«r9J$½<›ïı6>;{Â˜ëdg•zšÇO`Œİ6(�İ·�Ğîb»ï0óÏì˜÷úX³âõ ¦µvV—$�¤[%¤@¯Yrˆ4§>İ7„ËËÚ¨Wæl[»šµ�“ˆVd02ÒvuË;Ò€tËˆu›ƒˆ,TÈÓŒ¸‰¸ÄˆKŞ$èœŠ¾+½Ğ©šxbo@“ÛçÃzPgØ6HÄsÓÁjxó�!¬¤û,,160qUM’Êæ‡1he‚†,]{l÷„/<:$¦å*†„Í‰ìànq]�©Ş±�Š��×[¡¶Jeqô�ºz‘¨¢:«eAÚ$Y“Q½·&L [°$lÉ¸CS³E–P1J¸ÿ�M�½,¢©-1Jg6Ë3ŠşVÑ¦;V;SŠÜÜ,“«NN©™6Ï°R’¥Ëü4)[8c>Z"H5fˆ“ôM)FÁ¦»l§áÊmu#.ĞÙâ}V[‘º]&L ˜aksÚ�fg²{ò¡¦ï Xng¤¯_ iªeŸút£ˆÆ³s‡…�múuXãåÍ_lÏeÄÿÑŸ‹õgjƒÙ€©Ši„Ó”7ŞÍa+øu“2s¡™¯ŞĞ²‚2}€G`ÆÅ5Å¥èıäN‡ä¶àBˆ×ûÍßë÷æÙK�û×e÷Â�‡œÕÁÅkSÌãó§d—ac7PRØÄa›ñS½¹ç\¼9lo~¨‹"Ò»!Œ;¨$˜,zyõ³O>úr8HW¦�ºW·\¸@÷—§Óßû½šße„lCmàià:xˆ¯�yèÛñQ¥DyêÃ÷Ø)�{%$ŠL—şÉFu^"#Wµ”…Ú-åAY‹uxQ.Ş•�Â¼Vv˜eB“=vèëé`Ré0-g.p)�>pS°Š”Ğ½¤YA}ƒd…ÂºC%š¥®9£SRàÂf8š}QÄÍPRX³Nóş¥Š>Põî8W¿#T¼p7¼ÖDå9Mñäµés£Z“õ%²cÆ‘sİou~½tÓ%0W·ÕzJÇ»E½Ùn³ŞFO“0ô)Co¹/Cz‚zØİƒA“sĞ=´ÓÛøE£w›°i�JxÅ)ã‡Åı'ÀBôLdendstreamendobj87 0 obj< >streamH‰ÔWÉ�E¼÷WÔÑ–x5µdÖrô&K¶°<ÄÁz¶1hŒ-�ø{"2»û½YHpÁ–úUL×’™™ızy½<¾\zHøßC®3Î éáñÓ'ayö�ë¥—˜e†š%&Ñ0c·gmáóûåÛğórñüM?¦Y®C6csè5ê”Š5#j#?-¦Ãg�}Â�XñÄ4>rÃÔØfÇÅ‘Ä�ı¯–[ ®%àN.˜¸ƒ³rÕ%V¸n‹‚?­›c¬EöİQ™ØŞ­,*0ïà¶ÑÒãòñ?óhÄ^Kşß{42ŞøÅ¤19Qk�íi^ç‡[¤SL/½`~‹ÙI÷àÕÅ£‡—?-3¸ğÏiv½óÜ™‰~á?™”ğ1†¯2;ˆj‚˜4à6"}ñõ§�şòWÆ%…×ÿÊ¸»90Îrç!L BD¬Â—ãåğÔt´*fom¶ÖŞ d:R-¥†®ˆ3’§÷FwN´:”�bé#8£ZoğŠ—“.$˜ÜÆ‰C¸�å¦x±éôYQ¹ƒ•’‰7†Û¬¥êmÈí?9^ÿ.7piÈ½ãXËÌ(ó„ğµaFÕÑï@‰œ¿Z4�&w ø„Iûä›ğ¦Mpl°¹JA•ºõ87É»^üÏÚ$ÙSèsO o¾A–†=pPÍ¸açqv¿¾Eª7O^A4ü$¼‹ÚÑ›Rğf?ÿÍ=l�ÎÖëEZ‰Ì‰ÖAtP¡B¹Æìz�Ì`ãñéZd(fB‡Ú˜ˆö
https://www.littelfuse.com/media?resourcetype=datasheets&itemid=8c87aa93-80a7-4ea8-8749-a19ba03901c2&filename=littelfuse-fuse-452-454-datasheet | fuses | %PDF-1.7%âãÏÓ53 0 obj< >endobj xref53 1070000000016 00000 n0000003018 00000 n0000003145 00000 n0000005071 00000 n0000005103 00000 n0000005238 00000 n0000005372 00000 n0000005503 00000 n0000006021 00000 n0000006596 00000 n0000007169 00000 n0000007792 00000 n0000008443 00000 n0000009036 00000 n0000009071 00000 n0000009114 00000 n0000009667 00000 n0000010117 00000 n0000010230 00000 n0000010341 00000 n0000010427 00000 n0000010510 00000 n0000011043 00000 n0000011475 00000 n0000011947 00000 n0000012436 00000 n0000013921 00000 n0000014169 00000 n0000014359 00000 n0000014473 00000 n0000014728 00000 n0000016427 00000 n0000017351 00000 n0000018678 00000 n0000020543 00000 n0000022271 00000 n0000024100 00000 n0000024358 00000 n0000024922 00000 n0000027500 00000 n0000029024 00000 n0000029583 00000 n0000034599 00000 n0000037247 00000 n0000037298 00000 n0000041325 00000 n0000041847 00000 n0000042211 00000 n0000046065 00000 n0000046398 00000 n0000046689 00000 n0000053744 00000 n0000053783 00000 n0000058339 00000 n0000058687 00000 n0000059056 00000 n0000059428 00000 n0000059923 00000 n0000063185 00000 n0000063570 00000 n0000063955 00000 n0000065398 00000 n0000065779 00000 n0000065849 00000 n0000065933 00000 n0000076365 00000 n0000076628 00000 n0000076791 00000 n0000076818 00000 n0000077119 00000 n0000078035 00000 n0000078301 00000 n0000086455 00000 n0000086494 00000 n0000106704 00000 n0000106743 00000 n0000111398 00000 n0000111437 00000 n0000132427 00000 n0000132466 00000 n0000133830 00000 n0000133869 00000 n0000137389 00000 n0000137428 00000 n0000157638 00000 n0000157677 00000 n0000159041 00000 n0000159080 00000 n0000163735 00000 n0000163774 00000 n0000184764 00000 n0000184803 00000 n0000207677 00000 n0000207716 00000 n0000211236 00000 n0000211275 00000 n0000222470 00000 n0000233665 00000 n0000247421 00000 n0000269750 00000 n0000270135 00000 n0000270520 00000 n0000272360 00000 n0000272624 00000 n0000272748 00000 n0000272872 00000 n0000002436 00000 ntrailer< ]/Prev 460366>>startxref0%%EOF 159 0 obj< >streamhŞb``à``àbf`g`ğJeb@!6 (Ç†/wE¢&ÔÖ¦Î@4àÓÉ8ø„—O)`EÀÑÎ7Ó.:ù¼¾²VÊÅkšuÌŞfÑ5·Lsæ�î9eSŞ‚Ÿğ²©¬TnRR°¸{û’rÀÊ¨ãÙÓ7$�œí¶vÚv¿ˆˆOŒ�­!�ÏrÜÜâ©š4I9dá¤«}×õ�î6ë�V‡[Ì((^Ş�pQAA!¥ò4 ¨ 1\yHÈØØÄÅÅ.÷=PJ•�í®6�Îâ°~i~¾k"Ìlxª1)±¬à< ¸�¡�‰¡¹árCÃ†7Œä-ÈwxÎº‰qSÓ>‡‹œºØõx½d4Ø-'Ú=,sä®©bH¨e�û ¥¼çÀLF³½"ZÂ^ñ,f:Ã:CÇAL�5�/$¨á£0ş&˜O�}şş›ßu�†T9ÆF?6Ş¥’Ö1Á[ZØ3H¦üaH¸ÀØõBô‚éÂu6¬3¸dH84È3Ÿaa9!ÖàÊ0‘aFãŒ¸Ôc`{¹H³€8Ì&œ ÅŒr¯@Q­TŞU.væ (@€]ä¤endstreamendobj54 0 obj< >>>endobj55 0 obj< >/ExtGState< >/Font< >/ProcSet[/PDF/Text/ImageC/ImageI]/Properties< >/XObject< >>>/Rotate 0/Tabs/W/Thumb 46 0 R/TrimBox[0.0 0.0 612.0 792.0]/Type/Page/PieceInfo< /LastModified /NumberOfPageItemsInPage 6/NumberofPages 1/OriginalDocumentID /PageItemUIDToLocationDataMap< >/PageTransformationMatrixList< >/PageUIDList< >/PageWidthList< >>>>>>>endobj56 0 obj[57 0 R 58 0 R]endobj57 0 obj< >/Border[0 0 0]/H/N/Rect[61.36 482.078 299.48 447.786]/Subtype/Link/Type/Annot>>endobj58 0 obj< >/Border[0 0 0]/H/N/Rect[61.36 444.92 299.48 410.628]/Subtype/Link/Type/Annot>>endobj59 0 obj< >endobj60 0 obj< >endobj61 0 obj< >endobj62 0 obj< >endobj63 0 obj< >endobj64 0 obj< >streamH‰\ÔK�¢@à=¿¢–İ‹�ºuKbâ£;q1�Œ3?¡tHF ˆÿıÔá˜�dL”ƒ€÷ó*İö‡¾›Mú}šc˜Í¹ëÛ)Ü†ûÔs—®OòÂ´]3?÷–ÏæZ�I/>>ns¸úó�T•IÄƒ·yz˜—M;œÂk’~›Ú0uıÅ¼üÚ_Mz¼�ãŸpıl2³^›6œã}©Ç¯õ5˜t¹ìíĞÆãİüx‹×ü;ãçc¦Xösbš¡·±nÂT÷—�TY¦­Mõ_ë$ôíÇW/;�›ßõ”TùG<9ËTã»\'U‘-ûq³cvÈ+ærÉ¼œ¿eŞ"ï˜wÈ{æ=ò;ó;2çÅMRYÎ²˜esæ¹`.�-³EfA¦ÍÂf•Y‘=³G¦ÙÂli¶0Ûó™~¿¥ÙÂ,´lB›À&´lB›À&´lB›À&´lB›À&´lB›À&´lB›À&ìVĞ­Ğ)‹“İºv+èÖÑïàw4;˜ÍfG³ƒÙÑì`v4;˜ÍfG³ƒÙÑì`v4;˜•])ºRÎUÌUÎUÌUÎUÌUÎUÌU}Ş‹Èœ«˜«œ«˜«œ»Ü«Ê~ı(ûQô£ìGÑ�²E?ú¼×Ñ�g?ıxš=Ì�f³§ÙÃìiö0{š=Ì�f³§ÙÃìiö0{š=Ì�]ytUbV‘åø¾´Ìğ—Â©Ì0lø_6ø/[úãùóiÆãW%ó¹–4÷iŠËÈ²t-ëV�®Ÿ«Û8Œ&^…wòW€öt*endstreamendobj65 0 obj< >endobj66 0 obj[/ICCBased 95 0 R]endobj67 0 obj[/Indexed 66 0 R 0 96 0 R]endobj68 0 obj< >streamH‰\“ËŠã0D÷ş-»�ó�îícÈc²˜“™pl%c˜ØÆqùû¹¥2İ0GGØªœŠ¬¦wØºvrù�±¯�qrç¶kÆxëïcİ)^Ú.[®\ÓÖÓ ïñ¼_“×`Oö`æxäxúxøxúxøxúxøø==İ<Ü<ÿŒÙß†¬ìĞ=Ğ-À-Ğ-À-Ğ-À-Ğ-À-Ğ'À'(Y�…9‚a� G˜#Èær„Eæ½3SR&ûúû¦½“-yf÷´ÇÂî‚î2ï?ºË¼÷è®ì®è®tV8+�ÎJg…³ÒYá¬tV8+�ÎJg…³ÒYá¬tV8où»6àå�ßR¼ÆvÚÜÇ©ïãhÇ#Ét.p"Ú.~œÚ¡œ­Â•ı`°úï¸endstreamendobj69 0 obj< >endobj70 0 obj< >endobj71 0 obj< >endobj72 0 obj< >endobj73 0 obj< >endobj74 0 obj< >streamH‰\“İjã0…ïıºl/Šk4jÁòÓB.ö‡Íî8¶’Ù(ÎEŞ~u¦JÖ�ø3é¦#Æåv¿ÛÇ~2åÏ4´‡0™S»®Ã-µÁÃ¹�Å²2]ßNŸOó{iÆ¢Ì‹÷ë.ûxŠº6å¯üò:¥»yXwÃ1<å�Ô…ÔÇ³yø³=<šòpÇ�pq2³Z™.œòFßšñ{s¦œ—=í»ü¾ŸîOyÍ¿Šß÷1˜j~^R¦ºp›6¤&�CQ/òµ2õ[¾VEˆİï]ÅeÇSûŞ¤¢®P¼Xä[æŠ\�•¬àgò3ø…üŞ‘wàWòkfË=-ö´KòÌı-ö·–lÁB°#;0,¬'{0},¦,},¦ìš¼Î,Ìä³YÂ,A–0K�%Ìd³YÂ,A–lÉ[0{ô.ì]Ğ»cï½;:888öîĞ»£�ƒ�£�ƒ�²^Q¯¬QÔ(kt®¡³ÂYé©ğT�ƒâtCŞ€é¬pV:+œ•Îg}#ç�©=ı=ü=�=œ=}<¦<}<¦<}<¦<ÏÊã¬<}<¦6ì+ß0�Ÿ“‡ÑÌ_�ùšûö–Rùù3›gSŞÇğõ%�Ãhò*üŠ¿A2æ¸endstreamendobj75 0 obj< >endobj76 0 obj< >streamH‰\’ÍNë0F÷~/a�ò?R©* uÁQx€4™–HÔ‰ÜtÑ·¿3ù*�ˆ”øX�±OÆ“¬7�›0Ì>y‹c·•Ùï‡ĞG9�çØ‰ßÉa.Ë}?tóu¶¦»c;¹D“·—Ó,ÇMØ�®®}ò®‹§9^üÍªwrë’×ØKÂÁß¦®··>Ù�§é[�fŸú¦ñ½ìu£—vú×Å'KÚİ¦×õa¾ÜiÎoÄÇeŸ/ó2İØËij;‰m8ˆ«S}_?ëÓ8ıŸõ‚‘¶Ûw_mtuö¬ÁiJ¤ïCãê<]æ:(¯Ákã'ğ“1rtpu�øÂâ‹œ—àÒ˜Àd¼¯”KÄ”S2˜�ÀæSÂ¡4‡ûW¶U€eÊğ™1bÈb1´Äà,²³¨WÆtıc8�9Ğ=øŞ>K}şdş727B}ÈêC×šZ}õa«Ã�Í�áÆæÆpcsc¸±¹1ÜØÜnln+øè`¦½I»jíHÿÓGİ9Fm¡¥m—Ş±®‚ütö4N^³ìuÿ«†Äßendstreamendobj77 0 obj< >endobj78 0 obj< >streamH‰ÜWÛnÛF}×WÌSAÅ½’*²¥-�´@\4EË$R‘¨¸é×wfv©PŠrkú$°V{=sæÌÙÕëÁèé,†ÅvCv=š®b¸j¿.²ÁèŠ-Äü¶EMsÍeâ¯d÷Ë£Ll#)…e"i,d«Ap+�K×UÛ–Ëûİ¶ü~®‹(Ì^†BF20‘„l>fë²¨nc•y[5õòMÛİİ«²h¡m xÈëE�UûĞìZ¨›¶*JŞwRÊĞNJ)Şëyù¦Ú–óáéU±Iü¯i*AzÊĞSP±Fè¡¦Q’2rASŸdƒ×HËâ˜"±§×GFü«ä�¡¸cHºc†qc˜Y¾ñBòÑø¡„kT”`~\•áP(d$Øb·‡ À†‰R6áPE‚*&‘…`�š:Úp¨#Í2CĞÔáŸÙ/ƒdN9\ˆFY‚ÅSÂµg·M’D€Õ"²VX‡-ÇtìC(ñŒ2ÄÕÜLnB!¨ûWw&îjº]©õ·Ğ¼³k)££Ô`ÀVk$Î‹E¢Z,Ñ�ëDG—H`YL°��aÁŒÂGË�ùjğ«%†ØÀ\„’h¢qKã�:â$¾qI‘èC¦=xò�¬±ŠÆ:5Ç¨î)[ˆbGÙJ9Ÿ6J�8xÀ¼Ê»!(©…=u844épŠâTƒvjPÔSrö±g­<‰õ€BÁ’Ğgó„xäUk%%6Zš"øDCìm©ßiJ¤'ÎŸÓ7GéØrñª¸—L:}aßtJÎyÄ‘ĞÖGÂÁoº…Q¥°X£òßiyêˆkŞ¸Üî÷H2fûóÀå3éØ#™¹Ï–¬–ÈM¢-XuR²^®‡ÂĞJF±U´è@S&*í¥ÿ]˜)Á"İr.&\ù²Ç×�‡.ßH,v,>¬6²üA†-fµ#†§jŞEyEŒéóµÿÜÑ'¥ÎE\+Jàµ ˆ%ÑÃœdæ³’PåQÈ‡Œ;¾E¸cŸ5\+¹Ÿ3ÒöÃĞ$î.¡¹ï'¶ÃËòÙ~¤ÔŞáH½§o”)MX.d<'=¸1û+£ÜÂ–ZÎZœB]@Øèä÷�ìÖ ıĞ9¦Õ˜/‘jgzS¼z�Ø�·�Ä§¦R]�Mç’Ë¾ƒf¬ô¥Èbõ—Ï½g>„w/wŸ®Âİî�5�fë¼>;MŠv—/³òïölúd:�ãx¦~~W—ğîY(0İ®IP2MØò�†ÏpÚèRvo`¼7lL×êäß,öœï„�=¾p‰LÒÏ…„¢yÿ‚—Ál•/—€ÊJ(½Õ?¡Œ�}"iŸÍÂ4’�İ}tü×ğßÃÎ¾ÇÈÇ Ñ¡«yşU€æYì6!Ùö¦¬[ìm«zÑ/cWÅyHëŞğß¼ZæwK´É)JÌ„~dˆĞàˆœÜ†Ÿş7B_³.=Wm¹âv(¹²v›ò˜¾€¹v/�o’—ç¬‹æ§Íj½¬rTR^Ïá§¦Ù,Êú}9MCC7AY~Ëjyq�˜²h5Û¶çT./®G—3/˜Éè=zn�ı�S@êı�ˆü‚ùXˆ4KÿÌâU¡ñùM—ı¢ü*fá_Å5Õ´endstreamendobj79 0 obj< >endobj80 0 obj< >endobj81 0 obj< >endobj82 0 obj< >endobj83 0 obj< >streamH‰ÔW[oSG~?¿b^�ìª>ÙûEŠ�‚TE¡…õ�VÈ5që8!vù÷ıfvO¦œ„Š<"KÇ;ggf¿¹ïù´nö&úƒ%M““fïøbºÚßß;˜m®¦ËÉüëfÿÅá‹J©üôéSzö¦L�nµñ¤hò±ĞpòOsx„·“Ÿš÷ƒñùêdhÎ/ÏÖ´9§ç‡¯^ÿiŒfßj¬iø×ä×FÑH·F4\\ÌW_É²*EªõVãiÑz¶jö^+ú´ş.d#Íº½wwğí�ÍUŒ[P®X°¯tOËÉøuGj9rë—�ÍXyøš‚F±P]n3L:°Œ4MWïZı~Ğ‰°€W[öX97ÒÑôò_Z ¦³éf¾¦õÕb3i±ú÷b¹¥nî{ s!mNçtxuy~1Ÿ®D£lÌ7?Š'ï^�îº¢$óÖÚâ6ì®cvüğîÕ=Nš½ß—ÓÙüãËËéÅébF{GcUìC4ñoÇ76‡Ö‡D!†6¦@Æ.iÓª¤érŞœ4Ÿ…G›Âc�ğäœ™)æùƒ o}ãcÚ�Âñøu£Ú3}!GGÔ8ØRwœ§‘œ§{7ošg“‡¢—ºâÒ$Ab§—•Í©µÖBmR­RĞ79koÏ9–>äİsËçÆA�æÖBÀÁìZØ‹ògÀ`B“×80D�“‘9!ĞìLñÄ{æZb¥­ÇèÌ)ã¶ëdhÖt”ğµÚË3DŞ�¦®™KÙ¸İÑ¢%TÍ8¹9åôTÊş¬¶1*:+½ìhÕgÉ@zÃLŠA˜`èö}¨ğR¼İ1Ö‹yÆÀO�„Ëª †1°jI·RÈaÂ2‡I¶œ)�£²Ãlé´øÏ„,¤OÌš…ĞŠÁXÎDŒU½È Ö"3*ëcç†r@Úz$,V[#3ê,ÔQ”TÙİLéÌ[¦ Êâ/Ÿ:bÖÓK¦s¨3¦†…'$Ãpâ^£;bT²D4UÚDa­D@¥T×=Û]dÅ¾8ĞHúT¢h,d9­¬Î×õ¬"NR„N²Ù©�Bô‚7…ºî)¯dQ«Ÿ>Ö^1‹Ó¨ÒŒ:W©Ûõ­ı.×³F]î®—Œ9EŸzÓ/K•ÚŒğ„ˆºöœÄ]Y¢Ïjtüq½�PçÙ3…¹Ö"Ï�£#Š?t{¨ó„ºÓ%;*åZÉ»�Dr°¸Èi4tßé,8¹¯t$CÁ,ÑìÉ @¹u�2R3!š\àLWF/Dô-êÂ‚HhTU!3R³nA’%¶Q‰p¡t1PdØû*Şú Pà´]fË.p”p(‰
https://www.littelfuse.com/media?resourcetype=datasheets&itemid=63f61b85-5fc5-4f00-9ca9-8d59a6252d71&filename=littelfuse_fuse_154_154t_154l_154tl_datasheet.pdf | fuses | © 2020 Littelfuse, Inc.Specifications are subject to change without notice.Revised: 09/16/20NANO2® > 154 OMNI-BLOK® Fuse and Holder CombinationSurface Mount Fuses154/154T/154L/154TL Series OMNI-BLOK® Fuse and Holder AssemblyDescriptionThe RoHS compliant 154 Series OMNI-BLOK® Fuse and Holder Assembly offers a solution for efficient installation and easy replacement of miniature Nano2® surface mount fuses. Offered in a tape and reel package, this fuse and holder combination can be installed on a PC board as an efficient single step. Fuse replacement can be accomplished without exposing the PC board to the detrimental effects of solder heat.The fuse holder unit may be sold as a stand-alone item, shipped in bulk quantity using part number 01550900M and also pre-packaged in tape and reel cartridges using part number 01550900DR.Agency ApprovalsAgencyAgency File NumberAmpere RangeE147210.062A - 10A+ 0.375A - 7A++PSENBK030205-E10480ANBK030205-E10480BNBK101105-E184655NBK030205-E10480B1A - 1.6A+2A - 5A+6.3A - 10A+1A - 5A++FeaturesRoHSPSE• Easy fuse replacement • Miniature size• RoHS-compliant and Halogen-free• Very Fast-Acting and Time-Lag options available• Holder sized to fit a range of Nano2® type fuses• Wide range of current ratings available - Fast-Acting Fuses: 62mA - 10A - Slo-Blo Fuses: 375mA - 5A• Wide operating temperature range• Heat-resistant fuseholder, UL94 V-0• 260°C reflow capable fuseholder • Recognized to UL/CSA/NMX 248-1, UL/CSA/NMX 248-14 and UL/CSA/NMX 4248-1.Ordering Information Catalog NumberAmpere Rating (A)Amp CodeFuse Furnished*154.0620.0620.062453.062154.080.080.08453.08154.10.10.1453.1154.1250.1250.125453.125154.160.160.16453.16154.20.20.2453.2154.250.250.25453.25154.3150.3150.315453.315154.3750.3750.375453.375154.40.40.4453.4154.50.50.5453.5154.630.630.63453.63154.750.750.75453.75154.80.80.8453.8154001.011.0453001.01541.251.251.254531.2515401.51.51.545301.515401.61.61.645301.6154002.022.0453002.015402.52.52.545302.5154003.033.0453003.01543.153.153.154533.1515403.53.53.545303.5154004.044.0453004.0154005.055.0453005.015406.36.306.345306.3154007.077.0453007.0154008.088.0453008.0154010.01010.0453010.0With Very Fast-Acting Fuse InstalledCatalog NumberAmpere Rating (A)Amp CodeFuse Furnished*154.375 T0.3750.375454.375154.5 T0.50.5454.5154.75 T0.750.75454.75154001.0 T11.0454001.015401.5 T1.51.545401.5154002.0 T22.0454002.015402.5 T2.52.545402.5154003.0 T33.0454003.015403.5 T3.53.545403.5154004.0 T44.0454004.0154005.0 T55.0454005.0154007.0 T77.0454007.0With Slo-Blo® Fuse Installed* The 453 and 454 Series fuses identified above have silver-plated end caps, designed to accommodate solder reflow processes: For 453 Series fuse replacement, either 451, 453 or 448 Series may be used.For 454 Series fuse replacement, either 452, 454 or 449 Series may be used.For detailed operating characteristic and performance information for each of the fuse series mentioned above, please refer to their respective data available online at www.littelfuse.com.** 155900 is UL Recognized for the US and Canadian market. It is rated 125V, 10A.154/154T (Tan color holder like shown in this image)154L/154TL (Black color holder)+ Fast-acting Fuse++ Slo-Blo(R) FuseDatasheetAdditional InformationSamplesResources© 2020 Littelfuse, Inc.Specifications are subject to change without notice.Revised: 09/16/20NANO2® > 154 OMNI-BLOK® Fuse and Holder CombinationSurface Mount FusesLF7 ALF3.81(.150")2.13(.084")REF.10.62(.418")4.24(.167")9.73(.383") REF.3.81(.150")5.03(.198")155FUSERecommended Pad LayoutDimensionsPackagingPackaging OptionPackaging SpecificationQuantityQuantity & Packaging CodeReel PackEIA RS–481–2 (IEC 60286-3, part 3)1500DRSoldering ParametersTimeTemperatureTPTLTS(max)TS(min)25tPtLtStime to peak temperature(t 25ºC to peak)Ramp-downRamp-upPreheatCritical ZoneTL to TPPart Numbering SystemExample:1.5 amp Fast-acting product is 015401.5DR.1.5 amp Time-lag product is 015401.5DRT.(1 amp product shown above).0154 001. D R T LSeriesAMP CodeQuantity CodePackaging CodeRefer to Ordering information section on previous page.D = 1500 pcsR = Tape and ReelType Code“L” suffix for Black Color Holder“G” suffix for 451L (Au-Plated Caps)T = Time-Lag (Slo-Blo®)Reflow ConditionPb – Free assemblyPre Heat- Temperature Min (Ts(min))150°C - Temperature Max (Ts(max))200°C- Time (Min to Max) (ts)60 - 180 secondsAverage Ramp-up Rate (Liquidus Temp (TL) to peak)5°C/second max.TS(max) to TL - Ramp-up Rate5°C/second max.Reflow- Temperature (TL) (Liquidus)217°C - Temperature (tL)60 - 150 secondsPeak Temperature (TP)260+0/–5 °CTime within 5°C of actual peak Temperature (tp)20 – 40 secondsRamp-down Rate5°C/second max.Time 25°C to peak Temperature (TP)8 minutes max.Do not exceed260°CProduct CharacteristicsOperating Temperature-55ºC to 125ºCDisclaimer Notice - Information furnished is believed to be accurate and reliable. However, users should independently evaluate the suitability of and test each product selected for their own applications. Littelfuse products are not designed for, and may not be used in, all applications. Read complete Disclaimer Notice at: www.littelfuse.com/disclaimer-electronics.
https://www.littelfuse.com/media?resourcetype=datasheets&itemid=63f61b85-5fc5-4f00-9ca9-8d59a6252d71&filename=littelfuse_fuse_154_154t_154l_154tl_datasheet.pdf | fuses | © 2020 Littelfuse, Inc.Specifications are subject to change without notice.Revised: 09/16/20NANO2® > 154 OMNI-BLOK® Fuse and Holder CombinationSurface Mount Fuses154/154T/154L/154TL Series OMNI-BLOK® Fuse and Holder AssemblyDescriptionThe RoHS compliant 154 Series OMNI-BLOK® Fuse and Holder Assembly offers a solution for efficient installation and easy replacement of miniature Nano2® surface mount fuses. Offered in a tape and reel package, this fuse and holder combination can be installed on a PC board as an efficient single step. Fuse replacement can be accomplished without exposing the PC board to the detrimental effects of solder heat.The fuse holder unit may be sold as a stand-alone item, shipped in bulk quantity using part number 01550900M and also pre-packaged in tape and reel cartridges using part number 01550900DR.Agency ApprovalsAgencyAgency File NumberAmpere RangeE147210.062A - 10A+ 0.375A - 7A++PSENBK030205-E10480ANBK030205-E10480BNBK101105-E184655NBK030205-E10480B1A - 1.6A+2A - 5A+6.3A - 10A+1A - 5A++FeaturesRoHSPSE• Easy fuse replacement • Miniature size• RoHS-compliant and Halogen-free• Very Fast-Acting and Time-Lag options available• Holder sized to fit a range of Nano2® type fuses• Wide range of current ratings available - Fast-Acting Fuses: 62mA - 10A - Slo-Blo Fuses: 375mA - 5A• Wide operating temperature range• Heat-resistant fuseholder, UL94 V-0• 260°C reflow capable fuseholder • Recognized to UL/CSA/NMX 248-1, UL/CSA/NMX 248-14 and UL/CSA/NMX 4248-1.Ordering Information Catalog NumberAmpere Rating (A)Amp CodeFuse Furnished*154.0620.0620.062453.062154.080.080.08453.08154.10.10.1453.1154.1250.1250.125453.125154.160.160.16453.16154.20.20.2453.2154.250.250.25453.25154.3150.3150.315453.315154.3750.3750.375453.375154.40.40.4453.4154.50.50.5453.5154.630.630.63453.63154.750.750.75453.75154.80.80.8453.8154001.011.0453001.01541.251.251.254531.2515401.51.51.545301.515401.61.61.645301.6154002.022.0453002.015402.52.52.545302.5154003.033.0453003.01543.153.153.154533.1515403.53.53.545303.5154004.044.0453004.0154005.055.0453005.015406.36.306.345306.3154007.077.0453007.0154008.088.0453008.0154010.01010.0453010.0With Very Fast-Acting Fuse InstalledCatalog NumberAmpere Rating (A)Amp CodeFuse Furnished*154.375 T0.3750.375454.375154.5 T0.50.5454.5154.75 T0.750.75454.75154001.0 T11.0454001.015401.5 T1.51.545401.5154002.0 T22.0454002.015402.5 T2.52.545402.5154003.0 T33.0454003.015403.5 T3.53.545403.5154004.0 T44.0454004.0154005.0 T55.0454005.0154007.0 T77.0454007.0With Slo-Blo® Fuse Installed* The 453 and 454 Series fuses identified above have silver-plated end caps, designed to accommodate solder reflow processes: For 453 Series fuse replacement, either 451, 453 or 448 Series may be used.For 454 Series fuse replacement, either 452, 454 or 449 Series may be used.For detailed operating characteristic and performance information for each of the fuse series mentioned above, please refer to their respective data available online at www.littelfuse.com.** 155900 is UL Recognized for the US and Canadian market. It is rated 125V, 10A.154/154T (Tan color holder like shown in this image)154L/154TL (Black color holder)+ Fast-acting Fuse++ Slo-Blo(R) FuseDatasheetAdditional InformationSamplesResources© 2020 Littelfuse, Inc.Specifications are subject to change without notice.Revised: 09/16/20NANO2® > 154 OMNI-BLOK® Fuse and Holder CombinationSurface Mount FusesLF7 ALF3.81(.150")2.13(.084")REF.10.62(.418")4.24(.167")9.73(.383") REF.3.81(.150")5.03(.198")155FUSERecommended Pad LayoutDimensionsPackagingPackaging OptionPackaging SpecificationQuantityQuantity & Packaging CodeReel PackEIA RS–481–2 (IEC 60286-3, part 3)1500DRSoldering ParametersTimeTemperatureTPTLTS(max)TS(min)25tPtLtStime to peak temperature(t 25ºC to peak)Ramp-downRamp-upPreheatCritical ZoneTL to TPPart Numbering SystemExample:1.5 amp Fast-acting product is 015401.5DR.1.5 amp Time-lag product is 015401.5DRT.(1 amp product shown above).0154 001. D R T LSeriesAMP CodeQuantity CodePackaging CodeRefer to Ordering information section on previous page.D = 1500 pcsR = Tape and ReelType Code“L” suffix for Black Color Holder“G” suffix for 451L (Au-Plated Caps)T = Time-Lag (Slo-Blo®)Reflow ConditionPb – Free assemblyPre Heat- Temperature Min (Ts(min))150°C - Temperature Max (Ts(max))200°C- Time (Min to Max) (ts)60 - 180 secondsAverage Ramp-up Rate (Liquidus Temp (TL) to peak)5°C/second max.TS(max) to TL - Ramp-up Rate5°C/second max.Reflow- Temperature (TL) (Liquidus)217°C - Temperature (tL)60 - 150 secondsPeak Temperature (TP)260+0/–5 °CTime within 5°C of actual peak Temperature (tp)20 – 40 secondsRamp-down Rate5°C/second max.Time 25°C to peak Temperature (TP)8 minutes max.Do not exceed260°CProduct CharacteristicsOperating Temperature-55ºC to 125ºCDisclaimer Notice - Information furnished is believed to be accurate and reliable. However, users should independently evaluate the suitability of and test each product selected for their own applications. Littelfuse products are not designed for, and may not be used in, all applications. Read complete Disclaimer Notice at: www.littelfuse.com/disclaimer-electronics.
https://www.littelfuse.com/media?resourcetype=datasheets&itemid=63f61b85-5fc5-4f00-9ca9-8d59a6252d71&filename=littelfuse_fuse_154_154t_154l_154tl_datasheet.pdf | fuses | © 2020 Littelfuse, Inc.Specifications are subject to change without notice.Revised: 09/16/20NANO2® > 154 OMNI-BLOK® Fuse and Holder CombinationSurface Mount Fuses154/154T/154L/154TL Series OMNI-BLOK® Fuse and Holder AssemblyDescriptionThe RoHS compliant 154 Series OMNI-BLOK® Fuse and Holder Assembly offers a solution for efficient installation and easy replacement of miniature Nano2® surface mount fuses. Offered in a tape and reel package, this fuse and holder combination can be installed on a PC board as an efficient single step. Fuse replacement can be accomplished without exposing the PC board to the detrimental effects of solder heat.The fuse holder unit may be sold as a stand-alone item, shipped in bulk quantity using part number 01550900M and also pre-packaged in tape and reel cartridges using part number 01550900DR.Agency ApprovalsAgencyAgency File NumberAmpere RangeE147210.062A - 10A+ 0.375A - 7A++PSENBK030205-E10480ANBK030205-E10480BNBK101105-E184655NBK030205-E10480B1A - 1.6A+2A - 5A+6.3A - 10A+1A - 5A++FeaturesRoHSPSE• Easy fuse replacement • Miniature size• RoHS-compliant and Halogen-free• Very Fast-Acting and Time-Lag options available• Holder sized to fit a range of Nano2® type fuses• Wide range of current ratings available - Fast-Acting Fuses: 62mA - 10A - Slo-Blo Fuses: 375mA - 5A• Wide operating temperature range• Heat-resistant fuseholder, UL94 V-0• 260°C reflow capable fuseholder • Recognized to UL/CSA/NMX 248-1, UL/CSA/NMX 248-14 and UL/CSA/NMX 4248-1.Ordering Information Catalog NumberAmpere Rating (A)Amp CodeFuse Furnished*154.0620.0620.062453.062154.080.080.08453.08154.10.10.1453.1154.1250.1250.125453.125154.160.160.16453.16154.20.20.2453.2154.250.250.25453.25154.3150.3150.315453.315154.3750.3750.375453.375154.40.40.4453.4154.50.50.5453.5154.630.630.63453.63154.750.750.75453.75154.80.80.8453.8154001.011.0453001.01541.251.251.254531.2515401.51.51.545301.515401.61.61.645301.6154002.022.0453002.015402.52.52.545302.5154003.033.0453003.01543.153.153.154533.1515403.53.53.545303.5154004.044.0453004.0154005.055.0453005.015406.36.306.345306.3154007.077.0453007.0154008.088.0453008.0154010.01010.0453010.0With Very Fast-Acting Fuse InstalledCatalog NumberAmpere Rating (A)Amp CodeFuse Furnished*154.375 T0.3750.375454.375154.5 T0.50.5454.5154.75 T0.750.75454.75154001.0 T11.0454001.015401.5 T1.51.545401.5154002.0 T22.0454002.015402.5 T2.52.545402.5154003.0 T33.0454003.015403.5 T3.53.545403.5154004.0 T44.0454004.0154005.0 T55.0454005.0154007.0 T77.0454007.0With Slo-Blo® Fuse Installed* The 453 and 454 Series fuses identified above have silver-plated end caps, designed to accommodate solder reflow processes: For 453 Series fuse replacement, either 451, 453 or 448 Series may be used.For 454 Series fuse replacement, either 452, 454 or 449 Series may be used.For detailed operating characteristic and performance information for each of the fuse series mentioned above, please refer to their respective data available online at www.littelfuse.com.** 155900 is UL Recognized for the US and Canadian market. It is rated 125V, 10A.154/154T (Tan color holder like shown in this image)154L/154TL (Black color holder)+ Fast-acting Fuse++ Slo-Blo(R) FuseDatasheetAdditional InformationSamplesResources© 2020 Littelfuse, Inc.Specifications are subject to change without notice.Revised: 09/16/20NANO2® > 154 OMNI-BLOK® Fuse and Holder CombinationSurface Mount FusesLF7 ALF3.81(.150")2.13(.084")REF.10.62(.418")4.24(.167")9.73(.383") REF.3.81(.150")5.03(.198")155FUSERecommended Pad LayoutDimensionsPackagingPackaging OptionPackaging SpecificationQuantityQuantity & Packaging CodeReel PackEIA RS–481–2 (IEC 60286-3, part 3)1500DRSoldering ParametersTimeTemperatureTPTLTS(max)TS(min)25tPtLtStime to peak temperature(t 25ºC to peak)Ramp-downRamp-upPreheatCritical ZoneTL to TPPart Numbering SystemExample:1.5 amp Fast-acting product is 015401.5DR.1.5 amp Time-lag product is 015401.5DRT.(1 amp product shown above).0154 001. D R T LSeriesAMP CodeQuantity CodePackaging CodeRefer to Ordering information section on previous page.D = 1500 pcsR = Tape and ReelType Code“L” suffix for Black Color Holder“G” suffix for 451L (Au-Plated Caps)T = Time-Lag (Slo-Blo®)Reflow ConditionPb – Free assemblyPre Heat- Temperature Min (Ts(min))150°C - Temperature Max (Ts(max))200°C- Time (Min to Max) (ts)60 - 180 secondsAverage Ramp-up Rate (Liquidus Temp (TL) to peak)5°C/second max.TS(max) to TL - Ramp-up Rate5°C/second max.Reflow- Temperature (TL) (Liquidus)217°C - Temperature (tL)60 - 150 secondsPeak Temperature (TP)260+0/–5 °CTime within 5°C of actual peak Temperature (tp)20 – 40 secondsRamp-down Rate5°C/second max.Time 25°C to peak Temperature (TP)8 minutes max.Do not exceed260°CProduct CharacteristicsOperating Temperature-55ºC to 125ºCDisclaimer Notice - Information furnished is believed to be accurate and reliable. However, users should independently evaluate the suitability of and test each product selected for their own applications. Littelfuse products are not designed for, and may not be used in, all applications. Read complete Disclaimer Notice at: www.littelfuse.com/disclaimer-electronics.
https://www.littelfuse.com/media?resourcetype=datasheets&itemid=63f61b85-5fc5-4f00-9ca9-8d59a6252d71&filename=littelfuse_fuse_154_154t_154l_154tl_datasheet.pdf | fuses | © 2020 Littelfuse, Inc.Specifications are subject to change without notice.Revised: 09/16/20NANO2® > 154 OMNI-BLOK® Fuse and Holder CombinationSurface Mount Fuses154/154T/154L/154TL Series OMNI-BLOK® Fuse and Holder AssemblyDescriptionThe RoHS compliant 154 Series OMNI-BLOK® Fuse and Holder Assembly offers a solution for efficient installation and easy replacement of miniature Nano2® surface mount fuses. Offered in a tape and reel package, this fuse and holder combination can be installed on a PC board as an efficient single step. Fuse replacement can be accomplished without exposing the PC board to the detrimental effects of solder heat.The fuse holder unit may be sold as a stand-alone item, shipped in bulk quantity using part number 01550900M and also pre-packaged in tape and reel cartridges using part number 01550900DR.Agency ApprovalsAgencyAgency File NumberAmpere RangeE147210.062A - 10A+ 0.375A - 7A++PSENBK030205-E10480ANBK030205-E10480BNBK101105-E184655NBK030205-E10480B1A - 1.6A+2A - 5A+6.3A - 10A+1A - 5A++FeaturesRoHSPSE• Easy fuse replacement • Miniature size• RoHS-compliant and Halogen-free• Very Fast-Acting and Time-Lag options available• Holder sized to fit a range of Nano2® type fuses• Wide range of current ratings available - Fast-Acting Fuses: 62mA - 10A - Slo-Blo Fuses: 375mA - 5A• Wide operating temperature range• Heat-resistant fuseholder, UL94 V-0• 260°C reflow capable fuseholder • Recognized to UL/CSA/NMX 248-1, UL/CSA/NMX 248-14 and UL/CSA/NMX 4248-1.Ordering Information Catalog NumberAmpere Rating (A)Amp CodeFuse Furnished*154.0620.0620.062453.062154.080.080.08453.08154.10.10.1453.1154.1250.1250.125453.125154.160.160.16453.16154.20.20.2453.2154.250.250.25453.25154.3150.3150.315453.315154.3750.3750.375453.375154.40.40.4453.4154.50.50.5453.5154.630.630.63453.63154.750.750.75453.75154.80.80.8453.8154001.011.0453001.01541.251.251.254531.2515401.51.51.545301.515401.61.61.645301.6154002.022.0453002.015402.52.52.545302.5154003.033.0453003.01543.153.153.154533.1515403.53.53.545303.5154004.044.0453004.0154005.055.0453005.015406.36.306.345306.3154007.077.0453007.0154008.088.0453008.0154010.01010.0453010.0With Very Fast-Acting Fuse InstalledCatalog NumberAmpere Rating (A)Amp CodeFuse Furnished*154.375 T0.3750.375454.375154.5 T0.50.5454.5154.75 T0.750.75454.75154001.0 T11.0454001.015401.5 T1.51.545401.5154002.0 T22.0454002.015402.5 T2.52.545402.5154003.0 T33.0454003.015403.5 T3.53.545403.5154004.0 T44.0454004.0154005.0 T55.0454005.0154007.0 T77.0454007.0With Slo-Blo® Fuse Installed* The 453 and 454 Series fuses identified above have silver-plated end caps, designed to accommodate solder reflow processes: For 453 Series fuse replacement, either 451, 453 or 448 Series may be used.For 454 Series fuse replacement, either 452, 454 or 449 Series may be used.For detailed operating characteristic and performance information for each of the fuse series mentioned above, please refer to their respective data available online at www.littelfuse.com.** 155900 is UL Recognized for the US and Canadian market. It is rated 125V, 10A.154/154T (Tan color holder like shown in this image)154L/154TL (Black color holder)+ Fast-acting Fuse++ Slo-Blo(R) FuseDatasheetAdditional InformationSamplesResources© 2020 Littelfuse, Inc.Specifications are subject to change without notice.Revised: 09/16/20NANO2® > 154 OMNI-BLOK® Fuse and Holder CombinationSurface Mount FusesLF7 ALF3.81(.150")2.13(.084")REF.10.62(.418")4.24(.167")9.73(.383") REF.3.81(.150")5.03(.198")155FUSERecommended Pad LayoutDimensionsPackagingPackaging OptionPackaging SpecificationQuantityQuantity & Packaging CodeReel PackEIA RS–481–2 (IEC 60286-3, part 3)1500DRSoldering ParametersTimeTemperatureTPTLTS(max)TS(min)25tPtLtStime to peak temperature(t 25ºC to peak)Ramp-downRamp-upPreheatCritical ZoneTL to TPPart Numbering SystemExample:1.5 amp Fast-acting product is 015401.5DR.1.5 amp Time-lag product is 015401.5DRT.(1 amp product shown above).0154 001. D R T LSeriesAMP CodeQuantity CodePackaging CodeRefer to Ordering information section on previous page.D = 1500 pcsR = Tape and ReelType Code“L” suffix for Black Color Holder“G” suffix for 451L (Au-Plated Caps)T = Time-Lag (Slo-Blo®)Reflow ConditionPb – Free assemblyPre Heat- Temperature Min (Ts(min))150°C - Temperature Max (Ts(max))200°C- Time (Min to Max) (ts)60 - 180 secondsAverage Ramp-up Rate (Liquidus Temp (TL) to peak)5°C/second max.TS(max) to TL - Ramp-up Rate5°C/second max.Reflow- Temperature (TL) (Liquidus)217°C - Temperature (tL)60 - 150 secondsPeak Temperature (TP)260+0/–5 °CTime within 5°C of actual peak Temperature (tp)20 – 40 secondsRamp-down Rate5°C/second max.Time 25°C to peak Temperature (TP)8 minutes max.Do not exceed260°CProduct CharacteristicsOperating Temperature-55ºC to 125ºCDisclaimer Notice - Information furnished is believed to be accurate and reliable. However, users should independently evaluate the suitability of and test each product selected for their own applications. Littelfuse products are not designed for, and may not be used in, all applications. Read complete Disclaimer Notice at: www.littelfuse.com/disclaimer-electronics.
https://www.littelfuse.com/media?resourcetype=datasheets&itemid=63f61b85-5fc5-4f00-9ca9-8d59a6252d71&filename=littelfuse_fuse_154_154t_154l_154tl_datasheet.pdf | fuses | © 2020 Littelfuse, Inc.Specifications are subject to change without notice.Revised: 09/16/20NANO2® > 154 OMNI-BLOK® Fuse and Holder CombinationSurface Mount Fuses154/154T/154L/154TL Series OMNI-BLOK® Fuse and Holder AssemblyDescriptionThe RoHS compliant 154 Series OMNI-BLOK® Fuse and Holder Assembly offers a solution for efficient installation and easy replacement of miniature Nano2® surface mount fuses. Offered in a tape and reel package, this fuse and holder combination can be installed on a PC board as an efficient single step. Fuse replacement can be accomplished without exposing the PC board to the detrimental effects of solder heat.The fuse holder unit may be sold as a stand-alone item, shipped in bulk quantity using part number 01550900M and also pre-packaged in tape and reel cartridges using part number 01550900DR.Agency ApprovalsAgencyAgency File NumberAmpere RangeE147210.062A - 10A+ 0.375A - 7A++PSENBK030205-E10480ANBK030205-E10480BNBK101105-E184655NBK030205-E10480B1A - 1.6A+2A - 5A+6.3A - 10A+1A - 5A++FeaturesRoHSPSE• Easy fuse replacement • Miniature size• RoHS-compliant and Halogen-free• Very Fast-Acting and Time-Lag options available• Holder sized to fit a range of Nano2® type fuses• Wide range of current ratings available - Fast-Acting Fuses: 62mA - 10A - Slo-Blo Fuses: 375mA - 5A• Wide operating temperature range• Heat-resistant fuseholder, UL94 V-0• 260°C reflow capable fuseholder • Recognized to UL/CSA/NMX 248-1, UL/CSA/NMX 248-14 and UL/CSA/NMX 4248-1.Ordering Information Catalog NumberAmpere Rating (A)Amp CodeFuse Furnished*154.0620.0620.062453.062154.080.080.08453.08154.10.10.1453.1154.1250.1250.125453.125154.160.160.16453.16154.20.20.2453.2154.250.250.25453.25154.3150.3150.315453.315154.3750.3750.375453.375154.40.40.4453.4154.50.50.5453.5154.630.630.63453.63154.750.750.75453.75154.80.80.8453.8154001.011.0453001.01541.251.251.254531.2515401.51.51.545301.515401.61.61.645301.6154002.022.0453002.015402.52.52.545302.5154003.033.0453003.01543.153.153.154533.1515403.53.53.545303.5154004.044.0453004.0154005.055.0453005.015406.36.306.345306.3154007.077.0453007.0154008.088.0453008.0154010.01010.0453010.0With Very Fast-Acting Fuse InstalledCatalog NumberAmpere Rating (A)Amp CodeFuse Furnished*154.375 T0.3750.375454.375154.5 T0.50.5454.5154.75 T0.750.75454.75154001.0 T11.0454001.015401.5 T1.51.545401.5154002.0 T22.0454002.015402.5 T2.52.545402.5154003.0 T33.0454003.015403.5 T3.53.545403.5154004.0 T44.0454004.0154005.0 T55.0454005.0154007.0 T77.0454007.0With Slo-Blo® Fuse Installed* The 453 and 454 Series fuses identified above have silver-plated end caps, designed to accommodate solder reflow processes: For 453 Series fuse replacement, either 451, 453 or 448 Series may be used.For 454 Series fuse replacement, either 452, 454 or 449 Series may be used.For detailed operating characteristic and performance information for each of the fuse series mentioned above, please refer to their respective data available online at www.littelfuse.com.** 155900 is UL Recognized for the US and Canadian market. It is rated 125V, 10A.154/154T (Tan color holder like shown in this image)154L/154TL (Black color holder)+ Fast-acting Fuse++ Slo-Blo(R) FuseDatasheetAdditional InformationSamplesResources© 2020 Littelfuse, Inc.Specifications are subject to change without notice.Revised: 09/16/20NANO2® > 154 OMNI-BLOK® Fuse and Holder CombinationSurface Mount FusesLF7 ALF3.81(.150")2.13(.084")REF.10.62(.418")4.24(.167")9.73(.383") REF.3.81(.150")5.03(.198")155FUSERecommended Pad LayoutDimensionsPackagingPackaging OptionPackaging SpecificationQuantityQuantity & Packaging CodeReel PackEIA RS–481–2 (IEC 60286-3, part 3)1500DRSoldering ParametersTimeTemperatureTPTLTS(max)TS(min)25tPtLtStime to peak temperature(t 25ºC to peak)Ramp-downRamp-upPreheatCritical ZoneTL to TPPart Numbering SystemExample:1.5 amp Fast-acting product is 015401.5DR.1.5 amp Time-lag product is 015401.5DRT.(1 amp product shown above).0154 001. D R T LSeriesAMP CodeQuantity CodePackaging CodeRefer to Ordering information section on previous page.D = 1500 pcsR = Tape and ReelType Code“L” suffix for Black Color Holder“G” suffix for 451L (Au-Plated Caps)T = Time-Lag (Slo-Blo®)Reflow ConditionPb – Free assemblyPre Heat- Temperature Min (Ts(min))150°C - Temperature Max (Ts(max))200°C- Time (Min to Max) (ts)60 - 180 secondsAverage Ramp-up Rate (Liquidus Temp (TL) to peak)5°C/second max.TS(max) to TL - Ramp-up Rate5°C/second max.Reflow- Temperature (TL) (Liquidus)217°C - Temperature (tL)60 - 150 secondsPeak Temperature (TP)260+0/–5 °CTime within 5°C of actual peak Temperature (tp)20 – 40 secondsRamp-down Rate5°C/second max.Time 25°C to peak Temperature (TP)8 minutes max.Do not exceed260°CProduct CharacteristicsOperating Temperature-55ºC to 125ºCDisclaimer Notice - Information furnished is believed to be accurate and reliable. However, users should independently evaluate the suitability of and test each product selected for their own applications. Littelfuse products are not designed for, and may not be used in, all applications. Read complete Disclaimer Notice at: www.littelfuse.com/disclaimer-electronics.
https://www.littelfuse.com/media?resourcetype=datasheets&itemid=63f61b85-5fc5-4f00-9ca9-8d59a6252d71&filename=littelfuse_fuse_154_154t_154l_154tl_datasheet.pdf | fuses | © 2020 Littelfuse, Inc.Specifications are subject to change without notice.Revised: 09/16/20NANO2® > 154 OMNI-BLOK® Fuse and Holder CombinationSurface Mount Fuses154/154T/154L/154TL Series OMNI-BLOK® Fuse and Holder AssemblyDescriptionThe RoHS compliant 154 Series OMNI-BLOK® Fuse and Holder Assembly offers a solution for efficient installation and easy replacement of miniature Nano2® surface mount fuses. Offered in a tape and reel package, this fuse and holder combination can be installed on a PC board as an efficient single step. Fuse replacement can be accomplished without exposing the PC board to the detrimental effects of solder heat.The fuse holder unit may be sold as a stand-alone item, shipped in bulk quantity using part number 01550900M and also pre-packaged in tape and reel cartridges using part number 01550900DR.Agency ApprovalsAgencyAgency File NumberAmpere RangeE147210.062A - 10A+ 0.375A - 7A++PSENBK030205-E10480ANBK030205-E10480BNBK101105-E184655NBK030205-E10480B1A - 1.6A+2A - 5A+6.3A - 10A+1A - 5A++FeaturesRoHSPSE• Easy fuse replacement • Miniature size• RoHS-compliant and Halogen-free• Very Fast-Acting and Time-Lag options available• Holder sized to fit a range of Nano2® type fuses• Wide range of current ratings available - Fast-Acting Fuses: 62mA - 10A - Slo-Blo Fuses: 375mA - 5A• Wide operating temperature range• Heat-resistant fuseholder, UL94 V-0• 260°C reflow capable fuseholder • Recognized to UL/CSA/NMX 248-1, UL/CSA/NMX 248-14 and UL/CSA/NMX 4248-1.Ordering Information Catalog NumberAmpere Rating (A)Amp CodeFuse Furnished*154.0620.0620.062453.062154.080.080.08453.08154.10.10.1453.1154.1250.1250.125453.125154.160.160.16453.16154.20.20.2453.2154.250.250.25453.25154.3150.3150.315453.315154.3750.3750.375453.375154.40.40.4453.4154.50.50.5453.5154.630.630.63453.63154.750.750.75453.75154.80.80.8453.8154001.011.0453001.01541.251.251.254531.2515401.51.51.545301.515401.61.61.645301.6154002.022.0453002.015402.52.52.545302.5154003.033.0453003.01543.153.153.154533.1515403.53.53.545303.5154004.044.0453004.0154005.055.0453005.015406.36.306.345306.3154007.077.0453007.0154008.088.0453008.0154010.01010.0453010.0With Very Fast-Acting Fuse InstalledCatalog NumberAmpere Rating (A)Amp CodeFuse Furnished*154.375 T0.3750.375454.375154.5 T0.50.5454.5154.75 T0.750.75454.75154001.0 T11.0454001.015401.5 T1.51.545401.5154002.0 T22.0454002.015402.5 T2.52.545402.5154003.0 T33.0454003.015403.5 T3.53.545403.5154004.0 T44.0454004.0154005.0 T55.0454005.0154007.0 T77.0454007.0With Slo-Blo® Fuse Installed* The 453 and 454 Series fuses identified above have silver-plated end caps, designed to accommodate solder reflow processes: For 453 Series fuse replacement, either 451, 453 or 448 Series may be used.For 454 Series fuse replacement, either 452, 454 or 449 Series may be used.For detailed operating characteristic and performance information for each of the fuse series mentioned above, please refer to their respective data available online at www.littelfuse.com.** 155900 is UL Recognized for the US and Canadian market. It is rated 125V, 10A.154/154T (Tan color holder like shown in this image)154L/154TL (Black color holder)+ Fast-acting Fuse++ Slo-Blo(R) FuseDatasheetAdditional InformationSamplesResources© 2020 Littelfuse, Inc.Specifications are subject to change without notice.Revised: 09/16/20NANO2® > 154 OMNI-BLOK® Fuse and Holder CombinationSurface Mount FusesLF7 ALF3.81(.150")2.13(.084")REF.10.62(.418")4.24(.167")9.73(.383") REF.3.81(.150")5.03(.198")155FUSERecommended Pad LayoutDimensionsPackagingPackaging OptionPackaging SpecificationQuantityQuantity & Packaging CodeReel PackEIA RS–481–2 (IEC 60286-3, part 3)1500DRSoldering ParametersTimeTemperatureTPTLTS(max)TS(min)25tPtLtStime to peak temperature(t 25ºC to peak)Ramp-downRamp-upPreheatCritical ZoneTL to TPPart Numbering SystemExample:1.5 amp Fast-acting product is 015401.5DR.1.5 amp Time-lag product is 015401.5DRT.(1 amp product shown above).0154 001. D R T LSeriesAMP CodeQuantity CodePackaging CodeRefer to Ordering information section on previous page.D = 1500 pcsR = Tape and ReelType Code“L” suffix for Black Color Holder“G” suffix for 451L (Au-Plated Caps)T = Time-Lag (Slo-Blo®)Reflow ConditionPb – Free assemblyPre Heat- Temperature Min (Ts(min))150°C - Temperature Max (Ts(max))200°C- Time (Min to Max) (ts)60 - 180 secondsAverage Ramp-up Rate (Liquidus Temp (TL) to peak)5°C/second max.TS(max) to TL - Ramp-up Rate5°C/second max.Reflow- Temperature (TL) (Liquidus)217°C - Temperature (tL)60 - 150 secondsPeak Temperature (TP)260+0/–5 °CTime within 5°C of actual peak Temperature (tp)20 – 40 secondsRamp-down Rate5°C/second max.Time 25°C to peak Temperature (TP)8 minutes max.Do not exceed260°CProduct CharacteristicsOperating Temperature-55ºC to 125ºCDisclaimer Notice - Information furnished is believed to be accurate and reliable. However, users should independently evaluate the suitability of and test each product selected for their own applications. Littelfuse products are not designed for, and may not be used in, all applications. Read complete Disclaimer Notice at: www.littelfuse.com/disclaimer-electronics.
https://www.littelfuse.com/media?resourcetype=datasheets&itemid=0da7cbeb-7930-4e88-8811-a4d412083c1d&filename=littelfuse_fuse_157_datasheet.pdf | fuses | Fuse Datasheet© 2021 Littelfuse, Inc.Specifications are subject to change without notice.Revised: BA. 09/24/211157 SeriesStandard Nano2® Fuse and Clip AssemblyDescriptionThe 157 Series – Standard Nano Fuse/Clip assembly is a small, square, very fast-acting surface mount fuse that is assembled in surface mountable fuse clips. The fuse clip and pre-installed fuse combination can be automatically placed in PC Board in one efficient manufacturing operation. It permits quick and easy replacement of fuses without performing desoldering process, even in the field and without exposing the PC Board to detrimental effects of rework solder heat.Features & BenefitsElectrical Characteristics for Series ■ Surface Mountable ■ Very Fast-Acting Fuse ■ Fully compatible with RoHS/Pb-Free solder alloys and higher temperature profiles associated with leadfree assembly. ■ Easily replaceable on PC Board (Field Replaceable) ■ RoHS compliant and Halogen Free ■ Available in ratings of 0.062 ~ 10 Amperes.% of Ampere RatingOpening Time at 25ºC100%4 hours Minimum200%5 secs. MaximumApplicationsElectrical Specifications by Item1. Cold resistance measured at less than 10% of rated current at 23ºC. 2. I2t values stated for 8ms opening time.3. Agency Approval Table Key: X=Approved or Certified, P=Pending and Blank=Not Approved4. Have special electrical characteristic needs? Contact Littelfuse to learn more about application specific options.RoHS ■ Instrumentation ■ Base Stations ■ TelecommunicationsPSEAmpereRating (A)Amp CodeMax Voltage Rating (V)InterruptingRating (A)FuseFurnishedNominal Cold Resistance (Ohms)Nominal Melting I2t (A2sec)Agency ApprovalsPSE0.0620.06212550A @ 125 VAC/VDC300A @ 32 VDC451.0625.53720.00019X-0.080.08125451.084.05000.00033X-0.10.1125451.13.10000.00138X-0.1250.125125451.1251.70590.00286X-0.160.16125453.161.21570.0048X-0.20.2125453.21.39710.00652X-0.250.25125453.251.04960.01126X-0.3150.315125453.3150.38810.0311X-0.3750.375125453.3750.45180.0442X-0.40.4125453.40.42120.0551X-0.50.5125453.50.30310.0824X-0.630.63125453.630.20120.1381X-0.750.75125453.750.14370.2143X-0.80.8125453.80.13480.2654X-1.01.0125453001.00.07760.6029XX1.251.251254531.250.0780.664XX1.51.512545301.50.06340.853XX1.61.612545301.60.05801.06XX2.02.0125453002.00.03730.53XX2.52.512545302.50.02881.029XX3.03.0125453003.00.02291.65XX3.153.151254533.150.02151.92XX3.53.512545303.50.02032.469XX4.04.0125453004.00.01633.152XX5.05.0125453005.00.01275.566XX6.36.312545306.30.00989.17XX7.07.0125453007.00.009210.32XX8.08.0125453008.00.007920.23XX10.010.012535A @ 125 VAC / 50A @125 VDC300A @ 32VDC453010.00.005826.46XXResourcesAccessoriesSamplesAdditional InformationFuse Datasheet© 2021 Littelfuse, Inc.Specifications are subject to change without notice.Revised: BA. 09/24/212157 SeriesStandard Nano2® Fuse and Clip AssemblyAverage Time Current CurvesReflow ConditionPb – Free assemblyPre Heat- Temperature Min (Ts(min))150°C - Temperature Max (Ts(max))200°C- Time (Min to Max) (ts)60 – 180 secsAverage ramp up rate (Liquidus Temp (TL) to peak5°C/second max.TS(max) to TL - Ramp-up Rate5°C/second max.Reflow- Temperature (TL) (Liquidus)217°C - Temperature (tL)60 – 150 secondsPeak Temperature (TP)260+0/–5 °CTime within 5°C of actual peak Temperature (tp)20 – 40 secondsRamp-down Rate5°C/second max.Time 25°C to peak Temperature (TP)8 minutes max.Do not exceed260°CSoldering ParametersTemperature Re-rating Curve0.001 0.01 0.1 1 10 100 0.01 0.1 1 10 100 1000 10000 TIME IN SECONDS CURRENT IN AMPS 8A 10A 5A 6.3A7A 3.5A 3.15A3A4A 2.5A 2A1.5A1.25A1A800mA750mA 630mA 500mA 375mA 400mA 315mA 250mA 200mA 100mA 125mA 160mA 80mA 62mA1.6ANote:1. Rerating depicted in this curve is in addition to the standard derating of 25% for continuous operation.TimeTemperatureTPTLTS(max)TS(min)25tPtLtStime to peak temperature(t 25ºC to peak)Ramp-downRamp-upPreheatCritical ZoneTL to TPAgency ApprovalsAgencyAgency File NumberAmpere RangeE147210.062A - 10APSENBK030205-E10480ANBK030205-E10480BNBK101105-E1846551A - 1.6A2A - 5A6.3A - 10ANote: PSE/METI Certification is only applicable to the fuse. Clips do not require certification for the Japanese Market.Fuse Datasheet© 2021 Littelfuse, Inc.Specifications are subject to change without notice.Revised: BA. 09/24/213157 SeriesStandard Nano2® Fuse and Clip AssemblyMaterialsBody: CeramicCap: For 0.062A ~ 0.125A – Au plated Brass For 0.200A ~ 10A – Silver plated BrassClip Plating: Matte Tin Product MarkingBody: Brand Logo, Current RatingClip RetentionForce applied at fuse center, perpendicular to the long axis (@ 0.75 lbs. MIN)SolderabilityMIL-STD-202, Method 208 / IPC/ EIA / JEDEC J-STD-002, Test Condition AHumidity TestMIL –STD-202, Method 103 @ 85ºC / 85%RH, 1000 hoursResistance to SolventsMIL-STD-202, Method 215 (3 solvent types)Product CharacteristicsOperating Temperature-55ºC to 125ºC with proper deratingThermal ShockMIL-STD-202, Method 107, Test Condition B (5 cycles -65ºC to +125ºC)VibrationMIL-STD-202, Method 201 (10-55 Hz)Moisture ResistanceMIL-STD-202, Method 106, 10 cyclesSalt Spray/ AtmosphereMIL-STD-202, Method 101, Test Condition B (48 hrs.), 5% NaCl in De-ionized WaterShockMIL-STD-202, Method 213, Test Condition I (100 G’s peak for 6 milliseconds)Dimensions6.10[0.240]1.45 [0.057]2.69[0.106]2.69[0.106]3.7 ± 0.13[0.146]L1AF6.50 ± 0.20 [0.256]7.26[0.29]3.00[0.12]2.46[0.10]2.40[0.09]3.70[0.146]3.40[0.134]3.90 ± 0.13[0.154]2.50 ± 0.2[0.098]"A""B"0.10Part Numbering SystemPCB Recommendation for Thermal Management 1. Minimum Copper Layer Thickness = 100um 2. Minimum Copper Trace Width = 10mm0157 001. D RSeriesAmp CodeQuantity CodePacking OptionD = 1500 pcsR = Tape and ReelNote: Alternate methods of thermal management may be used. In such cases, under normal operations, the maximum temperature of the fuse body should not exceed 80ºC in a 25ºC ambient environment.PackagingPackaging OptionPackaging SpecificationQuantityQuantity & Packaging CodeTape and ReelSurface Mount1500DRDisclaimer Notice - Information furnished is believed to be accurate and reliable. However, users should independently evaluate the suitability of and test each product selected for their own applications. Littelfuse products are not designed for, and may not be used in, all applications. Read complete Disclaimer Notice at: www.littelfuse.com/disclaimer-electronics.
https://www.littelfuse.com/media?resourcetype=datasheets&itemid=1de5ad6e-a60b-42fb-aa87-0dfc3dab1309&filename=littelfuse_fuse_462_datasheet.pdf | fuses | Fuse Datasheet© 2023 Littelfuse, Inc.Specifications are subject to change without notice.Revised: GD. 11/24/231462 Series250V/350V VAC/VDC Time Lag FuseDescriptionAgency ApprovalsElectrical Characteristics for SeriesFeatures & Benefits ■ Heat resistant plastic housing, UL 94 V-0 ■ Designed for line or low voltage applications ■ Low voltage drop ■ Internationally approved ■ High pulse resistance ■ Lead-free -- compatible with lead-free solders and higher temperature profiles ■ Available in ratings of 0.5A to 5A ■ Halogen-free and RoHS compliant.RoHS% of Amp RatingOpening Time125%1 hour, Minimum200%2 minutes, Maximum1000%10 milliseconds, Minimum100 milliseconds, MaximumElectrical Specifications by ItemNotes: 1. Cold resistance measured at less than 10% of rated current at 23°C2. l2t values are measured at 8ms opening time3. Agency Approval Table Key: X = Approved or Certified, P = Pending4. UL Recognition - IR at 100A @ 350 VAC/VDC5. Rated at 350VAC/VDC per UL Recognition under UL248 (up to 4A only). Rated at 250VAC/VDC per VDE under IEC standard 60127-4.If you have special electrical characteristic needs, please contact Littelfuse to discuss application specific options.The 462 series Nano2® Surface Mount Fuse has time-lag current characteristics with 250V and 350V interrupting ratings. It complies with IEC 60127-4 Universal Modular Fuse-Links (UMF).Applications ■ Lighting ballast ■ AC/DC adaptor primary protection ■ Transformerless AC/DC converter circuit ■ High DC voltage power distribution systemPSEAgencyAgency File/Certificate NumberAmpere RangeE670060.5A - 5A40022235 1A, 1.6A, 2A, 3.15A, 4APSENBK250416-JP10211A - 1.6ANBK010721-JP10212A - 5ACQC140121158831.6ARU C-DE.HB26.B01385/210.5A - 5A E2423250.5A - 5ANA0.5A - 5ANA0.5A - 5AAmpere Rating(A)Amp CodeMaxVoltage Rating (V)5InterruptingRatingNominal Cold Resistance (Ohms)1Nominal Melting I2t (A2sec)NomVoltage Drop (mV)NomPower Dissipation (mW)Agency Approvals3 PSE0.50500250100A @ 350VAC/VDC4 150A @ 250VAC/VDC0.2270.43160200xxx-x-x-0.6306300.1570.8160200xxx-x-x-0.808000.131.4160250xxx-x-x-1.011000.08672.7140250xxxxx-xx1.2511250.06025.2130250xxx-x-xx1.611600.04439.7130280xxxxxxxx2.012000.03355.44120300xxxxx-xx2.512500.02788.0120450xxx-x-xx3.1513150.020414.0110600xxxxx-xx4.014000.015821.0110800xxxxx-xx5.01500150A @ 250VAC/VDC0.012440.01101000xxx-x-xxResourcesAccessoriesSamplesAdditional InformationFuse Datasheet© 2023 Littelfuse, Inc.Specifications are subject to change without notice.Revised: GD. 11/24/232462 Series250V/350V VAC/VDC Time Lag FuseAverage Time Current Curves110100100010000100000TIME IN SECONDSCURRENT IN AMPERES0.010.10.11101000.0011.00A1.25 A1.60 A2.00 A500mA800mA630mA2.50 A3.15 A4.00 A5.00 A462 SeriesTimeTemperatureTPTLTS(max)TS(min)25tPtLtStime to peak temperature(t 25ºC to peak)Ramp-downRamp-upPreheatCritical ZoneTL to TPSoldering ParametersTemperature Re-rating CurveReflow ConditionPb – free assemblyPre Heat- Temperature Min (Ts(min))150°C - Temperature Max (Ts(max))200°C- Time (Min to Max) (ts)60 – 180 secondsAverage Ramp-up Rate (Liquidus Temp (TL) to peak)5°C/second max.TS(max) to TL - Ramp-up Rate5°C/second max.Reflow- Temperature (TL) (Liquidus)217°C - Temperature (tL)60 – 150 secondsPeak Temperature (TP)250+0/-5 °CTime within 5°C of actual peak Temperature (tp)20 – 40 secondsRamp-down Rate5°C/second max.Time 25°C to peak Temperature (TP)8 minutes max.Note:1. Rerating depicted in this curve is in addition to the standard derating of 25% for continuous operation.Fuse Datasheet© 2023 Littelfuse, Inc.Specifications are subject to change without notice.Revised: GD. 11/24/233462 Series250V/350V VAC/VDC Time Lag FuseMaterialsBody: Plastic UL 94 V-0Cap: Tin-plated brassProduct MarkingBody: Brand Logo, “T” for Time-Lag, Current Rating, L Voltage Rating, UMF logoSolderabilityIEC 60068-2-58Reistance to Soldering HeatIEC 60068-2-58Operating Temperature–40°C to +85°C with proper deratingClimatic CategoryIEC 60068-1, -2-1, -2-2, -2-78 (–40°C to +85°C / 21 days)VibrationIEC 60068-6 (24 cycles of 15 mins each, 1-60 Hz at 0.75mm amplitute, 60-2000 Hz at 10g acceleration)Moisture Sensitivity LevelJ-STD-020, Level 1Product CharacteristicsRecommended Pad Layout4.5 ± 0.210.5 ± 0.24.252.82.81.41.44.5 ± 0.2W T 800mA 462 L 250V 5.6 +0.05-04.5 +0.05-05.6 +0.05-06.68 +0.05-0Thickness of Layer: Cu 35µm ± 1.8µm462 0 500 0 0 0 0AMP Code0: < 1A1: > 1AReserve Character0: DefaultPackaging Code0: Tape and Reel, 1500 pcsVariant0: StandardKind0: StandardAMP Rating100: 1A125: 1.25A160: 1.6A200: 2A250: 2.5A315: 3.15A400: 4A500: 500mA, 5A630: 630mA800: 800mASeriesDimensionsPackagingPart Numbering SystemPackaging OptionPackaging SpecificationQuantityQuantity & Packaging Code16mm Tape and ReelIEC 60286, part 315000Examples:0.5 amp (500mA) product is 462 0 500 0 0 0 05.0 amp product is 462 1 500 0 0 0 0Please refer to Amp Code column of the Electrical Specifications table on the first page of this document. Disclaimer Notice - Littelfuse products are not designed for, and shall not be used for, any purpose (including, without limitation, automotive, military, aerospace, medical, life-saving, life-sustaining or nuclear facility applications, devices intended for surgical implant into the body, or any other application in which the failure or lack of desired operation of the product may result in personal injury, death, or property damage) other than those expressly set forth in applicable Littelfuse product documentation. Warranties granted by Littelfuse shall be deemed void for products used for any purpose not expressly set forth in applicable Littelfuse documentation. Littelfuse shall not be liable for any claims or damages arising out of products used in applications not expressly intended by Littelfuse as set forth in applicable Littelfuse documentation. The sale and use of Littelfuse products is subject to Littelfuse Terms and Conditions of Sale, unless otherwise agreed by Littelfuse. Information furnished is believed to be accurate and reliable. However, users should independently evaluate the suitability of and test each product selected for their own applications. Littelfuse products are not designed for, and may not be used in, all applications. Read complete Disclaimer Notice at www.littelfuse.com/disclaimer-electronics.
https://www.littelfuse.com/media?resourcetype=datasheets&itemid=533cd5cc-956c-4243-867f-6ab5a62f6ba1&filename=littelfuse_fuse_451_453_datasheet.pdf | fuses | Fuse Datasheet© 2023 Littelfuse, Inc.Specifications are subject to change without notice.Revised: GD. 09/18/231451/453 Series Very Fast-Acting FuseDescriptionThe Nano2® SMF Fuse is a very small, Wire-in-Air (WIA) square shape surface mount fuse that was designed for secondary side circuit over-current protection applications. These fuses are designed for PCB using surface mount technology.Agency ApprovalsAgencyAgency File NumberAmpere RangeE104806.3A - 20A298620.062A - 15AJ504467311A, 1.25A, 2A, 2.5A, 3.15A, 4A, 5A, 7A, 8A, 10A, 12A, 20APSENBK030205-E10480ANBK030205-E10480BNBK101105-E1846551A-1.6A2A-5A6.3A - 10AE104800.062A - 5ANA1A, 1.25A, 2A, 2.5A, 3.15A, 4A, 5A, 7A, 8A, 10A, 12A, 20ANA1A, 1.25A, 2A, 2.5A, 3.15A, 4A, 5A, 7A, 8A, 10A, 12A, 20AElectrical Characteristics for SeriesFeatures & Benefits ■ Very fast-acting ■ Small size ■ Wide range of current rating available (0.062A to 20A) ■ Wide operating temperature range ■ RoHS compliant and Halogen Free ■ UL Listed and Recognized to UL/CSA/NMX UL 248-1 and UL/CSA/NMX UL 248-14 (see Agency Approvals) ■ Conforms to DENAN’s Appendix 3 ■ Conforms to IEC/EN 60127-1 and IEC/EN 60127-7% of Ampere RatingAmpere RatingOpening Time100%0.062 – 204 hours, Minimum200%0.062 – 105 sec., Maximum12 – 2020 sec., MaximumRoHSPSEApplications ■ Notebook PC ■ LCD/PDP TV ■ LCD monitor ■ LCD/PDP panel ■ LCD backlight inverter ■ Portable DVD player ■ Power supply ■ Networking ■ PC server ■ Cooling fan system ■ Storage system ■ Telecom system ■ Wireless basestation ■ White goods ■ Game console ■ Office Automation equipment ■ Battery charging circuit protection ■ Industrial equipmentResources451 SeriesAccessories451 SeriesSamples451 SeriesAdditional InformationResources453 SeriesAccessories453 SeriesSamples453 SeriesFuse Datasheet© 2023 Littelfuse, Inc.Specifications are subject to change without notice.Revised: GD. 09/18/232451/453 Series Very Fast-Acting FuseElectrical Specifications by ItemAmpere Rating(A)Amp CodeMaxVoltage Rating (V)InterruptingRatingNominal Cold Resistance (Ohms)Nominal Melting I2t (A2sec)Agency ApprovalsPSE.062.06212550A @125VAC/VDC300A @32VDCPSE: 100A @100VAC5.50000.00019-x-x--x.080.0801254.05000.00033-x-x--x.100.1001253.10000.00138-x-x--x.125.1251251.70000.00286-x-x--x.160.1601251.21570.0048-x-x--x.200.2001250.83720.0089-x-x--x.250.2501250.57650.0158-x-x--x.315.3151250.39180.0311-x-x--x.375.3751250.45410.0442-x-x--x.400.4001250.42330.0551-x-x--x.500.5001250.30460.0824-x-x--x.630.6301250.20220.1381-x-x--x.750.7501250.14440.2143-x-x--x.800.8001250.13550.2654-x-x--x1.00001.1250.07800.6029-xxxxxx1.251.251250.07800.664-xxxxxx1.5001.51250.06300.853-xxx--x1.6001.61250.05801.060-xxx--x2.00002.12550A @125VAC/VDC10,000A @75VDC300A @32VDCPSE: 100A @100VAC0.03670.530-xxxxxx2.5002.51250.02861.029-xxxxxx3.00003.1250.02271.650-xxx--x3.153.151250.02151.920-xxxxxx3.5003.51250.02002.469-xxx--x4.00004.1250.01603.152-xxxxxx5.00005.1250.01255.566-xxxxxx6.3006.312550A @125VAC/VDC 400A @32VDCPSE: 100A @100VAC0.00969.170xxx---x7.00007.1250.009010.32xxx-xxx8.00008.1250.007720.23xxx-xxx10.0010.12535A @125 VAC/50A @125 VDC400A @32 VDCPSE: 100A @100VAC0.005626.46xxx-xxx12.0012.65150A @65VDC100A @65VAC400A @32VDC0.004947.97xx--xxx15.0015.650.003797.82xx----x20.0020.650.00244154x---xxxNotes: - l2t calculated at 8ms. - Resistance is measured at 10% of rated current, 25ºCFuse Datasheet© 2023 Littelfuse, Inc.Specifications are subject to change without notice.Revised: GD. 09/18/233451/453 Series Very Fast-Acting Fuse0.0010.010.11101000.010.1110100100010000TIME IN SECONDSCURRENT IN AMPSFast Acting Series TC Curve 8A10A12A5A6.3A7A15A3.5A3.15A3A4A2.5A2A1.5A1.25A1A800mA750mA630mA500mA375mA400mA315mA250mA200mA100mA125mA160mA80mA62mA1.6A20AAverage Time Current CurvesReflow ConditionPb – Free assemblyPre Heat- Temperature Min (Ts(min))150°C - Temperature Max (Ts(max))200°C- Time (Min to Max) (ts)60 – 180 secsAverage ramp up rate (Liquidus Temp (TL) to peak 5°C/second max.TS(max) to TL - Ramp-up Rate5°C/second max.Reflow- Temperature (TL) (Liquidus)217°C - Temperature (tL)60 – 150 secondsPeak Temperature (TP)260+0/–5 °CTime within 5°C of actual peak Temperature (tp)20 – 40 secondsRamp-down Rate5°C/second max.Time 25°C to peak Temperature (TP)8 minutes max.Do not exceed260°CSoldering ParametersTemperature Re-rating CurveNote:1. Rerating depicted in this curve is in addition to the standard derating of 25% for continuous operation.Wave Soldering Parameters260°C Peak Temperature, 10 seconds max.TimeTemperatureTPTLTS(max)TS(min)25tPtLtStime to peak temperature(t 25ºC to peak)Ramp-downRamp-upPreheatCritical ZoneTL to TPFuse Datasheet© 2023 Littelfuse, Inc.Specifications are subject to change without notice.Revised: GD. 09/18/234451/453 Series Very Fast-Acting FuseMaterialsBody: CeramicTerminations:Gold-Plated Caps / Sn-dipped Silver Plated Caps (451 RoHS/HF series)Silver-plated Caps (451MR RoHS ratings below 375mA and 453 RoHS Series)Product MarkingBrand, Ampere RatingOperating Temperature–55°C to 125°CMoisture Sensitivity LevelLevel 1, J-STD-020SolderabilityMIL-STD-202, Method 208Insulation Resistance (after Opening)MIL-STD-202, Method 302, Test Condition A (10,000 ohms minimum)Thermal ShockMIL-STD-202, Method 107, Test Condition B, 5 cycles, -65°C / +125°C, 15 minutes @ each extremeMechanical ShockMIL-STD-202, Method 213, Test I: Deenergized. 100G’s pk amplitude, sawtooth wave 6ms duration, 3 cycles XYZ+xyz = 18 shocksVibrationMIL-STD-202, Method 201: 0.03” amplitude, 10-55 Hz in 1 min. 2hrs each XYZ=6hrsMoisture ResistanceMIL-STD-202, Method 106, 10 cyclesSalt SprayMIL-STD-202, Method 101, Test Condition B (48hrs)Resistance to Soldering HeatMIL-STD-202, Method 210, Test condition B (10 sec at 260°C)Product CharacteristicsDimensions mm (inches)PackagingPart Numbering System6.86(.270")3.15(.124")2.95(.116")1.96(.077")2.69 ± .25(.106")2.69 ± .25(.106")1.45(.057")6.10 ± .20(.240")Recommended pad layoutF7 APackaging OptionPackaging SpecificationQuantityQuantity & Packaging Code12mm Tape and ReelEIA RS-481-2 (IEC 286, part 3)5000NR12mm Tape and ReelEIA RS-481-2 (IEC 286, part 3)1000MR0451 001. M R LSeriesAmp CodeQuantity codePackaging codeRefer to Electrical characteristics tableM = 1000 pcsN = 5000 pcsR = Tape and ReelL-RoHS Compliant & Halogen Free (Gold Plated Caps)451 = Gold / Sn-dipped Silver Plated Caps453 = Silver Plated CapsNote: “L” suffix applies to 451 series only- 453 series is available only as RoHS compliant version and does not require “L” suffix. Please do not include “L” suffix within 453 series ordering instructions.SN-RoHS Compliant & Halogen Free (Sn-dipped Caps)Disclaimer Notice - Littelfuse products are not designed for, and shall not be used for, any purpose (including, without limitation, automotive, military, aerospace, medical, life-saving, life-sustaining or nuclear facility applications, devices intended for surgical implant into the body, or any other application in which the failure or lack of desired operation of the product may result in personal injury, death, or property damage) other than those expressly set forth in applicable Littelfuse product documentation. Warranties granted by Littelfuse shall be deemed void for products used for any purpose not expressly set forth in applicable Littelfuse documentation. Littelfuse shall not be liable for any claims or damages arising out of products used in applications not expressly intended by Littelfuse as set forth in applicable Littelfuse documentation. The sale and use of Littelfuse products is subject to Littelfuse Terms and Conditions of Sale, unless otherwise agreed by Littelfuse. Information furnished is believed to be accurate and reliable. However, users should independently evaluate the suitability of and test each product selected for their own applications. Littelfuse products are not designed for, and may not be used in, all applications. Read complete Disclaimer Notice at www.littelfuse.com/disclaimer-electronics.
https://www.littelfuse.com/~/media/electronics/datasheets/fuses/littelfuse_fuse_460_datasheet.pdf.pdf | fuses | © 2017 Littelfuse, Inc.Specifications are subject to change without notice.Revised: 12/04/17 Surface Mount FusesPICO® SMF Fuse > 460 Series460 Series PICO® Slo-Blo® Surface Mount FuseDescriptionAgency ApprovalsRoHSAGENCYAGENCY FILE NUMBERAMPERE RANGEE104800.375A - 5A298620.375A - 5APSENBK030205-E10480B1A - 5AElectrical Characteristics for SeriesFeatures% of Ampere RatingOpening Time100%4 hours, Minimum200%1 second, Min.; 120 seconds, Max.300%0.2 second, Min.; 3 seconds, Max.800%0.002 second, Min.; 0.1 second, Max.The 460 Series Slo-Blo® SMF Fuse is based on Littelfuse PICO® fuse through-hole technology, though offered in a surface mount package.This series of devices meet the requirements of the RoHS directive.Electrical Specifications by ItemAmpere Rating(A)Amp CodeMaxVoltage Rating (V)InterruptingRatingNominal Cold Resistance (Ohms)Nominal Melting I2t (A2sec)Agency ApprovalsPSE0.375.37512550 A @125 VAC50 A @125 VDC1.74000.085xx0.500.5001251.19000.210xx0.750.7501250.49700.760xx1.00001.1250.28002.01xxx1.5001.51250.11703.94xxx2.00002.1250.07207.60xxx2.5002.51250.052013.0xxx3.00003.1250.038018.15xxx3.5003.51250.024026.8xxx4.00004.1250.020035.0xxx5.00005.1250.013354.8xxxApplications• Wireless basestation• Network equipment• Telecom equipment • High inrush current withstand capability• Wide current rating range: 0.375A to 5A• Wide operating temperature range• Halogen free and RoHS compliantPSEApplication testing is strongly recommended.Additional InformationDatasheetSamplesResources© 2017 Littelfuse, Inc.Specifications are subject to change without notice.Revised: 12/04/17Surface Mount FusesPICO® SMF Fuse > 460 SeriesMaterialsBody: Molded ThermoplasticTerminations: 100% Tin-plated CopperSolderabilityMIL-STD-202, Method 208Product MarkingBody: Brand Logo, Current Rating, Voltage Rating, Series Code, Date Code, Agency Approved LogoMoisture SensitivityLevel 1 J-STD - 020Operating Temp.–55°C to 125°C (Consider re-rating)ShockMIL-STD-202, Method 213, Test Condition I (100 G’s peak for 6 msecs.)VibrationMIL-STD-202, Method 201 (10–55 Hz, 0.06 inch total excursion)Salt SprayMIL-STD-202, Method 101, Test Condition B (48 hours)Insulation Resistance (After Opening)MIL-STD-202, Method 302, (10,000 ohms minimum at 100 volts)Thermal ShockMIL-STD-202, Method 107,Test Condition B (–65°C to 125°C)Moisture ResistanceMIL-STD-202, Method 106, High Humidity (90-98 RH), Heat (65°C)Product CharacteristicsDimensionsPackagingPart Numbering SystemPackaging OptionPackaging SpecificationQuantityQuantity & Packaging Code12mm Tape and ReelEIA RS-481-1 (IEC 286, part 3)500UR2500ER4.32(.170")5 A 1 2 5 VLF4 6 0B 3®®3.05(.120")2.97(.117")7.24(.285")REF.8.26(.325")1.65(.065")4.95(.195")1.30(.051")REF.2.03(.080")RECOMMENDEDPAD LAYOUT0460 .500 URSERIESPACKAGING CODER = Tape and ReelAMP CODERefer to Electrical Characteristics table QUANTITY CODEUR = 500 pcsER = 2500 pcsAverage Time Current Curves10001001010.10.0110CURRENT IN AMPERESTIME IN SECONDS10001000.110.055A4A3.5A3A2.5A2A1.5A1A.750A.500A.375ASoldering ParametersTemperature Re-rating CurveNote:1. Re-rating depicted in this curve is in addition to the standard derating of 25% for continuous operation.Example:1 Amp product is 0460 .001 UR (.5 Amp product shown above).Wave Soldering260°C, 3 seconds max.Reflow Soldering230°C, 30 seconds max.I fffDisclaimer Notice - Information furnished is believed to be accurate and reliable. However, users should independently evaluate the suitability of and test each product selected for their own applications. Littelfuse products are not designed for, and may not be used in, all applications. Read complete Disclaimer Notice at: www.littelfuse.com/disclaimer-electronics.
https://www.littelfuse.com/~/media/electronics/datasheets/fuses/littelfuse_fuse_460_datasheet.pdf.pdf | fuses | © 2017 Littelfuse, Inc.Specifications are subject to change without notice.Revised: 12/04/17 Surface Mount FusesPICO® SMF Fuse > 460 Series460 Series PICO® Slo-Blo® Surface Mount FuseDescriptionAgency ApprovalsRoHSAGENCYAGENCY FILE NUMBERAMPERE RANGEE104800.375A - 5A298620.375A - 5APSENBK030205-E10480B1A - 5AElectrical Characteristics for SeriesFeatures% of Ampere RatingOpening Time100%4 hours, Minimum200%1 second, Min.; 120 seconds, Max.300%0.2 second, Min.; 3 seconds, Max.800%0.002 second, Min.; 0.1 second, Max.The 460 Series Slo-Blo® SMF Fuse is based on Littelfuse PICO® fuse through-hole technology, though offered in a surface mount package.This series of devices meet the requirements of the RoHS directive.Electrical Specifications by ItemAmpere Rating(A)Amp CodeMaxVoltage Rating (V)InterruptingRatingNominal Cold Resistance (Ohms)Nominal Melting I2t (A2sec)Agency ApprovalsPSE0.375.37512550 A @125 VAC50 A @125 VDC1.74000.085xx0.500.5001251.19000.210xx0.750.7501250.49700.760xx1.00001.1250.28002.01xxx1.5001.51250.11703.94xxx2.00002.1250.07207.60xxx2.5002.51250.052013.0xxx3.00003.1250.038018.15xxx3.5003.51250.024026.8xxx4.00004.1250.020035.0xxx5.00005.1250.013354.8xxxApplications• Wireless basestation• Network equipment• Telecom equipment • High inrush current withstand capability• Wide current rating range: 0.375A to 5A• Wide operating temperature range• Halogen free and RoHS compliantPSEApplication testing is strongly recommended.Additional InformationDatasheetSamplesResources© 2017 Littelfuse, Inc.Specifications are subject to change without notice.Revised: 12/04/17Surface Mount FusesPICO® SMF Fuse > 460 SeriesMaterialsBody: Molded ThermoplasticTerminations: 100% Tin-plated CopperSolderabilityMIL-STD-202, Method 208Product MarkingBody: Brand Logo, Current Rating, Voltage Rating, Series Code, Date Code, Agency Approved LogoMoisture SensitivityLevel 1 J-STD - 020Operating Temp.–55°C to 125°C (Consider re-rating)ShockMIL-STD-202, Method 213, Test Condition I (100 G’s peak for 6 msecs.)VibrationMIL-STD-202, Method 201 (10–55 Hz, 0.06 inch total excursion)Salt SprayMIL-STD-202, Method 101, Test Condition B (48 hours)Insulation Resistance (After Opening)MIL-STD-202, Method 302, (10,000 ohms minimum at 100 volts)Thermal ShockMIL-STD-202, Method 107,Test Condition B (–65°C to 125°C)Moisture ResistanceMIL-STD-202, Method 106, High Humidity (90-98 RH), Heat (65°C)Product CharacteristicsDimensionsPackagingPart Numbering SystemPackaging OptionPackaging SpecificationQuantityQuantity & Packaging Code12mm Tape and ReelEIA RS-481-1 (IEC 286, part 3)500UR2500ER4.32(.170")5 A 1 2 5 VLF4 6 0B 3®®3.05(.120")2.97(.117")7.24(.285")REF.8.26(.325")1.65(.065")4.95(.195")1.30(.051")REF.2.03(.080")RECOMMENDEDPAD LAYOUT0460 .500 URSERIESPACKAGING CODER = Tape and ReelAMP CODERefer to Electrical Characteristics table QUANTITY CODEUR = 500 pcsER = 2500 pcsAverage Time Current Curves10001001010.10.0110CURRENT IN AMPERESTIME IN SECONDS10001000.110.055A4A3.5A3A2.5A2A1.5A1A.750A.500A.375ASoldering ParametersTemperature Re-rating CurveNote:1. Re-rating depicted in this curve is in addition to the standard derating of 25% for continuous operation.Example:1 Amp product is 0460 .001 UR (.5 Amp product shown above).Wave Soldering260°C, 3 seconds max.Reflow Soldering230°C, 30 seconds max.I fffDisclaimer Notice - Information furnished is believed to be accurate and reliable. However, users should independently evaluate the suitability of and test each product selected for their own applications. Littelfuse products are not designed for, and may not be used in, all applications. Read complete Disclaimer Notice at: www.littelfuse.com/disclaimer-electronics.
https://www.littelfuse.com/~/media/electronics/datasheets/fuses/littelfuse_fuse_460_datasheet.pdf.pdf | fuses | © 2017 Littelfuse, Inc.Specifications are subject to change without notice.Revised: 12/04/17 Surface Mount FusesPICO® SMF Fuse > 460 Series460 Series PICO® Slo-Blo® Surface Mount FuseDescriptionAgency ApprovalsRoHSAGENCYAGENCY FILE NUMBERAMPERE RANGEE104800.375A - 5A298620.375A - 5APSENBK030205-E10480B1A - 5AElectrical Characteristics for SeriesFeatures% of Ampere RatingOpening Time100%4 hours, Minimum200%1 second, Min.; 120 seconds, Max.300%0.2 second, Min.; 3 seconds, Max.800%0.002 second, Min.; 0.1 second, Max.The 460 Series Slo-Blo® SMF Fuse is based on Littelfuse PICO® fuse through-hole technology, though offered in a surface mount package.This series of devices meet the requirements of the RoHS directive.Electrical Specifications by ItemAmpere Rating(A)Amp CodeMaxVoltage Rating (V)InterruptingRatingNominal Cold Resistance (Ohms)Nominal Melting I2t (A2sec)Agency ApprovalsPSE0.375.37512550 A @125 VAC50 A @125 VDC1.74000.085xx0.500.5001251.19000.210xx0.750.7501250.49700.760xx1.00001.1250.28002.01xxx1.5001.51250.11703.94xxx2.00002.1250.07207.60xxx2.5002.51250.052013.0xxx3.00003.1250.038018.15xxx3.5003.51250.024026.8xxx4.00004.1250.020035.0xxx5.00005.1250.013354.8xxxApplications• Wireless basestation• Network equipment• Telecom equipment • High inrush current withstand capability• Wide current rating range: 0.375A to 5A• Wide operating temperature range• Halogen free and RoHS compliantPSEApplication testing is strongly recommended.Additional InformationDatasheetSamplesResources© 2017 Littelfuse, Inc.Specifications are subject to change without notice.Revised: 12/04/17Surface Mount FusesPICO® SMF Fuse > 460 SeriesMaterialsBody: Molded ThermoplasticTerminations: 100% Tin-plated CopperSolderabilityMIL-STD-202, Method 208Product MarkingBody: Brand Logo, Current Rating, Voltage Rating, Series Code, Date Code, Agency Approved LogoMoisture SensitivityLevel 1 J-STD - 020Operating Temp.–55°C to 125°C (Consider re-rating)ShockMIL-STD-202, Method 213, Test Condition I (100 G’s peak for 6 msecs.)VibrationMIL-STD-202, Method 201 (10–55 Hz, 0.06 inch total excursion)Salt SprayMIL-STD-202, Method 101, Test Condition B (48 hours)Insulation Resistance (After Opening)MIL-STD-202, Method 302, (10,000 ohms minimum at 100 volts)Thermal ShockMIL-STD-202, Method 107,Test Condition B (–65°C to 125°C)Moisture ResistanceMIL-STD-202, Method 106, High Humidity (90-98 RH), Heat (65°C)Product CharacteristicsDimensionsPackagingPart Numbering SystemPackaging OptionPackaging SpecificationQuantityQuantity & Packaging Code12mm Tape and ReelEIA RS-481-1 (IEC 286, part 3)500UR2500ER4.32(.170")5 A 1 2 5 VLF4 6 0B 3®®3.05(.120")2.97(.117")7.24(.285")REF.8.26(.325")1.65(.065")4.95(.195")1.30(.051")REF.2.03(.080")RECOMMENDEDPAD LAYOUT0460 .500 URSERIESPACKAGING CODER = Tape and ReelAMP CODERefer to Electrical Characteristics table QUANTITY CODEUR = 500 pcsER = 2500 pcsAverage Time Current Curves10001001010.10.0110CURRENT IN AMPERESTIME IN SECONDS10001000.110.055A4A3.5A3A2.5A2A1.5A1A.750A.500A.375ASoldering ParametersTemperature Re-rating CurveNote:1. Re-rating depicted in this curve is in addition to the standard derating of 25% for continuous operation.Example:1 Amp product is 0460 .001 UR (.5 Amp product shown above).Wave Soldering260°C, 3 seconds max.Reflow Soldering230°C, 30 seconds max.I fffDisclaimer Notice - Information furnished is believed to be accurate and reliable. However, users should independently evaluate the suitability of and test each product selected for their own applications. Littelfuse products are not designed for, and may not be used in, all applications. Read complete Disclaimer Notice at: www.littelfuse.com/disclaimer-electronics.
https://www.littelfuse.com/media?resourcetype=datasheets&itemid=533cd5cc-956c-4243-867f-6ab5a62f6ba1&filename=littelfuse_fuse_451_453_datasheet.pdf | fuses | Fuse Datasheet© 2023 Littelfuse, Inc.Specifications are subject to change without notice.Revised: GD. 09/18/231451/453 Series Very Fast-Acting FuseDescriptionThe Nano2® SMF Fuse is a very small, Wire-in-Air (WIA) square shape surface mount fuse that was designed for secondary side circuit over-current protection applications. These fuses are designed for PCB using surface mount technology.Agency ApprovalsAgencyAgency File NumberAmpere RangeE104806.3A - 20A298620.062A - 15AJ504467311A, 1.25A, 2A, 2.5A, 3.15A, 4A, 5A, 7A, 8A, 10A, 12A, 20APSENBK030205-E10480ANBK030205-E10480BNBK101105-E1846551A-1.6A2A-5A6.3A - 10AE104800.062A - 5ANA1A, 1.25A, 2A, 2.5A, 3.15A, 4A, 5A, 7A, 8A, 10A, 12A, 20ANA1A, 1.25A, 2A, 2.5A, 3.15A, 4A, 5A, 7A, 8A, 10A, 12A, 20AElectrical Characteristics for SeriesFeatures & Benefits ■ Very fast-acting ■ Small size ■ Wide range of current rating available (0.062A to 20A) ■ Wide operating temperature range ■ RoHS compliant and Halogen Free ■ UL Listed and Recognized to UL/CSA/NMX UL 248-1 and UL/CSA/NMX UL 248-14 (see Agency Approvals) ■ Conforms to DENAN’s Appendix 3 ■ Conforms to IEC/EN 60127-1 and IEC/EN 60127-7% of Ampere RatingAmpere RatingOpening Time100%0.062 – 204 hours, Minimum200%0.062 – 105 sec., Maximum12 – 2020 sec., MaximumRoHSPSEApplications ■ Notebook PC ■ LCD/PDP TV ■ LCD monitor ■ LCD/PDP panel ■ LCD backlight inverter ■ Portable DVD player ■ Power supply ■ Networking ■ PC server ■ Cooling fan system ■ Storage system ■ Telecom system ■ Wireless basestation ■ White goods ■ Game console ■ Office Automation equipment ■ Battery charging circuit protection ■ Industrial equipmentResources451 SeriesAccessories451 SeriesSamples451 SeriesAdditional InformationResources453 SeriesAccessories453 SeriesSamples453 SeriesFuse Datasheet© 2023 Littelfuse, Inc.Specifications are subject to change without notice.Revised: GD. 09/18/232451/453 Series Very Fast-Acting FuseElectrical Specifications by ItemAmpere Rating(A)Amp CodeMaxVoltage Rating (V)InterruptingRatingNominal Cold Resistance (Ohms)Nominal Melting I2t (A2sec)Agency ApprovalsPSE.062.06212550A @125VAC/VDC300A @32VDCPSE: 100A @100VAC5.50000.00019-x-x--x.080.0801254.05000.00033-x-x--x.100.1001253.10000.00138-x-x--x.125.1251251.70000.00286-x-x--x.160.1601251.21570.0048-x-x--x.200.2001250.83720.0089-x-x--x.250.2501250.57650.0158-x-x--x.315.3151250.39180.0311-x-x--x.375.3751250.45410.0442-x-x--x.400.4001250.42330.0551-x-x--x.500.5001250.30460.0824-x-x--x.630.6301250.20220.1381-x-x--x.750.7501250.14440.2143-x-x--x.800.8001250.13550.2654-x-x--x1.00001.1250.07800.6029-xxxxxx1.251.251250.07800.664-xxxxxx1.5001.51250.06300.853-xxx--x1.6001.61250.05801.060-xxx--x2.00002.12550A @125VAC/VDC10,000A @75VDC300A @32VDCPSE: 100A @100VAC0.03670.530-xxxxxx2.5002.51250.02861.029-xxxxxx3.00003.1250.02271.650-xxx--x3.153.151250.02151.920-xxxxxx3.5003.51250.02002.469-xxx--x4.00004.1250.01603.152-xxxxxx5.00005.1250.01255.566-xxxxxx6.3006.312550A @125VAC/VDC 400A @32VDCPSE: 100A @100VAC0.00969.170xxx---x7.00007.1250.009010.32xxx-xxx8.00008.1250.007720.23xxx-xxx10.0010.12535A @125 VAC/50A @125 VDC400A @32 VDCPSE: 100A @100VAC0.005626.46xxx-xxx12.0012.65150A @65VDC100A @65VAC400A @32VDC0.004947.97xx--xxx15.0015.650.003797.82xx----x20.0020.650.00244154x---xxxNotes: - l2t calculated at 8ms. - Resistance is measured at 10% of rated current, 25ºCFuse Datasheet© 2023 Littelfuse, Inc.Specifications are subject to change without notice.Revised: GD. 09/18/233451/453 Series Very Fast-Acting Fuse0.0010.010.11101000.010.1110100100010000TIME IN SECONDSCURRENT IN AMPSFast Acting Series TC Curve 8A10A12A5A6.3A7A15A3.5A3.15A3A4A2.5A2A1.5A1.25A1A800mA750mA630mA500mA375mA400mA315mA250mA200mA100mA125mA160mA80mA62mA1.6A20AAverage Time Current CurvesReflow ConditionPb – Free assemblyPre Heat- Temperature Min (Ts(min))150°C - Temperature Max (Ts(max))200°C- Time (Min to Max) (ts)60 – 180 secsAverage ramp up rate (Liquidus Temp (TL) to peak 5°C/second max.TS(max) to TL - Ramp-up Rate5°C/second max.Reflow- Temperature (TL) (Liquidus)217°C - Temperature (tL)60 – 150 secondsPeak Temperature (TP)260+0/–5 °CTime within 5°C of actual peak Temperature (tp)20 – 40 secondsRamp-down Rate5°C/second max.Time 25°C to peak Temperature (TP)8 minutes max.Do not exceed260°CSoldering ParametersTemperature Re-rating CurveNote:1. Rerating depicted in this curve is in addition to the standard derating of 25% for continuous operation.Wave Soldering Parameters260°C Peak Temperature, 10 seconds max.TimeTemperatureTPTLTS(max)TS(min)25tPtLtStime to peak temperature(t 25ºC to peak)Ramp-downRamp-upPreheatCritical ZoneTL to TPFuse Datasheet© 2023 Littelfuse, Inc.Specifications are subject to change without notice.Revised: GD. 09/18/234451/453 Series Very Fast-Acting FuseMaterialsBody: CeramicTerminations:Gold-Plated Caps / Sn-dipped Silver Plated Caps (451 RoHS/HF series)Silver-plated Caps (451MR RoHS ratings below 375mA and 453 RoHS Series)Product MarkingBrand, Ampere RatingOperating Temperature–55°C to 125°CMoisture Sensitivity LevelLevel 1, J-STD-020SolderabilityMIL-STD-202, Method 208Insulation Resistance (after Opening)MIL-STD-202, Method 302, Test Condition A (10,000 ohms minimum)Thermal ShockMIL-STD-202, Method 107, Test Condition B, 5 cycles, -65°C / +125°C, 15 minutes @ each extremeMechanical ShockMIL-STD-202, Method 213, Test I: Deenergized. 100G’s pk amplitude, sawtooth wave 6ms duration, 3 cycles XYZ+xyz = 18 shocksVibrationMIL-STD-202, Method 201: 0.03” amplitude, 10-55 Hz in 1 min. 2hrs each XYZ=6hrsMoisture ResistanceMIL-STD-202, Method 106, 10 cyclesSalt SprayMIL-STD-202, Method 101, Test Condition B (48hrs)Resistance to Soldering HeatMIL-STD-202, Method 210, Test condition B (10 sec at 260°C)Product CharacteristicsDimensions mm (inches)PackagingPart Numbering System6.86(.270")3.15(.124")2.95(.116")1.96(.077")2.69 ± .25(.106")2.69 ± .25(.106")1.45(.057")6.10 ± .20(.240")Recommended pad layoutF7 APackaging OptionPackaging SpecificationQuantityQuantity & Packaging Code12mm Tape and ReelEIA RS-481-2 (IEC 286, part 3)5000NR12mm Tape and ReelEIA RS-481-2 (IEC 286, part 3)1000MR0451 001. M R LSeriesAmp CodeQuantity codePackaging codeRefer to Electrical characteristics tableM = 1000 pcsN = 5000 pcsR = Tape and ReelL-RoHS Compliant & Halogen Free (Gold Plated Caps)451 = Gold / Sn-dipped Silver Plated Caps453 = Silver Plated CapsNote: “L” suffix applies to 451 series only- 453 series is available only as RoHS compliant version and does not require “L” suffix. Please do not include “L” suffix within 453 series ordering instructions.SN-RoHS Compliant & Halogen Free (Sn-dipped Caps)Disclaimer Notice - Littelfuse products are not designed for, and shall not be used for, any purpose (including, without limitation, automotive, military, aerospace, medical, life-saving, life-sustaining or nuclear facility applications, devices intended for surgical implant into the body, or any other application in which the failure or lack of desired operation of the product may result in personal injury, death, or property damage) other than those expressly set forth in applicable Littelfuse product documentation. Warranties granted by Littelfuse shall be deemed void for products used for any purpose not expressly set forth in applicable Littelfuse documentation. Littelfuse shall not be liable for any claims or damages arising out of products used in applications not expressly intended by Littelfuse as set forth in applicable Littelfuse documentation. The sale and use of Littelfuse products is subject to Littelfuse Terms and Conditions of Sale, unless otherwise agreed by Littelfuse. Information furnished is believed to be accurate and reliable. However, users should independently evaluate the suitability of and test each product selected for their own applications. Littelfuse products are not designed for, and may not be used in, all applications. Read complete Disclaimer Notice at www.littelfuse.com/disclaimer-electronics.
https://www.littelfuse.com/media?resourcetype=datasheets&itemid=0da7cbeb-7930-4e88-8811-a4d412083c1d&filename=littelfuse_fuse_157_datasheet.pdf | fuses | Fuse Datasheet© 2021 Littelfuse, Inc.Specifications are subject to change without notice.Revised: BA. 09/24/211157 SeriesStandard Nano2® Fuse and Clip AssemblyDescriptionThe 157 Series – Standard Nano Fuse/Clip assembly is a small, square, very fast-acting surface mount fuse that is assembled in surface mountable fuse clips. The fuse clip and pre-installed fuse combination can be automatically placed in PC Board in one efficient manufacturing operation. It permits quick and easy replacement of fuses without performing desoldering process, even in the field and without exposing the PC Board to detrimental effects of rework solder heat.Features & BenefitsElectrical Characteristics for Series ■ Surface Mountable ■ Very Fast-Acting Fuse ■ Fully compatible with RoHS/Pb-Free solder alloys and higher temperature profiles associated with leadfree assembly. ■ Easily replaceable on PC Board (Field Replaceable) ■ RoHS compliant and Halogen Free ■ Available in ratings of 0.062 ~ 10 Amperes.% of Ampere RatingOpening Time at 25ºC100%4 hours Minimum200%5 secs. MaximumApplicationsElectrical Specifications by Item1. Cold resistance measured at less than 10% of rated current at 23ºC. 2. I2t values stated for 8ms opening time.3. Agency Approval Table Key: X=Approved or Certified, P=Pending and Blank=Not Approved4. Have special electrical characteristic needs? Contact Littelfuse to learn more about application specific options.RoHS ■ Instrumentation ■ Base Stations ■ TelecommunicationsPSEAmpereRating (A)Amp CodeMax Voltage Rating (V)InterruptingRating (A)FuseFurnishedNominal Cold Resistance (Ohms)Nominal Melting I2t (A2sec)Agency ApprovalsPSE0.0620.06212550A @ 125 VAC/VDC300A @ 32 VDC451.0625.53720.00019X-0.080.08125451.084.05000.00033X-0.10.1125451.13.10000.00138X-0.1250.125125451.1251.70590.00286X-0.160.16125453.161.21570.0048X-0.20.2125453.21.39710.00652X-0.250.25125453.251.04960.01126X-0.3150.315125453.3150.38810.0311X-0.3750.375125453.3750.45180.0442X-0.40.4125453.40.42120.0551X-0.50.5125453.50.30310.0824X-0.630.63125453.630.20120.1381X-0.750.75125453.750.14370.2143X-0.80.8125453.80.13480.2654X-1.01.0125453001.00.07760.6029XX1.251.251254531.250.0780.664XX1.51.512545301.50.06340.853XX1.61.612545301.60.05801.06XX2.02.0125453002.00.03730.53XX2.52.512545302.50.02881.029XX3.03.0125453003.00.02291.65XX3.153.151254533.150.02151.92XX3.53.512545303.50.02032.469XX4.04.0125453004.00.01633.152XX5.05.0125453005.00.01275.566XX6.36.312545306.30.00989.17XX7.07.0125453007.00.009210.32XX8.08.0125453008.00.007920.23XX10.010.012535A @ 125 VAC / 50A @125 VDC300A @ 32VDC453010.00.005826.46XXResourcesAccessoriesSamplesAdditional InformationFuse Datasheet© 2021 Littelfuse, Inc.Specifications are subject to change without notice.Revised: BA. 09/24/212157 SeriesStandard Nano2® Fuse and Clip AssemblyAverage Time Current CurvesReflow ConditionPb – Free assemblyPre Heat- Temperature Min (Ts(min))150°C - Temperature Max (Ts(max))200°C- Time (Min to Max) (ts)60 – 180 secsAverage ramp up rate (Liquidus Temp (TL) to peak5°C/second max.TS(max) to TL - Ramp-up Rate5°C/second max.Reflow- Temperature (TL) (Liquidus)217°C - Temperature (tL)60 – 150 secondsPeak Temperature (TP)260+0/–5 °CTime within 5°C of actual peak Temperature (tp)20 – 40 secondsRamp-down Rate5°C/second max.Time 25°C to peak Temperature (TP)8 minutes max.Do not exceed260°CSoldering ParametersTemperature Re-rating Curve0.001 0.01 0.1 1 10 100 0.01 0.1 1 10 100 1000 10000 TIME IN SECONDS CURRENT IN AMPS 8A 10A 5A 6.3A7A 3.5A 3.15A3A4A 2.5A 2A1.5A1.25A1A800mA750mA 630mA 500mA 375mA 400mA 315mA 250mA 200mA 100mA 125mA 160mA 80mA 62mA1.6ANote:1. Rerating depicted in this curve is in addition to the standard derating of 25% for continuous operation.TimeTemperatureTPTLTS(max)TS(min)25tPtLtStime to peak temperature(t 25ºC to peak)Ramp-downRamp-upPreheatCritical ZoneTL to TPAgency ApprovalsAgencyAgency File NumberAmpere RangeE147210.062A - 10APSENBK030205-E10480ANBK030205-E10480BNBK101105-E1846551A - 1.6A2A - 5A6.3A - 10ANote: PSE/METI Certification is only applicable to the fuse. Clips do not require certification for the Japanese Market.Fuse Datasheet© 2021 Littelfuse, Inc.Specifications are subject to change without notice.Revised: BA. 09/24/213157 SeriesStandard Nano2® Fuse and Clip AssemblyMaterialsBody: CeramicCap: For 0.062A ~ 0.125A – Au plated Brass For 0.200A ~ 10A – Silver plated BrassClip Plating: Matte Tin Product MarkingBody: Brand Logo, Current RatingClip RetentionForce applied at fuse center, perpendicular to the long axis (@ 0.75 lbs. MIN)SolderabilityMIL-STD-202, Method 208 / IPC/ EIA / JEDEC J-STD-002, Test Condition AHumidity TestMIL –STD-202, Method 103 @ 85ºC / 85%RH, 1000 hoursResistance to SolventsMIL-STD-202, Method 215 (3 solvent types)Product CharacteristicsOperating Temperature-55ºC to 125ºC with proper deratingThermal ShockMIL-STD-202, Method 107, Test Condition B (5 cycles -65ºC to +125ºC)VibrationMIL-STD-202, Method 201 (10-55 Hz)Moisture ResistanceMIL-STD-202, Method 106, 10 cyclesSalt Spray/ AtmosphereMIL-STD-202, Method 101, Test Condition B (48 hrs.), 5% NaCl in De-ionized WaterShockMIL-STD-202, Method 213, Test Condition I (100 G’s peak for 6 milliseconds)Dimensions6.10[0.240]1.45 [0.057]2.69[0.106]2.69[0.106]3.7 ± 0.13[0.146]L1AF6.50 ± 0.20 [0.256]7.26[0.29]3.00[0.12]2.46[0.10]2.40[0.09]3.70[0.146]3.40[0.134]3.90 ± 0.13[0.154]2.50 ± 0.2[0.098]"A""B"0.10Part Numbering SystemPCB Recommendation for Thermal Management 1. Minimum Copper Layer Thickness = 100um 2. Minimum Copper Trace Width = 10mm0157 001. D RSeriesAmp CodeQuantity CodePacking OptionD = 1500 pcsR = Tape and ReelNote: Alternate methods of thermal management may be used. In such cases, under normal operations, the maximum temperature of the fuse body should not exceed 80ºC in a 25ºC ambient environment.PackagingPackaging OptionPackaging SpecificationQuantityQuantity & Packaging CodeTape and ReelSurface Mount1500DRDisclaimer Notice - Information furnished is believed to be accurate and reliable. However, users should independently evaluate the suitability of and test each product selected for their own applications. Littelfuse products are not designed for, and may not be used in, all applications. Read complete Disclaimer Notice at: www.littelfuse.com/disclaimer-electronics.
https://us.schurter.com/en/datasheet/typ_MGA.pdf | fuses | 1FusesMGAhttps://www.schurter.com /PG01_2Circuit ProtectionSolid State, Thin Film, SMD 1206, Super-Quick-Acting FF, 125 VAC, 125 VDC, 150 °CSee below: Approvals and CompliancesUL 248-14 · 125 VAC · 125 VDC · Super-Quick-Acting FFDescription- Max. ambient temperature 150 °C- Impermeable to potting compound used to achieve hermetic seal for use in intrinsically safe applications according to ATEx and IECEx re-quirements.Unique Selling Proposition- Hermetically sealed and robust construction- High breaking capacity up to 300 A- Smallest sizeApplications- Applications where high reliability and availability is required- Medical Equipment- Offshore- DefenseReferencesAlternative: Space version Weblinkspdf data sheet, html datasheet, General Product Information, Distributor-Stock-Check, Detailed request for productTechnical DataRated Voltage32 - 125 VAC, 125 VDCRated current0.2 - 5 ABreaking Capacity50 ACharacteristicSuper-Quick-Acting FFMountingPCB,SMTAdmissible Ambient Temp.-55 °C to 150 °CClimatic Category55/150/21 acc. to IEC 60068-1Material: HousingCeramicsMaterial: TerminalsTin-Plated NickelUnit Weight0.03 gStorage Conditions0 °C to 60 °C, max. 70% r.h.Product Markingnone Soldering MethodsReflow, Wave Soldering ProfileSolderability245 °C / 3 sec acc. to IEC 60068-2-58, Test TdResistance to Soldering Heat260 +0/-5 °C / 30 sec acc. to IPC/JE-DEC J-STD-020D, Level 1Moisture Sensitivity LevelMSL 1, J-STD-020 Flammabilitymin. UL 94V-1 (acc. to EIA/IS-722, Test 4.12)Moisture Resistance TestMIL-STD-202, Method 106 (50 cycles in a temp./mister chamber)Thermal ShockMIL-STD-202, Method 107D (200 air-to-air cycles from -55 to +125°C)Operational LifeMIL-STD-202, Method 108 1000h @ 0.60 x In @ 70°CLoad Humidity TestMIL-STD-202, Method 103 0.1 x In @ 0.85 r.H. @ 85°CResistance to SolventsMIL-STD-202, Method 215Terminal StrengthMIL-STD-202, Method 211A (Deflection of board 1 mm for 1 minute)Approvals and CompliancesDetailed information on product approvals, code requirements, usage instructions and detailed test conditions can be looked up in Details about Approvals SCHURTER products are designed for use in industrial environments. They have approvals from independent testing bodies according to national and international standards. Products with specific characteristics and requirements such as required in the automotive sector according to IATF 16949, medical technology according to ISO 13485 or in the aerospace industry can be offered exclusively with customer-specific, individual agree-ments by SCHURTER.ApprovalsThe approval mark is used by the testing authorities to certify compliance with the safety requirements placed on electronic products. Approval Reference Type: MGAApproval LogoCertificatesCertification BodyDescriptionUL ApprovalsULUR File Number: E415992FusesMGAhttps://www.schurter.com /PG01_2Circuit ProtectionProduct standardsProduct standards that are referencedOrganizationDesignStandardDescriptionDesigned according toUL 248-14Low voltage fuses - Part 14: Supplemental fusesDesigned according toCSA22.2 No. 248.14Low-Voltage Fuses - Part 14: Supplemental FusesApplication standardsApplication standards where the product can be usedOrganizationDesignStandardDescriptionSuitable for applications acc.IEC/UL 62368-1Audio/video, information and communication technology equipment - Part 1: Safety requirementsCompliancesThe product complies with following Guide LinesIdentificationDetailsInitiatorDescriptionCE declaration of conformitySCHURTER AGThe CE marking declares that the product complies with the applicable requirements laid down in the harmonisation of Community legislation on its affixing in accordance with EU Regulation 765/2008.UKCA declaration of conformitySCHURTER AGThe UKCA marking declares that the product complies with the applicable requirements laid down in the British Amendment of Regulation (EC) 765/2008.RoHSSCHURTER AGDirective RoHS 2011/65/EU, Amendment (EU) 2015/863China RoHSSCHURTER AGThe law SJ / T 11363-2006 (China RoHS) has been in force since 1 March 2007. It is similar to the EU directive RoHS.REACHSCHURTER AGOn 1 June 2007, Regulation (EC) No 1907/2006 on the Registration, Evaluation, Authorization and Restriction of Chemicals 1 (abbreviated as "REACH") entered into force.Dimension [mm] 3.2 mm 3.20.51.551.55Reflow soldering pads 1.51.12Derating Curves 140130120110100908070605040-60 -40 -20 0 20 40 60 80 100 120 140 160233FusesMGAhttps://www.schurter.com /PG01_2Circuit ProtectionPre-Arcing TimeRated Current In1.0 x In min.2.5 x In max.0.2 A - 5 A4 h5 sTime-Current-CurvesTime in Seconds0.001 0.01 0.1 1 10 100 1000 10000 100000 1 10 Multiple of Rated Current In All Variants Rated Cur-rent [A]Rated Vol-tage [VAC]Rated Vol-tage [VDC]Breaking CapacityVoltage Drop 1.0 In typ. [mV]Cold Resi-stance typ. [mΩ]Melting I²t 4.0 In typ. [A²s]Order Number0.21251251)25810200.0008l3410.0021.01█0.21251251)25810200.0008l3410.0021.020.21251251)25810200.0008l3410.0021.030.21251251)25810200.0008l3410.0021.040.251251251)2508000.0009l3410.0022.010.251251251)2508000.0009l3410.0022.02█0.251251251)2508000.0009l3410.0022.030.251251251)2508000.0009l3410.0022.040.3751251251)1653610.0037l3410.0025.010.3751251251)1653610.0037l3410.0025.020.3751251251)1653610.0037l3410.0025.030.3751251251)1653610.0037l3410.0025.040.51251251)1502470.0042l3410.0027.01█0.51251251)1502470.0042l3410.0027.020.51251251)1502470.0042l3410.0027.030.51251251)1502470.0042l3410.0027.040.751251251)1001150.01l3410.0029.01█0.751251251)1001150.01l3410.0029.020.751251251)1001150.01l3410.0029.030.751251251)1001150.01l3410.0029.0411251251)12498.70.035l3410.0031.01█11251251)12498.70.035l3410.0031.0211251251)12498.70.035l3410.0031.034FusesMGAhttps://www.schurter.com /PG01_2Circuit ProtectionRated Cur-rent [A]Rated Vol-tage [VAC]Rated Vol-tage [VDC]Breaking CapacityVoltage Drop 1.0 In typ. [mV]Cold Resi-stance typ. [mΩ]Melting I²t 4.0 In typ. [A²s]Order Number11251251)12498.70.035l3410.0031.041.51251251)105560.064l3410.0033.01█1.51251251)105560.064l3410.0033.021.51251251)105560.064l3410.0033.031.51251251)105560.064l3410.0033.0421251251)98390.089l3410.0035.0121251251)98390.089l3410.0035.0221251251)98390.089l3410.0035.0321251251)98390.089l3410.0035.042.51251251)9029.50.15l3410.0036.012.51251251)9029.50.15l3410.0036.022.51251251)9029.50.15l3410.0036.032.51251251)9029.50.15l3410.0036.0431251251)8824.10.18l3410.0037.01█31251251)8824.10.18l3410.0037.0231251251)8824.10.18l3410.0037.0331251251)8824.10.18l3410.0037.044631252)83.5170.23l3410.0240.01█4631252)83.5170.23l3410.0240.024631252)83.5170.23l3410.0240.034631252)83.5170.23l3410.0240.045321253)9013.50.45l3410.0141.01█5321253)9013.50.45l3410.0141.025321253)9013.50.45l3410.0141.035321253)9013.50.45l3410.0141.04█ Most Popular.Availability for all products can be searched real-time: https://www.schurter.com/en/info-center/support-tools/stock-check-distributors1) 50 A @ 125 VAC / 300 A @ 125 VDC2) 50 A @ 63 VAC / 50 A @ 125 VDC / 300 A @ 32 VDC3) 50 A @ 32 VAC / 50 A @ 125 VDC / 300 A @ 32 VDCPackaging Unit acc. IEC 60286-3 Type 2a.xx = .01100 pcs. in tape in ESD-plastic bag.xx = .02750 pcs. in tape [W: 8mm and P1: 4mm] on reel [A: 18cm].xx = .033000 pcs. in tape [W:8mm and P1: 4mm]on reel [A: 33cm].xx = .0410000 pcs. in tape [W: 8mm and P1: 4mm] on reel [A: 33cm]The specifications, descriptions and illustrations indicated in this document are based on current information. All content is subject to modifications and amendments. Information furnished is believed to be accurate and reliable. However, users should independently evaluate the suitability and test each product selected for their own applications.26.03.2024
https://www.littelfuse.com/media?resourcetype=datasheets&itemid=533cd5cc-956c-4243-867f-6ab5a62f6ba1&filename=littelfuse_fuse_451_453_datasheet.pdf | fuses | Fuse Datasheet© 2023 Littelfuse, Inc.Specifications are subject to change without notice.Revised: GD. 09/18/231451/453 Series Very Fast-Acting FuseDescriptionThe Nano2® SMF Fuse is a very small, Wire-in-Air (WIA) square shape surface mount fuse that was designed for secondary side circuit over-current protection applications. These fuses are designed for PCB using surface mount technology.Agency ApprovalsAgencyAgency File NumberAmpere RangeE104806.3A - 20A298620.062A - 15AJ504467311A, 1.25A, 2A, 2.5A, 3.15A, 4A, 5A, 7A, 8A, 10A, 12A, 20APSENBK030205-E10480ANBK030205-E10480BNBK101105-E1846551A-1.6A2A-5A6.3A - 10AE104800.062A - 5ANA1A, 1.25A, 2A, 2.5A, 3.15A, 4A, 5A, 7A, 8A, 10A, 12A, 20ANA1A, 1.25A, 2A, 2.5A, 3.15A, 4A, 5A, 7A, 8A, 10A, 12A, 20AElectrical Characteristics for SeriesFeatures & Benefits ■ Very fast-acting ■ Small size ■ Wide range of current rating available (0.062A to 20A) ■ Wide operating temperature range ■ RoHS compliant and Halogen Free ■ UL Listed and Recognized to UL/CSA/NMX UL 248-1 and UL/CSA/NMX UL 248-14 (see Agency Approvals) ■ Conforms to DENAN’s Appendix 3 ■ Conforms to IEC/EN 60127-1 and IEC/EN 60127-7% of Ampere RatingAmpere RatingOpening Time100%0.062 – 204 hours, Minimum200%0.062 – 105 sec., Maximum12 – 2020 sec., MaximumRoHSPSEApplications ■ Notebook PC ■ LCD/PDP TV ■ LCD monitor ■ LCD/PDP panel ■ LCD backlight inverter ■ Portable DVD player ■ Power supply ■ Networking ■ PC server ■ Cooling fan system ■ Storage system ■ Telecom system ■ Wireless basestation ■ White goods ■ Game console ■ Office Automation equipment ■ Battery charging circuit protection ■ Industrial equipmentResources451 SeriesAccessories451 SeriesSamples451 SeriesAdditional InformationResources453 SeriesAccessories453 SeriesSamples453 SeriesFuse Datasheet© 2023 Littelfuse, Inc.Specifications are subject to change without notice.Revised: GD. 09/18/232451/453 Series Very Fast-Acting FuseElectrical Specifications by ItemAmpere Rating(A)Amp CodeMaxVoltage Rating (V)InterruptingRatingNominal Cold Resistance (Ohms)Nominal Melting I2t (A2sec)Agency ApprovalsPSE.062.06212550A @125VAC/VDC300A @32VDCPSE: 100A @100VAC5.50000.00019-x-x--x.080.0801254.05000.00033-x-x--x.100.1001253.10000.00138-x-x--x.125.1251251.70000.00286-x-x--x.160.1601251.21570.0048-x-x--x.200.2001250.83720.0089-x-x--x.250.2501250.57650.0158-x-x--x.315.3151250.39180.0311-x-x--x.375.3751250.45410.0442-x-x--x.400.4001250.42330.0551-x-x--x.500.5001250.30460.0824-x-x--x.630.6301250.20220.1381-x-x--x.750.7501250.14440.2143-x-x--x.800.8001250.13550.2654-x-x--x1.00001.1250.07800.6029-xxxxxx1.251.251250.07800.664-xxxxxx1.5001.51250.06300.853-xxx--x1.6001.61250.05801.060-xxx--x2.00002.12550A @125VAC/VDC10,000A @75VDC300A @32VDCPSE: 100A @100VAC0.03670.530-xxxxxx2.5002.51250.02861.029-xxxxxx3.00003.1250.02271.650-xxx--x3.153.151250.02151.920-xxxxxx3.5003.51250.02002.469-xxx--x4.00004.1250.01603.152-xxxxxx5.00005.1250.01255.566-xxxxxx6.3006.312550A @125VAC/VDC 400A @32VDCPSE: 100A @100VAC0.00969.170xxx---x7.00007.1250.009010.32xxx-xxx8.00008.1250.007720.23xxx-xxx10.0010.12535A @125 VAC/50A @125 VDC400A @32 VDCPSE: 100A @100VAC0.005626.46xxx-xxx12.0012.65150A @65VDC100A @65VAC400A @32VDC0.004947.97xx--xxx15.0015.650.003797.82xx----x20.0020.650.00244154x---xxxNotes: - l2t calculated at 8ms. - Resistance is measured at 10% of rated current, 25ºCFuse Datasheet© 2023 Littelfuse, Inc.Specifications are subject to change without notice.Revised: GD. 09/18/233451/453 Series Very Fast-Acting Fuse0.0010.010.11101000.010.1110100100010000TIME IN SECONDSCURRENT IN AMPSFast Acting Series TC Curve 8A10A12A5A6.3A7A15A3.5A3.15A3A4A2.5A2A1.5A1.25A1A800mA750mA630mA500mA375mA400mA315mA250mA200mA100mA125mA160mA80mA62mA1.6A20AAverage Time Current CurvesReflow ConditionPb – Free assemblyPre Heat- Temperature Min (Ts(min))150°C - Temperature Max (Ts(max))200°C- Time (Min to Max) (ts)60 – 180 secsAverage ramp up rate (Liquidus Temp (TL) to peak 5°C/second max.TS(max) to TL - Ramp-up Rate5°C/second max.Reflow- Temperature (TL) (Liquidus)217°C - Temperature (tL)60 – 150 secondsPeak Temperature (TP)260+0/–5 °CTime within 5°C of actual peak Temperature (tp)20 – 40 secondsRamp-down Rate5°C/second max.Time 25°C to peak Temperature (TP)8 minutes max.Do not exceed260°CSoldering ParametersTemperature Re-rating CurveNote:1. Rerating depicted in this curve is in addition to the standard derating of 25% for continuous operation.Wave Soldering Parameters260°C Peak Temperature, 10 seconds max.TimeTemperatureTPTLTS(max)TS(min)25tPtLtStime to peak temperature(t 25ºC to peak)Ramp-downRamp-upPreheatCritical ZoneTL to TPFuse Datasheet© 2023 Littelfuse, Inc.Specifications are subject to change without notice.Revised: GD. 09/18/234451/453 Series Very Fast-Acting FuseMaterialsBody: CeramicTerminations:Gold-Plated Caps / Sn-dipped Silver Plated Caps (451 RoHS/HF series)Silver-plated Caps (451MR RoHS ratings below 375mA and 453 RoHS Series)Product MarkingBrand, Ampere RatingOperating Temperature–55°C to 125°CMoisture Sensitivity LevelLevel 1, J-STD-020SolderabilityMIL-STD-202, Method 208Insulation Resistance (after Opening)MIL-STD-202, Method 302, Test Condition A (10,000 ohms minimum)Thermal ShockMIL-STD-202, Method 107, Test Condition B, 5 cycles, -65°C / +125°C, 15 minutes @ each extremeMechanical ShockMIL-STD-202, Method 213, Test I: Deenergized. 100G’s pk amplitude, sawtooth wave 6ms duration, 3 cycles XYZ+xyz = 18 shocksVibrationMIL-STD-202, Method 201: 0.03” amplitude, 10-55 Hz in 1 min. 2hrs each XYZ=6hrsMoisture ResistanceMIL-STD-202, Method 106, 10 cyclesSalt SprayMIL-STD-202, Method 101, Test Condition B (48hrs)Resistance to Soldering HeatMIL-STD-202, Method 210, Test condition B (10 sec at 260°C)Product CharacteristicsDimensions mm (inches)PackagingPart Numbering System6.86(.270")3.15(.124")2.95(.116")1.96(.077")2.69 ± .25(.106")2.69 ± .25(.106")1.45(.057")6.10 ± .20(.240")Recommended pad layoutF7 APackaging OptionPackaging SpecificationQuantityQuantity & Packaging Code12mm Tape and ReelEIA RS-481-2 (IEC 286, part 3)5000NR12mm Tape and ReelEIA RS-481-2 (IEC 286, part 3)1000MR0451 001. M R LSeriesAmp CodeQuantity codePackaging codeRefer to Electrical characteristics tableM = 1000 pcsN = 5000 pcsR = Tape and ReelL-RoHS Compliant & Halogen Free (Gold Plated Caps)451 = Gold / Sn-dipped Silver Plated Caps453 = Silver Plated CapsNote: “L” suffix applies to 451 series only- 453 series is available only as RoHS compliant version and does not require “L” suffix. Please do not include “L” suffix within 453 series ordering instructions.SN-RoHS Compliant & Halogen Free (Sn-dipped Caps)Disclaimer Notice - Littelfuse products are not designed for, and shall not be used for, any purpose (including, without limitation, automotive, military, aerospace, medical, life-saving, life-sustaining or nuclear facility applications, devices intended for surgical implant into the body, or any other application in which the failure or lack of desired operation of the product may result in personal injury, death, or property damage) other than those expressly set forth in applicable Littelfuse product documentation. Warranties granted by Littelfuse shall be deemed void for products used for any purpose not expressly set forth in applicable Littelfuse documentation. Littelfuse shall not be liable for any claims or damages arising out of products used in applications not expressly intended by Littelfuse as set forth in applicable Littelfuse documentation. The sale and use of Littelfuse products is subject to Littelfuse Terms and Conditions of Sale, unless otherwise agreed by Littelfuse. Information furnished is believed to be accurate and reliable. However, users should independently evaluate the suitability of and test each product selected for their own applications. Littelfuse products are not designed for, and may not be used in, all applications. Read complete Disclaimer Notice at www.littelfuse.com/disclaimer-electronics.
https://www.littelfuse.com/~/media/electronics/datasheets/fuses/littelfuse_fuse_154_154t_154l_154tl_datasheet.pdf.pdf | fuses | © 2020 Littelfuse, Inc.Specifications are subject to change without notice.Revised: 09/16/20NANO2® > 154 OMNI-BLOK® Fuse and Holder CombinationSurface Mount Fuses154/154T/154L/154TL Series OMNI-BLOK® Fuse and Holder AssemblyDescriptionThe RoHS compliant 154 Series OMNI-BLOK® Fuse and Holder Assembly offers a solution for efficient installation and easy replacement of miniature Nano2® surface mount fuses. Offered in a tape and reel package, this fuse and holder combination can be installed on a PC board as an efficient single step. Fuse replacement can be accomplished without exposing the PC board to the detrimental effects of solder heat.The fuse holder unit may be sold as a stand-alone item, shipped in bulk quantity using part number 01550900M and also pre-packaged in tape and reel cartridges using part number 01550900DR.Agency ApprovalsAgencyAgency File NumberAmpere RangeE147210.062A - 10A+ 0.375A - 7A++PSENBK030205-E10480ANBK030205-E10480BNBK101105-E184655NBK030205-E10480B1A - 1.6A+2A - 5A+6.3A - 10A+1A - 5A++FeaturesRoHSPSE• Easy fuse replacement • Miniature size• RoHS-compliant and Halogen-free• Very Fast-Acting and Time-Lag options available• Holder sized to fit a range of Nano2® type fuses• Wide range of current ratings available - Fast-Acting Fuses: 62mA - 10A - Slo-Blo Fuses: 375mA - 5A• Wide operating temperature range• Heat-resistant fuseholder, UL94 V-0• 260°C reflow capable fuseholder • Recognized to UL/CSA/NMX 248-1, UL/CSA/NMX 248-14 and UL/CSA/NMX 4248-1.Ordering Information Catalog NumberAmpere Rating (A)Amp CodeFuse Furnished*154.0620.0620.062453.062154.080.080.08453.08154.10.10.1453.1154.1250.1250.125453.125154.160.160.16453.16154.20.20.2453.2154.250.250.25453.25154.3150.3150.315453.315154.3750.3750.375453.375154.40.40.4453.4154.50.50.5453.5154.630.630.63453.63154.750.750.75453.75154.80.80.8453.8154001.011.0453001.01541.251.251.254531.2515401.51.51.545301.515401.61.61.645301.6154002.022.0453002.015402.52.52.545302.5154003.033.0453003.01543.153.153.154533.1515403.53.53.545303.5154004.044.0453004.0154005.055.0453005.015406.36.306.345306.3154007.077.0453007.0154008.088.0453008.0154010.01010.0453010.0With Very Fast-Acting Fuse InstalledCatalog NumberAmpere Rating (A)Amp CodeFuse Furnished*154.375 T0.3750.375454.375154.5 T0.50.5454.5154.75 T0.750.75454.75154001.0 T11.0454001.015401.5 T1.51.545401.5154002.0 T22.0454002.015402.5 T2.52.545402.5154003.0 T33.0454003.015403.5 T3.53.545403.5154004.0 T44.0454004.0154005.0 T55.0454005.0154007.0 T77.0454007.0With Slo-Blo® Fuse Installed* The 453 and 454 Series fuses identified above have silver-plated end caps, designed to accommodate solder reflow processes: For 453 Series fuse replacement, either 451, 453 or 448 Series may be used.For 454 Series fuse replacement, either 452, 454 or 449 Series may be used.For detailed operating characteristic and performance information for each of the fuse series mentioned above, please refer to their respective data available online at www.littelfuse.com.** 155900 is UL Recognized for the US and Canadian market. It is rated 125V, 10A.154/154T (Tan color holder like shown in this image)154L/154TL (Black color holder)+ Fast-acting Fuse++ Slo-Blo(R) FuseDatasheetAdditional InformationSamplesResources© 2020 Littelfuse, Inc.Specifications are subject to change without notice.Revised: 09/16/20NANO2® > 154 OMNI-BLOK® Fuse and Holder CombinationSurface Mount FusesLF7 ALF3.81(.150")2.13(.084")REF.10.62(.418")4.24(.167")9.73(.383") REF.3.81(.150")5.03(.198")155FUSERecommended Pad LayoutDimensionsPackagingPackaging OptionPackaging SpecificationQuantityQuantity & Packaging CodeReel PackEIA RS–481–2 (IEC 60286-3, part 3)1500DRSoldering ParametersTimeTemperatureTPTLTS(max)TS(min)25tPtLtStime to peak temperature(t 25ºC to peak)Ramp-downRamp-upPreheatCritical ZoneTL to TPPart Numbering SystemExample:1.5 amp Fast-acting product is 015401.5DR.1.5 amp Time-lag product is 015401.5DRT.(1 amp product shown above).0154 001. D R T LSeriesAMP CodeQuantity CodePackaging CodeRefer to Ordering information section on previous page.D = 1500 pcsR = Tape and ReelType Code“L” suffix for Black Color Holder“G” suffix for 451L (Au-Plated Caps)T = Time-Lag (Slo-Blo®)Reflow ConditionPb – Free assemblyPre Heat- Temperature Min (Ts(min))150°C - Temperature Max (Ts(max))200°C- Time (Min to Max) (ts)60 - 180 secondsAverage Ramp-up Rate (Liquidus Temp (TL) to peak)5°C/second max.TS(max) to TL - Ramp-up Rate5°C/second max.Reflow- Temperature (TL) (Liquidus)217°C - Temperature (tL)60 - 150 secondsPeak Temperature (TP)260+0/–5 °CTime within 5°C of actual peak Temperature (tp)20 – 40 secondsRamp-down Rate5°C/second max.Time 25°C to peak Temperature (TP)8 minutes max.Do not exceed260°CProduct CharacteristicsOperating Temperature-55ºC to 125ºCDisclaimer Notice - Information furnished is believed to be accurate and reliable. However, users should independently evaluate the suitability of and test each product selected for their own applications. Littelfuse products are not designed for, and may not be used in, all applications. Read complete Disclaimer Notice at: www.littelfuse.com/disclaimer-electronics.
https://www.littelfuse.com/media?resourcetype=datasheets&itemid=63f61b85-5fc5-4f00-9ca9-8d59a6252d71&filename=littelfuse_fuse_154_154t_154l_154tl_datasheet.pdf | fuses | © 2020 Littelfuse, Inc.Specifications are subject to change without notice.Revised: 09/16/20NANO2® > 154 OMNI-BLOK® Fuse and Holder CombinationSurface Mount Fuses154/154T/154L/154TL Series OMNI-BLOK® Fuse and Holder AssemblyDescriptionThe RoHS compliant 154 Series OMNI-BLOK® Fuse and Holder Assembly offers a solution for efficient installation and easy replacement of miniature Nano2® surface mount fuses. Offered in a tape and reel package, this fuse and holder combination can be installed on a PC board as an efficient single step. Fuse replacement can be accomplished without exposing the PC board to the detrimental effects of solder heat.The fuse holder unit may be sold as a stand-alone item, shipped in bulk quantity using part number 01550900M and also pre-packaged in tape and reel cartridges using part number 01550900DR.Agency ApprovalsAgencyAgency File NumberAmpere RangeE147210.062A - 10A+ 0.375A - 7A++PSENBK030205-E10480ANBK030205-E10480BNBK101105-E184655NBK030205-E10480B1A - 1.6A+2A - 5A+6.3A - 10A+1A - 5A++FeaturesRoHSPSE• Easy fuse replacement • Miniature size• RoHS-compliant and Halogen-free• Very Fast-Acting and Time-Lag options available• Holder sized to fit a range of Nano2® type fuses• Wide range of current ratings available - Fast-Acting Fuses: 62mA - 10A - Slo-Blo Fuses: 375mA - 5A• Wide operating temperature range• Heat-resistant fuseholder, UL94 V-0• 260°C reflow capable fuseholder • Recognized to UL/CSA/NMX 248-1, UL/CSA/NMX 248-14 and UL/CSA/NMX 4248-1.Ordering Information Catalog NumberAmpere Rating (A)Amp CodeFuse Furnished*154.0620.0620.062453.062154.080.080.08453.08154.10.10.1453.1154.1250.1250.125453.125154.160.160.16453.16154.20.20.2453.2154.250.250.25453.25154.3150.3150.315453.315154.3750.3750.375453.375154.40.40.4453.4154.50.50.5453.5154.630.630.63453.63154.750.750.75453.75154.80.80.8453.8154001.011.0453001.01541.251.251.254531.2515401.51.51.545301.515401.61.61.645301.6154002.022.0453002.015402.52.52.545302.5154003.033.0453003.01543.153.153.154533.1515403.53.53.545303.5154004.044.0453004.0154005.055.0453005.015406.36.306.345306.3154007.077.0453007.0154008.088.0453008.0154010.01010.0453010.0With Very Fast-Acting Fuse InstalledCatalog NumberAmpere Rating (A)Amp CodeFuse Furnished*154.375 T0.3750.375454.375154.5 T0.50.5454.5154.75 T0.750.75454.75154001.0 T11.0454001.015401.5 T1.51.545401.5154002.0 T22.0454002.015402.5 T2.52.545402.5154003.0 T33.0454003.015403.5 T3.53.545403.5154004.0 T44.0454004.0154005.0 T55.0454005.0154007.0 T77.0454007.0With Slo-Blo® Fuse Installed* The 453 and 454 Series fuses identified above have silver-plated end caps, designed to accommodate solder reflow processes: For 453 Series fuse replacement, either 451, 453 or 448 Series may be used.For 454 Series fuse replacement, either 452, 454 or 449 Series may be used.For detailed operating characteristic and performance information for each of the fuse series mentioned above, please refer to their respective data available online at www.littelfuse.com.** 155900 is UL Recognized for the US and Canadian market. It is rated 125V, 10A.154/154T (Tan color holder like shown in this image)154L/154TL (Black color holder)+ Fast-acting Fuse++ Slo-Blo(R) FuseDatasheetAdditional InformationSamplesResources© 2020 Littelfuse, Inc.Specifications are subject to change without notice.Revised: 09/16/20NANO2® > 154 OMNI-BLOK® Fuse and Holder CombinationSurface Mount FusesLF7 ALF3.81(.150")2.13(.084")REF.10.62(.418")4.24(.167")9.73(.383") REF.3.81(.150")5.03(.198")155FUSERecommended Pad LayoutDimensionsPackagingPackaging OptionPackaging SpecificationQuantityQuantity & Packaging CodeReel PackEIA RS–481–2 (IEC 60286-3, part 3)1500DRSoldering ParametersTimeTemperatureTPTLTS(max)TS(min)25tPtLtStime to peak temperature(t 25ºC to peak)Ramp-downRamp-upPreheatCritical ZoneTL to TPPart Numbering SystemExample:1.5 amp Fast-acting product is 015401.5DR.1.5 amp Time-lag product is 015401.5DRT.(1 amp product shown above).0154 001. D R T LSeriesAMP CodeQuantity CodePackaging CodeRefer to Ordering information section on previous page.D = 1500 pcsR = Tape and ReelType Code“L” suffix for Black Color Holder“G” suffix for 451L (Au-Plated Caps)T = Time-Lag (Slo-Blo®)Reflow ConditionPb – Free assemblyPre Heat- Temperature Min (Ts(min))150°C - Temperature Max (Ts(max))200°C- Time (Min to Max) (ts)60 - 180 secondsAverage Ramp-up Rate (Liquidus Temp (TL) to peak)5°C/second max.TS(max) to TL - Ramp-up Rate5°C/second max.Reflow- Temperature (TL) (Liquidus)217°C - Temperature (tL)60 - 150 secondsPeak Temperature (TP)260+0/–5 °CTime within 5°C of actual peak Temperature (tp)20 – 40 secondsRamp-down Rate5°C/second max.Time 25°C to peak Temperature (TP)8 minutes max.Do not exceed260°CProduct CharacteristicsOperating Temperature-55ºC to 125ºCDisclaimer Notice - Information furnished is believed to be accurate and reliable. However, users should independently evaluate the suitability of and test each product selected for their own applications. Littelfuse products are not designed for, and may not be used in, all applications. Read complete Disclaimer Notice at: www.littelfuse.com/disclaimer-electronics.
https://www.littelfuse.com/media?resourcetype=datasheets&itemid=0da7cbeb-7930-4e88-8811-a4d412083c1d&filename=littelfuse_fuse_157_datasheet.pdf | fuses | Fuse Datasheet© 2021 Littelfuse, Inc.Specifications are subject to change without notice.Revised: BA. 09/24/211157 SeriesStandard Nano2® Fuse and Clip AssemblyDescriptionThe 157 Series – Standard Nano Fuse/Clip assembly is a small, square, very fast-acting surface mount fuse that is assembled in surface mountable fuse clips. The fuse clip and pre-installed fuse combination can be automatically placed in PC Board in one efficient manufacturing operation. It permits quick and easy replacement of fuses without performing desoldering process, even in the field and without exposing the PC Board to detrimental effects of rework solder heat.Features & BenefitsElectrical Characteristics for Series ■ Surface Mountable ■ Very Fast-Acting Fuse ■ Fully compatible with RoHS/Pb-Free solder alloys and higher temperature profiles associated with leadfree assembly. ■ Easily replaceable on PC Board (Field Replaceable) ■ RoHS compliant and Halogen Free ■ Available in ratings of 0.062 ~ 10 Amperes.% of Ampere RatingOpening Time at 25ºC100%4 hours Minimum200%5 secs. MaximumApplicationsElectrical Specifications by Item1. Cold resistance measured at less than 10% of rated current at 23ºC. 2. I2t values stated for 8ms opening time.3. Agency Approval Table Key: X=Approved or Certified, P=Pending and Blank=Not Approved4. Have special electrical characteristic needs? Contact Littelfuse to learn more about application specific options.RoHS ■ Instrumentation ■ Base Stations ■ TelecommunicationsPSEAmpereRating (A)Amp CodeMax Voltage Rating (V)InterruptingRating (A)FuseFurnishedNominal Cold Resistance (Ohms)Nominal Melting I2t (A2sec)Agency ApprovalsPSE0.0620.06212550A @ 125 VAC/VDC300A @ 32 VDC451.0625.53720.00019X-0.080.08125451.084.05000.00033X-0.10.1125451.13.10000.00138X-0.1250.125125451.1251.70590.00286X-0.160.16125453.161.21570.0048X-0.20.2125453.21.39710.00652X-0.250.25125453.251.04960.01126X-0.3150.315125453.3150.38810.0311X-0.3750.375125453.3750.45180.0442X-0.40.4125453.40.42120.0551X-0.50.5125453.50.30310.0824X-0.630.63125453.630.20120.1381X-0.750.75125453.750.14370.2143X-0.80.8125453.80.13480.2654X-1.01.0125453001.00.07760.6029XX1.251.251254531.250.0780.664XX1.51.512545301.50.06340.853XX1.61.612545301.60.05801.06XX2.02.0125453002.00.03730.53XX2.52.512545302.50.02881.029XX3.03.0125453003.00.02291.65XX3.153.151254533.150.02151.92XX3.53.512545303.50.02032.469XX4.04.0125453004.00.01633.152XX5.05.0125453005.00.01275.566XX6.36.312545306.30.00989.17XX7.07.0125453007.00.009210.32XX8.08.0125453008.00.007920.23XX10.010.012535A @ 125 VAC / 50A @125 VDC300A @ 32VDC453010.00.005826.46XXResourcesAccessoriesSamplesAdditional InformationFuse Datasheet© 2021 Littelfuse, Inc.Specifications are subject to change without notice.Revised: BA. 09/24/212157 SeriesStandard Nano2® Fuse and Clip AssemblyAverage Time Current CurvesReflow ConditionPb – Free assemblyPre Heat- Temperature Min (Ts(min))150°C - Temperature Max (Ts(max))200°C- Time (Min to Max) (ts)60 – 180 secsAverage ramp up rate (Liquidus Temp (TL) to peak5°C/second max.TS(max) to TL - Ramp-up Rate5°C/second max.Reflow- Temperature (TL) (Liquidus)217°C - Temperature (tL)60 – 150 secondsPeak Temperature (TP)260+0/–5 °CTime within 5°C of actual peak Temperature (tp)20 – 40 secondsRamp-down Rate5°C/second max.Time 25°C to peak Temperature (TP)8 minutes max.Do not exceed260°CSoldering ParametersTemperature Re-rating Curve0.001 0.01 0.1 1 10 100 0.01 0.1 1 10 100 1000 10000 TIME IN SECONDS CURRENT IN AMPS 8A 10A 5A 6.3A7A 3.5A 3.15A3A4A 2.5A 2A1.5A1.25A1A800mA750mA 630mA 500mA 375mA 400mA 315mA 250mA 200mA 100mA 125mA 160mA 80mA 62mA1.6ANote:1. Rerating depicted in this curve is in addition to the standard derating of 25% for continuous operation.TimeTemperatureTPTLTS(max)TS(min)25tPtLtStime to peak temperature(t 25ºC to peak)Ramp-downRamp-upPreheatCritical ZoneTL to TPAgency ApprovalsAgencyAgency File NumberAmpere RangeE147210.062A - 10APSENBK030205-E10480ANBK030205-E10480BNBK101105-E1846551A - 1.6A2A - 5A6.3A - 10ANote: PSE/METI Certification is only applicable to the fuse. Clips do not require certification for the Japanese Market.Fuse Datasheet© 2021 Littelfuse, Inc.Specifications are subject to change without notice.Revised: BA. 09/24/213157 SeriesStandard Nano2® Fuse and Clip AssemblyMaterialsBody: CeramicCap: For 0.062A ~ 0.125A – Au plated Brass For 0.200A ~ 10A – Silver plated BrassClip Plating: Matte Tin Product MarkingBody: Brand Logo, Current RatingClip RetentionForce applied at fuse center, perpendicular to the long axis (@ 0.75 lbs. MIN)SolderabilityMIL-STD-202, Method 208 / IPC/ EIA / JEDEC J-STD-002, Test Condition AHumidity TestMIL –STD-202, Method 103 @ 85ºC / 85%RH, 1000 hoursResistance to SolventsMIL-STD-202, Method 215 (3 solvent types)Product CharacteristicsOperating Temperature-55ºC to 125ºC with proper deratingThermal ShockMIL-STD-202, Method 107, Test Condition B (5 cycles -65ºC to +125ºC)VibrationMIL-STD-202, Method 201 (10-55 Hz)Moisture ResistanceMIL-STD-202, Method 106, 10 cyclesSalt Spray/ AtmosphereMIL-STD-202, Method 101, Test Condition B (48 hrs.), 5% NaCl in De-ionized WaterShockMIL-STD-202, Method 213, Test Condition I (100 G’s peak for 6 milliseconds)Dimensions6.10[0.240]1.45 [0.057]2.69[0.106]2.69[0.106]3.7 ± 0.13[0.146]L1AF6.50 ± 0.20 [0.256]7.26[0.29]3.00[0.12]2.46[0.10]2.40[0.09]3.70[0.146]3.40[0.134]3.90 ± 0.13[0.154]2.50 ± 0.2[0.098]"A""B"0.10Part Numbering SystemPCB Recommendation for Thermal Management 1. Minimum Copper Layer Thickness = 100um 2. Minimum Copper Trace Width = 10mm0157 001. D RSeriesAmp CodeQuantity CodePacking OptionD = 1500 pcsR = Tape and ReelNote: Alternate methods of thermal management may be used. In such cases, under normal operations, the maximum temperature of the fuse body should not exceed 80ºC in a 25ºC ambient environment.PackagingPackaging OptionPackaging SpecificationQuantityQuantity & Packaging CodeTape and ReelSurface Mount1500DRDisclaimer Notice - Information furnished is believed to be accurate and reliable. However, users should independently evaluate the suitability of and test each product selected for their own applications. Littelfuse products are not designed for, and may not be used in, all applications. Read complete Disclaimer Notice at: www.littelfuse.com/disclaimer-electronics.
https://www.littelfuse.com/media?resourcetype=datasheets&itemid=63f61b85-5fc5-4f00-9ca9-8d59a6252d71&filename=littelfuse_fuse_154_154t_154l_154tl_datasheet.pdf | fuses | © 2020 Littelfuse, Inc.Specifications are subject to change without notice.Revised: 09/16/20NANO2® > 154 OMNI-BLOK® Fuse and Holder CombinationSurface Mount Fuses154/154T/154L/154TL Series OMNI-BLOK® Fuse and Holder AssemblyDescriptionThe RoHS compliant 154 Series OMNI-BLOK® Fuse and Holder Assembly offers a solution for efficient installation and easy replacement of miniature Nano2® surface mount fuses. Offered in a tape and reel package, this fuse and holder combination can be installed on a PC board as an efficient single step. Fuse replacement can be accomplished without exposing the PC board to the detrimental effects of solder heat.The fuse holder unit may be sold as a stand-alone item, shipped in bulk quantity using part number 01550900M and also pre-packaged in tape and reel cartridges using part number 01550900DR.Agency ApprovalsAgencyAgency File NumberAmpere RangeE147210.062A - 10A+ 0.375A - 7A++PSENBK030205-E10480ANBK030205-E10480BNBK101105-E184655NBK030205-E10480B1A - 1.6A+2A - 5A+6.3A - 10A+1A - 5A++FeaturesRoHSPSE• Easy fuse replacement • Miniature size• RoHS-compliant and Halogen-free• Very Fast-Acting and Time-Lag options available• Holder sized to fit a range of Nano2® type fuses• Wide range of current ratings available - Fast-Acting Fuses: 62mA - 10A - Slo-Blo Fuses: 375mA - 5A• Wide operating temperature range• Heat-resistant fuseholder, UL94 V-0• 260°C reflow capable fuseholder • Recognized to UL/CSA/NMX 248-1, UL/CSA/NMX 248-14 and UL/CSA/NMX 4248-1.Ordering Information Catalog NumberAmpere Rating (A)Amp CodeFuse Furnished*154.0620.0620.062453.062154.080.080.08453.08154.10.10.1453.1154.1250.1250.125453.125154.160.160.16453.16154.20.20.2453.2154.250.250.25453.25154.3150.3150.315453.315154.3750.3750.375453.375154.40.40.4453.4154.50.50.5453.5154.630.630.63453.63154.750.750.75453.75154.80.80.8453.8154001.011.0453001.01541.251.251.254531.2515401.51.51.545301.515401.61.61.645301.6154002.022.0453002.015402.52.52.545302.5154003.033.0453003.01543.153.153.154533.1515403.53.53.545303.5154004.044.0453004.0154005.055.0453005.015406.36.306.345306.3154007.077.0453007.0154008.088.0453008.0154010.01010.0453010.0With Very Fast-Acting Fuse InstalledCatalog NumberAmpere Rating (A)Amp CodeFuse Furnished*154.375 T0.3750.375454.375154.5 T0.50.5454.5154.75 T0.750.75454.75154001.0 T11.0454001.015401.5 T1.51.545401.5154002.0 T22.0454002.015402.5 T2.52.545402.5154003.0 T33.0454003.015403.5 T3.53.545403.5154004.0 T44.0454004.0154005.0 T55.0454005.0154007.0 T77.0454007.0With Slo-Blo® Fuse Installed* The 453 and 454 Series fuses identified above have silver-plated end caps, designed to accommodate solder reflow processes: For 453 Series fuse replacement, either 451, 453 or 448 Series may be used.For 454 Series fuse replacement, either 452, 454 or 449 Series may be used.For detailed operating characteristic and performance information for each of the fuse series mentioned above, please refer to their respective data available online at www.littelfuse.com.** 155900 is UL Recognized for the US and Canadian market. It is rated 125V, 10A.154/154T (Tan color holder like shown in this image)154L/154TL (Black color holder)+ Fast-acting Fuse++ Slo-Blo(R) FuseDatasheetAdditional InformationSamplesResources© 2020 Littelfuse, Inc.Specifications are subject to change without notice.Revised: 09/16/20NANO2® > 154 OMNI-BLOK® Fuse and Holder CombinationSurface Mount FusesLF7 ALF3.81(.150")2.13(.084")REF.10.62(.418")4.24(.167")9.73(.383") REF.3.81(.150")5.03(.198")155FUSERecommended Pad LayoutDimensionsPackagingPackaging OptionPackaging SpecificationQuantityQuantity & Packaging CodeReel PackEIA RS–481–2 (IEC 60286-3, part 3)1500DRSoldering ParametersTimeTemperatureTPTLTS(max)TS(min)25tPtLtStime to peak temperature(t 25ºC to peak)Ramp-downRamp-upPreheatCritical ZoneTL to TPPart Numbering SystemExample:1.5 amp Fast-acting product is 015401.5DR.1.5 amp Time-lag product is 015401.5DRT.(1 amp product shown above).0154 001. D R T LSeriesAMP CodeQuantity CodePackaging CodeRefer to Ordering information section on previous page.D = 1500 pcsR = Tape and ReelType Code“L” suffix for Black Color Holder“G” suffix for 451L (Au-Plated Caps)T = Time-Lag (Slo-Blo®)Reflow ConditionPb – Free assemblyPre Heat- Temperature Min (Ts(min))150°C - Temperature Max (Ts(max))200°C- Time (Min to Max) (ts)60 - 180 secondsAverage Ramp-up Rate (Liquidus Temp (TL) to peak)5°C/second max.TS(max) to TL - Ramp-up Rate5°C/second max.Reflow- Temperature (TL) (Liquidus)217°C - Temperature (tL)60 - 150 secondsPeak Temperature (TP)260+0/–5 °CTime within 5°C of actual peak Temperature (tp)20 – 40 secondsRamp-down Rate5°C/second max.Time 25°C to peak Temperature (TP)8 minutes max.Do not exceed260°CProduct CharacteristicsOperating Temperature-55ºC to 125ºCDisclaimer Notice - Information furnished is believed to be accurate and reliable. However, users should independently evaluate the suitability of and test each product selected for their own applications. Littelfuse products are not designed for, and may not be used in, all applications. Read complete Disclaimer Notice at: www.littelfuse.com/disclaimer-electronics.
https://www.littelfuse.com/media?resourcetype=datasheets&itemid=0da7cbeb-7930-4e88-8811-a4d412083c1d&filename=littelfuse_fuse_157_datasheet.pdf | fuses | Fuse Datasheet© 2021 Littelfuse, Inc.Specifications are subject to change without notice.Revised: BA. 09/24/211157 SeriesStandard Nano2® Fuse and Clip AssemblyDescriptionThe 157 Series – Standard Nano Fuse/Clip assembly is a small, square, very fast-acting surface mount fuse that is assembled in surface mountable fuse clips. The fuse clip and pre-installed fuse combination can be automatically placed in PC Board in one efficient manufacturing operation. It permits quick and easy replacement of fuses without performing desoldering process, even in the field and without exposing the PC Board to detrimental effects of rework solder heat.Features & BenefitsElectrical Characteristics for Series ■ Surface Mountable ■ Very Fast-Acting Fuse ■ Fully compatible with RoHS/Pb-Free solder alloys and higher temperature profiles associated with leadfree assembly. ■ Easily replaceable on PC Board (Field Replaceable) ■ RoHS compliant and Halogen Free ■ Available in ratings of 0.062 ~ 10 Amperes.% of Ampere RatingOpening Time at 25ºC100%4 hours Minimum200%5 secs. MaximumApplicationsElectrical Specifications by Item1. Cold resistance measured at less than 10% of rated current at 23ºC. 2. I2t values stated for 8ms opening time.3. Agency Approval Table Key: X=Approved or Certified, P=Pending and Blank=Not Approved4. Have special electrical characteristic needs? Contact Littelfuse to learn more about application specific options.RoHS ■ Instrumentation ■ Base Stations ■ TelecommunicationsPSEAmpereRating (A)Amp CodeMax Voltage Rating (V)InterruptingRating (A)FuseFurnishedNominal Cold Resistance (Ohms)Nominal Melting I2t (A2sec)Agency ApprovalsPSE0.0620.06212550A @ 125 VAC/VDC300A @ 32 VDC451.0625.53720.00019X-0.080.08125451.084.05000.00033X-0.10.1125451.13.10000.00138X-0.1250.125125451.1251.70590.00286X-0.160.16125453.161.21570.0048X-0.20.2125453.21.39710.00652X-0.250.25125453.251.04960.01126X-0.3150.315125453.3150.38810.0311X-0.3750.375125453.3750.45180.0442X-0.40.4125453.40.42120.0551X-0.50.5125453.50.30310.0824X-0.630.63125453.630.20120.1381X-0.750.75125453.750.14370.2143X-0.80.8125453.80.13480.2654X-1.01.0125453001.00.07760.6029XX1.251.251254531.250.0780.664XX1.51.512545301.50.06340.853XX1.61.612545301.60.05801.06XX2.02.0125453002.00.03730.53XX2.52.512545302.50.02881.029XX3.03.0125453003.00.02291.65XX3.153.151254533.150.02151.92XX3.53.512545303.50.02032.469XX4.04.0125453004.00.01633.152XX5.05.0125453005.00.01275.566XX6.36.312545306.30.00989.17XX7.07.0125453007.00.009210.32XX8.08.0125453008.00.007920.23XX10.010.012535A @ 125 VAC / 50A @125 VDC300A @ 32VDC453010.00.005826.46XXResourcesAccessoriesSamplesAdditional InformationFuse Datasheet© 2021 Littelfuse, Inc.Specifications are subject to change without notice.Revised: BA. 09/24/212157 SeriesStandard Nano2® Fuse and Clip AssemblyAverage Time Current CurvesReflow ConditionPb – Free assemblyPre Heat- Temperature Min (Ts(min))150°C - Temperature Max (Ts(max))200°C- Time (Min to Max) (ts)60 – 180 secsAverage ramp up rate (Liquidus Temp (TL) to peak5°C/second max.TS(max) to TL - Ramp-up Rate5°C/second max.Reflow- Temperature (TL) (Liquidus)217°C - Temperature (tL)60 – 150 secondsPeak Temperature (TP)260+0/–5 °CTime within 5°C of actual peak Temperature (tp)20 – 40 secondsRamp-down Rate5°C/second max.Time 25°C to peak Temperature (TP)8 minutes max.Do not exceed260°CSoldering ParametersTemperature Re-rating Curve0.001 0.01 0.1 1 10 100 0.01 0.1 1 10 100 1000 10000 TIME IN SECONDS CURRENT IN AMPS 8A 10A 5A 6.3A7A 3.5A 3.15A3A4A 2.5A 2A1.5A1.25A1A800mA750mA 630mA 500mA 375mA 400mA 315mA 250mA 200mA 100mA 125mA 160mA 80mA 62mA1.6ANote:1. Rerating depicted in this curve is in addition to the standard derating of 25% for continuous operation.TimeTemperatureTPTLTS(max)TS(min)25tPtLtStime to peak temperature(t 25ºC to peak)Ramp-downRamp-upPreheatCritical ZoneTL to TPAgency ApprovalsAgencyAgency File NumberAmpere RangeE147210.062A - 10APSENBK030205-E10480ANBK030205-E10480BNBK101105-E1846551A - 1.6A2A - 5A6.3A - 10ANote: PSE/METI Certification is only applicable to the fuse. Clips do not require certification for the Japanese Market.Fuse Datasheet© 2021 Littelfuse, Inc.Specifications are subject to change without notice.Revised: BA. 09/24/213157 SeriesStandard Nano2® Fuse and Clip AssemblyMaterialsBody: CeramicCap: For 0.062A ~ 0.125A – Au plated Brass For 0.200A ~ 10A – Silver plated BrassClip Plating: Matte Tin Product MarkingBody: Brand Logo, Current RatingClip RetentionForce applied at fuse center, perpendicular to the long axis (@ 0.75 lbs. MIN)SolderabilityMIL-STD-202, Method 208 / IPC/ EIA / JEDEC J-STD-002, Test Condition AHumidity TestMIL –STD-202, Method 103 @ 85ºC / 85%RH, 1000 hoursResistance to SolventsMIL-STD-202, Method 215 (3 solvent types)Product CharacteristicsOperating Temperature-55ºC to 125ºC with proper deratingThermal ShockMIL-STD-202, Method 107, Test Condition B (5 cycles -65ºC to +125ºC)VibrationMIL-STD-202, Method 201 (10-55 Hz)Moisture ResistanceMIL-STD-202, Method 106, 10 cyclesSalt Spray/ AtmosphereMIL-STD-202, Method 101, Test Condition B (48 hrs.), 5% NaCl in De-ionized WaterShockMIL-STD-202, Method 213, Test Condition I (100 G’s peak for 6 milliseconds)Dimensions6.10[0.240]1.45 [0.057]2.69[0.106]2.69[0.106]3.7 ± 0.13[0.146]L1AF6.50 ± 0.20 [0.256]7.26[0.29]3.00[0.12]2.46[0.10]2.40[0.09]3.70[0.146]3.40[0.134]3.90 ± 0.13[0.154]2.50 ± 0.2[0.098]"A""B"0.10Part Numbering SystemPCB Recommendation for Thermal Management 1. Minimum Copper Layer Thickness = 100um 2. Minimum Copper Trace Width = 10mm0157 001. D RSeriesAmp CodeQuantity CodePacking OptionD = 1500 pcsR = Tape and ReelNote: Alternate methods of thermal management may be used. In such cases, under normal operations, the maximum temperature of the fuse body should not exceed 80ºC in a 25ºC ambient environment.PackagingPackaging OptionPackaging SpecificationQuantityQuantity & Packaging CodeTape and ReelSurface Mount1500DRDisclaimer Notice - Information furnished is believed to be accurate and reliable. However, users should independently evaluate the suitability of and test each product selected for their own applications. Littelfuse products are not designed for, and may not be used in, all applications. Read complete Disclaimer Notice at: www.littelfuse.com/disclaimer-electronics.
https://www.littelfuse.com/media?resourcetype=datasheets&itemid=63f61b85-5fc5-4f00-9ca9-8d59a6252d71&filename=littelfuse_fuse_154_154t_154l_154tl_datasheet.pdf | fuses | © 2020 Littelfuse, Inc.Specifications are subject to change without notice.Revised: 09/16/20NANO2® > 154 OMNI-BLOK® Fuse and Holder CombinationSurface Mount Fuses154/154T/154L/154TL Series OMNI-BLOK® Fuse and Holder AssemblyDescriptionThe RoHS compliant 154 Series OMNI-BLOK® Fuse and Holder Assembly offers a solution for efficient installation and easy replacement of miniature Nano2® surface mount fuses. Offered in a tape and reel package, this fuse and holder combination can be installed on a PC board as an efficient single step. Fuse replacement can be accomplished without exposing the PC board to the detrimental effects of solder heat.The fuse holder unit may be sold as a stand-alone item, shipped in bulk quantity using part number 01550900M and also pre-packaged in tape and reel cartridges using part number 01550900DR.Agency ApprovalsAgencyAgency File NumberAmpere RangeE147210.062A - 10A+ 0.375A - 7A++PSENBK030205-E10480ANBK030205-E10480BNBK101105-E184655NBK030205-E10480B1A - 1.6A+2A - 5A+6.3A - 10A+1A - 5A++FeaturesRoHSPSE• Easy fuse replacement • Miniature size• RoHS-compliant and Halogen-free• Very Fast-Acting and Time-Lag options available• Holder sized to fit a range of Nano2® type fuses• Wide range of current ratings available - Fast-Acting Fuses: 62mA - 10A - Slo-Blo Fuses: 375mA - 5A• Wide operating temperature range• Heat-resistant fuseholder, UL94 V-0• 260°C reflow capable fuseholder • Recognized to UL/CSA/NMX 248-1, UL/CSA/NMX 248-14 and UL/CSA/NMX 4248-1.Ordering Information Catalog NumberAmpere Rating (A)Amp CodeFuse Furnished*154.0620.0620.062453.062154.080.080.08453.08154.10.10.1453.1154.1250.1250.125453.125154.160.160.16453.16154.20.20.2453.2154.250.250.25453.25154.3150.3150.315453.315154.3750.3750.375453.375154.40.40.4453.4154.50.50.5453.5154.630.630.63453.63154.750.750.75453.75154.80.80.8453.8154001.011.0453001.01541.251.251.254531.2515401.51.51.545301.515401.61.61.645301.6154002.022.0453002.015402.52.52.545302.5154003.033.0453003.01543.153.153.154533.1515403.53.53.545303.5154004.044.0453004.0154005.055.0453005.015406.36.306.345306.3154007.077.0453007.0154008.088.0453008.0154010.01010.0453010.0With Very Fast-Acting Fuse InstalledCatalog NumberAmpere Rating (A)Amp CodeFuse Furnished*154.375 T0.3750.375454.375154.5 T0.50.5454.5154.75 T0.750.75454.75154001.0 T11.0454001.015401.5 T1.51.545401.5154002.0 T22.0454002.015402.5 T2.52.545402.5154003.0 T33.0454003.015403.5 T3.53.545403.5154004.0 T44.0454004.0154005.0 T55.0454005.0154007.0 T77.0454007.0With Slo-Blo® Fuse Installed* The 453 and 454 Series fuses identified above have silver-plated end caps, designed to accommodate solder reflow processes: For 453 Series fuse replacement, either 451, 453 or 448 Series may be used.For 454 Series fuse replacement, either 452, 454 or 449 Series may be used.For detailed operating characteristic and performance information for each of the fuse series mentioned above, please refer to their respective data available online at www.littelfuse.com.** 155900 is UL Recognized for the US and Canadian market. It is rated 125V, 10A.154/154T (Tan color holder like shown in this image)154L/154TL (Black color holder)+ Fast-acting Fuse++ Slo-Blo(R) FuseDatasheetAdditional InformationSamplesResources© 2020 Littelfuse, Inc.Specifications are subject to change without notice.Revised: 09/16/20NANO2® > 154 OMNI-BLOK® Fuse and Holder CombinationSurface Mount FusesLF7 ALF3.81(.150")2.13(.084")REF.10.62(.418")4.24(.167")9.73(.383") REF.3.81(.150")5.03(.198")155FUSERecommended Pad LayoutDimensionsPackagingPackaging OptionPackaging SpecificationQuantityQuantity & Packaging CodeReel PackEIA RS–481–2 (IEC 60286-3, part 3)1500DRSoldering ParametersTimeTemperatureTPTLTS(max)TS(min)25tPtLtStime to peak temperature(t 25ºC to peak)Ramp-downRamp-upPreheatCritical ZoneTL to TPPart Numbering SystemExample:1.5 amp Fast-acting product is 015401.5DR.1.5 amp Time-lag product is 015401.5DRT.(1 amp product shown above).0154 001. D R T LSeriesAMP CodeQuantity CodePackaging CodeRefer to Ordering information section on previous page.D = 1500 pcsR = Tape and ReelType Code“L” suffix for Black Color Holder“G” suffix for 451L (Au-Plated Caps)T = Time-Lag (Slo-Blo®)Reflow ConditionPb – Free assemblyPre Heat- Temperature Min (Ts(min))150°C - Temperature Max (Ts(max))200°C- Time (Min to Max) (ts)60 - 180 secondsAverage Ramp-up Rate (Liquidus Temp (TL) to peak)5°C/second max.TS(max) to TL - Ramp-up Rate5°C/second max.Reflow- Temperature (TL) (Liquidus)217°C - Temperature (tL)60 - 150 secondsPeak Temperature (TP)260+0/–5 °CTime within 5°C of actual peak Temperature (tp)20 – 40 secondsRamp-down Rate5°C/second max.Time 25°C to peak Temperature (TP)8 minutes max.Do not exceed260°CProduct CharacteristicsOperating Temperature-55ºC to 125ºCDisclaimer Notice - Information furnished is believed to be accurate and reliable. However, users should independently evaluate the suitability of and test each product selected for their own applications. Littelfuse products are not designed for, and may not be used in, all applications. Read complete Disclaimer Notice at: www.littelfuse.com/disclaimer-electronics.
https://www.littelfuse.com/media?resourcetype=datasheets&itemid=0da7cbeb-7930-4e88-8811-a4d412083c1d&filename=littelfuse_fuse_157_datasheet.pdf | fuses | Fuse Datasheet© 2021 Littelfuse, Inc.Specifications are subject to change without notice.Revised: BA. 09/24/211157 SeriesStandard Nano2® Fuse and Clip AssemblyDescriptionThe 157 Series – Standard Nano Fuse/Clip assembly is a small, square, very fast-acting surface mount fuse that is assembled in surface mountable fuse clips. The fuse clip and pre-installed fuse combination can be automatically placed in PC Board in one efficient manufacturing operation. It permits quick and easy replacement of fuses without performing desoldering process, even in the field and without exposing the PC Board to detrimental effects of rework solder heat.Features & BenefitsElectrical Characteristics for Series ■ Surface Mountable ■ Very Fast-Acting Fuse ■ Fully compatible with RoHS/Pb-Free solder alloys and higher temperature profiles associated with leadfree assembly. ■ Easily replaceable on PC Board (Field Replaceable) ■ RoHS compliant and Halogen Free ■ Available in ratings of 0.062 ~ 10 Amperes.% of Ampere RatingOpening Time at 25ºC100%4 hours Minimum200%5 secs. MaximumApplicationsElectrical Specifications by Item1. Cold resistance measured at less than 10% of rated current at 23ºC. 2. I2t values stated for 8ms opening time.3. Agency Approval Table Key: X=Approved or Certified, P=Pending and Blank=Not Approved4. Have special electrical characteristic needs? Contact Littelfuse to learn more about application specific options.RoHS ■ Instrumentation ■ Base Stations ■ TelecommunicationsPSEAmpereRating (A)Amp CodeMax Voltage Rating (V)InterruptingRating (A)FuseFurnishedNominal Cold Resistance (Ohms)Nominal Melting I2t (A2sec)Agency ApprovalsPSE0.0620.06212550A @ 125 VAC/VDC300A @ 32 VDC451.0625.53720.00019X-0.080.08125451.084.05000.00033X-0.10.1125451.13.10000.00138X-0.1250.125125451.1251.70590.00286X-0.160.16125453.161.21570.0048X-0.20.2125453.21.39710.00652X-0.250.25125453.251.04960.01126X-0.3150.315125453.3150.38810.0311X-0.3750.375125453.3750.45180.0442X-0.40.4125453.40.42120.0551X-0.50.5125453.50.30310.0824X-0.630.63125453.630.20120.1381X-0.750.75125453.750.14370.2143X-0.80.8125453.80.13480.2654X-1.01.0125453001.00.07760.6029XX1.251.251254531.250.0780.664XX1.51.512545301.50.06340.853XX1.61.612545301.60.05801.06XX2.02.0125453002.00.03730.53XX2.52.512545302.50.02881.029XX3.03.0125453003.00.02291.65XX3.153.151254533.150.02151.92XX3.53.512545303.50.02032.469XX4.04.0125453004.00.01633.152XX5.05.0125453005.00.01275.566XX6.36.312545306.30.00989.17XX7.07.0125453007.00.009210.32XX8.08.0125453008.00.007920.23XX10.010.012535A @ 125 VAC / 50A @125 VDC300A @ 32VDC453010.00.005826.46XXResourcesAccessoriesSamplesAdditional InformationFuse Datasheet© 2021 Littelfuse, Inc.Specifications are subject to change without notice.Revised: BA. 09/24/212157 SeriesStandard Nano2® Fuse and Clip AssemblyAverage Time Current CurvesReflow ConditionPb – Free assemblyPre Heat- Temperature Min (Ts(min))150°C - Temperature Max (Ts(max))200°C- Time (Min to Max) (ts)60 – 180 secsAverage ramp up rate (Liquidus Temp (TL) to peak5°C/second max.TS(max) to TL - Ramp-up Rate5°C/second max.Reflow- Temperature (TL) (Liquidus)217°C - Temperature (tL)60 – 150 secondsPeak Temperature (TP)260+0/–5 °CTime within 5°C of actual peak Temperature (tp)20 – 40 secondsRamp-down Rate5°C/second max.Time 25°C to peak Temperature (TP)8 minutes max.Do not exceed260°CSoldering ParametersTemperature Re-rating Curve0.001 0.01 0.1 1 10 100 0.01 0.1 1 10 100 1000 10000 TIME IN SECONDS CURRENT IN AMPS 8A 10A 5A 6.3A7A 3.5A 3.15A3A4A 2.5A 2A1.5A1.25A1A800mA750mA 630mA 500mA 375mA 400mA 315mA 250mA 200mA 100mA 125mA 160mA 80mA 62mA1.6ANote:1. Rerating depicted in this curve is in addition to the standard derating of 25% for continuous operation.TimeTemperatureTPTLTS(max)TS(min)25tPtLtStime to peak temperature(t 25ºC to peak)Ramp-downRamp-upPreheatCritical ZoneTL to TPAgency ApprovalsAgencyAgency File NumberAmpere RangeE147210.062A - 10APSENBK030205-E10480ANBK030205-E10480BNBK101105-E1846551A - 1.6A2A - 5A6.3A - 10ANote: PSE/METI Certification is only applicable to the fuse. Clips do not require certification for the Japanese Market.Fuse Datasheet© 2021 Littelfuse, Inc.Specifications are subject to change without notice.Revised: BA. 09/24/213157 SeriesStandard Nano2® Fuse and Clip AssemblyMaterialsBody: CeramicCap: For 0.062A ~ 0.125A – Au plated Brass For 0.200A ~ 10A – Silver plated BrassClip Plating: Matte Tin Product MarkingBody: Brand Logo, Current RatingClip RetentionForce applied at fuse center, perpendicular to the long axis (@ 0.75 lbs. MIN)SolderabilityMIL-STD-202, Method 208 / IPC/ EIA / JEDEC J-STD-002, Test Condition AHumidity TestMIL –STD-202, Method 103 @ 85ºC / 85%RH, 1000 hoursResistance to SolventsMIL-STD-202, Method 215 (3 solvent types)Product CharacteristicsOperating Temperature-55ºC to 125ºC with proper deratingThermal ShockMIL-STD-202, Method 107, Test Condition B (5 cycles -65ºC to +125ºC)VibrationMIL-STD-202, Method 201 (10-55 Hz)Moisture ResistanceMIL-STD-202, Method 106, 10 cyclesSalt Spray/ AtmosphereMIL-STD-202, Method 101, Test Condition B (48 hrs.), 5% NaCl in De-ionized WaterShockMIL-STD-202, Method 213, Test Condition I (100 G’s peak for 6 milliseconds)Dimensions6.10[0.240]1.45 [0.057]2.69[0.106]2.69[0.106]3.7 ± 0.13[0.146]L1AF6.50 ± 0.20 [0.256]7.26[0.29]3.00[0.12]2.46[0.10]2.40[0.09]3.70[0.146]3.40[0.134]3.90 ± 0.13[0.154]2.50 ± 0.2[0.098]"A""B"0.10Part Numbering SystemPCB Recommendation for Thermal Management 1. Minimum Copper Layer Thickness = 100um 2. Minimum Copper Trace Width = 10mm0157 001. D RSeriesAmp CodeQuantity CodePacking OptionD = 1500 pcsR = Tape and ReelNote: Alternate methods of thermal management may be used. In such cases, under normal operations, the maximum temperature of the fuse body should not exceed 80ºC in a 25ºC ambient environment.PackagingPackaging OptionPackaging SpecificationQuantityQuantity & Packaging CodeTape and ReelSurface Mount1500DRDisclaimer Notice - Information furnished is believed to be accurate and reliable. However, users should independently evaluate the suitability of and test each product selected for their own applications. Littelfuse products are not designed for, and may not be used in, all applications. Read complete Disclaimer Notice at: www.littelfuse.com/disclaimer-electronics.
https://www.littelfuse.com/media?resourcetype=datasheets&itemid=0da7cbeb-7930-4e88-8811-a4d412083c1d&filename=littelfuse_fuse_157_datasheet.pdf | fuses | Fuse Datasheet© 2021 Littelfuse, Inc.Specifications are subject to change without notice.Revised: BA. 09/24/211157 SeriesStandard Nano2® Fuse and Clip AssemblyDescriptionThe 157 Series – Standard Nano Fuse/Clip assembly is a small, square, very fast-acting surface mount fuse that is assembled in surface mountable fuse clips. The fuse clip and pre-installed fuse combination can be automatically placed in PC Board in one efficient manufacturing operation. It permits quick and easy replacement of fuses without performing desoldering process, even in the field and without exposing the PC Board to detrimental effects of rework solder heat.Features & BenefitsElectrical Characteristics for Series ■ Surface Mountable ■ Very Fast-Acting Fuse ■ Fully compatible with RoHS/Pb-Free solder alloys and higher temperature profiles associated with leadfree assembly. ■ Easily replaceable on PC Board (Field Replaceable) ■ RoHS compliant and Halogen Free ■ Available in ratings of 0.062 ~ 10 Amperes.% of Ampere RatingOpening Time at 25ºC100%4 hours Minimum200%5 secs. MaximumApplicationsElectrical Specifications by Item1. Cold resistance measured at less than 10% of rated current at 23ºC. 2. I2t values stated for 8ms opening time.3. Agency Approval Table Key: X=Approved or Certified, P=Pending and Blank=Not Approved4. Have special electrical characteristic needs? Contact Littelfuse to learn more about application specific options.RoHS ■ Instrumentation ■ Base Stations ■ TelecommunicationsPSEAmpereRating (A)Amp CodeMax Voltage Rating (V)InterruptingRating (A)FuseFurnishedNominal Cold Resistance (Ohms)Nominal Melting I2t (A2sec)Agency ApprovalsPSE0.0620.06212550A @ 125 VAC/VDC300A @ 32 VDC451.0625.53720.00019X-0.080.08125451.084.05000.00033X-0.10.1125451.13.10000.00138X-0.1250.125125451.1251.70590.00286X-0.160.16125453.161.21570.0048X-0.20.2125453.21.39710.00652X-0.250.25125453.251.04960.01126X-0.3150.315125453.3150.38810.0311X-0.3750.375125453.3750.45180.0442X-0.40.4125453.40.42120.0551X-0.50.5125453.50.30310.0824X-0.630.63125453.630.20120.1381X-0.750.75125453.750.14370.2143X-0.80.8125453.80.13480.2654X-1.01.0125453001.00.07760.6029XX1.251.251254531.250.0780.664XX1.51.512545301.50.06340.853XX1.61.612545301.60.05801.06XX2.02.0125453002.00.03730.53XX2.52.512545302.50.02881.029XX3.03.0125453003.00.02291.65XX3.153.151254533.150.02151.92XX3.53.512545303.50.02032.469XX4.04.0125453004.00.01633.152XX5.05.0125453005.00.01275.566XX6.36.312545306.30.00989.17XX7.07.0125453007.00.009210.32XX8.08.0125453008.00.007920.23XX10.010.012535A @ 125 VAC / 50A @125 VDC300A @ 32VDC453010.00.005826.46XXResourcesAccessoriesSamplesAdditional InformationFuse Datasheet© 2021 Littelfuse, Inc.Specifications are subject to change without notice.Revised: BA. 09/24/212157 SeriesStandard Nano2® Fuse and Clip AssemblyAverage Time Current CurvesReflow ConditionPb – Free assemblyPre Heat- Temperature Min (Ts(min))150°C - Temperature Max (Ts(max))200°C- Time (Min to Max) (ts)60 – 180 secsAverage ramp up rate (Liquidus Temp (TL) to peak5°C/second max.TS(max) to TL - Ramp-up Rate5°C/second max.Reflow- Temperature (TL) (Liquidus)217°C - Temperature (tL)60 – 150 secondsPeak Temperature (TP)260+0/–5 °CTime within 5°C of actual peak Temperature (tp)20 – 40 secondsRamp-down Rate5°C/second max.Time 25°C to peak Temperature (TP)8 minutes max.Do not exceed260°CSoldering ParametersTemperature Re-rating Curve0.001 0.01 0.1 1 10 100 0.01 0.1 1 10 100 1000 10000 TIME IN SECONDS CURRENT IN AMPS 8A 10A 5A 6.3A7A 3.5A 3.15A3A4A 2.5A 2A1.5A1.25A1A800mA750mA 630mA 500mA 375mA 400mA 315mA 250mA 200mA 100mA 125mA 160mA 80mA 62mA1.6ANote:1. Rerating depicted in this curve is in addition to the standard derating of 25% for continuous operation.TimeTemperatureTPTLTS(max)TS(min)25tPtLtStime to peak temperature(t 25ºC to peak)Ramp-downRamp-upPreheatCritical ZoneTL to TPAgency ApprovalsAgencyAgency File NumberAmpere RangeE147210.062A - 10APSENBK030205-E10480ANBK030205-E10480BNBK101105-E1846551A - 1.6A2A - 5A6.3A - 10ANote: PSE/METI Certification is only applicable to the fuse. Clips do not require certification for the Japanese Market.Fuse Datasheet© 2021 Littelfuse, Inc.Specifications are subject to change without notice.Revised: BA. 09/24/213157 SeriesStandard Nano2® Fuse and Clip AssemblyMaterialsBody: CeramicCap: For 0.062A ~ 0.125A – Au plated Brass For 0.200A ~ 10A – Silver plated BrassClip Plating: Matte Tin Product MarkingBody: Brand Logo, Current RatingClip RetentionForce applied at fuse center, perpendicular to the long axis (@ 0.75 lbs. MIN)SolderabilityMIL-STD-202, Method 208 / IPC/ EIA / JEDEC J-STD-002, Test Condition AHumidity TestMIL –STD-202, Method 103 @ 85ºC / 85%RH, 1000 hoursResistance to SolventsMIL-STD-202, Method 215 (3 solvent types)Product CharacteristicsOperating Temperature-55ºC to 125ºC with proper deratingThermal ShockMIL-STD-202, Method 107, Test Condition B (5 cycles -65ºC to +125ºC)VibrationMIL-STD-202, Method 201 (10-55 Hz)Moisture ResistanceMIL-STD-202, Method 106, 10 cyclesSalt Spray/ AtmosphereMIL-STD-202, Method 101, Test Condition B (48 hrs.), 5% NaCl in De-ionized WaterShockMIL-STD-202, Method 213, Test Condition I (100 G’s peak for 6 milliseconds)Dimensions6.10[0.240]1.45 [0.057]2.69[0.106]2.69[0.106]3.7 ± 0.13[0.146]L1AF6.50 ± 0.20 [0.256]7.26[0.29]3.00[0.12]2.46[0.10]2.40[0.09]3.70[0.146]3.40[0.134]3.90 ± 0.13[0.154]2.50 ± 0.2[0.098]"A""B"0.10Part Numbering SystemPCB Recommendation for Thermal Management 1. Minimum Copper Layer Thickness = 100um 2. Minimum Copper Trace Width = 10mm0157 001. D RSeriesAmp CodeQuantity CodePacking OptionD = 1500 pcsR = Tape and ReelNote: Alternate methods of thermal management may be used. In such cases, under normal operations, the maximum temperature of the fuse body should not exceed 80ºC in a 25ºC ambient environment.PackagingPackaging OptionPackaging SpecificationQuantityQuantity & Packaging CodeTape and ReelSurface Mount1500DRDisclaimer Notice - Information furnished is believed to be accurate and reliable. However, users should independently evaluate the suitability of and test each product selected for their own applications. Littelfuse products are not designed for, and may not be used in, all applications. Read complete Disclaimer Notice at: www.littelfuse.com/disclaimer-electronics.
https://www.littelfuse.com/media?resourcetype=datasheets&itemid=0da7cbeb-7930-4e88-8811-a4d412083c1d&filename=littelfuse_fuse_157_datasheet.pdf | fuses | Fuse Datasheet© 2021 Littelfuse, Inc.Specifications are subject to change without notice.Revised: BA. 09/24/211157 SeriesStandard Nano2® Fuse and Clip AssemblyDescriptionThe 157 Series – Standard Nano Fuse/Clip assembly is a small, square, very fast-acting surface mount fuse that is assembled in surface mountable fuse clips. The fuse clip and pre-installed fuse combination can be automatically placed in PC Board in one efficient manufacturing operation. It permits quick and easy replacement of fuses without performing desoldering process, even in the field and without exposing the PC Board to detrimental effects of rework solder heat.Features & BenefitsElectrical Characteristics for Series ■ Surface Mountable ■ Very Fast-Acting Fuse ■ Fully compatible with RoHS/Pb-Free solder alloys and higher temperature profiles associated with leadfree assembly. ■ Easily replaceable on PC Board (Field Replaceable) ■ RoHS compliant and Halogen Free ■ Available in ratings of 0.062 ~ 10 Amperes.% of Ampere RatingOpening Time at 25ºC100%4 hours Minimum200%5 secs. MaximumApplicationsElectrical Specifications by Item1. Cold resistance measured at less than 10% of rated current at 23ºC. 2. I2t values stated for 8ms opening time.3. Agency Approval Table Key: X=Approved or Certified, P=Pending and Blank=Not Approved4. Have special electrical characteristic needs? Contact Littelfuse to learn more about application specific options.RoHS ■ Instrumentation ■ Base Stations ■ TelecommunicationsPSEAmpereRating (A)Amp CodeMax Voltage Rating (V)InterruptingRating (A)FuseFurnishedNominal Cold Resistance (Ohms)Nominal Melting I2t (A2sec)Agency ApprovalsPSE0.0620.06212550A @ 125 VAC/VDC300A @ 32 VDC451.0625.53720.00019X-0.080.08125451.084.05000.00033X-0.10.1125451.13.10000.00138X-0.1250.125125451.1251.70590.00286X-0.160.16125453.161.21570.0048X-0.20.2125453.21.39710.00652X-0.250.25125453.251.04960.01126X-0.3150.315125453.3150.38810.0311X-0.3750.375125453.3750.45180.0442X-0.40.4125453.40.42120.0551X-0.50.5125453.50.30310.0824X-0.630.63125453.630.20120.1381X-0.750.75125453.750.14370.2143X-0.80.8125453.80.13480.2654X-1.01.0125453001.00.07760.6029XX1.251.251254531.250.0780.664XX1.51.512545301.50.06340.853XX1.61.612545301.60.05801.06XX2.02.0125453002.00.03730.53XX2.52.512545302.50.02881.029XX3.03.0125453003.00.02291.65XX3.153.151254533.150.02151.92XX3.53.512545303.50.02032.469XX4.04.0125453004.00.01633.152XX5.05.0125453005.00.01275.566XX6.36.312545306.30.00989.17XX7.07.0125453007.00.009210.32XX8.08.0125453008.00.007920.23XX10.010.012535A @ 125 VAC / 50A @125 VDC300A @ 32VDC453010.00.005826.46XXResourcesAccessoriesSamplesAdditional InformationFuse Datasheet© 2021 Littelfuse, Inc.Specifications are subject to change without notice.Revised: BA. 09/24/212157 SeriesStandard Nano2® Fuse and Clip AssemblyAverage Time Current CurvesReflow ConditionPb – Free assemblyPre Heat- Temperature Min (Ts(min))150°C - Temperature Max (Ts(max))200°C- Time (Min to Max) (ts)60 – 180 secsAverage ramp up rate (Liquidus Temp (TL) to peak5°C/second max.TS(max) to TL - Ramp-up Rate5°C/second max.Reflow- Temperature (TL) (Liquidus)217°C - Temperature (tL)60 – 150 secondsPeak Temperature (TP)260+0/–5 °CTime within 5°C of actual peak Temperature (tp)20 – 40 secondsRamp-down Rate5°C/second max.Time 25°C to peak Temperature (TP)8 minutes max.Do not exceed260°CSoldering ParametersTemperature Re-rating Curve0.001 0.01 0.1 1 10 100 0.01 0.1 1 10 100 1000 10000 TIME IN SECONDS CURRENT IN AMPS 8A 10A 5A 6.3A7A 3.5A 3.15A3A4A 2.5A 2A1.5A1.25A1A800mA750mA 630mA 500mA 375mA 400mA 315mA 250mA 200mA 100mA 125mA 160mA 80mA 62mA1.6ANote:1. Rerating depicted in this curve is in addition to the standard derating of 25% for continuous operation.TimeTemperatureTPTLTS(max)TS(min)25tPtLtStime to peak temperature(t 25ºC to peak)Ramp-downRamp-upPreheatCritical ZoneTL to TPAgency ApprovalsAgencyAgency File NumberAmpere RangeE147210.062A - 10APSENBK030205-E10480ANBK030205-E10480BNBK101105-E1846551A - 1.6A2A - 5A6.3A - 10ANote: PSE/METI Certification is only applicable to the fuse. Clips do not require certification for the Japanese Market.Fuse Datasheet© 2021 Littelfuse, Inc.Specifications are subject to change without notice.Revised: BA. 09/24/213157 SeriesStandard Nano2® Fuse and Clip AssemblyMaterialsBody: CeramicCap: For 0.062A ~ 0.125A – Au plated Brass For 0.200A ~ 10A – Silver plated BrassClip Plating: Matte Tin Product MarkingBody: Brand Logo, Current RatingClip RetentionForce applied at fuse center, perpendicular to the long axis (@ 0.75 lbs. MIN)SolderabilityMIL-STD-202, Method 208 / IPC/ EIA / JEDEC J-STD-002, Test Condition AHumidity TestMIL –STD-202, Method 103 @ 85ºC / 85%RH, 1000 hoursResistance to SolventsMIL-STD-202, Method 215 (3 solvent types)Product CharacteristicsOperating Temperature-55ºC to 125ºC with proper deratingThermal ShockMIL-STD-202, Method 107, Test Condition B (5 cycles -65ºC to +125ºC)VibrationMIL-STD-202, Method 201 (10-55 Hz)Moisture ResistanceMIL-STD-202, Method 106, 10 cyclesSalt Spray/ AtmosphereMIL-STD-202, Method 101, Test Condition B (48 hrs.), 5% NaCl in De-ionized WaterShockMIL-STD-202, Method 213, Test Condition I (100 G’s peak for 6 milliseconds)Dimensions6.10[0.240]1.45 [0.057]2.69[0.106]2.69[0.106]3.7 ± 0.13[0.146]L1AF6.50 ± 0.20 [0.256]7.26[0.29]3.00[0.12]2.46[0.10]2.40[0.09]3.70[0.146]3.40[0.134]3.90 ± 0.13[0.154]2.50 ± 0.2[0.098]"A""B"0.10Part Numbering SystemPCB Recommendation for Thermal Management 1. Minimum Copper Layer Thickness = 100um 2. Minimum Copper Trace Width = 10mm0157 001. D RSeriesAmp CodeQuantity CodePacking OptionD = 1500 pcsR = Tape and ReelNote: Alternate methods of thermal management may be used. In such cases, under normal operations, the maximum temperature of the fuse body should not exceed 80ºC in a 25ºC ambient environment.PackagingPackaging OptionPackaging SpecificationQuantityQuantity & Packaging CodeTape and ReelSurface Mount1500DRDisclaimer Notice - Information furnished is believed to be accurate and reliable. However, users should independently evaluate the suitability of and test each product selected for their own applications. Littelfuse products are not designed for, and may not be used in, all applications. Read complete Disclaimer Notice at: www.littelfuse.com/disclaimer-electronics.
https://www.littelfuse.com/media?resourcetype=datasheets&itemid=1de5ad6e-a60b-42fb-aa87-0dfc3dab1309&filename=littelfuse_fuse_462_datasheet.pdf | fuses | Fuse Datasheet© 2023 Littelfuse, Inc.Specifications are subject to change without notice.Revised: GD. 11/24/231462 Series250V/350V VAC/VDC Time Lag FuseDescriptionAgency ApprovalsElectrical Characteristics for SeriesFeatures & Benefits ■ Heat resistant plastic housing, UL 94 V-0 ■ Designed for line or low voltage applications ■ Low voltage drop ■ Internationally approved ■ High pulse resistance ■ Lead-free -- compatible with lead-free solders and higher temperature profiles ■ Available in ratings of 0.5A to 5A ■ Halogen-free and RoHS compliant.RoHS% of Amp RatingOpening Time125%1 hour, Minimum200%2 minutes, Maximum1000%10 milliseconds, Minimum100 milliseconds, MaximumElectrical Specifications by ItemNotes: 1. Cold resistance measured at less than 10% of rated current at 23°C2. l2t values are measured at 8ms opening time3. Agency Approval Table Key: X = Approved or Certified, P = Pending4. UL Recognition - IR at 100A @ 350 VAC/VDC5. Rated at 350VAC/VDC per UL Recognition under UL248 (up to 4A only). Rated at 250VAC/VDC per VDE under IEC standard 60127-4.If you have special electrical characteristic needs, please contact Littelfuse to discuss application specific options.The 462 series Nano2® Surface Mount Fuse has time-lag current characteristics with 250V and 350V interrupting ratings. It complies with IEC 60127-4 Universal Modular Fuse-Links (UMF).Applications ■ Lighting ballast ■ AC/DC adaptor primary protection ■ Transformerless AC/DC converter circuit ■ High DC voltage power distribution systemPSEAgencyAgency File/Certificate NumberAmpere RangeE670060.5A - 5A40022235 1A, 1.6A, 2A, 3.15A, 4APSENBK250416-JP10211A - 1.6ANBK010721-JP10212A - 5ACQC140121158831.6ARU C-DE.HB26.B01385/210.5A - 5A E2423250.5A - 5ANA0.5A - 5ANA0.5A - 5AAmpere Rating(A)Amp CodeMaxVoltage Rating (V)5InterruptingRatingNominal Cold Resistance (Ohms)1Nominal Melting I2t (A2sec)NomVoltage Drop (mV)NomPower Dissipation (mW)Agency Approvals3 PSE0.50500250100A @ 350VAC/VDC4 150A @ 250VAC/VDC0.2270.43160200xxx-x-x-0.6306300.1570.8160200xxx-x-x-0.808000.131.4160250xxx-x-x-1.011000.08672.7140250xxxxx-xx1.2511250.06025.2130250xxx-x-xx1.611600.04439.7130280xxxxxxxx2.012000.03355.44120300xxxxx-xx2.512500.02788.0120450xxx-x-xx3.1513150.020414.0110600xxxxx-xx4.014000.015821.0110800xxxxx-xx5.01500150A @ 250VAC/VDC0.012440.01101000xxx-x-xxResourcesAccessoriesSamplesAdditional InformationFuse Datasheet© 2023 Littelfuse, Inc.Specifications are subject to change without notice.Revised: GD. 11/24/232462 Series250V/350V VAC/VDC Time Lag FuseAverage Time Current Curves110100100010000100000TIME IN SECONDSCURRENT IN AMPERES0.010.10.11101000.0011.00A1.25 A1.60 A2.00 A500mA800mA630mA2.50 A3.15 A4.00 A5.00 A462 SeriesTimeTemperatureTPTLTS(max)TS(min)25tPtLtStime to peak temperature(t 25ºC to peak)Ramp-downRamp-upPreheatCritical ZoneTL to TPSoldering ParametersTemperature Re-rating CurveReflow ConditionPb – free assemblyPre Heat- Temperature Min (Ts(min))150°C - Temperature Max (Ts(max))200°C- Time (Min to Max) (ts)60 – 180 secondsAverage Ramp-up Rate (Liquidus Temp (TL) to peak)5°C/second max.TS(max) to TL - Ramp-up Rate5°C/second max.Reflow- Temperature (TL) (Liquidus)217°C - Temperature (tL)60 – 150 secondsPeak Temperature (TP)250+0/-5 °CTime within 5°C of actual peak Temperature (tp)20 – 40 secondsRamp-down Rate5°C/second max.Time 25°C to peak Temperature (TP)8 minutes max.Note:1. Rerating depicted in this curve is in addition to the standard derating of 25% for continuous operation.Fuse Datasheet© 2023 Littelfuse, Inc.Specifications are subject to change without notice.Revised: GD. 11/24/233462 Series250V/350V VAC/VDC Time Lag FuseMaterialsBody: Plastic UL 94 V-0Cap: Tin-plated brassProduct MarkingBody: Brand Logo, “T” for Time-Lag, Current Rating, L Voltage Rating, UMF logoSolderabilityIEC 60068-2-58Reistance to Soldering HeatIEC 60068-2-58Operating Temperature–40°C to +85°C with proper deratingClimatic CategoryIEC 60068-1, -2-1, -2-2, -2-78 (–40°C to +85°C / 21 days)VibrationIEC 60068-6 (24 cycles of 15 mins each, 1-60 Hz at 0.75mm amplitute, 60-2000 Hz at 10g acceleration)Moisture Sensitivity LevelJ-STD-020, Level 1Product CharacteristicsRecommended Pad Layout4.5 ± 0.210.5 ± 0.24.252.82.81.41.44.5 ± 0.2W T 800mA 462 L 250V 5.6 +0.05-04.5 +0.05-05.6 +0.05-06.68 +0.05-0Thickness of Layer: Cu 35µm ± 1.8µm462 0 500 0 0 0 0AMP Code0: < 1A1: > 1AReserve Character0: DefaultPackaging Code0: Tape and Reel, 1500 pcsVariant0: StandardKind0: StandardAMP Rating100: 1A125: 1.25A160: 1.6A200: 2A250: 2.5A315: 3.15A400: 4A500: 500mA, 5A630: 630mA800: 800mASeriesDimensionsPackagingPart Numbering SystemPackaging OptionPackaging SpecificationQuantityQuantity & Packaging Code16mm Tape and ReelIEC 60286, part 315000Examples:0.5 amp (500mA) product is 462 0 500 0 0 0 05.0 amp product is 462 1 500 0 0 0 0Please refer to Amp Code column of the Electrical Specifications table on the first page of this document. Disclaimer Notice - Littelfuse products are not designed for, and shall not be used for, any purpose (including, without limitation, automotive, military, aerospace, medical, life-saving, life-sustaining or nuclear facility applications, devices intended for surgical implant into the body, or any other application in which the failure or lack of desired operation of the product may result in personal injury, death, or property damage) other than those expressly set forth in applicable Littelfuse product documentation. Warranties granted by Littelfuse shall be deemed void for products used for any purpose not expressly set forth in applicable Littelfuse documentation. Littelfuse shall not be liable for any claims or damages arising out of products used in applications not expressly intended by Littelfuse as set forth in applicable Littelfuse documentation. The sale and use of Littelfuse products is subject to Littelfuse Terms and Conditions of Sale, unless otherwise agreed by Littelfuse. Information furnished is believed to be accurate and reliable. However, users should independently evaluate the suitability of and test each product selected for their own applications. Littelfuse products are not designed for, and may not be used in, all applications. Read complete Disclaimer Notice at www.littelfuse.com/disclaimer-electronics.
https://www.littelfuse.com/media?resourcetype=datasheets&itemid=63f61b85-5fc5-4f00-9ca9-8d59a6252d71&filename=littelfuse_fuse_154_154t_154l_154tl_datasheet.pdf | fuses | © 2020 Littelfuse, Inc.Specifications are subject to change without notice.Revised: 09/16/20NANO2® > 154 OMNI-BLOK® Fuse and Holder CombinationSurface Mount Fuses154/154T/154L/154TL Series OMNI-BLOK® Fuse and Holder AssemblyDescriptionThe RoHS compliant 154 Series OMNI-BLOK® Fuse and Holder Assembly offers a solution for efficient installation and easy replacement of miniature Nano2® surface mount fuses. Offered in a tape and reel package, this fuse and holder combination can be installed on a PC board as an efficient single step. Fuse replacement can be accomplished without exposing the PC board to the detrimental effects of solder heat.The fuse holder unit may be sold as a stand-alone item, shipped in bulk quantity using part number 01550900M and also pre-packaged in tape and reel cartridges using part number 01550900DR.Agency ApprovalsAgencyAgency File NumberAmpere RangeE147210.062A - 10A+ 0.375A - 7A++PSENBK030205-E10480ANBK030205-E10480BNBK101105-E184655NBK030205-E10480B1A - 1.6A+2A - 5A+6.3A - 10A+1A - 5A++FeaturesRoHSPSE• Easy fuse replacement • Miniature size• RoHS-compliant and Halogen-free• Very Fast-Acting and Time-Lag options available• Holder sized to fit a range of Nano2® type fuses• Wide range of current ratings available - Fast-Acting Fuses: 62mA - 10A - Slo-Blo Fuses: 375mA - 5A• Wide operating temperature range• Heat-resistant fuseholder, UL94 V-0• 260°C reflow capable fuseholder • Recognized to UL/CSA/NMX 248-1, UL/CSA/NMX 248-14 and UL/CSA/NMX 4248-1.Ordering Information Catalog NumberAmpere Rating (A)Amp CodeFuse Furnished*154.0620.0620.062453.062154.080.080.08453.08154.10.10.1453.1154.1250.1250.125453.125154.160.160.16453.16154.20.20.2453.2154.250.250.25453.25154.3150.3150.315453.315154.3750.3750.375453.375154.40.40.4453.4154.50.50.5453.5154.630.630.63453.63154.750.750.75453.75154.80.80.8453.8154001.011.0453001.01541.251.251.254531.2515401.51.51.545301.515401.61.61.645301.6154002.022.0453002.015402.52.52.545302.5154003.033.0453003.01543.153.153.154533.1515403.53.53.545303.5154004.044.0453004.0154005.055.0453005.015406.36.306.345306.3154007.077.0453007.0154008.088.0453008.0154010.01010.0453010.0With Very Fast-Acting Fuse InstalledCatalog NumberAmpere Rating (A)Amp CodeFuse Furnished*154.375 T0.3750.375454.375154.5 T0.50.5454.5154.75 T0.750.75454.75154001.0 T11.0454001.015401.5 T1.51.545401.5154002.0 T22.0454002.015402.5 T2.52.545402.5154003.0 T33.0454003.015403.5 T3.53.545403.5154004.0 T44.0454004.0154005.0 T55.0454005.0154007.0 T77.0454007.0With Slo-Blo® Fuse Installed* The 453 and 454 Series fuses identified above have silver-plated end caps, designed to accommodate solder reflow processes: For 453 Series fuse replacement, either 451, 453 or 448 Series may be used.For 454 Series fuse replacement, either 452, 454 or 449 Series may be used.For detailed operating characteristic and performance information for each of the fuse series mentioned above, please refer to their respective data available online at www.littelfuse.com.** 155900 is UL Recognized for the US and Canadian market. It is rated 125V, 10A.154/154T (Tan color holder like shown in this image)154L/154TL (Black color holder)+ Fast-acting Fuse++ Slo-Blo(R) FuseDatasheetAdditional InformationSamplesResources© 2020 Littelfuse, Inc.Specifications are subject to change without notice.Revised: 09/16/20NANO2® > 154 OMNI-BLOK® Fuse and Holder CombinationSurface Mount FusesLF7 ALF3.81(.150")2.13(.084")REF.10.62(.418")4.24(.167")9.73(.383") REF.3.81(.150")5.03(.198")155FUSERecommended Pad LayoutDimensionsPackagingPackaging OptionPackaging SpecificationQuantityQuantity & Packaging CodeReel PackEIA RS–481–2 (IEC 60286-3, part 3)1500DRSoldering ParametersTimeTemperatureTPTLTS(max)TS(min)25tPtLtStime to peak temperature(t 25ºC to peak)Ramp-downRamp-upPreheatCritical ZoneTL to TPPart Numbering SystemExample:1.5 amp Fast-acting product is 015401.5DR.1.5 amp Time-lag product is 015401.5DRT.(1 amp product shown above).0154 001. D R T LSeriesAMP CodeQuantity CodePackaging CodeRefer to Ordering information section on previous page.D = 1500 pcsR = Tape and ReelType Code“L” suffix for Black Color Holder“G” suffix for 451L (Au-Plated Caps)T = Time-Lag (Slo-Blo®)Reflow ConditionPb – Free assemblyPre Heat- Temperature Min (Ts(min))150°C - Temperature Max (Ts(max))200°C- Time (Min to Max) (ts)60 - 180 secondsAverage Ramp-up Rate (Liquidus Temp (TL) to peak)5°C/second max.TS(max) to TL - Ramp-up Rate5°C/second max.Reflow- Temperature (TL) (Liquidus)217°C - Temperature (tL)60 - 150 secondsPeak Temperature (TP)260+0/–5 °CTime within 5°C of actual peak Temperature (tp)20 – 40 secondsRamp-down Rate5°C/second max.Time 25°C to peak Temperature (TP)8 minutes max.Do not exceed260°CProduct CharacteristicsOperating Temperature-55ºC to 125ºCDisclaimer Notice - Information furnished is believed to be accurate and reliable. However, users should independently evaluate the suitability of and test each product selected for their own applications. Littelfuse products are not designed for, and may not be used in, all applications. Read complete Disclaimer Notice at: www.littelfuse.com/disclaimer-electronics.
https://www.littelfuse.com/media?resourcetype=datasheets&itemid=12c1a28d-212b-4f45-9d77-c982b871378a&filename=littelfuse_fuse_448_datasheet.pdf | fuses | Surface Mount Fuses Datasheet© 2023 Littelfuse, Inc.Specifications are subject to change without notice.Revised: GD. 06/30/231448 SeriesNANO2® Fuse > Very Fast-ActingDescriptionThe lead-free Nano2® SMF Fuse is a very small, square surface mount fuse that is RoHS compliant, Halogen Free and 100% lead-free. This product is fully compatible with lead-free solder alloys and higher temperature profiles associated with lead-free assembly.Agency ApprovalsFeatures & BenefitsRoHSPbPSEElectrical Characteristics for Series% of Ampere RatingAmpere RatingOpening Time100%0.062A –154 hours, Minimum200%0.062A –105 sec., Maximum12 –1520 sec., MaximumApplications ■ Notebook PC ■ LCD/PDP TV ■ LCD monitor ■ LCD/PDP panel ■ LCD backlight inverter ■ Portable DVD player ■ Power supply ■ Networking ■ PC server ■ Cooling fan system ■ Storage system ■ Telecom system ■ Wireless basestation ■ White goods ■ Game console ■ Office Automation equipment ■ Battery charging circuit protection ■ Industrial equipment ■ RoHS compliant, Lead-free and Halogen Free ■ Very fast-acting ■ Small size ■ Wide range of current rating available (0.062A to 15A) ■ Wide operating temperature range ■ UL Recognized to UL/CSA/NMX UL 248-1 and UL/CSA/NMX UL 248-14 ■ Conforms to DENAN’s Appendix 3AgencyAgency File NumberAmpere RangeE104800.062A - 15A298620.062A - 15APSENBK030205-E10480ANBK030205-E10480BNBK101105-E1846551A - 1.6A2A - 5A6.3A - 10AN/A0.062A - 15AN/A0.062A - 15AResourcesAccessoriesSamplesAdditional InformationSurface Mount Fuses Datasheet© 2023 Littelfuse, Inc.Specifications are subject to change without notice.Revised: GD. 06/30/232448 SeriesNANO2® Fuse > Very Fast-ActingAmpere Rating(A)Amp CodeMaxVoltage Rating (V)InterruptingRatingNominal Cold Resistance (Ohms)Nominal Melting I2t (A2sec)Agency ApprovalsPSE0.062.06212550A @125VAC/VDC300A @32 VDCPSE: 100A @100VAC5.500.00023xxxx-0.080.0801254.420.00043xxxx-0.100.1001252.900.00082xxxx-0.125.1251252.580.00130xxxx-0.160.1601251.760.00280xxxx-0.200.2001251.650.00380xxxx-0.250.2501250.950.01520xxxx-0.315.3151250.70150.02650xxxx-0.375.3751250.61550.02400xxxx-0.400.4001250.48950.04160xxxx-0.500.5001250.38000.10000xxxx-0.630.6301250.31250.121xxxx-0.750.7501250.22900.206xxxx-0.800.8001250.19070.272xxxx-1.00001.1250.086300.441xxxxx1.251.251250.066190.900xxxxx1.5001.51250.065140.900xxxxx1.6001.61250.062611.122xxxxx2.00002.1250.035290.812xxxxx2.5002.51250.029341.156xxxxx3.00003.1250.024451.720xxxxx3.153.151250.023001.810xxxxx3.5003.51250.021002.300xxxxx4.00004.1250.015773.970xxxxx5.00005.1250.015314.490xxxxx6.3006.31250.0104412.10xxxxx7.00007.1250.0090013.92xxxxx8.00008.1250.0078018.33xxxxx10.00010.12535A @125 VAC50A @125 VDC300A @32 VDCPSE: 100A @100VAC0.0070028.00xxxxx12.00012.8550A @65 VAC/VDC300A @24 VDC200A @85 VDC0.0053347.59xxxx-15.00015.850.0039478.4xxxx-Electrical Specifications by ItemNotes: - l2t calculated at 8ms. - Resistance is measured at 10% of rated current, 25ºCSurface Mount Fuses Datasheet© 2023 Littelfuse, Inc.Specifications are subject to change without notice.Revised: GD. 06/30/233448 SeriesNANO2® Fuse > Very Fast-ActingAverage Time Current CurvesReflow ConditionPb – Free assemblyPre Heat- Temperature Min (Ts(min))150°C - Temperature Max (Ts(max))200°C- Time (Min to Max) (ts)60 – 180 secsAverage ramp up rate (Liquidus Temp (TL) to peak5°C/second max.TS(max) to TL - Ramp-up Rate5°C/second max.Reflow- Temperature (TL) (Liquidus)217°C - Temperature (tL)60 – 150 secondsPeak Temperature (TP)260+0/–5 °CTime within 5°C of actual peak Temperature (tp)20 – 40 secondsRamp-down Rate5°C/second max.Time 25°C to peak Temperature (TP)8 minutes max.Do not exceed260°CWave Soldering Parameters260°C Peak Temperature, 10 seconds max.Soldering Parameters Temperature Re-rating Curve448 SERIES NANO LEAD FREE VERY FAST ACTING FUSE0.0010.010.11101001000100101.10CURRENT IN AMPSTIME IN SECONDS.062 A.080 A.100 A.125 A.160 A.200 A.250 A.315 A.375 A.40 A.50 A.63 A.75 A.80 A1.00 A1.25 A1.50 A1.60 A2.00 A2.50 A3.00 A3.15 A3.50 A4.00 A5.00 A6.30 A7 A8 A10 A12 A15 ANote:1. Rerating depicted in this curve is in addition to the standard derating of 25% for continuous operation.TimeTemperatureTPTLTS(max)TS(min)25tPtLtStime to peak temperature(t 25ºC to peak)Ramp-downRamp-upPreheatCritical ZoneTL to TPSurface Mount Fuses Datasheet© 2023 Littelfuse, Inc.Specifications are subject to change without notice.Revised: GD. 06/30/234448 SeriesNANO2® Fuse > Very Fast-ActingMaterialsBody: Ceramic Terminations: Gold-plated CapsProduct MarkingBrand, Amperage RatingOperating Temperature-55oC to 125oCMoisture Sensitivity LevelLevel 1, J-STD-020SolderabilityMIL-STD-202, Method 208Insulation Resistance (after Opening)MIL-STD-202, Method 302, Test Condition A (10,000 ohms minimum)Thermal ShockMIL-STD-202, Method 107, Test Condition B, 5 cycles, -65oC to 125oC, 15 minutes @ each extremeMechanical ShockMIL-STD-202, Method 213, Test I: Deenergized. 100G’s pk amplitude, sawtooth wave 6ms duration, 3 cycles XYZ+xyz = 18 shocksVibrationMIL-STD-202, Method 201: 0.03” amplitude, 10-55 Hz in 1 min. 2hrs each XYZ=6hrsMoisture ResistanceMIL-STD-202, Method 106, 10 cyclesSalt SprayMIL-STD-202, Method 101, Test Condition B (48hrs)Resistance to Soldering HeatMIL-STD-202, Method 210, Test condition B (10 sec at 260oC)Product CharacteristicsF7 A6.86(.270")3.15(.124")2.95(.116")1.96(.077")2.69 ± .25(.106")2.69 ± .25(.106")1.45(.057")6.10 ± .20(.240")Recommended pad layoutDimensions mm(inches)PackagingPart Numbering SystemPackaging OptionPackaging SpecificationQuantityQuantity & Packaging Code12mm Tape and ReelEIA RS-481-1 (IEC 600286-3)1000MR0448 001. M RSeriesAmp Code*Quantity codePackaging codeRefer to Electrical Characteristics tableM = 1000 pcsR = Tape and Reel*Example:1.5 amp product is 044801.5MR (1 amp product shown above).Disclaimer Notice - Littelfuse products are not designed for, and shall not be used for, any purpose (including, without limitation, automotive, military, aerospace, medical, life-saving, life-sustaining or nuclear facility applications, devices intended for surgical implant into the body, or any other application in which the failure or lack of desired operation of the product may result in personal injury, death, or property damage) other than those expressly set forth in applicable Littelfuse product documentation. Warranties granted by Littelfuse shall be deemed void for products used for any purpose not expressly set forth in applicable Littelfuse documentation. Littelfuse shall not be liable for any claims or damages arising out of products used in applications not expressly intended by Littelfuse as set forth in applicable Littelfuse documentation. The sale and use of Littelfuse products is subject to Littelfuse Terms and Conditions of Sale, unless otherwise agreed by Littelfuse. Information furnished is believed to be accurate and reliable. However, users should independently evaluate the suitability of and test each product selected for their own applications. Littelfuse products are not designed for, and may not be used in, all applications. Read complete Disclaimer Notice at www.littelfuse.com/disclaimer-electronics.
https://www.littelfuse.com/media?resourcetype=datasheets&itemid=69cb9c39-1497-4ecc-b09a-c0168520688e&filename=littelfuse_fuse_216_datasheet.pdf | fuses | Fuses Datasheet© 2022 Littelfuse, Inc.Specifications are subject to change without notice.Revised: GD.06/16/221216 Series 5×20 mm, Fast-Acting FuseAgency ApprovalsAgencyAgency File NumberAmpere RangePSECartridge 216 SeriesNBK 080205-E10480ANBK 250702-E10480ENBK 240108-JP1021CNBK 240108-JP1021ELeaded 216E Series NBK 080205-E10480BNBK 250702-E10480FNBK 240108-JP1021DNBK 240108-JP1021F1A-5A6.3A-10A12.5A16A1A-5A6.3A-10A12.5A16A 20209702070000660.05A-10A SU05001-20131A – 10A E104800.05A – 16A 29862 SE-S-2101461 0.05A - 10A, 16A 400138340.05A – 6.3A*8A, *10A 40016442*12.5A KM414621A – 6.3A J502480908A – 16A N/A0.05A – 16AFeatures and Benefits ■ Recognized to UL/CSA/NMX 248-1 and UL/CSA/NMX 248-14 ■ Meets Standard Sheet 1 of IEC 60127-2 as a Fast-Acting fuse ■ Available in cartridge and axial lead form ■ RoHS compliant and lead-free ■ Conforms to GB 9364.1 and GB 9364.2 ■ CE Mark indicates compliance with Low-Voltage and RoHS Directives.ApplicationsRoHSPbElectrical Characteristics for Series% of Ampere RatingAmpere RatingOpening Time150%0.05A – 4A60 minutes, Minimum5A – 6.3A60 minutes, Minimum8A – 16A30 minutes, Minimum210%0.05A – 4A30 minutes, Maximum5A – 6.3A30 minutes, Maximum8A – 16A30 minutes, Maximum275%0.05A – 4A0.01 sec.., Min.; 2 sec. Max.5A – 6.3A0.01 sec.., Min.; 3 sec. Max.8A – 16A0.04 sec., Min.; 20 sec. Max.400%0.05A – 4A0.003 sec., Min.; 0.3 sec. Max.5A – 6.3A0.003 sec., Min.; 0.3 sec. Max.8A – 16A0.01 sec.., Min.; 1.0 sec. Max.1000%0.05A – 4A0.02 seconds, Maximum5A – 6.3A0.02 seconds, Maximum8A – 16A0.03 seconds, Maximum*Approval for Cartridge versions onlyThe 216 Series is a 5x20mm, Fast-Acting, ceramic body, cartridge fuse designed to IEC specificationsUsed as supplementary protection in appliance or utilization equipment to provide individual protection for components or internal circuits.PSEDescriptionResourcesAccessoriesSamplesAdditional InformationFuses Datasheet© 2022 Littelfuse, Inc.Specifications are subject to change without notice.Revised: GD.06/16/222216 Series 5×20 mm, Fast-Acting FuseAmp CodeAmp Rating(A)Voltage Rating (V)InterruptingRating+Nominal Cold Resistance (Ohms)Nominal Melting I2t (A2 sec)Maximum Voltage Drop at Rated Current(mV)Maximum Power Dissapation at 1.5ln (W)Agency ApprovalsPSE.0500.052501500A@250Vac15.90000.00019100001.6--xxxxxx---.0630.06325010.45000.0007988001.6--xxxxxx---.0800.082507.88500.0008476001.6--xxxxxx---.1000.12505.79250.0045070001.6--xxxxxx---.1250.1252503.67500.0054650001.6--xxxxxx---.1600.162505.34900.0032643001.6--xxxxxx---.2000.22503.35000.0043935001.6--xxxxxx---.2500.252502.35000.0135028002.5--xxxxxx---.3150.3152501.85000.0232025002.5--xxxxxx---.5000.52500.86600.1650018002.5--xxxxxx---.6300.632500.46500.0594015002.5--xxxxxx---.8000.82500.29500.1460012002.5--xxxxxx---001.12500.23700.1800010002.5xxxxxxxx--x1.251.252500.15300.480008004xxxxxxxx--x01.61.62500.11121.005006004xxxxxxxx--x002.22500.07641.870005004xxxxxxxx--x02.52.52500.05843.672004004xxxxxxxx--x3.153.152500.03686.700003504xxxxxxxx--x004.42500.024714.995003004xxxxxxxx--x005.52500.018327.460002504xxxxxxxx--x06.36.32500.013756.430002004xxxxxxxx--x008.82500.012364.315002004-xxxxxxx*-xx010.102500.0079154.340002004-xxxxxxx*-xx12.512.52500.0057175.00000200N/A**--xx-x-x*xx016.16250750A@250Vac0.0040462.50000200N/A**---x***xxx--x***xElectrical Characteristics Specifications by ItemAverage Time Current CurvesTemperature Re-rating CurveCURRENT IN AMPERES0.0010.010.10.010.11101001000110100100010000TIME IN SECONDS0.050A0.063A0.080A0.100A0.125A0.160A0.200A0.250A0.315A0.500A1A0.800A0.630A1.25A1.6A2A2.5A3.15A4A5A6.3A8A10A12.5A16A* Approval for cartidge versions only.** Please contact Littelfuse for details on these parameters I2t test at 10x rated current*** 1500A@250Vac for 16A+ Interrupting Rating may differ based on Agency Approval. See Agency Approval certificate for more details.Fuses Datasheet© 2022 Littelfuse, Inc.Specifications are subject to change without notice.Revised: GD.06/16/223216 Series 5×20 mm, Fast-Acting FuseProduct CharacteristicsOperating Temperature–55ºC to +125ºCThermal ShockMIL-STD-202, Method 107, Test Condition B: (5 cycles –65°C to +125°C)VibrationMIL-STD-202, Method 201HumidityMIL-STD-202, Method 103, Test Condition A. high RH (95%) and elevated temperature (40°C) for 240 hours.Salt SprayMIL-STD-202, Method 101, Test Condition BMaterialBody: Ceramic Cap: Nickel–plated brass Leads: Tin–plated Copper Filler (160mA-16A): SandTerminal StrengthMIL-STD-202, Method 211, Test Condition ASolderabilityMIL-STD-202 Method 208 Product MarkingCap 1: Brand logo, current andvoLage rating Cap 2: Agency approval markingsPackagingAvailable in Bulk (M=1000 pcs/pkg) or on Tape/Reel (MRET1=1000 pcs/reel)Soldering Parameters - Wave SolderingDwell Time0204060801001201401601802002202402602803000102030405060708090100110120130140150160170180190200210220230240Time (Seconds)Temperature (°C) - Measured on bottom side of boardCooling TimePreheat TimeWave ParameterLead-Free RecommendationPreheat:(Depends on Flux Activation Temperature)(Typical Industry Recommendation) Temperature Minimum:100°C Temperature Maximum:150°C Preheat Time:60-180 secondsSolder Pot Temperature:260°C MaximumSolder Dwell Time:2-5 secondsRecommended Hand-Solder Parameters:Solder Iron Temperature: 350°C +/- 5°C Heating Time: 5 seconds max.Note: These devices are not recommended for IR or Convection Reflow process.Recommended Process Parameters:Dimensions0216 000XP0216.050XEPto0216.800XEP 0216001.XEPto0216016.XEPNotes:1. 0.05A-6.3A have 0.65±0.05 diameter lead.2. 8A-16A have 0.8±0.05 diameter lead. 20±0.55.1±0.640±1.05.1±0.65.2 +0.1−0.20.65±0.0521.5±1.05.6±0.4All dimensions in mm40±1.021.5±1.05.5±0.3See NotesPart Numbering System0216 xxxx M X E PSeriesAmp CodeRefer to Amp Code column of Electrical Characteristics TableLead-freeQuantity CodeM = 1000Option CodesBlank : Cartidge Type FuseE : Axial Leaded FusePackaging CodeX = FillerFuses Datasheet© 2022 Littelfuse, Inc.Specifications are subject to change without notice.Revised: GD.06/16/224216 Series 5×20 mm, Fast-Acting FusePackagingPackaging OptionPackaging SpecificationQuantityQuantity & Packaging CodeTaping Width216 SeriesBulkN/A1000MXN/ABulkN/A1000MXEN/AReel and TapeEIA 296-E1000MRET1T1=53mm (2.087”)BulkN/A1000MXGN/ABulkN/A1000MXBN/ABulkN/A100HXN/ARecommended AccessoriesAccessory TypeSeriesDescriptionMax Application VoltageMax Application AmperageHolder345_ISFPanel Mount Shock-Safe Fuseholder25010345Shock-Safe Fuseholder with PC Mount, Solder Mount and Panel Mount options20830PC Mount Shock-Safe Miniature Fuseholder16Block520Metric OMNI-BLOK® Fuse Block 10646PC Mount Miniature Fuse Block 6.3658Surface Mount Miniature Fuse Block 10Clip520_WPC Mount Miniature Fuse Clip 6.3111PC Board Mount Fuse Clip 10445PC Board Mount Fuse Clip 10 Notes: 1. Do not use in applications above rating. 2. Please refer to fuseholder data sheet for specific re-rating information.3. Please contact Littelfuse for applications greater than the max voltage and amperage shown.Disclaimer Notice - Information furnished is believed to be accurate and reliable. However, users should independently evaluate the suitability of and test each product selected for their own applications. Littelfuse products are not designed for, and may not be used in, all applications. Read complete Disclaimer Notice at: www.littelfuse.com/disclaimer-electronics.
https://www.littelfuse.com/~/media/electronics/datasheets/fuses/littelfuse_fuse_460_datasheet.pdf.pdf | fuses | © 2017 Littelfuse, Inc.Specifications are subject to change without notice.Revised: 12/04/17 Surface Mount FusesPICO® SMF Fuse > 460 Series460 Series PICO® Slo-Blo® Surface Mount FuseDescriptionAgency ApprovalsRoHSAGENCYAGENCY FILE NUMBERAMPERE RANGEE104800.375A - 5A298620.375A - 5APSENBK030205-E10480B1A - 5AElectrical Characteristics for SeriesFeatures% of Ampere RatingOpening Time100%4 hours, Minimum200%1 second, Min.; 120 seconds, Max.300%0.2 second, Min.; 3 seconds, Max.800%0.002 second, Min.; 0.1 second, Max.The 460 Series Slo-Blo® SMF Fuse is based on Littelfuse PICO® fuse through-hole technology, though offered in a surface mount package.This series of devices meet the requirements of the RoHS directive.Electrical Specifications by ItemAmpere Rating(A)Amp CodeMaxVoltage Rating (V)InterruptingRatingNominal Cold Resistance (Ohms)Nominal Melting I2t (A2sec)Agency ApprovalsPSE0.375.37512550 A @125 VAC50 A @125 VDC1.74000.085xx0.500.5001251.19000.210xx0.750.7501250.49700.760xx1.00001.1250.28002.01xxx1.5001.51250.11703.94xxx2.00002.1250.07207.60xxx2.5002.51250.052013.0xxx3.00003.1250.038018.15xxx3.5003.51250.024026.8xxx4.00004.1250.020035.0xxx5.00005.1250.013354.8xxxApplications• Wireless basestation• Network equipment• Telecom equipment • High inrush current withstand capability• Wide current rating range: 0.375A to 5A• Wide operating temperature range• Halogen free and RoHS compliantPSEApplication testing is strongly recommended.Additional InformationDatasheetSamplesResources© 2017 Littelfuse, Inc.Specifications are subject to change without notice.Revised: 12/04/17Surface Mount FusesPICO® SMF Fuse > 460 SeriesMaterialsBody: Molded ThermoplasticTerminations: 100% Tin-plated CopperSolderabilityMIL-STD-202, Method 208Product MarkingBody: Brand Logo, Current Rating, Voltage Rating, Series Code, Date Code, Agency Approved LogoMoisture SensitivityLevel 1 J-STD - 020Operating Temp.–55°C to 125°C (Consider re-rating)ShockMIL-STD-202, Method 213, Test Condition I (100 G’s peak for 6 msecs.)VibrationMIL-STD-202, Method 201 (10–55 Hz, 0.06 inch total excursion)Salt SprayMIL-STD-202, Method 101, Test Condition B (48 hours)Insulation Resistance (After Opening)MIL-STD-202, Method 302, (10,000 ohms minimum at 100 volts)Thermal ShockMIL-STD-202, Method 107,Test Condition B (–65°C to 125°C)Moisture ResistanceMIL-STD-202, Method 106, High Humidity (90-98 RH), Heat (65°C)Product CharacteristicsDimensionsPackagingPart Numbering SystemPackaging OptionPackaging SpecificationQuantityQuantity & Packaging Code12mm Tape and ReelEIA RS-481-1 (IEC 286, part 3)500UR2500ER4.32(.170")5 A 1 2 5 VLF4 6 0B 3®®3.05(.120")2.97(.117")7.24(.285")REF.8.26(.325")1.65(.065")4.95(.195")1.30(.051")REF.2.03(.080")RECOMMENDEDPAD LAYOUT0460 .500 URSERIESPACKAGING CODER = Tape and ReelAMP CODERefer to Electrical Characteristics table QUANTITY CODEUR = 500 pcsER = 2500 pcsAverage Time Current Curves10001001010.10.0110CURRENT IN AMPERESTIME IN SECONDS10001000.110.055A4A3.5A3A2.5A2A1.5A1A.750A.500A.375ASoldering ParametersTemperature Re-rating CurveNote:1. Re-rating depicted in this curve is in addition to the standard derating of 25% for continuous operation.Example:1 Amp product is 0460 .001 UR (.5 Amp product shown above).Wave Soldering260°C, 3 seconds max.Reflow Soldering230°C, 30 seconds max.I fffDisclaimer Notice - Information furnished is believed to be accurate and reliable. However, users should independently evaluate the suitability of and test each product selected for their own applications. Littelfuse products are not designed for, and may not be used in, all applications. Read complete Disclaimer Notice at: www.littelfuse.com/disclaimer-electronics.
https://www.littelfuse.com/~/media/electronics/datasheets/fuses/littelfuse_fuse_460_datasheet.pdf.pdf | fuses | © 2017 Littelfuse, Inc.Specifications are subject to change without notice.Revised: 12/04/17 Surface Mount FusesPICO® SMF Fuse > 460 Series460 Series PICO® Slo-Blo® Surface Mount FuseDescriptionAgency ApprovalsRoHSAGENCYAGENCY FILE NUMBERAMPERE RANGEE104800.375A - 5A298620.375A - 5APSENBK030205-E10480B1A - 5AElectrical Characteristics for SeriesFeatures% of Ampere RatingOpening Time100%4 hours, Minimum200%1 second, Min.; 120 seconds, Max.300%0.2 second, Min.; 3 seconds, Max.800%0.002 second, Min.; 0.1 second, Max.The 460 Series Slo-Blo® SMF Fuse is based on Littelfuse PICO® fuse through-hole technology, though offered in a surface mount package.This series of devices meet the requirements of the RoHS directive.Electrical Specifications by ItemAmpere Rating(A)Amp CodeMaxVoltage Rating (V)InterruptingRatingNominal Cold Resistance (Ohms)Nominal Melting I2t (A2sec)Agency ApprovalsPSE0.375.37512550 A @125 VAC50 A @125 VDC1.74000.085xx0.500.5001251.19000.210xx0.750.7501250.49700.760xx1.00001.1250.28002.01xxx1.5001.51250.11703.94xxx2.00002.1250.07207.60xxx2.5002.51250.052013.0xxx3.00003.1250.038018.15xxx3.5003.51250.024026.8xxx4.00004.1250.020035.0xxx5.00005.1250.013354.8xxxApplications• Wireless basestation• Network equipment• Telecom equipment • High inrush current withstand capability• Wide current rating range: 0.375A to 5A• Wide operating temperature range• Halogen free and RoHS compliantPSEApplication testing is strongly recommended.Additional InformationDatasheetSamplesResources© 2017 Littelfuse, Inc.Specifications are subject to change without notice.Revised: 12/04/17Surface Mount FusesPICO® SMF Fuse > 460 SeriesMaterialsBody: Molded ThermoplasticTerminations: 100% Tin-plated CopperSolderabilityMIL-STD-202, Method 208Product MarkingBody: Brand Logo, Current Rating, Voltage Rating, Series Code, Date Code, Agency Approved LogoMoisture SensitivityLevel 1 J-STD - 020Operating Temp.–55°C to 125°C (Consider re-rating)ShockMIL-STD-202, Method 213, Test Condition I (100 G’s peak for 6 msecs.)VibrationMIL-STD-202, Method 201 (10–55 Hz, 0.06 inch total excursion)Salt SprayMIL-STD-202, Method 101, Test Condition B (48 hours)Insulation Resistance (After Opening)MIL-STD-202, Method 302, (10,000 ohms minimum at 100 volts)Thermal ShockMIL-STD-202, Method 107,Test Condition B (–65°C to 125°C)Moisture ResistanceMIL-STD-202, Method 106, High Humidity (90-98 RH), Heat (65°C)Product CharacteristicsDimensionsPackagingPart Numbering SystemPackaging OptionPackaging SpecificationQuantityQuantity & Packaging Code12mm Tape and ReelEIA RS-481-1 (IEC 286, part 3)500UR2500ER4.32(.170")5 A 1 2 5 VLF4 6 0B 3®®3.05(.120")2.97(.117")7.24(.285")REF.8.26(.325")1.65(.065")4.95(.195")1.30(.051")REF.2.03(.080")RECOMMENDEDPAD LAYOUT0460 .500 URSERIESPACKAGING CODER = Tape and ReelAMP CODERefer to Electrical Characteristics table QUANTITY CODEUR = 500 pcsER = 2500 pcsAverage Time Current Curves10001001010.10.0110CURRENT IN AMPERESTIME IN SECONDS10001000.110.055A4A3.5A3A2.5A2A1.5A1A.750A.500A.375ASoldering ParametersTemperature Re-rating CurveNote:1. Re-rating depicted in this curve is in addition to the standard derating of 25% for continuous operation.Example:1 Amp product is 0460 .001 UR (.5 Amp product shown above).Wave Soldering260°C, 3 seconds max.Reflow Soldering230°C, 30 seconds max.I fffDisclaimer Notice - Information furnished is believed to be accurate and reliable. However, users should independently evaluate the suitability of and test each product selected for their own applications. Littelfuse products are not designed for, and may not be used in, all applications. Read complete Disclaimer Notice at: www.littelfuse.com/disclaimer-electronics.
https://www.littelfuse.com/media?resourcetype=datasheets&itemid=533cd5cc-956c-4243-867f-6ab5a62f6ba1&filename=littelfuse_fuse_451_453_datasheet.pdf | fuses | Fuse Datasheet© 2023 Littelfuse, Inc.Specifications are subject to change without notice.Revised: GD. 09/18/231451/453 Series Very Fast-Acting FuseDescriptionThe Nano2® SMF Fuse is a very small, Wire-in-Air (WIA) square shape surface mount fuse that was designed for secondary side circuit over-current protection applications. These fuses are designed for PCB using surface mount technology.Agency ApprovalsAgencyAgency File NumberAmpere RangeE104806.3A - 20A298620.062A - 15AJ504467311A, 1.25A, 2A, 2.5A, 3.15A, 4A, 5A, 7A, 8A, 10A, 12A, 20APSENBK030205-E10480ANBK030205-E10480BNBK101105-E1846551A-1.6A2A-5A6.3A - 10AE104800.062A - 5ANA1A, 1.25A, 2A, 2.5A, 3.15A, 4A, 5A, 7A, 8A, 10A, 12A, 20ANA1A, 1.25A, 2A, 2.5A, 3.15A, 4A, 5A, 7A, 8A, 10A, 12A, 20AElectrical Characteristics for SeriesFeatures & Benefits ■ Very fast-acting ■ Small size ■ Wide range of current rating available (0.062A to 20A) ■ Wide operating temperature range ■ RoHS compliant and Halogen Free ■ UL Listed and Recognized to UL/CSA/NMX UL 248-1 and UL/CSA/NMX UL 248-14 (see Agency Approvals) ■ Conforms to DENAN’s Appendix 3 ■ Conforms to IEC/EN 60127-1 and IEC/EN 60127-7% of Ampere RatingAmpere RatingOpening Time100%0.062 – 204 hours, Minimum200%0.062 – 105 sec., Maximum12 – 2020 sec., MaximumRoHSPSEApplications ■ Notebook PC ■ LCD/PDP TV ■ LCD monitor ■ LCD/PDP panel ■ LCD backlight inverter ■ Portable DVD player ■ Power supply ■ Networking ■ PC server ■ Cooling fan system ■ Storage system ■ Telecom system ■ Wireless basestation ■ White goods ■ Game console ■ Office Automation equipment ■ Battery charging circuit protection ■ Industrial equipmentResources451 SeriesAccessories451 SeriesSamples451 SeriesAdditional InformationResources453 SeriesAccessories453 SeriesSamples453 SeriesFuse Datasheet© 2023 Littelfuse, Inc.Specifications are subject to change without notice.Revised: GD. 09/18/232451/453 Series Very Fast-Acting FuseElectrical Specifications by ItemAmpere Rating(A)Amp CodeMaxVoltage Rating (V)InterruptingRatingNominal Cold Resistance (Ohms)Nominal Melting I2t (A2sec)Agency ApprovalsPSE.062.06212550A @125VAC/VDC300A @32VDCPSE: 100A @100VAC5.50000.00019-x-x--x.080.0801254.05000.00033-x-x--x.100.1001253.10000.00138-x-x--x.125.1251251.70000.00286-x-x--x.160.1601251.21570.0048-x-x--x.200.2001250.83720.0089-x-x--x.250.2501250.57650.0158-x-x--x.315.3151250.39180.0311-x-x--x.375.3751250.45410.0442-x-x--x.400.4001250.42330.0551-x-x--x.500.5001250.30460.0824-x-x--x.630.6301250.20220.1381-x-x--x.750.7501250.14440.2143-x-x--x.800.8001250.13550.2654-x-x--x1.00001.1250.07800.6029-xxxxxx1.251.251250.07800.664-xxxxxx1.5001.51250.06300.853-xxx--x1.6001.61250.05801.060-xxx--x2.00002.12550A @125VAC/VDC10,000A @75VDC300A @32VDCPSE: 100A @100VAC0.03670.530-xxxxxx2.5002.51250.02861.029-xxxxxx3.00003.1250.02271.650-xxx--x3.153.151250.02151.920-xxxxxx3.5003.51250.02002.469-xxx--x4.00004.1250.01603.152-xxxxxx5.00005.1250.01255.566-xxxxxx6.3006.312550A @125VAC/VDC 400A @32VDCPSE: 100A @100VAC0.00969.170xxx---x7.00007.1250.009010.32xxx-xxx8.00008.1250.007720.23xxx-xxx10.0010.12535A @125 VAC/50A @125 VDC400A @32 VDCPSE: 100A @100VAC0.005626.46xxx-xxx12.0012.65150A @65VDC100A @65VAC400A @32VDC0.004947.97xx--xxx15.0015.650.003797.82xx----x20.0020.650.00244154x---xxxNotes: - l2t calculated at 8ms. - Resistance is measured at 10% of rated current, 25ºCFuse Datasheet© 2023 Littelfuse, Inc.Specifications are subject to change without notice.Revised: GD. 09/18/233451/453 Series Very Fast-Acting Fuse0.0010.010.11101000.010.1110100100010000TIME IN SECONDSCURRENT IN AMPSFast Acting Series TC Curve 8A10A12A5A6.3A7A15A3.5A3.15A3A4A2.5A2A1.5A1.25A1A800mA750mA630mA500mA375mA400mA315mA250mA200mA100mA125mA160mA80mA62mA1.6A20AAverage Time Current CurvesReflow ConditionPb – Free assemblyPre Heat- Temperature Min (Ts(min))150°C - Temperature Max (Ts(max))200°C- Time (Min to Max) (ts)60 – 180 secsAverage ramp up rate (Liquidus Temp (TL) to peak 5°C/second max.TS(max) to TL - Ramp-up Rate5°C/second max.Reflow- Temperature (TL) (Liquidus)217°C - Temperature (tL)60 – 150 secondsPeak Temperature (TP)260+0/–5 °CTime within 5°C of actual peak Temperature (tp)20 – 40 secondsRamp-down Rate5°C/second max.Time 25°C to peak Temperature (TP)8 minutes max.Do not exceed260°CSoldering ParametersTemperature Re-rating CurveNote:1. Rerating depicted in this curve is in addition to the standard derating of 25% for continuous operation.Wave Soldering Parameters260°C Peak Temperature, 10 seconds max.TimeTemperatureTPTLTS(max)TS(min)25tPtLtStime to peak temperature(t 25ºC to peak)Ramp-downRamp-upPreheatCritical ZoneTL to TPFuse Datasheet© 2023 Littelfuse, Inc.Specifications are subject to change without notice.Revised: GD. 09/18/234451/453 Series Very Fast-Acting FuseMaterialsBody: CeramicTerminations:Gold-Plated Caps / Sn-dipped Silver Plated Caps (451 RoHS/HF series)Silver-plated Caps (451MR RoHS ratings below 375mA and 453 RoHS Series)Product MarkingBrand, Ampere RatingOperating Temperature–55°C to 125°CMoisture Sensitivity LevelLevel 1, J-STD-020SolderabilityMIL-STD-202, Method 208Insulation Resistance (after Opening)MIL-STD-202, Method 302, Test Condition A (10,000 ohms minimum)Thermal ShockMIL-STD-202, Method 107, Test Condition B, 5 cycles, -65°C / +125°C, 15 minutes @ each extremeMechanical ShockMIL-STD-202, Method 213, Test I: Deenergized. 100G’s pk amplitude, sawtooth wave 6ms duration, 3 cycles XYZ+xyz = 18 shocksVibrationMIL-STD-202, Method 201: 0.03” amplitude, 10-55 Hz in 1 min. 2hrs each XYZ=6hrsMoisture ResistanceMIL-STD-202, Method 106, 10 cyclesSalt SprayMIL-STD-202, Method 101, Test Condition B (48hrs)Resistance to Soldering HeatMIL-STD-202, Method 210, Test condition B (10 sec at 260°C)Product CharacteristicsDimensions mm (inches)PackagingPart Numbering System6.86(.270")3.15(.124")2.95(.116")1.96(.077")2.69 ± .25(.106")2.69 ± .25(.106")1.45(.057")6.10 ± .20(.240")Recommended pad layoutF7 APackaging OptionPackaging SpecificationQuantityQuantity & Packaging Code12mm Tape and ReelEIA RS-481-2 (IEC 286, part 3)5000NR12mm Tape and ReelEIA RS-481-2 (IEC 286, part 3)1000MR0451 001. M R LSeriesAmp CodeQuantity codePackaging codeRefer to Electrical characteristics tableM = 1000 pcsN = 5000 pcsR = Tape and ReelL-RoHS Compliant & Halogen Free (Gold Plated Caps)451 = Gold / Sn-dipped Silver Plated Caps453 = Silver Plated CapsNote: “L” suffix applies to 451 series only- 453 series is available only as RoHS compliant version and does not require “L” suffix. Please do not include “L” suffix within 453 series ordering instructions.SN-RoHS Compliant & Halogen Free (Sn-dipped Caps)Disclaimer Notice - Littelfuse products are not designed for, and shall not be used for, any purpose (including, without limitation, automotive, military, aerospace, medical, life-saving, life-sustaining or nuclear facility applications, devices intended for surgical implant into the body, or any other application in which the failure or lack of desired operation of the product may result in personal injury, death, or property damage) other than those expressly set forth in applicable Littelfuse product documentation. Warranties granted by Littelfuse shall be deemed void for products used for any purpose not expressly set forth in applicable Littelfuse documentation. Littelfuse shall not be liable for any claims or damages arising out of products used in applications not expressly intended by Littelfuse as set forth in applicable Littelfuse documentation. The sale and use of Littelfuse products is subject to Littelfuse Terms and Conditions of Sale, unless otherwise agreed by Littelfuse. Information furnished is believed to be accurate and reliable. However, users should independently evaluate the suitability of and test each product selected for their own applications. Littelfuse products are not designed for, and may not be used in, all applications. Read complete Disclaimer Notice at www.littelfuse.com/disclaimer-electronics.
https://www.bourns.com/docs/Product-Datasheets/SF-3812F-T.pdf | fuses | SF-3812F-T Series – Fast Acting SMD Fuses*RoHS COMPLIANT&**HALOGEN FREEL20ASinglFuse™ SF-3812F-T Series Features■ Single blow fuse for overcurrent protection■ EIA 3812 (10030 metric) footprint■ Ceramic tube design for fast acting fusing speed applications■ UL 248-14 compliant■ Surface mount packaging for automated assembly■ RoHS compliant* and halogen free**Clearing Time Characteristics for Series% of Current RatingClearing Time at 25 °CMin.Max.100 %4 hours—200 %—60 secondsAdditional InformationClick these links for more information:PRODUCTTECHNICALLIBRARYINVENTORYSAMPLESCONTACTElectrical CharacteristicsModelRated Current (A)Resistance (Ω) Typ.***Rated VoltageInterruptingRatingTypicalI2t (A2s) ****CertificationscUL: E198545SF-3812F1000T-2100.0067250 VAC100 A @ 250 VAC150 A @ 125 VAC50 A @ 250 VDC130 A @ 80 VDC300 A @ 72 VDC75✓SF-3812F1500T-2150.005141.75✓SF-3812F2000T-2200.003356✓SF-3812F2500T-2250.0024100 A @ 250 VAC150 A @ 125 VAC130 A @ 80 VDC300 A @ 72 VDC625✓SF-3812F3000T-2300.0018900✓SF-3812F3500T-2350.00141320✓SF-3812F4000T-240 0.00126100 A @ 250 VAC150 A @ 125 VAC300 A @ 65 VAC100 A @ 100 VDC200 A @ 75 VDC600 A @ 60 VDC1897.6✓SF-3812F5000T-250 0.001083150✓SF-3812F6000T-2600.00094224✓*** Resistance value measured with ≤10 % rated current at 25 °C ambient. Tolerance ± 30 %.**** Melting I2t calculated at 10 times rated current.Environmental CharacteristicsOperating Temperature ................................................................................................................................................................-55 °C to +125 °CStorage Conditions Temperature ............................................................................................................................................................................ +15 °C to +30 °C Humidity.........................................................................................................................................................................................20 % to 70 % Shelf Life..........................................................................................................................................................2 years from manufacturing dateMoisture Sensitivity Level ...................................................................................................................................................................................... 1ESD Classification (HBM)............................................................................................................................................................................ Class 6* RoHS Directive 2015/863, Mar 31, 2015 and Annex.** Bourns considers a product to be “halogen free” if (a) the Bromine (Br) content is 900 ppm or less; (b) the Chlorine (Cl) content is 900 ppm or less; and (c) the total Bromine (Br) andChlorine (Cl) content is 1500 ppm or less.“SinglFuse” is a trademark of Bourns, Inc. Speciﬁcations are subject to change without notice. Users should verify actual device performance in their speciﬁc applications. The products described herein and this document are subject to speciﬁc legal disclaimers as set forth on the last page of this document, and at www.bourns.com/docs/legal/disclaimer.pdf.WARNING Cancer and Reproductive Harm www.P65Warnings.ca.govSELECTORSinglFuse™ SF-3812F-T Series Applications■ Battery Management Systems■ Blade Computing■ PC Servers■ POE, POE+■ Voltage Regulator Modules■ Power Supplies■ Advanced Telecommunication Computing Architecture (ATCA) Applications SF-3812F-T Series – Fast Acting SMD FusesAverage Pre-Arcing Time vs. Current CurvesAverage I2t vs. t Curves10000000010000000100000010000010000100010010I2t (A2s)0.010.1110100100010000TIME (SECONDS)10 A15 A20 A25 A30 A35 A40 A50 A60 A20 A35 A25 A30 A15 A40 A10 A50 A60 A1000010001001010.10.01PRE-ARCING TIME (SECONDS)1101001000CURRENT (A)Speciﬁcations are subject to change without notice.Users should verify actual device performance in their speciﬁc applications. The products described herein and this document are subject to speciﬁc legal disclaimers as set forth on the last page of this document, and at www.bourns.com/docs/legal/disclaimer.pdf. SF-3812F-T Series – Fast Acting SMD FusesSpeciﬁcations are subject to change without notice.Users should verify actual device performance in their speciﬁc applications. The products described herein and this document are subject to speciﬁc legal disclaimers as set forth on the last page of this document, and at www.bourns.com/docs/legal/disclaimer.pdf.Typical Part MarkingRepresents total content. Layout may vary.L20ARated CurrentPart Marking10 AL 10 A15 AL 15 A20 AL 20 A25 AL 25 A30 AL 30 A35 AL 35 A40 AL 40 A50 AL 50 A60 AL 60 AHow to OrderSF - 3812 F 1000 T - 2 SinglFuse™ Product DesignatorSMD Footprint 3812 = EIA 3812 (10030 metric)Fuse Blow Type F = Fast ActingRated Current 1000 ~ 6000 (10 A ~ 60 A)Structure Type T = Ceramic TubePackaging Type - 2 = Tape & ReelPackagingReel Dimension13-inch Tape and ReelSpecificationEIA 481-2Quantity2,500 piecesPackaging Code-2Product DimensionsL20A10.10 ± 0.40(.398 ± .016)1.75 ± 0.20(.069 ± .008)2.65 ± 0.20(.104 ± .008)3.10 ± 0.20(.122 ± .008)3.10 ± 0.20(.122 ± .008)DIMENSIONS:MM(INCHES)Recommended Pad Layout3.25(.128)6.10(.240)3.43(.135)DIMENSIONS:MM(INCHES) SF-3812F-T Series – Fast Acting SMD FusesSolder Reflow RecommendationsProfile FeaturePb-Free AssemblyPreheat / Soak: Temperature Min. (Tsmin) Temperature Max. (Tsmax) Time (ts) from (Tsmin to Tsmax) 150 °C 200 °C 60~180 secondsRamp Up Rate (TL to Tp)3 °C / second max.Ramp Up Rate (Tsmax to TL)5 °C / second max.Liquidous Temperature (TL)Time (tL) maintained above TL217 °C60~150 secondsPeak Package Body Temperature (Tp)260 °C +0/-5 °CTime within 5 °C of actual peak temperature (Tp)10~30 seconds*Ramp Down Rate (Tp to TL)6 °C / second max.Time 25 °C to Peak Temperature8 minutes max.Do not exceed260 °CTemperatureTimet 25 °C TO PEAKTPTLT MAX.STMIN.25 °CStsPREHEATtpRAMP-UPTPTL TOCRITICAL ZONERAMP-DOWNt L* Tolerance for peak profile temperature (Tp ) is defined as a supplier minimum and a user maximum.Solder Wave RecommendationsProfile FeaturePb-Free AssemblyPreheat: Temperature Max. (Tsmax) Time (Min. to Max.) 150 °C 60~90 secondsSolder Pot Temperature260 °C max.Solder Dwell Time2~3 secondsTemperature (°C)Peak Temperature (Dwell Time)Time (Sec.)2040PREHEAT TIME6080100120140160180200220240COOLING TIME300280260240220200180160140120100806040200Speciﬁcations are subject to change without notice.Users should verify actual device performance in their speciﬁc applications. The products described herein and this document are subject to speciﬁc legal disclaimers as set forth on the last page of this document, and at www.bourns.com/docs/legal/disclaimer.pdf. SF-3812F-T Series – Fast Acting SMD FusesCurrent Rating Thermal Derating Curve120100806040200-60-40-2002025 °C406080100120140AMBIENT TEMPERATURE (°C)RATED CURRENT PERCENTAGE (%)Reliability TestingNo.TestTest ConditionRequirementTest Reference1SolderabilityTemperature setup: 235 ±5 °CTime setup: 10 ±1 sec.After test terminal electrode wetting area must be greater than 95 %IEC 60068-2-582Resistance to soldering heatTemperature setup: 260 +0/-5 °CTime setup: 10 sec. max.DCR change ≤ ±15 %IEC 60068-2-583Thermal shockTemperature setup: 25 °C ~ -65 °C ~ 25 °C ~ 125 °CTime setup: -65 °C (30 min) ~ 25 °C (5 min) ~ 125 °C (30 min) ~ 25 °C (5 min), 5 cyclesDCR change ≤ ±15 %No mechanical damageMIL-STD-202GMethod 107GTest Condition B4Humidity unloadHeat (85 ±0.5 °C)High Humidity (85 ±1 % RH)240 hoursDCR change ≤ ±15 %No mechanical damageMIL-STD-202GMethod 103BTest Condition A5Salt spraySalt spray concentration: 5 ±1 %Test liquid temperature: 35 ±0.5 °C96 hoursDCR change ≤ ±15 %No mechanical damageMIL-STD-202GMethod 101ETest Condition A6BendingThe board shall be bent by 1 mm at a rate of 1 mm/sec.DCR change ≤ ±15 %IEC 60127-47VibrationFrequency setup: 10 ~ 55 ~ 10 HzTime setup: 1 Minute/cycle (X-Y-Z, 120 cycles, 6 hours)DCR change ≤ ±15 %No mechanical damageMIL-STD-202GMethod 201ASpeciﬁcations are subject to change without notice.Users should verify actual device performance in their speciﬁc applications. The products described herein and this document are subject to speciﬁc legal disclaimers as set forth on the last page of this document, and at www.bourns.com/docs/legal/disclaimer.pdf.REV. 04/21Asia-Pacific: Tel: +886-2 2562-4117 • Email: asiacus@bourns.comEMEA: Tel: +36 88 885 877 • Email: eurocus@bourns.comThe Americas: Tel: +1-951 781-5500 • Email: americus@bourns.comwww.bourns.comLegal Disclaimer NoticeThis legal disclaimer applies to purchasers and users of Bourns® products manufactured by or on behalf of Bourns, Inc. and P[ZHɉSPH[LZJVSSLJ[P]LS`¸)V\YUZ¹Unless otherwise expressly indicated in writing, Bourns® products and data sheets relating thereto are subject to change ^P[OV\[UV[PJL<ZLYZZOV\SKJOLJRMVYHUKVI[HPU[OLSH[LZ[YLSL]HU[PUMVYTH[PVUHUK]LYPM`[OH[Z\JOPUMVYTH[PVUPZJ\YYLU[and complete before placing orders for Bourns® products.The characteristics and parameters of a Bourns® product set forth in its data sheet are based on laboratory conditions, and statements regarding the suitability of products for certain types of applications are based on Bourns’ knowledge of typical requirements in generic applications. The characteristics and parameters of a Bourns®WYVK\J[PUH\ZLYHWWSPJH[PVUTH`]HY`MYVT[OLKH[HZOLL[JOHYHJ[LYPZ[PJZHUKWHYHTL[LYZK\L[VP[OLJVTIPUH[PVUVM[OL)V\YUZ® product with other components PU[OL\ZLY»ZHWWSPJH[PVUVYPP[OLLU]PYVUTLU[VM[OL\ZLYHWWSPJH[PVUP[ZLSM;OLJOHYHJ[LYPZ[PJZHUKWHYHTL[LYZVMH)V\YUZ® WYVK\J[HSZVJHUHUKKV]HY`PUKPɈLYLU[HWWSPJH[PVUZHUKHJ[\HSWLYMVYTHUJLTH`]HY`V]LY[PTL<ZLYZZOV\SKHS^H`Z]LYPM`the actual performance of the Bourns®WYVK\J[PU[OLPYZWLJPÄJKL]PJLZHUKHWWSPJH[PVUZHUKTHRL[OLPYV^UPUKLWLUKLU[Q\KNTLU[ZYLNHYKPUN[OLHTV\U[VMHKKP[PVUHS[LZ[THYNPU[VKLZPNUPU[V[OLPYKL]PJLVYHWWSPJH[PVU[VJVTWLUZH[LMVY KPɈLYLUJLZIL[^LLUSHIVYH[VY`HUKYLHS^VYSKJVUKP[PVUZ<USLZZ)V\YUZOHZL_WSPJP[S`KLZPNUH[LKHUPUKP]PK\HS)V\YUZ® product as meeting the requirements of a particular industry Z[HUKHYKLN0:6;: VYHWHY[PJ\SHYX\HSPÄJH[PVULN<3SPZ[LKVYYLJVNUPaLK)V\YUZPZUV[YLZWVUZPISLMVYHU`MHPS\YLVMHUPUKP]PK\HS)V\YUZ®WYVK\J[[VTLL[[OLYLX\PYLTLU[ZVMZ\JOPUK\Z[Y`Z[HUKHYKVYWHY[PJ\SHYX\HSPÄJH[PVU<ZLYZof Bourns® products are responsible for ensuring compliance with safety-related requirements and standards applicable to [OLPYKL]PJLZVYHWWSPJH[PVUZBourns®WYVK\J[ZHYLUV[YLJVTTLUKLKH\[OVYPaLKVYPU[LUKLKMVY\ZLPUU\JSLHYSPMLZH]PUNSPMLJYP[PJHSVYSPMLZ\Z[HPUPUNHWWSPJH[PVUZUVYPUHU`V[OLYHWWSPJH[PVUZ^OLYLMHPS\YLVYTHSM\UJ[PVUTH`YLZ\S[PUWLYZVUHSPUQ\Y`KLH[OVYZL]LYLWYVWLY[`VYLU]PYVUTLU[HSKHTHNL<USLZZL_WYLZZS`HUKZWLJPÄJHSS`HWWYV]LKPU^YP[PUNI`[^VH\[OVYPaLK)V\YUZYLWYLZLU[H[P]LZon a case-by-case basis, use of any Bourns®WYVK\J[ZPUZ\JO\UH\[OVYPaLKHWWSPJH[PVUZTPNO[UV[ILZHMLHUK[O\ZPZH[[OL\ZLY»ZZVSLYPZR3PMLJYP[PJHSHWWSPJH[PVUZPUJS\KLKL]PJLZPKLU[PÄLKI`[OL<:-VVKHUK+Y\N(KTPUPZ[YH[PVUHZ*SHZZ000KL]PJLZHUKNLULYHSS`LX\P]HSLU[JSHZZPÄJH[PVUZV\[ZPKLVM[OL<UP[LK:[H[LZ)V\YUZL_WYLZZS`PKLU[PÄLZ[OVZL)V\YUZ®Z[HUKHYKWYVK\J[Z[OH[HYLZ\P[HISLMVY\ZLPUH\[VTV[P]LHWWSPJH[PVUZVUZ\JOWYVK\J[Z»KH[HZOLL[ZPU[OLZLJ[PVULU[P[SLK¸(WWSPJH[PVUZ¹<USLZZL_WYLZZS`HUKZWLJPÄJHSS`HWWYV]LKPU^YP[PUNI`[^VH\[OVYPaLK)V\YUZYLWYLZLU[H[P]LZVUHJHZLI`JHZLIHZPZ\ZLVMHU`V[OLY)V\YUZ®Z[HUKHYKWYVK\J[ZPUHUH\[VTV[P]LHWWSPJH[PVUTPNO[UV[ILZHMLHUK[O\ZPZUV[YLJVTTLUKLKH\[OVYPaLKVYPU[LUKLKHUKPZH[[OL\ZLY»ZZVSLYPZR0M)V\YUZL_WYLZZS`PKLU[PÄLZHZ\IJH[LNVY`VMH\[VTV[P]LHWWSPJH[PVUPU[OLKH[HZOLL[MVYP[ZZ[HUKHYKWYVK\J[ZZ\JOHZPUMV[HPUTLU[VYSPNO[PUNZ\JOPKLU[PÄJH[PVUTLHUZ[OH[)V\YUZOHZYL]PL^LKP[ZZ[HUKHYKWYVK\J[HUKOHZKL[LYTPULK[OH[PMZ\JO)V\YUZ® Z[HUKHYKWYVK\J[PZJVUZPKLYLKMVYWV[LU[PHS\ZLPUH\[VTV[P]LHWWSPJH[PVUZP[ZOV\SKVUS`IL\ZLKPUZ\JOZ\IJH[LNVY`VMH\[VTV[P]LHWWSPJH[PVUZ(U`YLMLYLUJL[V)V\YUZ®Z[HUKHYKWYVK\J[PU[OLKH[HZOLL[HZJVTWSPHU[^P[O[OL(,*8Z[HUKHYKVY¸H\[VTV[P]LNYHKL¹KVLZUV[I`P[ZLSMTLHU[OH[)V\YUZOHZHWWYV]LKZ\JOWYVK\J[MVY\ZLPUHUH\[VTV[P]LHWWSPJH[PVUBourns®Z[HUKHYKWYVK\J[ZHYLUV[[LZ[LK[VJVTWS`^P[O<UP[LK:[H[LZ-LKLYHS(]PH[PVU(KTPUPZ[YH[PVUZ[HUKHYKZNLULYHSS`VYHU`V[OLYNLULYHSS`LX\P]HSLU[NV]LYUTLU[HSVYNHUPaH[PVUZ[HUKHYKHWWSPJHISL[VWYVK\J[ZKLZPNULKVYTHU\MHJ[\YLKMVY\ZLPUHPYJYHM[VYZWHJLHWWSPJH[PVUZ)V\YUZL_WYLZZS`PKLU[PÄLZ)V\YUZ® standard products that are suitable for use in aircraft VYZWHJLHWWSPJH[PVUZVUZ\JOWYVK\J[Z»KH[HZOLL[ZPU[OLZLJ[PVULU[P[SLK¸(WWSPJH[PVUZ¹<USLZZL_WYLZZS`HUKZWLJPÄJHSS`HWWYV]LKPU^YP[PUNI`[^VH\[OVYPaLK)V\YUZYLWYLZLU[H[P]LZVUHJHZLI`JHZLIHZPZ\ZLVMHU`V[OLY)V\YUZ® standard WYVK\J[PUHUHPYJYHM[VYZWHJLHWWSPJH[PVUTPNO[UV[ILZHMLHUK[O\ZPZUV[YLJVTTLUKLKH\[OVYPaLKVYPU[LUKLKHUKPZH[the user’s sole risk.;OL\ZLHUKSL]LSVM[LZ[PUNHWWSPJHISL[V)V\YUZ® custom products shall be negotiated on a case-by-case basis by Bourns and the user for which such Bourns®J\Z[VTWYVK\J[ZHYLZWLJPHSS`KLZPNULK(IZLU[H^YP[[LUHNYLLTLU[IL[^LLU)V\YUZHUK[OL\ZLYYLNHYKPUN[OL\ZLHUKSL]LSVMZ\JO[LZ[PUN[OLHIV]LWYV]PZPVUZHWWSPJHISL[V)V\YUZ® standard products shall also apply to such Bourns® custom products.Users shall not sell, transfer, export or re-export any Bourns®WYVK\J[ZVY[LJOUVSVN`MVY\ZLPUHJ[P]P[PLZ^OPJOPU]VS]L[OLKLZPNUKL]LSVWTLU[WYVK\J[PVU\ZLVYZ[VJRWPSPUNVMU\JSLHYJOLTPJHSVYIPVSVNPJHS^LHWVUZVYTPZZPSLZUVYZOHSS[OL`\ZLBourns®WYVK\J[ZVY[LJOUVSVN`PUHU`MHJPSP[`^OPJOLUNHNLZPUHJ[P]P[PLZYLSH[PUN[VZ\JOKL]PJLZ;OLMVYLNVPUNYLZ[YPJ[PVUZHWWS`[VHSS\ZLZHUKHWWSPJH[PVUZ[OH[]PVSH[LUH[PVUHSVYPU[LYUH[PVUHSWYVOPIP[PVUZPUJS\KPUNLTIHYNVZVYPU[LYUH[PVUHS YLN\SH[PVUZ-\Y[OLY)V\YUZ® products and Bourns technology and technical data may not under any circumstance be exported or re-exported to countries subject to international sanctions or embargoes. Bourns® products may not, without WYPVYH\[OVYPaH[PVUMYVT)V\YUZHUKVY[OL<:.V]LYUTLU[ILYLZVSK[YHUZMLYYLKVYYLL_WVY[LK[VHU`WHY[`UV[LSPNPISL [VYLJLP]L<:JVTTVKP[PLZZVM[^HYLHUK[LJOUPJHSKH[H;V[OLTH_PT\TL_[LU[WLYTP[[LKI`HWWSPJHISLSH^)V\YUZKPZJSHPTZPHU`HUKHSSSPHIPSP[`MVYZWLJPHSW\UP[P]LJVUZLX\LU[PHSPUJPKLU[HSVYPUKPYLJ[KHTHNLZVYSVZ[YL]LU\LZVYSVZ[WYVÄ[ZHUKPPHU`HUKHSSPTWSPLK^HYYHU[PLZPUJS\KPUNPTWSPLK^HYYHU[PLZVMÄ[ULZZMVYWHY[PJ\SHYW\YWVZLUVUPUMYPUNLTLU[HUKTLYJOHU[HIPSP[`)RU\RXUFRQYHQLHQFHFRSLHVRIWKLV/HJDO'LVFODLPHU1RWLFHZLWK*HUPDQ6SDQLVK-DSDQHVH7UDGLWLRQDO&KLQHVHDQG6LPSOLÀHG&KLQHVHbilingual versions are available at:Web Page: http://www.bourns.com/legal/disclaimers-terms-and-policies PDF: http://www.bourns.com/docs/Legal/disclaimer.pdf*9
https://www.littelfuse.com/media?resourcetype=datasheets&itemid=63f61b85-5fc5-4f00-9ca9-8d59a6252d71&filename=littelfuse_fuse_154_154t_154l_154tl_datasheet.pdf | fuses | © 2020 Littelfuse, Inc.Specifications are subject to change without notice.Revised: 09/16/20NANO2® > 154 OMNI-BLOK® Fuse and Holder CombinationSurface Mount Fuses154/154T/154L/154TL Series OMNI-BLOK® Fuse and Holder AssemblyDescriptionThe RoHS compliant 154 Series OMNI-BLOK® Fuse and Holder Assembly offers a solution for efficient installation and easy replacement of miniature Nano2® surface mount fuses. Offered in a tape and reel package, this fuse and holder combination can be installed on a PC board as an efficient single step. Fuse replacement can be accomplished without exposing the PC board to the detrimental effects of solder heat.The fuse holder unit may be sold as a stand-alone item, shipped in bulk quantity using part number 01550900M and also pre-packaged in tape and reel cartridges using part number 01550900DR.Agency ApprovalsAgencyAgency File NumberAmpere RangeE147210.062A - 10A+ 0.375A - 7A++PSENBK030205-E10480ANBK030205-E10480BNBK101105-E184655NBK030205-E10480B1A - 1.6A+2A - 5A+6.3A - 10A+1A - 5A++FeaturesRoHSPSE• Easy fuse replacement • Miniature size• RoHS-compliant and Halogen-free• Very Fast-Acting and Time-Lag options available• Holder sized to fit a range of Nano2® type fuses• Wide range of current ratings available - Fast-Acting Fuses: 62mA - 10A - Slo-Blo Fuses: 375mA - 5A• Wide operating temperature range• Heat-resistant fuseholder, UL94 V-0• 260°C reflow capable fuseholder • Recognized to UL/CSA/NMX 248-1, UL/CSA/NMX 248-14 and UL/CSA/NMX 4248-1.Ordering Information Catalog NumberAmpere Rating (A)Amp CodeFuse Furnished*154.0620.0620.062453.062154.080.080.08453.08154.10.10.1453.1154.1250.1250.125453.125154.160.160.16453.16154.20.20.2453.2154.250.250.25453.25154.3150.3150.315453.315154.3750.3750.375453.375154.40.40.4453.4154.50.50.5453.5154.630.630.63453.63154.750.750.75453.75154.80.80.8453.8154001.011.0453001.01541.251.251.254531.2515401.51.51.545301.515401.61.61.645301.6154002.022.0453002.015402.52.52.545302.5154003.033.0453003.01543.153.153.154533.1515403.53.53.545303.5154004.044.0453004.0154005.055.0453005.015406.36.306.345306.3154007.077.0453007.0154008.088.0453008.0154010.01010.0453010.0With Very Fast-Acting Fuse InstalledCatalog NumberAmpere Rating (A)Amp CodeFuse Furnished*154.375 T0.3750.375454.375154.5 T0.50.5454.5154.75 T0.750.75454.75154001.0 T11.0454001.015401.5 T1.51.545401.5154002.0 T22.0454002.015402.5 T2.52.545402.5154003.0 T33.0454003.015403.5 T3.53.545403.5154004.0 T44.0454004.0154005.0 T55.0454005.0154007.0 T77.0454007.0With Slo-Blo® Fuse Installed* The 453 and 454 Series fuses identified above have silver-plated end caps, designed to accommodate solder reflow processes: For 453 Series fuse replacement, either 451, 453 or 448 Series may be used.For 454 Series fuse replacement, either 452, 454 or 449 Series may be used.For detailed operating characteristic and performance information for each of the fuse series mentioned above, please refer to their respective data available online at www.littelfuse.com.** 155900 is UL Recognized for the US and Canadian market. It is rated 125V, 10A.154/154T (Tan color holder like shown in this image)154L/154TL (Black color holder)+ Fast-acting Fuse++ Slo-Blo(R) FuseDatasheetAdditional InformationSamplesResources© 2020 Littelfuse, Inc.Specifications are subject to change without notice.Revised: 09/16/20NANO2® > 154 OMNI-BLOK® Fuse and Holder CombinationSurface Mount FusesLF7 ALF3.81(.150")2.13(.084")REF.10.62(.418")4.24(.167")9.73(.383") REF.3.81(.150")5.03(.198")155FUSERecommended Pad LayoutDimensionsPackagingPackaging OptionPackaging SpecificationQuantityQuantity & Packaging CodeReel PackEIA RS–481–2 (IEC 60286-3, part 3)1500DRSoldering ParametersTimeTemperatureTPTLTS(max)TS(min)25tPtLtStime to peak temperature(t 25ºC to peak)Ramp-downRamp-upPreheatCritical ZoneTL to TPPart Numbering SystemExample:1.5 amp Fast-acting product is 015401.5DR.1.5 amp Time-lag product is 015401.5DRT.(1 amp product shown above).0154 001. D R T LSeriesAMP CodeQuantity CodePackaging CodeRefer to Ordering information section on previous page.D = 1500 pcsR = Tape and ReelType Code“L” suffix for Black Color Holder“G” suffix for 451L (Au-Plated Caps)T = Time-Lag (Slo-Blo®)Reflow ConditionPb – Free assemblyPre Heat- Temperature Min (Ts(min))150°C - Temperature Max (Ts(max))200°C- Time (Min to Max) (ts)60 - 180 secondsAverage Ramp-up Rate (Liquidus Temp (TL) to peak)5°C/second max.TS(max) to TL - Ramp-up Rate5°C/second max.Reflow- Temperature (TL) (Liquidus)217°C - Temperature (tL)60 - 150 secondsPeak Temperature (TP)260+0/–5 °CTime within 5°C of actual peak Temperature (tp)20 – 40 secondsRamp-down Rate5°C/second max.Time 25°C to peak Temperature (TP)8 minutes max.Do not exceed260°CProduct CharacteristicsOperating Temperature-55ºC to 125ºCDisclaimer Notice - Information furnished is believed to be accurate and reliable. However, users should independently evaluate the suitability of and test each product selected for their own applications. Littelfuse products are not designed for, and may not be used in, all applications. Read complete Disclaimer Notice at: www.littelfuse.com/disclaimer-electronics.
https://www.littelfuse.com/media?resourcetype=datasheets&itemid=12c1a28d-212b-4f45-9d77-c982b871378a&filename=littelfuse_fuse_448_datasheet.pdf | fuses | Surface Mount Fuses Datasheet© 2023 Littelfuse, Inc.Specifications are subject to change without notice.Revised: GD. 06/30/231448 SeriesNANO2® Fuse > Very Fast-ActingDescriptionThe lead-free Nano2® SMF Fuse is a very small, square surface mount fuse that is RoHS compliant, Halogen Free and 100% lead-free. This product is fully compatible with lead-free solder alloys and higher temperature profiles associated with lead-free assembly.Agency ApprovalsFeatures & BenefitsRoHSPbPSEElectrical Characteristics for Series% of Ampere RatingAmpere RatingOpening Time100%0.062A –154 hours, Minimum200%0.062A –105 sec., Maximum12 –1520 sec., MaximumApplications ■ Notebook PC ■ LCD/PDP TV ■ LCD monitor ■ LCD/PDP panel ■ LCD backlight inverter ■ Portable DVD player ■ Power supply ■ Networking ■ PC server ■ Cooling fan system ■ Storage system ■ Telecom system ■ Wireless basestation ■ White goods ■ Game console ■ Office Automation equipment ■ Battery charging circuit protection ■ Industrial equipment ■ RoHS compliant, Lead-free and Halogen Free ■ Very fast-acting ■ Small size ■ Wide range of current rating available (0.062A to 15A) ■ Wide operating temperature range ■ UL Recognized to UL/CSA/NMX UL 248-1 and UL/CSA/NMX UL 248-14 ■ Conforms to DENAN’s Appendix 3AgencyAgency File NumberAmpere RangeE104800.062A - 15A298620.062A - 15APSENBK030205-E10480ANBK030205-E10480BNBK101105-E1846551A - 1.6A2A - 5A6.3A - 10AN/A0.062A - 15AN/A0.062A - 15AResourcesAccessoriesSamplesAdditional InformationSurface Mount Fuses Datasheet© 2023 Littelfuse, Inc.Specifications are subject to change without notice.Revised: GD. 06/30/232448 SeriesNANO2® Fuse > Very Fast-ActingAmpere Rating(A)Amp CodeMaxVoltage Rating (V)InterruptingRatingNominal Cold Resistance (Ohms)Nominal Melting I2t (A2sec)Agency ApprovalsPSE0.062.06212550A @125VAC/VDC300A @32 VDCPSE: 100A @100VAC5.500.00023xxxx-0.080.0801254.420.00043xxxx-0.100.1001252.900.00082xxxx-0.125.1251252.580.00130xxxx-0.160.1601251.760.00280xxxx-0.200.2001251.650.00380xxxx-0.250.2501250.950.01520xxxx-0.315.3151250.70150.02650xxxx-0.375.3751250.61550.02400xxxx-0.400.4001250.48950.04160xxxx-0.500.5001250.38000.10000xxxx-0.630.6301250.31250.121xxxx-0.750.7501250.22900.206xxxx-0.800.8001250.19070.272xxxx-1.00001.1250.086300.441xxxxx1.251.251250.066190.900xxxxx1.5001.51250.065140.900xxxxx1.6001.61250.062611.122xxxxx2.00002.1250.035290.812xxxxx2.5002.51250.029341.156xxxxx3.00003.1250.024451.720xxxxx3.153.151250.023001.810xxxxx3.5003.51250.021002.300xxxxx4.00004.1250.015773.970xxxxx5.00005.1250.015314.490xxxxx6.3006.31250.0104412.10xxxxx7.00007.1250.0090013.92xxxxx8.00008.1250.0078018.33xxxxx10.00010.12535A @125 VAC50A @125 VDC300A @32 VDCPSE: 100A @100VAC0.0070028.00xxxxx12.00012.8550A @65 VAC/VDC300A @24 VDC200A @85 VDC0.0053347.59xxxx-15.00015.850.0039478.4xxxx-Electrical Specifications by ItemNotes: - l2t calculated at 8ms. - Resistance is measured at 10% of rated current, 25ºCSurface Mount Fuses Datasheet© 2023 Littelfuse, Inc.Specifications are subject to change without notice.Revised: GD. 06/30/233448 SeriesNANO2® Fuse > Very Fast-ActingAverage Time Current CurvesReflow ConditionPb – Free assemblyPre Heat- Temperature Min (Ts(min))150°C - Temperature Max (Ts(max))200°C- Time (Min to Max) (ts)60 – 180 secsAverage ramp up rate (Liquidus Temp (TL) to peak5°C/second max.TS(max) to TL - Ramp-up Rate5°C/second max.Reflow- Temperature (TL) (Liquidus)217°C - Temperature (tL)60 – 150 secondsPeak Temperature (TP)260+0/–5 °CTime within 5°C of actual peak Temperature (tp)20 – 40 secondsRamp-down Rate5°C/second max.Time 25°C to peak Temperature (TP)8 minutes max.Do not exceed260°CWave Soldering Parameters260°C Peak Temperature, 10 seconds max.Soldering Parameters Temperature Re-rating Curve448 SERIES NANO LEAD FREE VERY FAST ACTING FUSE0.0010.010.11101001000100101.10CURRENT IN AMPSTIME IN SECONDS.062 A.080 A.100 A.125 A.160 A.200 A.250 A.315 A.375 A.40 A.50 A.63 A.75 A.80 A1.00 A1.25 A1.50 A1.60 A2.00 A2.50 A3.00 A3.15 A3.50 A4.00 A5.00 A6.30 A7 A8 A10 A12 A15 ANote:1. Rerating depicted in this curve is in addition to the standard derating of 25% for continuous operation.TimeTemperatureTPTLTS(max)TS(min)25tPtLtStime to peak temperature(t 25ºC to peak)Ramp-downRamp-upPreheatCritical ZoneTL to TPSurface Mount Fuses Datasheet© 2023 Littelfuse, Inc.Specifications are subject to change without notice.Revised: GD. 06/30/234448 SeriesNANO2® Fuse > Very Fast-ActingMaterialsBody: Ceramic Terminations: Gold-plated CapsProduct MarkingBrand, Amperage RatingOperating Temperature-55oC to 125oCMoisture Sensitivity LevelLevel 1, J-STD-020SolderabilityMIL-STD-202, Method 208Insulation Resistance (after Opening)MIL-STD-202, Method 302, Test Condition A (10,000 ohms minimum)Thermal ShockMIL-STD-202, Method 107, Test Condition B, 5 cycles, -65oC to 125oC, 15 minutes @ each extremeMechanical ShockMIL-STD-202, Method 213, Test I: Deenergized. 100G’s pk amplitude, sawtooth wave 6ms duration, 3 cycles XYZ+xyz = 18 shocksVibrationMIL-STD-202, Method 201: 0.03” amplitude, 10-55 Hz in 1 min. 2hrs each XYZ=6hrsMoisture ResistanceMIL-STD-202, Method 106, 10 cyclesSalt SprayMIL-STD-202, Method 101, Test Condition B (48hrs)Resistance to Soldering HeatMIL-STD-202, Method 210, Test condition B (10 sec at 260oC)Product CharacteristicsF7 A6.86(.270")3.15(.124")2.95(.116")1.96(.077")2.69 ± .25(.106")2.69 ± .25(.106")1.45(.057")6.10 ± .20(.240")Recommended pad layoutDimensions mm(inches)PackagingPart Numbering SystemPackaging OptionPackaging SpecificationQuantityQuantity & Packaging Code12mm Tape and ReelEIA RS-481-1 (IEC 600286-3)1000MR0448 001. M RSeriesAmp Code*Quantity codePackaging codeRefer to Electrical Characteristics tableM = 1000 pcsR = Tape and Reel*Example:1.5 amp product is 044801.5MR (1 amp product shown above).Disclaimer Notice - Littelfuse products are not designed for, and shall not be used for, any purpose (including, without limitation, automotive, military, aerospace, medical, life-saving, life-sustaining or nuclear facility applications, devices intended for surgical implant into the body, or any other application in which the failure or lack of desired operation of the product may result in personal injury, death, or property damage) other than those expressly set forth in applicable Littelfuse product documentation. Warranties granted by Littelfuse shall be deemed void for products used for any purpose not expressly set forth in applicable Littelfuse documentation. Littelfuse shall not be liable for any claims or damages arising out of products used in applications not expressly intended by Littelfuse as set forth in applicable Littelfuse documentation. The sale and use of Littelfuse products is subject to Littelfuse Terms and Conditions of Sale, unless otherwise agreed by Littelfuse. Information furnished is believed to be accurate and reliable. However, users should independently evaluate the suitability of and test each product selected for their own applications. Littelfuse products are not designed for, and may not be used in, all applications. Read complete Disclaimer Notice at www.littelfuse.com/disclaimer-electronics.
https://www.littelfuse.com/media?resourcetype=datasheets&itemid=12c1a28d-212b-4f45-9d77-c982b871378a&filename=littelfuse_fuse_448_datasheet.pdf | fuses | Surface Mount Fuses Datasheet© 2023 Littelfuse, Inc.Specifications are subject to change without notice.Revised: GD. 06/30/231448 SeriesNANO2® Fuse > Very Fast-ActingDescriptionThe lead-free Nano2® SMF Fuse is a very small, square surface mount fuse that is RoHS compliant, Halogen Free and 100% lead-free. This product is fully compatible with lead-free solder alloys and higher temperature profiles associated with lead-free assembly.Agency ApprovalsFeatures & BenefitsRoHSPbPSEElectrical Characteristics for Series% of Ampere RatingAmpere RatingOpening Time100%0.062A –154 hours, Minimum200%0.062A –105 sec., Maximum12 –1520 sec., MaximumApplications ■ Notebook PC ■ LCD/PDP TV ■ LCD monitor ■ LCD/PDP panel ■ LCD backlight inverter ■ Portable DVD player ■ Power supply ■ Networking ■ PC server ■ Cooling fan system ■ Storage system ■ Telecom system ■ Wireless basestation ■ White goods ■ Game console ■ Office Automation equipment ■ Battery charging circuit protection ■ Industrial equipment ■ RoHS compliant, Lead-free and Halogen Free ■ Very fast-acting ■ Small size ■ Wide range of current rating available (0.062A to 15A) ■ Wide operating temperature range ■ UL Recognized to UL/CSA/NMX UL 248-1 and UL/CSA/NMX UL 248-14 ■ Conforms to DENAN’s Appendix 3AgencyAgency File NumberAmpere RangeE104800.062A - 15A298620.062A - 15APSENBK030205-E10480ANBK030205-E10480BNBK101105-E1846551A - 1.6A2A - 5A6.3A - 10AN/A0.062A - 15AN/A0.062A - 15AResourcesAccessoriesSamplesAdditional InformationSurface Mount Fuses Datasheet© 2023 Littelfuse, Inc.Specifications are subject to change without notice.Revised: GD. 06/30/232448 SeriesNANO2® Fuse > Very Fast-ActingAmpere Rating(A)Amp CodeMaxVoltage Rating (V)InterruptingRatingNominal Cold Resistance (Ohms)Nominal Melting I2t (A2sec)Agency ApprovalsPSE0.062.06212550A @125VAC/VDC300A @32 VDCPSE: 100A @100VAC5.500.00023xxxx-0.080.0801254.420.00043xxxx-0.100.1001252.900.00082xxxx-0.125.1251252.580.00130xxxx-0.160.1601251.760.00280xxxx-0.200.2001251.650.00380xxxx-0.250.2501250.950.01520xxxx-0.315.3151250.70150.02650xxxx-0.375.3751250.61550.02400xxxx-0.400.4001250.48950.04160xxxx-0.500.5001250.38000.10000xxxx-0.630.6301250.31250.121xxxx-0.750.7501250.22900.206xxxx-0.800.8001250.19070.272xxxx-1.00001.1250.086300.441xxxxx1.251.251250.066190.900xxxxx1.5001.51250.065140.900xxxxx1.6001.61250.062611.122xxxxx2.00002.1250.035290.812xxxxx2.5002.51250.029341.156xxxxx3.00003.1250.024451.720xxxxx3.153.151250.023001.810xxxxx3.5003.51250.021002.300xxxxx4.00004.1250.015773.970xxxxx5.00005.1250.015314.490xxxxx6.3006.31250.0104412.10xxxxx7.00007.1250.0090013.92xxxxx8.00008.1250.0078018.33xxxxx10.00010.12535A @125 VAC50A @125 VDC300A @32 VDCPSE: 100A @100VAC0.0070028.00xxxxx12.00012.8550A @65 VAC/VDC300A @24 VDC200A @85 VDC0.0053347.59xxxx-15.00015.850.0039478.4xxxx-Electrical Specifications by ItemNotes: - l2t calculated at 8ms. - Resistance is measured at 10% of rated current, 25ºCSurface Mount Fuses Datasheet© 2023 Littelfuse, Inc.Specifications are subject to change without notice.Revised: GD. 06/30/233448 SeriesNANO2® Fuse > Very Fast-ActingAverage Time Current CurvesReflow ConditionPb – Free assemblyPre Heat- Temperature Min (Ts(min))150°C - Temperature Max (Ts(max))200°C- Time (Min to Max) (ts)60 – 180 secsAverage ramp up rate (Liquidus Temp (TL) to peak5°C/second max.TS(max) to TL - Ramp-up Rate5°C/second max.Reflow- Temperature (TL) (Liquidus)217°C - Temperature (tL)60 – 150 secondsPeak Temperature (TP)260+0/–5 °CTime within 5°C of actual peak Temperature (tp)20 – 40 secondsRamp-down Rate5°C/second max.Time 25°C to peak Temperature (TP)8 minutes max.Do not exceed260°CWave Soldering Parameters260°C Peak Temperature, 10 seconds max.Soldering Parameters Temperature Re-rating Curve448 SERIES NANO LEAD FREE VERY FAST ACTING FUSE0.0010.010.11101001000100101.10CURRENT IN AMPSTIME IN SECONDS.062 A.080 A.100 A.125 A.160 A.200 A.250 A.315 A.375 A.40 A.50 A.63 A.75 A.80 A1.00 A1.25 A1.50 A1.60 A2.00 A2.50 A3.00 A3.15 A3.50 A4.00 A5.00 A6.30 A7 A8 A10 A12 A15 ANote:1. Rerating depicted in this curve is in addition to the standard derating of 25% for continuous operation.TimeTemperatureTPTLTS(max)TS(min)25tPtLtStime to peak temperature(t 25ºC to peak)Ramp-downRamp-upPreheatCritical ZoneTL to TPSurface Mount Fuses Datasheet© 2023 Littelfuse, Inc.Specifications are subject to change without notice.Revised: GD. 06/30/234448 SeriesNANO2® Fuse > Very Fast-ActingMaterialsBody: Ceramic Terminations: Gold-plated CapsProduct MarkingBrand, Amperage RatingOperating Temperature-55oC to 125oCMoisture Sensitivity LevelLevel 1, J-STD-020SolderabilityMIL-STD-202, Method 208Insulation Resistance (after Opening)MIL-STD-202, Method 302, Test Condition A (10,000 ohms minimum)Thermal ShockMIL-STD-202, Method 107, Test Condition B, 5 cycles, -65oC to 125oC, 15 minutes @ each extremeMechanical ShockMIL-STD-202, Method 213, Test I: Deenergized. 100G’s pk amplitude, sawtooth wave 6ms duration, 3 cycles XYZ+xyz = 18 shocksVibrationMIL-STD-202, Method 201: 0.03” amplitude, 10-55 Hz in 1 min. 2hrs each XYZ=6hrsMoisture ResistanceMIL-STD-202, Method 106, 10 cyclesSalt SprayMIL-STD-202, Method 101, Test Condition B (48hrs)Resistance to Soldering HeatMIL-STD-202, Method 210, Test condition B (10 sec at 260oC)Product CharacteristicsF7 A6.86(.270")3.15(.124")2.95(.116")1.96(.077")2.69 ± .25(.106")2.69 ± .25(.106")1.45(.057")6.10 ± .20(.240")Recommended pad layoutDimensions mm(inches)PackagingPart Numbering SystemPackaging OptionPackaging SpecificationQuantityQuantity & Packaging Code12mm Tape and ReelEIA RS-481-1 (IEC 600286-3)1000MR0448 001. M RSeriesAmp Code*Quantity codePackaging codeRefer to Electrical Characteristics tableM = 1000 pcsR = Tape and Reel*Example:1.5 amp product is 044801.5MR (1 amp product shown above).Disclaimer Notice - Littelfuse products are not designed for, and shall not be used for, any purpose (including, without limitation, automotive, military, aerospace, medical, life-saving, life-sustaining or nuclear facility applications, devices intended for surgical implant into the body, or any other application in which the failure or lack of desired operation of the product may result in personal injury, death, or property damage) other than those expressly set forth in applicable Littelfuse product documentation. Warranties granted by Littelfuse shall be deemed void for products used for any purpose not expressly set forth in applicable Littelfuse documentation. Littelfuse shall not be liable for any claims or damages arising out of products used in applications not expressly intended by Littelfuse as set forth in applicable Littelfuse documentation. The sale and use of Littelfuse products is subject to Littelfuse Terms and Conditions of Sale, unless otherwise agreed by Littelfuse. Information furnished is believed to be accurate and reliable. However, users should independently evaluate the suitability of and test each product selected for their own applications. Littelfuse products are not designed for, and may not be used in, all applications. Read complete Disclaimer Notice at www.littelfuse.com/disclaimer-electronics.
http://www.bourns.com/docs/Product-Datasheets/SF-3812FG-T.pdf | fuses | ■ Single blow fuse for overcurrent protection■ EIA 3812 (10030 metric) footprint■ Ceramic tube design for fast acting fusing speed and low voltage applications■ UL 248-14 compliant■ Surface mount packaging for automated assembly■ RoHS compliant* and halogen free**SF-3812FG-T Series – Fast Acting & Low Voltage SMD FusesSinglFuse™ SF-3812FG-T Series Features*RoHS COMPLIANT&**HALOGEN FREEH30AAdditional InformationClick these links for more information:PRODUCTTECHNICALLIBRARYINVENTORYSAMPLESCONTACT*RoHS Directive 2015/863, Mar 31, 2015 and Annex.** Bourns considers a product to be “halogen free” if (a) the Bromine (Br) content is 900 ppm or less; (b) the Chlorine (Cl) content is 900 ppm or less; and (c) the total Bromine (Br) and Chlorine (Cl) content is 1500 ppm or less.“SinglFuse” is a trademark of Bourns, Inc. Speciﬁcations are subject to change without notice.Users should verify actual device performance in their speciﬁc applications. The products described herein and this document are subject to speciﬁc legal disclaimers as set forth on the last page of this document, and at www.bourns.com/docs/legal/disclaimer.pdf.WARNING Cancer and Reproductive Harmwww.P65Warnings.ca.govClearing Time Characteristics for Series% of Current RatingClearing Time at 25 °CMin.Max.100 %4 hours—200 %—60 secondsElectrical CharacteristicsModelRated Current (A)Resistance (Ω) Typ.***Rated VoltageInterruptingRatingTypicalI2t (A2s) ****CertificationscUL: E198545SF-3812FG2000T-2200.0033125 VAC100 A @ 125 VAC300 A @ 100 VDC18✓SF-3812FG2500T-2250.0022100 A @ 125 VAC100 A @ 100 VDC45✓SF-3812FG3000T-2300.0016101✓*** Resistance value measured with ≤10 % rated current at 25 °C ambient. Tolerance ± 30 %.**** Melting I2t calculated at 10 times rated current.Environmental CharacteristicsOperating Temperature .................................................................................................................................................................-55 °C to +125 °CStorage Conditions Temperature .............................................................................................................................................................................+15 °C to +30 °C Humidity..........................................................................................................................................................................................20 % to 70 % Shelf Life.......................................................................................................................................................... 2 years from manufacturing dateMoisture Sensitivity Level ....................................................................................................................................................................................... 1ESD Classification (HBM)............................................................................................................................................................................. Class 6SELECTOR SF-3812FG-T Series – Fast Acting & Low Voltage SMD FusesSinglFuse™ SF-3812FG-T Series Applications■ Storage Systems■ PC Servers■ Voltage Regulator Modules■ Power SuppliesSpeciﬁcations are subject to change without notice.Users should verify actual device performance in their speciﬁc applications. The products described herein and this document are subject to speciﬁc legal disclaimers as set forth on the last page of this document, and at www.bourns.com/docs/legal/disclaimer.pdf.Average Pre-Arcing Time vs. Current CurvesAverage I2t vs. t Curves20 A25 A30 A1000010001001010.10.010.0010.0001PRE-ARCING TIME (SECONDS)101001000CURRENT (A)10000000100000010000010000100010010I2t (A2s)0.0010.010.1110100100010000TIME (SECONDS)20 A25 A30 AHow to OrderSF - 3812 FG 2000 T - 2 SinglFuse™ Product DesignatorSMD Footprint 3812 = EIA 3812 (10030 metric)Fuse Blow Type FG = Fast Acting & Low VoltageRated Current 2000 ~ 3000 (20 A ~ 30 A)Structure Type T = Ceramic TubePackaging Type - 2 = Tape & ReelTypical Part MarkingRepresents total content. Layout may vary.H20AProduct DimensionsRecommended Pad LayoutH20A10.10 ± 0.40(.398 ± .016)1.75 ± 0.20(.069 ± .008)2.65 ± 0.20(.104 ± .008)3.10 ± 0.20(.122 ± .008)3.10 ± 0.20(.122 ± .008)3.25(.128)6.10(.240)3.43(.135)DIMENSIONS:MM(INCHES)DIMENSIONS:MM(INCHES)Rated CurrentPart Marking20 AH 20 A25 AH 25 A30 AH 30 A 3312 - 2 mm SMD Trimming Potentiometer SF-3812FG-T Series – Fast Acting & Low Voltage SMD FusesSpeciﬁcations are subject to change without notice.Users should verify actual device performance in their speciﬁc applications. The products described herein and this document are subject to speciﬁc legal disclaimers as set forth on the last page of this document, and at www.bourns.com/docs/legal/disclaimer.pdf.PackagingReel Dimension13-inch Tape and ReelSpecificationEIA 481-2Quantity2,500 piecesPackaging Code-2Solder Reflow RecommendationsSolder Wave RecommendationsProfile FeaturePb-Free AssemblyPreheat / Soak: Temperature Min. (Tsmin) Temperature Max. (Tsmax) Time (ts) from (Tsmin to Tsmax) 150 °C 200 °C 60~180 secondsRamp Up Rate (TL to Tp)3 °C / second max.Ramp Up Rate (Tsmax to TL)5 °C / second max.Liquidous Temperature (TL)Time (tL) maintained above TL217 °C60~150 secondsPeak Package Body Temperature (Tp)260 °C +0/-5 °CTime within 5 °C of actual peak temperature (Tp)10~30 seconds*Ramp Down Rate (Tp to TL)6 °C / second max.Time 25 °C to Peak Temperature8 minutes max.Do not exceed260 °CProfile FeaturePb-Free AssemblyPreheat: Temperature Max. (Tsmax) Time (Min. to Max.) 150 °C 60~90 secondsSolder Pot Temperature260 °C max.Solder Dwell Time2~3 secondsTemperatureTimet 25 °C TO PEAKTPTLT MAX.STMIN.25 °CStsPREHEATtpRAMP-UPTPTL TOCRITICAL ZONERAMP-DOWNt LTemperature (°C)Peak Temperature (Dwell Time)Time (Sec.)2040PREHEAT TIME6080100120140160180200220240COOLING TIME300280260240220200180160140120100806040200* Tolerance for peak profile temperature (Tp ) is defined as a supplier minimum and a user maximum. SF-3812FG-T Series – Fast Acting & Low Voltage SMD FusesSpeciﬁcations are subject to change without notice.Users should verify actual device performance in their speciﬁc applications. The products described herein and this document are subject to speciﬁc legal disclaimers as set forth on the last page of this document, and at www.bourns.com/docs/legal/disclaimer.pdf. SF-3812FG-T Series – Fast Acting & Low Voltage SMD FusesSpeciﬁcations are subject to change without notice.Users should verify actual device performance in their speciﬁc applications. The products described herein and this document are subject to speciﬁc legal disclaimers as set forth on the last page of this document, and at www.bourns.com/docs/legal/disclaimer.pdf.Current Rating Thermal Derating Curve120100806040200-60-40-2002025 °C406080100120140AMBIENT TEMPERATURE (°C)RATED CURRENT PERCENTAGE (%)Reliability TestingNo.TestTest ConditionRequirementTest Reference1SolderabilityTemperature setup: 235 ±5 °CTime setup: 10 ±1 sec.After test terminal electrode wetting area must be greater than 95 %IEC 60068-2-582Resistance to soldering heatTemperature setup: 235 ±5 °CTime setup: 30 ±5 sec.DCR change ≤ ±15 %IEC 60068-2-583Thermal shockTemperature setup: 25 °C ~ -65 °C ~ 25 °C ~ 125 °CTime setup: -65 °C (30 min) ~ 25 °C (5 min) ~ 125 °C (30 min) ~ 25 °C (5 min), 5 cyclesDCR change ≤ ±15 %No mechanical damageMIL-STD-202GMethod 107GTest Condition B4Humidity unloadHeat (85 ±0.5 °C)High Humidity (85 ±1 % RH)240 hoursDCR change ≤ ±15 %No mechanical damageMIL-STD-202GMethod 103BTest Condition A5Salt spraySalt spray concentration: 5 ±1 %Test liquid temperature: 35 ±0.5 °C96 hoursDCR change ≤ ±15 %No mechanical damageMIL-STD-202GMethod 101ETest Condition A6BendingThe board shall be bent by 1 mm at a rate of 1 mm/sec.DCR change ≤ ±15 %IEC 60127-47VibrationFrequency setup: 10 ~ 55 ~ 10 HzTime setup: 1 Minute/cycle (X-Y-Z, 120 cycles, 6 hours)DCR change ≤ ±15 %No mechanical damageMIL-STD-202GMethod 201AREV. 04/21Asia-Pacific: Tel: +886-2 2562-4117 • Email: asiacus@bourns.comEMEA: Tel: +36 88 885 877 • Email: eurocus@bourns.comThe Americas: Tel: +1-951 781-5500 • Email: americus@bourns.comwww.bourns.comLegal Disclaimer NoticeThis legal disclaimer applies to purchasers and users of Bourns® products manufactured by or on behalf of Bourns, Inc. and P[ZHɉSPH[LZJVSSLJ[P]LS`¸)V\YUZ¹Unless otherwise expressly indicated in writing, Bourns® products and data sheets relating thereto are subject to change ^P[OV\[UV[PJL<ZLYZZOV\SKJOLJRMVYHUKVI[HPU[OLSH[LZ[YLSL]HU[PUMVYTH[PVUHUK]LYPM`[OH[Z\JOPUMVYTH[PVUPZJ\YYLU[and complete before placing orders for Bourns® products.The characteristics and parameters of a Bourns® product set forth in its data sheet are based on laboratory conditions, and statements regarding the suitability of products for certain types of applications are based on Bourns’ knowledge of typical requirements in generic applications. The characteristics and parameters of a Bourns®WYVK\J[PUH\ZLYHWWSPJH[PVUTH`]HY`MYVT[OLKH[HZOLL[JOHYHJ[LYPZ[PJZHUKWHYHTL[LYZK\L[VP[OLJVTIPUH[PVUVM[OL)V\YUZ® product with other components PU[OL\ZLY»ZHWWSPJH[PVUVYPP[OLLU]PYVUTLU[VM[OL\ZLYHWWSPJH[PVUP[ZLSM;OLJOHYHJ[LYPZ[PJZHUKWHYHTL[LYZVMH)V\YUZ® WYVK\J[HSZVJHUHUKKV]HY`PUKPɈLYLU[HWWSPJH[PVUZHUKHJ[\HSWLYMVYTHUJLTH`]HY`V]LY[PTL<ZLYZZOV\SKHS^H`Z]LYPM`the actual performance of the Bourns®WYVK\J[PU[OLPYZWLJPÄJKL]PJLZHUKHWWSPJH[PVUZHUKTHRL[OLPYV^UPUKLWLUKLU[Q\KNTLU[ZYLNHYKPUN[OLHTV\U[VMHKKP[PVUHS[LZ[THYNPU[VKLZPNUPU[V[OLPYKL]PJLVYHWWSPJH[PVU[VJVTWLUZH[LMVY KPɈLYLUJLZIL[^LLUSHIVYH[VY`HUKYLHS^VYSKJVUKP[PVUZ<USLZZ)V\YUZOHZL_WSPJP[S`KLZPNUH[LKHUPUKP]PK\HS)V\YUZ® product as meeting the requirements of a particular industry Z[HUKHYKLN0:6;: VYHWHY[PJ\SHYX\HSPÄJH[PVULN<3SPZ[LKVYYLJVNUPaLK)V\YUZPZUV[YLZWVUZPISLMVYHU`MHPS\YLVMHUPUKP]PK\HS)V\YUZ®WYVK\J[[VTLL[[OLYLX\PYLTLU[ZVMZ\JOPUK\Z[Y`Z[HUKHYKVYWHY[PJ\SHYX\HSPÄJH[PVU<ZLYZof Bourns® products are responsible for ensuring compliance with safety-related requirements and standards applicable to [OLPYKL]PJLZVYHWWSPJH[PVUZBourns®WYVK\J[ZHYLUV[YLJVTTLUKLKH\[OVYPaLKVYPU[LUKLKMVY\ZLPUU\JSLHYSPMLZH]PUNSPMLJYP[PJHSVYSPMLZ\Z[HPUPUNHWWSPJH[PVUZUVYPUHU`V[OLYHWWSPJH[PVUZ^OLYLMHPS\YLVYTHSM\UJ[PVUTH`YLZ\S[PUWLYZVUHSPUQ\Y`KLH[OVYZL]LYLWYVWLY[`VYLU]PYVUTLU[HSKHTHNL<USLZZL_WYLZZS`HUKZWLJPÄJHSS`HWWYV]LKPU^YP[PUNI`[^VH\[OVYPaLK)V\YUZYLWYLZLU[H[P]LZon a case-by-case basis, use of any Bourns®WYVK\J[ZPUZ\JO\UH\[OVYPaLKHWWSPJH[PVUZTPNO[UV[ILZHMLHUK[O\ZPZH[[OL\ZLY»ZZVSLYPZR3PMLJYP[PJHSHWWSPJH[PVUZPUJS\KLKL]PJLZPKLU[PÄLKI`[OL<:-VVKHUK+Y\N(KTPUPZ[YH[PVUHZ*SHZZ000KL]PJLZHUKNLULYHSS`LX\P]HSLU[JSHZZPÄJH[PVUZV\[ZPKLVM[OL<UP[LK:[H[LZ)V\YUZL_WYLZZS`PKLU[PÄLZ[OVZL)V\YUZ®Z[HUKHYKWYVK\J[Z[OH[HYLZ\P[HISLMVY\ZLPUH\[VTV[P]LHWWSPJH[PVUZVUZ\JOWYVK\J[Z»KH[HZOLL[ZPU[OLZLJ[PVULU[P[SLK¸(WWSPJH[PVUZ¹<USLZZL_WYLZZS`HUKZWLJPÄJHSS`HWWYV]LKPU^YP[PUNI`[^VH\[OVYPaLK)V\YUZYLWYLZLU[H[P]LZVUHJHZLI`JHZLIHZPZ\ZLVMHU`V[OLY)V\YUZ®Z[HUKHYKWYVK\J[ZPUHUH\[VTV[P]LHWWSPJH[PVUTPNO[UV[ILZHMLHUK[O\ZPZUV[YLJVTTLUKLKH\[OVYPaLKVYPU[LUKLKHUKPZH[[OL\ZLY»ZZVSLYPZR0M)V\YUZL_WYLZZS`PKLU[PÄLZHZ\IJH[LNVY`VMH\[VTV[P]LHWWSPJH[PVUPU[OLKH[HZOLL[MVYP[ZZ[HUKHYKWYVK\J[ZZ\JOHZPUMV[HPUTLU[VYSPNO[PUNZ\JOPKLU[PÄJH[PVUTLHUZ[OH[)V\YUZOHZYL]PL^LKP[ZZ[HUKHYKWYVK\J[HUKOHZKL[LYTPULK[OH[PMZ\JO)V\YUZ® Z[HUKHYKWYVK\J[PZJVUZPKLYLKMVYWV[LU[PHS\ZLPUH\[VTV[P]LHWWSPJH[PVUZP[ZOV\SKVUS`IL\ZLKPUZ\JOZ\IJH[LNVY`VMH\[VTV[P]LHWWSPJH[PVUZ(U`YLMLYLUJL[V)V\YUZ®Z[HUKHYKWYVK\J[PU[OLKH[HZOLL[HZJVTWSPHU[^P[O[OL(,*8Z[HUKHYKVY¸H\[VTV[P]LNYHKL¹KVLZUV[I`P[ZLSMTLHU[OH[)V\YUZOHZHWWYV]LKZ\JOWYVK\J[MVY\ZLPUHUH\[VTV[P]LHWWSPJH[PVUBourns®Z[HUKHYKWYVK\J[ZHYLUV[[LZ[LK[VJVTWS`^P[O<UP[LK:[H[LZ-LKLYHS(]PH[PVU(KTPUPZ[YH[PVUZ[HUKHYKZNLULYHSS`VYHU`V[OLYNLULYHSS`LX\P]HSLU[NV]LYUTLU[HSVYNHUPaH[PVUZ[HUKHYKHWWSPJHISL[VWYVK\J[ZKLZPNULKVYTHU\MHJ[\YLKMVY\ZLPUHPYJYHM[VYZWHJLHWWSPJH[PVUZ)V\YUZL_WYLZZS`PKLU[PÄLZ)V\YUZ® standard products that are suitable for use in aircraft VYZWHJLHWWSPJH[PVUZVUZ\JOWYVK\J[Z»KH[HZOLL[ZPU[OLZLJ[PVULU[P[SLK¸(WWSPJH[PVUZ¹<USLZZL_WYLZZS`HUKZWLJPÄJHSS`HWWYV]LKPU^YP[PUNI`[^VH\[OVYPaLK)V\YUZYLWYLZLU[H[P]LZVUHJHZLI`JHZLIHZPZ\ZLVMHU`V[OLY)V\YUZ® standard WYVK\J[PUHUHPYJYHM[VYZWHJLHWWSPJH[PVUTPNO[UV[ILZHMLHUK[O\ZPZUV[YLJVTTLUKLKH\[OVYPaLKVYPU[LUKLKHUKPZH[the user’s sole risk.;OL\ZLHUKSL]LSVM[LZ[PUNHWWSPJHISL[V)V\YUZ® custom products shall be negotiated on a case-by-case basis by Bourns and the user for which such Bourns®J\Z[VTWYVK\J[ZHYLZWLJPHSS`KLZPNULK(IZLU[H^YP[[LUHNYLLTLU[IL[^LLU)V\YUZHUK[OL\ZLYYLNHYKPUN[OL\ZLHUKSL]LSVMZ\JO[LZ[PUN[OLHIV]LWYV]PZPVUZHWWSPJHISL[V)V\YUZ® standard products shall also apply to such Bourns® custom products.Users shall not sell, transfer, export or re-export any Bourns®WYVK\J[ZVY[LJOUVSVN`MVY\ZLPUHJ[P]P[PLZ^OPJOPU]VS]L[OLKLZPNUKL]LSVWTLU[WYVK\J[PVU\ZLVYZ[VJRWPSPUNVMU\JSLHYJOLTPJHSVYIPVSVNPJHS^LHWVUZVYTPZZPSLZUVYZOHSS[OL`\ZLBourns®WYVK\J[ZVY[LJOUVSVN`PUHU`MHJPSP[`^OPJOLUNHNLZPUHJ[P]P[PLZYLSH[PUN[VZ\JOKL]PJLZ;OLMVYLNVPUNYLZ[YPJ[PVUZHWWS`[VHSS\ZLZHUKHWWSPJH[PVUZ[OH[]PVSH[LUH[PVUHSVYPU[LYUH[PVUHSWYVOPIP[PVUZPUJS\KPUNLTIHYNVZVYPU[LYUH[PVUHS YLN\SH[PVUZ-\Y[OLY)V\YUZ® products and Bourns technology and technical data may not under any circumstance be exported or re-exported to countries subject to international sanctions or embargoes. Bourns® products may not, without WYPVYH\[OVYPaH[PVUMYVT)V\YUZHUKVY[OL<:.V]LYUTLU[ILYLZVSK[YHUZMLYYLKVYYLL_WVY[LK[VHU`WHY[`UV[LSPNPISL [VYLJLP]L<:JVTTVKP[PLZZVM[^HYLHUK[LJOUPJHSKH[H;V[OLTH_PT\TL_[LU[WLYTP[[LKI`HWWSPJHISLSH^)V\YUZKPZJSHPTZPHU`HUKHSSSPHIPSP[`MVYZWLJPHSW\UP[P]LJVUZLX\LU[PHSPUJPKLU[HSVYPUKPYLJ[KHTHNLZVYSVZ[YL]LU\LZVYSVZ[WYVÄ[ZHUKPPHU`HUKHSSPTWSPLK^HYYHU[PLZPUJS\KPUNPTWSPLK^HYYHU[PLZVMÄ[ULZZMVYWHY[PJ\SHYW\YWVZLUVUPUMYPUNLTLU[HUKTLYJOHU[HIPSP[`)RU\RXUFRQYHQLHQFHFRSLHVRIWKLV/HJDO'LVFODLPHU1RWLFHZLWK*HUPDQ6SDQLVK-DSDQHVH7UDGLWLRQDO&KLQHVHDQG6LPSOLÀHG&KLQHVHbilingual versions are available at:Web Page: http://www.bourns.com/legal/disclaimers-terms-and-policies PDF: http://www.bourns.com/docs/Legal/disclaimer.pdf*9
https://www.littelfuse.com/~/media/electronics/datasheets/fuses/littelfuse_fuse_157t_datasheet.pdf.pdf | fuses | Fuse Datasheet© 2021 Littelfuse, Inc.Specifications are subject to change without notice.Revised: GD. 09/24/211157T SeriesStandard Nano2® Fuse and Clip AssemblyDescriptionThe 157T Series Fuse/Clip assembly is a small, square, Time-Lag, surface mount fuse that is assembled in surface mountable fuse clips. The unique time delay feature of this fuse design helps solve the problem of nuisance “opening” by accommodating inrush currents that normally cause a fast-acting fuse to open.The fuse clip and pre-installed fuse combination can be automatically placed in PC Board in one efficient manufacturing operation. It permits quick and easy replacement of fuses without performing desoldering process, even in the field and without exposing the PC Board to detrimental effects of rework solder heat.Agency ApprovalsAgencyAgency File NumberAmpere RangeE147210.375A ~ 5APSENBK030205-E10480B1A - 5AFeatures & BenefitsElectrical Characteristics for Series ■ Surface Mountable, Time-Lag Fuse. ■ Fully compatible with RoHS/Pb-Free solder alloys and higher temperature profiles associated with leadfree assembly. ■ Easily replaceable on PC Board (Field Replaceable) ■ RoHS Compliant and Halogen-free ■ Available in ratings of 0.375 ~ 5 Amperes.% of Ampere Rating% of Ampere RatingOpening Time at 25ºC100%0.375A ~ 5A4 hours, Minimum200%0.375A ~ 5A1 sec. Minimum, 60 secs. Maximum300%0.375A ~ 5A0.20 secs. Minimum, 3.00 secs. Maximum800%0.375A ~ 5A0.02 secs. Minimum, 0.10 secs. MaximumApplicationsAmpereRating (A)Amp CodeMax Voltage Rating (V)InterruptingRating(A)FuseFurnishedNominal Cold Resistance (Ohms)Nominal Melting I2t (A2sec)Agency ApprovalsPSE0.375 0.375 125 50A @ 125VAC/VDC 454.3751.2214 0.101 X-0.500.500 125 454.50.7047 0.240 X-0.750.750 125 454.750.3602 0.904 X-1.00 1.0125 454001.00.2245 1.98 XX1.50 1.5 125 45401.50.0934 3.65 XX2.00 2.0125 454002.00.0629 8.20 XX2.50 2.5 125 45402.50.0452 15.0 XX3.00 3.0125 454003.00.0342 20.16 XX3.50 3.5 125 45403.50.0226 26.53 XX4.00 4.0125 454004.00.0188 34.40 XX5.00 5.0125 454005.00.0138 53.72 XXElectrical Specifications by Item1. Cold resistance measured at less than 10% of rated current at 23ºC. 2. I2t values stated for 8ms opening time. 3. Agency Approval Table Key: X=Approved or Certified, P=Pending and Blank=Not Approved4. Have special electrical characteristic needs? Contact Littelfuse to learn more about application specific optionsRoHS ■ Instrumentations ■ Base Stations ■ TelecommunicationsPSEResourcesAccessoriesSamplesAdditional InformationNote: PSE/METI Certification is only applicable to the fuse. Clips do not require certification for the Japanese MarketFuse Datasheet© 2021 Littelfuse, Inc.Specifications are subject to change without notice.Revised: GD. 09/24/212157T SeriesStandard Nano2® Fuse and Clip AssemblyAverage Time Current CurvesReflow ConditionPb – Free assemblyPre Heat- Temperature Min (Ts(min))150°C - Temperature Max (Ts(max))200°C- Time (Min to Max) (ts)60 – 180 secsAverage ramp up rate (Liquidus Temp (TL) to peak5°C/second maxTS(max) to TL - Ramp-up Rate5°C/second maxReflow- Temperature (TL) (Liquidus)217°C - Temperature (tL)60 – 150 secondsPeak Temperature (TP)250+0/-5 °CTime within 5°C of actual peak Temperature (tp) 20 – 40 secondsRamp-down Rate5°C/second maxTime 25°C to peak Temperature (TP)8 minutes Max.Do not exceed260°CSoldering ParametersTemperature Re-rating Curve0.0010.010.11101000.1110100CURRENT IN AMPSTIME IN SECONDS.375A.50A.75A1.0A3.0A2.5A2.0A1.5A3.5A4A5ANote:1. Rerating depicted in this curve is in addition to the standard derating of 25% for continuous operation.TimeTemperatureTPTLTS(max)TS(min)25tPtLtStime to peak temperature(t 25ºC to peak)Ramp-downRamp-upPreheatCritical ZoneTL to TPFuse Datasheet© 2021 Littelfuse, Inc.Specifications are subject to change without notice.Revised: GD. 09/24/213157T SeriesStandard Nano2® Fuse and Clip AssemblyMaterialsBody: CeramicCap: For 0.375A ~ 5A – Silver plated BrassClip Plating: Matte Tin Product MarkingBody: Brand Logo, Current Rating, “T” for Time-LagClip RetentionForce applied at fuse center, perpendicular to the long axis (@0.75 lbs. MIN)SolderabilityMIL-STD-202, Method 208 / IPC/ EIA / JEDEC J-STD-002, Test Condition AHumidity TestMIL –STD-202, Method 103 @ 85ºC / 85%RH, 1000 hoursResistance to SolventsMIL-STD-202, Method 215 (3 solvent types)Product CharacteristicsOperating Temperature -55ºC to 125ºC with proper deratingThermal ShockMIL-STD-202, Method 107, Test Condition B (5 cycles -65ºC to +125ºC)VibrationMIL-STD-202, Method 201 (10-55 Hz)Moisture ResistanceMIL-STD-202, Method 106, 10 cyclesSalt Spray/ AtmosphereMIL-STD-202, Method 101, Test Condition B (48 hrs.), 5% NaCl in De-ionized WaterShockMIL-STD-202, Method 213, Test Condition I (100 G’s peak for 6 milliseconds)Dimensions6.10[0.240]1.45 [0.057]2.69 [0.106]2.69 [0.106]3.7 ± 0.13 [0.146]L1 AF6.50 ± 0.20 [0.256]T3.90 ± 0.13[0.154]2.50 ± 0.2[0.098]3.70 [0.146]3.40 [0.134]"A""B"0.107.26[0.29]3.00[0.12]2.46[0.10]2.40[0.09]PackagingPackaging OptionPackaging SpecificationQuantityQuantity & Packaging CodeTape and ReelSurface Mount1500DRTPart Numbering SystemPCB Recommendation for Thermal Management 1. Minimum Copper Layer Thickness = 100um 2. Minimum Copper Trace Width = 10mmNote: Alternate methods of thermal management may be used. In such cases, under normal operations, the maximum temperature of the fuse body should not exceed 80ºC in a 25ºC ambient environment.0157 005. D R TSeriesAmp codeQuantity CodePacking OptionD = 1500 pcsR = Tape and ReelTime-Lag FuseDisclaimer Notice - Information furnished is believed to be accurate and reliable. However, users should independently evaluate the suitability of and test each product selected for their own applications. Littelfuse products are not designed for, and may not be used in, all applications. Read complete Disclaimer Notice at: www.littelfuse.com/disclaimer-electronics.
https://www.littelfuse.com/media?resourcetype=datasheets&itemid=63f61b85-5fc5-4f00-9ca9-8d59a6252d71&filename=littelfuse_fuse_154_154t_154l_154tl_datasheet.pdf | fuses | © 2020 Littelfuse, Inc.Specifications are subject to change without notice.Revised: 09/16/20NANO2® > 154 OMNI-BLOK® Fuse and Holder CombinationSurface Mount Fuses154/154T/154L/154TL Series OMNI-BLOK® Fuse and Holder AssemblyDescriptionThe RoHS compliant 154 Series OMNI-BLOK® Fuse and Holder Assembly offers a solution for efficient installation and easy replacement of miniature Nano2® surface mount fuses. Offered in a tape and reel package, this fuse and holder combination can be installed on a PC board as an efficient single step. Fuse replacement can be accomplished without exposing the PC board to the detrimental effects of solder heat.The fuse holder unit may be sold as a stand-alone item, shipped in bulk quantity using part number 01550900M and also pre-packaged in tape and reel cartridges using part number 01550900DR.Agency ApprovalsAgencyAgency File NumberAmpere RangeE147210.062A - 10A+ 0.375A - 7A++PSENBK030205-E10480ANBK030205-E10480BNBK101105-E184655NBK030205-E10480B1A - 1.6A+2A - 5A+6.3A - 10A+1A - 5A++FeaturesRoHSPSE• Easy fuse replacement • Miniature size• RoHS-compliant and Halogen-free• Very Fast-Acting and Time-Lag options available• Holder sized to fit a range of Nano2® type fuses• Wide range of current ratings available - Fast-Acting Fuses: 62mA - 10A - Slo-Blo Fuses: 375mA - 5A• Wide operating temperature range• Heat-resistant fuseholder, UL94 V-0• 260°C reflow capable fuseholder • Recognized to UL/CSA/NMX 248-1, UL/CSA/NMX 248-14 and UL/CSA/NMX 4248-1.Ordering Information Catalog NumberAmpere Rating (A)Amp CodeFuse Furnished*154.0620.0620.062453.062154.080.080.08453.08154.10.10.1453.1154.1250.1250.125453.125154.160.160.16453.16154.20.20.2453.2154.250.250.25453.25154.3150.3150.315453.315154.3750.3750.375453.375154.40.40.4453.4154.50.50.5453.5154.630.630.63453.63154.750.750.75453.75154.80.80.8453.8154001.011.0453001.01541.251.251.254531.2515401.51.51.545301.515401.61.61.645301.6154002.022.0453002.015402.52.52.545302.5154003.033.0453003.01543.153.153.154533.1515403.53.53.545303.5154004.044.0453004.0154005.055.0453005.015406.36.306.345306.3154007.077.0453007.0154008.088.0453008.0154010.01010.0453010.0With Very Fast-Acting Fuse InstalledCatalog NumberAmpere Rating (A)Amp CodeFuse Furnished*154.375 T0.3750.375454.375154.5 T0.50.5454.5154.75 T0.750.75454.75154001.0 T11.0454001.015401.5 T1.51.545401.5154002.0 T22.0454002.015402.5 T2.52.545402.5154003.0 T33.0454003.015403.5 T3.53.545403.5154004.0 T44.0454004.0154005.0 T55.0454005.0154007.0 T77.0454007.0With Slo-Blo® Fuse Installed* The 453 and 454 Series fuses identified above have silver-plated end caps, designed to accommodate solder reflow processes: For 453 Series fuse replacement, either 451, 453 or 448 Series may be used.For 454 Series fuse replacement, either 452, 454 or 449 Series may be used.For detailed operating characteristic and performance information for each of the fuse series mentioned above, please refer to their respective data available online at www.littelfuse.com.** 155900 is UL Recognized for the US and Canadian market. It is rated 125V, 10A.154/154T (Tan color holder like shown in this image)154L/154TL (Black color holder)+ Fast-acting Fuse++ Slo-Blo(R) FuseDatasheetAdditional InformationSamplesResources© 2020 Littelfuse, Inc.Specifications are subject to change without notice.Revised: 09/16/20NANO2® > 154 OMNI-BLOK® Fuse and Holder CombinationSurface Mount FusesLF7 ALF3.81(.150")2.13(.084")REF.10.62(.418")4.24(.167")9.73(.383") REF.3.81(.150")5.03(.198")155FUSERecommended Pad LayoutDimensionsPackagingPackaging OptionPackaging SpecificationQuantityQuantity & Packaging CodeReel PackEIA RS–481–2 (IEC 60286-3, part 3)1500DRSoldering ParametersTimeTemperatureTPTLTS(max)TS(min)25tPtLtStime to peak temperature(t 25ºC to peak)Ramp-downRamp-upPreheatCritical ZoneTL to TPPart Numbering SystemExample:1.5 amp Fast-acting product is 015401.5DR.1.5 amp Time-lag product is 015401.5DRT.(1 amp product shown above).0154 001. D R T LSeriesAMP CodeQuantity CodePackaging CodeRefer to Ordering information section on previous page.D = 1500 pcsR = Tape and ReelType Code“L” suffix for Black Color Holder“G” suffix for 451L (Au-Plated Caps)T = Time-Lag (Slo-Blo®)Reflow ConditionPb – Free assemblyPre Heat- Temperature Min (Ts(min))150°C - Temperature Max (Ts(max))200°C- Time (Min to Max) (ts)60 - 180 secondsAverage Ramp-up Rate (Liquidus Temp (TL) to peak)5°C/second max.TS(max) to TL - Ramp-up Rate5°C/second max.Reflow- Temperature (TL) (Liquidus)217°C - Temperature (tL)60 - 150 secondsPeak Temperature (TP)260+0/–5 °CTime within 5°C of actual peak Temperature (tp)20 – 40 secondsRamp-down Rate5°C/second max.Time 25°C to peak Temperature (TP)8 minutes max.Do not exceed260°CProduct CharacteristicsOperating Temperature-55ºC to 125ºCDisclaimer Notice - Information furnished is believed to be accurate and reliable. However, users should independently evaluate the suitability of and test each product selected for their own applications. Littelfuse products are not designed for, and may not be used in, all applications. Read complete Disclaimer Notice at: www.littelfuse.com/disclaimer-electronics.
https://www.littelfuse.com/~/media/electronics/datasheets/fuses/littelfuse_fuse_157t_datasheet.pdf.pdf | fuses | Fuse Datasheet© 2021 Littelfuse, Inc.Specifications are subject to change without notice.Revised: GD. 09/24/211157T SeriesStandard Nano2® Fuse and Clip AssemblyDescriptionThe 157T Series Fuse/Clip assembly is a small, square, Time-Lag, surface mount fuse that is assembled in surface mountable fuse clips. The unique time delay feature of this fuse design helps solve the problem of nuisance “opening” by accommodating inrush currents that normally cause a fast-acting fuse to open.The fuse clip and pre-installed fuse combination can be automatically placed in PC Board in one efficient manufacturing operation. It permits quick and easy replacement of fuses without performing desoldering process, even in the field and without exposing the PC Board to detrimental effects of rework solder heat.Agency ApprovalsAgencyAgency File NumberAmpere RangeE147210.375A ~ 5APSENBK030205-E10480B1A - 5AFeatures & BenefitsElectrical Characteristics for Series ■ Surface Mountable, Time-Lag Fuse. ■ Fully compatible with RoHS/Pb-Free solder alloys and higher temperature profiles associated with leadfree assembly. ■ Easily replaceable on PC Board (Field Replaceable) ■ RoHS Compliant and Halogen-free ■ Available in ratings of 0.375 ~ 5 Amperes.% of Ampere Rating% of Ampere RatingOpening Time at 25ºC100%0.375A ~ 5A4 hours, Minimum200%0.375A ~ 5A1 sec. Minimum, 60 secs. Maximum300%0.375A ~ 5A0.20 secs. Minimum, 3.00 secs. Maximum800%0.375A ~ 5A0.02 secs. Minimum, 0.10 secs. MaximumApplicationsAmpereRating (A)Amp CodeMax Voltage Rating (V)InterruptingRating(A)FuseFurnishedNominal Cold Resistance (Ohms)Nominal Melting I2t (A2sec)Agency ApprovalsPSE0.375 0.375 125 50A @ 125VAC/VDC 454.3751.2214 0.101 X-0.500.500 125 454.50.7047 0.240 X-0.750.750 125 454.750.3602 0.904 X-1.00 1.0125 454001.00.2245 1.98 XX1.50 1.5 125 45401.50.0934 3.65 XX2.00 2.0125 454002.00.0629 8.20 XX2.50 2.5 125 45402.50.0452 15.0 XX3.00 3.0125 454003.00.0342 20.16 XX3.50 3.5 125 45403.50.0226 26.53 XX4.00 4.0125 454004.00.0188 34.40 XX5.00 5.0125 454005.00.0138 53.72 XXElectrical Specifications by Item1. Cold resistance measured at less than 10% of rated current at 23ºC. 2. I2t values stated for 8ms opening time. 3. Agency Approval Table Key: X=Approved or Certified, P=Pending and Blank=Not Approved4. Have special electrical characteristic needs? Contact Littelfuse to learn more about application specific optionsRoHS ■ Instrumentations ■ Base Stations ■ TelecommunicationsPSEResourcesAccessoriesSamplesAdditional InformationNote: PSE/METI Certification is only applicable to the fuse. Clips do not require certification for the Japanese MarketFuse Datasheet© 2021 Littelfuse, Inc.Specifications are subject to change without notice.Revised: GD. 09/24/212157T SeriesStandard Nano2® Fuse and Clip AssemblyAverage Time Current CurvesReflow ConditionPb – Free assemblyPre Heat- Temperature Min (Ts(min))150°C - Temperature Max (Ts(max))200°C- Time (Min to Max) (ts)60 – 180 secsAverage ramp up rate (Liquidus Temp (TL) to peak5°C/second maxTS(max) to TL - Ramp-up Rate5°C/second maxReflow- Temperature (TL) (Liquidus)217°C - Temperature (tL)60 – 150 secondsPeak Temperature (TP)250+0/-5 °CTime within 5°C of actual peak Temperature (tp) 20 – 40 secondsRamp-down Rate5°C/second maxTime 25°C to peak Temperature (TP)8 minutes Max.Do not exceed260°CSoldering ParametersTemperature Re-rating Curve0.0010.010.11101000.1110100CURRENT IN AMPSTIME IN SECONDS.375A.50A.75A1.0A3.0A2.5A2.0A1.5A3.5A4A5ANote:1. Rerating depicted in this curve is in addition to the standard derating of 25% for continuous operation.TimeTemperatureTPTLTS(max)TS(min)25tPtLtStime to peak temperature(t 25ºC to peak)Ramp-downRamp-upPreheatCritical ZoneTL to TPFuse Datasheet© 2021 Littelfuse, Inc.Specifications are subject to change without notice.Revised: GD. 09/24/213157T SeriesStandard Nano2® Fuse and Clip AssemblyMaterialsBody: CeramicCap: For 0.375A ~ 5A – Silver plated BrassClip Plating: Matte Tin Product MarkingBody: Brand Logo, Current Rating, “T” for Time-LagClip RetentionForce applied at fuse center, perpendicular to the long axis (@0.75 lbs. MIN)SolderabilityMIL-STD-202, Method 208 / IPC/ EIA / JEDEC J-STD-002, Test Condition AHumidity TestMIL –STD-202, Method 103 @ 85ºC / 85%RH, 1000 hoursResistance to SolventsMIL-STD-202, Method 215 (3 solvent types)Product CharacteristicsOperating Temperature -55ºC to 125ºC with proper deratingThermal ShockMIL-STD-202, Method 107, Test Condition B (5 cycles -65ºC to +125ºC)VibrationMIL-STD-202, Method 201 (10-55 Hz)Moisture ResistanceMIL-STD-202, Method 106, 10 cyclesSalt Spray/ AtmosphereMIL-STD-202, Method 101, Test Condition B (48 hrs.), 5% NaCl in De-ionized WaterShockMIL-STD-202, Method 213, Test Condition I (100 G’s peak for 6 milliseconds)Dimensions6.10[0.240]1.45 [0.057]2.69 [0.106]2.69 [0.106]3.7 ± 0.13 [0.146]L1 AF6.50 ± 0.20 [0.256]T3.90 ± 0.13[0.154]2.50 ± 0.2[0.098]3.70 [0.146]3.40 [0.134]"A""B"0.107.26[0.29]3.00[0.12]2.46[0.10]2.40[0.09]PackagingPackaging OptionPackaging SpecificationQuantityQuantity & Packaging CodeTape and ReelSurface Mount1500DRTPart Numbering SystemPCB Recommendation for Thermal Management 1. Minimum Copper Layer Thickness = 100um 2. Minimum Copper Trace Width = 10mmNote: Alternate methods of thermal management may be used. In such cases, under normal operations, the maximum temperature of the fuse body should not exceed 80ºC in a 25ºC ambient environment.0157 005. D R TSeriesAmp codeQuantity CodePacking OptionD = 1500 pcsR = Tape and ReelTime-Lag FuseDisclaimer Notice - Information furnished is believed to be accurate and reliable. However, users should independently evaluate the suitability of and test each product selected for their own applications. Littelfuse products are not designed for, and may not be used in, all applications. Read complete Disclaimer Notice at: www.littelfuse.com/disclaimer-electronics.
https://www.littelfuse.com/media?resourcetype=datasheets&itemid=63f61b85-5fc5-4f00-9ca9-8d59a6252d71&filename=littelfuse_fuse_154_154t_154l_154tl_datasheet.pdf | fuses | © 2020 Littelfuse, Inc.Specifications are subject to change without notice.Revised: 09/16/20NANO2® > 154 OMNI-BLOK® Fuse and Holder CombinationSurface Mount Fuses154/154T/154L/154TL Series OMNI-BLOK® Fuse and Holder AssemblyDescriptionThe RoHS compliant 154 Series OMNI-BLOK® Fuse and Holder Assembly offers a solution for efficient installation and easy replacement of miniature Nano2® surface mount fuses. Offered in a tape and reel package, this fuse and holder combination can be installed on a PC board as an efficient single step. Fuse replacement can be accomplished without exposing the PC board to the detrimental effects of solder heat.The fuse holder unit may be sold as a stand-alone item, shipped in bulk quantity using part number 01550900M and also pre-packaged in tape and reel cartridges using part number 01550900DR.Agency ApprovalsAgencyAgency File NumberAmpere RangeE147210.062A - 10A+ 0.375A - 7A++PSENBK030205-E10480ANBK030205-E10480BNBK101105-E184655NBK030205-E10480B1A - 1.6A+2A - 5A+6.3A - 10A+1A - 5A++FeaturesRoHSPSE• Easy fuse replacement • Miniature size• RoHS-compliant and Halogen-free• Very Fast-Acting and Time-Lag options available• Holder sized to fit a range of Nano2® type fuses• Wide range of current ratings available - Fast-Acting Fuses: 62mA - 10A - Slo-Blo Fuses: 375mA - 5A• Wide operating temperature range• Heat-resistant fuseholder, UL94 V-0• 260°C reflow capable fuseholder • Recognized to UL/CSA/NMX 248-1, UL/CSA/NMX 248-14 and UL/CSA/NMX 4248-1.Ordering Information Catalog NumberAmpere Rating (A)Amp CodeFuse Furnished*154.0620.0620.062453.062154.080.080.08453.08154.10.10.1453.1154.1250.1250.125453.125154.160.160.16453.16154.20.20.2453.2154.250.250.25453.25154.3150.3150.315453.315154.3750.3750.375453.375154.40.40.4453.4154.50.50.5453.5154.630.630.63453.63154.750.750.75453.75154.80.80.8453.8154001.011.0453001.01541.251.251.254531.2515401.51.51.545301.515401.61.61.645301.6154002.022.0453002.015402.52.52.545302.5154003.033.0453003.01543.153.153.154533.1515403.53.53.545303.5154004.044.0453004.0154005.055.0453005.015406.36.306.345306.3154007.077.0453007.0154008.088.0453008.0154010.01010.0453010.0With Very Fast-Acting Fuse InstalledCatalog NumberAmpere Rating (A)Amp CodeFuse Furnished*154.375 T0.3750.375454.375154.5 T0.50.5454.5154.75 T0.750.75454.75154001.0 T11.0454001.015401.5 T1.51.545401.5154002.0 T22.0454002.015402.5 T2.52.545402.5154003.0 T33.0454003.015403.5 T3.53.545403.5154004.0 T44.0454004.0154005.0 T55.0454005.0154007.0 T77.0454007.0With Slo-Blo® Fuse Installed* The 453 and 454 Series fuses identified above have silver-plated end caps, designed to accommodate solder reflow processes: For 453 Series fuse replacement, either 451, 453 or 448 Series may be used.For 454 Series fuse replacement, either 452, 454 or 449 Series may be used.For detailed operating characteristic and performance information for each of the fuse series mentioned above, please refer to their respective data available online at www.littelfuse.com.** 155900 is UL Recognized for the US and Canadian market. It is rated 125V, 10A.154/154T (Tan color holder like shown in this image)154L/154TL (Black color holder)+ Fast-acting Fuse++ Slo-Blo(R) FuseDatasheetAdditional InformationSamplesResources© 2020 Littelfuse, Inc.Specifications are subject to change without notice.Revised: 09/16/20NANO2® > 154 OMNI-BLOK® Fuse and Holder CombinationSurface Mount FusesLF7 ALF3.81(.150")2.13(.084")REF.10.62(.418")4.24(.167")9.73(.383") REF.3.81(.150")5.03(.198")155FUSERecommended Pad LayoutDimensionsPackagingPackaging OptionPackaging SpecificationQuantityQuantity & Packaging CodeReel PackEIA RS–481–2 (IEC 60286-3, part 3)1500DRSoldering ParametersTimeTemperatureTPTLTS(max)TS(min)25tPtLtStime to peak temperature(t 25ºC to peak)Ramp-downRamp-upPreheatCritical ZoneTL to TPPart Numbering SystemExample:1.5 amp Fast-acting product is 015401.5DR.1.5 amp Time-lag product is 015401.5DRT.(1 amp product shown above).0154 001. D R T LSeriesAMP CodeQuantity CodePackaging CodeRefer to Ordering information section on previous page.D = 1500 pcsR = Tape and ReelType Code“L” suffix for Black Color Holder“G” suffix for 451L (Au-Plated Caps)T = Time-Lag (Slo-Blo®)Reflow ConditionPb – Free assemblyPre Heat- Temperature Min (Ts(min))150°C - Temperature Max (Ts(max))200°C- Time (Min to Max) (ts)60 - 180 secondsAverage Ramp-up Rate (Liquidus Temp (TL) to peak)5°C/second max.TS(max) to TL - Ramp-up Rate5°C/second max.Reflow- Temperature (TL) (Liquidus)217°C - Temperature (tL)60 - 150 secondsPeak Temperature (TP)260+0/–5 °CTime within 5°C of actual peak Temperature (tp)20 – 40 secondsRamp-down Rate5°C/second max.Time 25°C to peak Temperature (TP)8 minutes max.Do not exceed260°CProduct CharacteristicsOperating Temperature-55ºC to 125ºCDisclaimer Notice - Information furnished is believed to be accurate and reliable. However, users should independently evaluate the suitability of and test each product selected for their own applications. Littelfuse products are not designed for, and may not be used in, all applications. Read complete Disclaimer Notice at: www.littelfuse.com/disclaimer-electronics.
https://www.littelfuse.com/media?resourcetype=datasheets&itemid=63f61b85-5fc5-4f00-9ca9-8d59a6252d71&filename=littelfuse_fuse_154_154t_154l_154tl_datasheet.pdf | fuses | © 2020 Littelfuse, Inc.Specifications are subject to change without notice.Revised: 09/16/20NANO2® > 154 OMNI-BLOK® Fuse and Holder CombinationSurface Mount Fuses154/154T/154L/154TL Series OMNI-BLOK® Fuse and Holder AssemblyDescriptionThe RoHS compliant 154 Series OMNI-BLOK® Fuse and Holder Assembly offers a solution for efficient installation and easy replacement of miniature Nano2® surface mount fuses. Offered in a tape and reel package, this fuse and holder combination can be installed on a PC board as an efficient single step. Fuse replacement can be accomplished without exposing the PC board to the detrimental effects of solder heat.The fuse holder unit may be sold as a stand-alone item, shipped in bulk quantity using part number 01550900M and also pre-packaged in tape and reel cartridges using part number 01550900DR.Agency ApprovalsAgencyAgency File NumberAmpere RangeE147210.062A - 10A+ 0.375A - 7A++PSENBK030205-E10480ANBK030205-E10480BNBK101105-E184655NBK030205-E10480B1A - 1.6A+2A - 5A+6.3A - 10A+1A - 5A++FeaturesRoHSPSE• Easy fuse replacement • Miniature size• RoHS-compliant and Halogen-free• Very Fast-Acting and Time-Lag options available• Holder sized to fit a range of Nano2® type fuses• Wide range of current ratings available - Fast-Acting Fuses: 62mA - 10A - Slo-Blo Fuses: 375mA - 5A• Wide operating temperature range• Heat-resistant fuseholder, UL94 V-0• 260°C reflow capable fuseholder • Recognized to UL/CSA/NMX 248-1, UL/CSA/NMX 248-14 and UL/CSA/NMX 4248-1.Ordering Information Catalog NumberAmpere Rating (A)Amp CodeFuse Furnished*154.0620.0620.062453.062154.080.080.08453.08154.10.10.1453.1154.1250.1250.125453.125154.160.160.16453.16154.20.20.2453.2154.250.250.25453.25154.3150.3150.315453.315154.3750.3750.375453.375154.40.40.4453.4154.50.50.5453.5154.630.630.63453.63154.750.750.75453.75154.80.80.8453.8154001.011.0453001.01541.251.251.254531.2515401.51.51.545301.515401.61.61.645301.6154002.022.0453002.015402.52.52.545302.5154003.033.0453003.01543.153.153.154533.1515403.53.53.545303.5154004.044.0453004.0154005.055.0453005.015406.36.306.345306.3154007.077.0453007.0154008.088.0453008.0154010.01010.0453010.0With Very Fast-Acting Fuse InstalledCatalog NumberAmpere Rating (A)Amp CodeFuse Furnished*154.375 T0.3750.375454.375154.5 T0.50.5454.5154.75 T0.750.75454.75154001.0 T11.0454001.015401.5 T1.51.545401.5154002.0 T22.0454002.015402.5 T2.52.545402.5154003.0 T33.0454003.015403.5 T3.53.545403.5154004.0 T44.0454004.0154005.0 T55.0454005.0154007.0 T77.0454007.0With Slo-Blo® Fuse Installed* The 453 and 454 Series fuses identified above have silver-plated end caps, designed to accommodate solder reflow processes: For 453 Series fuse replacement, either 451, 453 or 448 Series may be used.For 454 Series fuse replacement, either 452, 454 or 449 Series may be used.For detailed operating characteristic and performance information for each of the fuse series mentioned above, please refer to their respective data available online at www.littelfuse.com.** 155900 is UL Recognized for the US and Canadian market. It is rated 125V, 10A.154/154T (Tan color holder like shown in this image)154L/154TL (Black color holder)+ Fast-acting Fuse++ Slo-Blo(R) FuseDatasheetAdditional InformationSamplesResources© 2020 Littelfuse, Inc.Specifications are subject to change without notice.Revised: 09/16/20NANO2® > 154 OMNI-BLOK® Fuse and Holder CombinationSurface Mount FusesLF7 ALF3.81(.150")2.13(.084")REF.10.62(.418")4.24(.167")9.73(.383") REF.3.81(.150")5.03(.198")155FUSERecommended Pad LayoutDimensionsPackagingPackaging OptionPackaging SpecificationQuantityQuantity & Packaging CodeReel PackEIA RS–481–2 (IEC 60286-3, part 3)1500DRSoldering ParametersTimeTemperatureTPTLTS(max)TS(min)25tPtLtStime to peak temperature(t 25ºC to peak)Ramp-downRamp-upPreheatCritical ZoneTL to TPPart Numbering SystemExample:1.5 amp Fast-acting product is 015401.5DR.1.5 amp Time-lag product is 015401.5DRT.(1 amp product shown above).0154 001. D R T LSeriesAMP CodeQuantity CodePackaging CodeRefer to Ordering information section on previous page.D = 1500 pcsR = Tape and ReelType Code“L” suffix for Black Color Holder“G” suffix for 451L (Au-Plated Caps)T = Time-Lag (Slo-Blo®)Reflow ConditionPb – Free assemblyPre Heat- Temperature Min (Ts(min))150°C - Temperature Max (Ts(max))200°C- Time (Min to Max) (ts)60 - 180 secondsAverage Ramp-up Rate (Liquidus Temp (TL) to peak)5°C/second max.TS(max) to TL - Ramp-up Rate5°C/second max.Reflow- Temperature (TL) (Liquidus)217°C - Temperature (tL)60 - 150 secondsPeak Temperature (TP)260+0/–5 °CTime within 5°C of actual peak Temperature (tp)20 – 40 secondsRamp-down Rate5°C/second max.Time 25°C to peak Temperature (TP)8 minutes max.Do not exceed260°CProduct CharacteristicsOperating Temperature-55ºC to 125ºCDisclaimer Notice - Information furnished is believed to be accurate and reliable. However, users should independently evaluate the suitability of and test each product selected for their own applications. Littelfuse products are not designed for, and may not be used in, all applications. Read complete Disclaimer Notice at: www.littelfuse.com/disclaimer-electronics.
https://www.littelfuse.com/media?resourcetype=datasheets&itemid=63f61b85-5fc5-4f00-9ca9-8d59a6252d71&filename=littelfuse_fuse_154_154t_154l_154tl_datasheet.pdf | fuses | © 2020 Littelfuse, Inc.Specifications are subject to change without notice.Revised: 09/16/20NANO2® > 154 OMNI-BLOK® Fuse and Holder CombinationSurface Mount Fuses154/154T/154L/154TL Series OMNI-BLOK® Fuse and Holder AssemblyDescriptionThe RoHS compliant 154 Series OMNI-BLOK® Fuse and Holder Assembly offers a solution for efficient installation and easy replacement of miniature Nano2® surface mount fuses. Offered in a tape and reel package, this fuse and holder combination can be installed on a PC board as an efficient single step. Fuse replacement can be accomplished without exposing the PC board to the detrimental effects of solder heat.The fuse holder unit may be sold as a stand-alone item, shipped in bulk quantity using part number 01550900M and also pre-packaged in tape and reel cartridges using part number 01550900DR.Agency ApprovalsAgencyAgency File NumberAmpere RangeE147210.062A - 10A+ 0.375A - 7A++PSENBK030205-E10480ANBK030205-E10480BNBK101105-E184655NBK030205-E10480B1A - 1.6A+2A - 5A+6.3A - 10A+1A - 5A++FeaturesRoHSPSE• Easy fuse replacement • Miniature size• RoHS-compliant and Halogen-free• Very Fast-Acting and Time-Lag options available• Holder sized to fit a range of Nano2® type fuses• Wide range of current ratings available - Fast-Acting Fuses: 62mA - 10A - Slo-Blo Fuses: 375mA - 5A• Wide operating temperature range• Heat-resistant fuseholder, UL94 V-0• 260°C reflow capable fuseholder • Recognized to UL/CSA/NMX 248-1, UL/CSA/NMX 248-14 and UL/CSA/NMX 4248-1.Ordering Information Catalog NumberAmpere Rating (A)Amp CodeFuse Furnished*154.0620.0620.062453.062154.080.080.08453.08154.10.10.1453.1154.1250.1250.125453.125154.160.160.16453.16154.20.20.2453.2154.250.250.25453.25154.3150.3150.315453.315154.3750.3750.375453.375154.40.40.4453.4154.50.50.5453.5154.630.630.63453.63154.750.750.75453.75154.80.80.8453.8154001.011.0453001.01541.251.251.254531.2515401.51.51.545301.515401.61.61.645301.6154002.022.0453002.015402.52.52.545302.5154003.033.0453003.01543.153.153.154533.1515403.53.53.545303.5154004.044.0453004.0154005.055.0453005.015406.36.306.345306.3154007.077.0453007.0154008.088.0453008.0154010.01010.0453010.0With Very Fast-Acting Fuse InstalledCatalog NumberAmpere Rating (A)Amp CodeFuse Furnished*154.375 T0.3750.375454.375154.5 T0.50.5454.5154.75 T0.750.75454.75154001.0 T11.0454001.015401.5 T1.51.545401.5154002.0 T22.0454002.015402.5 T2.52.545402.5154003.0 T33.0454003.015403.5 T3.53.545403.5154004.0 T44.0454004.0154005.0 T55.0454005.0154007.0 T77.0454007.0With Slo-Blo® Fuse Installed* The 453 and 454 Series fuses identified above have silver-plated end caps, designed to accommodate solder reflow processes: For 453 Series fuse replacement, either 451, 453 or 448 Series may be used.For 454 Series fuse replacement, either 452, 454 or 449 Series may be used.For detailed operating characteristic and performance information for each of the fuse series mentioned above, please refer to their respective data available online at www.littelfuse.com.** 155900 is UL Recognized for the US and Canadian market. It is rated 125V, 10A.154/154T (Tan color holder like shown in this image)154L/154TL (Black color holder)+ Fast-acting Fuse++ Slo-Blo(R) FuseDatasheetAdditional InformationSamplesResources© 2020 Littelfuse, Inc.Specifications are subject to change without notice.Revised: 09/16/20NANO2® > 154 OMNI-BLOK® Fuse and Holder CombinationSurface Mount FusesLF7 ALF3.81(.150")2.13(.084")REF.10.62(.418")4.24(.167")9.73(.383") REF.3.81(.150")5.03(.198")155FUSERecommended Pad LayoutDimensionsPackagingPackaging OptionPackaging SpecificationQuantityQuantity & Packaging CodeReel PackEIA RS–481–2 (IEC 60286-3, part 3)1500DRSoldering ParametersTimeTemperatureTPTLTS(max)TS(min)25tPtLtStime to peak temperature(t 25ºC to peak)Ramp-downRamp-upPreheatCritical ZoneTL to TPPart Numbering SystemExample:1.5 amp Fast-acting product is 015401.5DR.1.5 amp Time-lag product is 015401.5DRT.(1 amp product shown above).0154 001. D R T LSeriesAMP CodeQuantity CodePackaging CodeRefer to Ordering information section on previous page.D = 1500 pcsR = Tape and ReelType Code“L” suffix for Black Color Holder“G” suffix for 451L (Au-Plated Caps)T = Time-Lag (Slo-Blo®)Reflow ConditionPb – Free assemblyPre Heat- Temperature Min (Ts(min))150°C - Temperature Max (Ts(max))200°C- Time (Min to Max) (ts)60 - 180 secondsAverage Ramp-up Rate (Liquidus Temp (TL) to peak)5°C/second max.TS(max) to TL - Ramp-up Rate5°C/second max.Reflow- Temperature (TL) (Liquidus)217°C - Temperature (tL)60 - 150 secondsPeak Temperature (TP)260+0/–5 °CTime within 5°C of actual peak Temperature (tp)20 – 40 secondsRamp-down Rate5°C/second max.Time 25°C to peak Temperature (TP)8 minutes max.Do not exceed260°CProduct CharacteristicsOperating Temperature-55ºC to 125ºCDisclaimer Notice - Information furnished is believed to be accurate and reliable. However, users should independently evaluate the suitability of and test each product selected for their own applications. Littelfuse products are not designed for, and may not be used in, all applications. Read complete Disclaimer Notice at: www.littelfuse.com/disclaimer-electronics.
https://www.littelfuse.com/media?resourcetype=datasheets&itemid=0da7cbeb-7930-4e88-8811-a4d412083c1d&filename=littelfuse_fuse_157_datasheet.pdf | fuses | Fuse Datasheet© 2021 Littelfuse, Inc.Specifications are subject to change without notice.Revised: BA. 09/24/211157 SeriesStandard Nano2® Fuse and Clip AssemblyDescriptionThe 157 Series – Standard Nano Fuse/Clip assembly is a small, square, very fast-acting surface mount fuse that is assembled in surface mountable fuse clips. The fuse clip and pre-installed fuse combination can be automatically placed in PC Board in one efficient manufacturing operation. It permits quick and easy replacement of fuses without performing desoldering process, even in the field and without exposing the PC Board to detrimental effects of rework solder heat.Features & BenefitsElectrical Characteristics for Series ■ Surface Mountable ■ Very Fast-Acting Fuse ■ Fully compatible with RoHS/Pb-Free solder alloys and higher temperature profiles associated with leadfree assembly. ■ Easily replaceable on PC Board (Field Replaceable) ■ RoHS compliant and Halogen Free ■ Available in ratings of 0.062 ~ 10 Amperes.% of Ampere RatingOpening Time at 25ºC100%4 hours Minimum200%5 secs. MaximumApplicationsElectrical Specifications by Item1. Cold resistance measured at less than 10% of rated current at 23ºC. 2. I2t values stated for 8ms opening time.3. Agency Approval Table Key: X=Approved or Certified, P=Pending and Blank=Not Approved4. Have special electrical characteristic needs? Contact Littelfuse to learn more about application specific options.RoHS ■ Instrumentation ■ Base Stations ■ TelecommunicationsPSEAmpereRating (A)Amp CodeMax Voltage Rating (V)InterruptingRating (A)FuseFurnishedNominal Cold Resistance (Ohms)Nominal Melting I2t (A2sec)Agency ApprovalsPSE0.0620.06212550A @ 125 VAC/VDC300A @ 32 VDC451.0625.53720.00019X-0.080.08125451.084.05000.00033X-0.10.1125451.13.10000.00138X-0.1250.125125451.1251.70590.00286X-0.160.16125453.161.21570.0048X-0.20.2125453.21.39710.00652X-0.250.25125453.251.04960.01126X-0.3150.315125453.3150.38810.0311X-0.3750.375125453.3750.45180.0442X-0.40.4125453.40.42120.0551X-0.50.5125453.50.30310.0824X-0.630.63125453.630.20120.1381X-0.750.75125453.750.14370.2143X-0.80.8125453.80.13480.2654X-1.01.0125453001.00.07760.6029XX1.251.251254531.250.0780.664XX1.51.512545301.50.06340.853XX1.61.612545301.60.05801.06XX2.02.0125453002.00.03730.53XX2.52.512545302.50.02881.029XX3.03.0125453003.00.02291.65XX3.153.151254533.150.02151.92XX3.53.512545303.50.02032.469XX4.04.0125453004.00.01633.152XX5.05.0125453005.00.01275.566XX6.36.312545306.30.00989.17XX7.07.0125453007.00.009210.32XX8.08.0125453008.00.007920.23XX10.010.012535A @ 125 VAC / 50A @125 VDC300A @ 32VDC453010.00.005826.46XXResourcesAccessoriesSamplesAdditional InformationFuse Datasheet© 2021 Littelfuse, Inc.Specifications are subject to change without notice.Revised: BA. 09/24/212157 SeriesStandard Nano2® Fuse and Clip AssemblyAverage Time Current CurvesReflow ConditionPb – Free assemblyPre Heat- Temperature Min (Ts(min))150°C - Temperature Max (Ts(max))200°C- Time (Min to Max) (ts)60 – 180 secsAverage ramp up rate (Liquidus Temp (TL) to peak5°C/second max.TS(max) to TL - Ramp-up Rate5°C/second max.Reflow- Temperature (TL) (Liquidus)217°C - Temperature (tL)60 – 150 secondsPeak Temperature (TP)260+0/–5 °CTime within 5°C of actual peak Temperature (tp)20 – 40 secondsRamp-down Rate5°C/second max.Time 25°C to peak Temperature (TP)8 minutes max.Do not exceed260°CSoldering ParametersTemperature Re-rating Curve0.001 0.01 0.1 1 10 100 0.01 0.1 1 10 100 1000 10000 TIME IN SECONDS CURRENT IN AMPS 8A 10A 5A 6.3A7A 3.5A 3.15A3A4A 2.5A 2A1.5A1.25A1A800mA750mA 630mA 500mA 375mA 400mA 315mA 250mA 200mA 100mA 125mA 160mA 80mA 62mA1.6ANote:1. Rerating depicted in this curve is in addition to the standard derating of 25% for continuous operation.TimeTemperatureTPTLTS(max)TS(min)25tPtLtStime to peak temperature(t 25ºC to peak)Ramp-downRamp-upPreheatCritical ZoneTL to TPAgency ApprovalsAgencyAgency File NumberAmpere RangeE147210.062A - 10APSENBK030205-E10480ANBK030205-E10480BNBK101105-E1846551A - 1.6A2A - 5A6.3A - 10ANote: PSE/METI Certification is only applicable to the fuse. Clips do not require certification for the Japanese Market.Fuse Datasheet© 2021 Littelfuse, Inc.Specifications are subject to change without notice.Revised: BA. 09/24/213157 SeriesStandard Nano2® Fuse and Clip AssemblyMaterialsBody: CeramicCap: For 0.062A ~ 0.125A – Au plated Brass For 0.200A ~ 10A – Silver plated BrassClip Plating: Matte Tin Product MarkingBody: Brand Logo, Current RatingClip RetentionForce applied at fuse center, perpendicular to the long axis (@ 0.75 lbs. MIN)SolderabilityMIL-STD-202, Method 208 / IPC/ EIA / JEDEC J-STD-002, Test Condition AHumidity TestMIL –STD-202, Method 103 @ 85ºC / 85%RH, 1000 hoursResistance to SolventsMIL-STD-202, Method 215 (3 solvent types)Product CharacteristicsOperating Temperature-55ºC to 125ºC with proper deratingThermal ShockMIL-STD-202, Method 107, Test Condition B (5 cycles -65ºC to +125ºC)VibrationMIL-STD-202, Method 201 (10-55 Hz)Moisture ResistanceMIL-STD-202, Method 106, 10 cyclesSalt Spray/ AtmosphereMIL-STD-202, Method 101, Test Condition B (48 hrs.), 5% NaCl in De-ionized WaterShockMIL-STD-202, Method 213, Test Condition I (100 G’s peak for 6 milliseconds)Dimensions6.10[0.240]1.45 [0.057]2.69[0.106]2.69[0.106]3.7 ± 0.13[0.146]L1AF6.50 ± 0.20 [0.256]7.26[0.29]3.00[0.12]2.46[0.10]2.40[0.09]3.70[0.146]3.40[0.134]3.90 ± 0.13[0.154]2.50 ± 0.2[0.098]"A""B"0.10Part Numbering SystemPCB Recommendation for Thermal Management 1. Minimum Copper Layer Thickness = 100um 2. Minimum Copper Trace Width = 10mm0157 001. D RSeriesAmp CodeQuantity CodePacking OptionD = 1500 pcsR = Tape and ReelNote: Alternate methods of thermal management may be used. In such cases, under normal operations, the maximum temperature of the fuse body should not exceed 80ºC in a 25ºC ambient environment.PackagingPackaging OptionPackaging SpecificationQuantityQuantity & Packaging CodeTape and ReelSurface Mount1500DRDisclaimer Notice - Information furnished is believed to be accurate and reliable. However, users should independently evaluate the suitability of and test each product selected for their own applications. Littelfuse products are not designed for, and may not be used in, all applications. Read complete Disclaimer Notice at: www.littelfuse.com/disclaimer-electronics.
https://www.littelfuse.com/media?resourcetype=datasheets&itemid=bc110884-dddd-4484-99b4-3f33344a7afa&filename=littelfuse-fuse-263-datasheet | fuses | %PDF-1.7%âãÏÓ39 0 obj< >endobj xref39 1080000000016 00000 n0000002975 00000 n0000003102 00000 n0000005091 00000 n0000005222 00000 n0000005744 00000 n0000006139 00000 n0000006592 00000 n0000007231 00000 n0000007422 00000 n0000008034 00000 n0000008567 00000 n0000009030 00000 n0000009679 00000 n0000009714 00000 n0000009757 00000 n0000010156 00000 n0000010269 00000 n0000010380 00000 n0000010494 00000 n0000010577 00000 n0000010940 00000 n0000011378 00000 n0000011859 00000 n0000014581 00000 n0000014905 00000 n0000015159 00000 n0000017415 00000 n0000018361 00000 n0000019126 00000 n0000019681 00000 n0000019767 00000 n0000019958 00000 n0000020454 00000 n0000020919 00000 n0000022971 00000 n0000023162 00000 n0000025273 00000 n0000028066 00000 n0000028634 00000 n0000031220 00000 n0000034235 00000 n0000039210 00000 n0000041417 00000 n0000045194 00000 n0000048703 00000 n0000051351 00000 n0000051727 00000 n0000052119 00000 n0000052451 00000 n0000052740 00000 n0000059794 00000 n0000059831 00000 n0000061590 00000 n0000061931 00000 n0000062296 00000 n0000062715 00000 n0000063228 00000 n0000067838 00000 n0000067889 00000 n0000067958 00000 n0000068041 00000 n0000078471 00000 n0000078733 00000 n0000078895 00000 n0000078922 00000 n0000079223 00000 n0000079784 00000 n0000080036 00000 n0000090079 00000 n0000090118 00000 n0000115280 00000 n0000115319 00000 n0000135529 00000 n0000135568 00000 n0000160730 00000 n0000160769 00000 n0000183643 00000 n0000183682 00000 n0000204672 00000 n0000204711 00000 n0000224921 00000 n0000224960 00000 n0000245950 00000 n0000245989 00000 n0000254143 00000 n0000254182 00000 n0000264225 00000 n0000264264 00000 n0000285254 00000 n0000285293 00000 n0000295336 00000 n0000295375 00000 n0000320537 00000 n0000320576 00000 n0000340786 00000 n0000340825 00000 n0000341210 00000 n0000341595 00000 n0000343293 00000 n0000343552 00000 n0000345883 00000 n0000409185 00000 n0000409570 00000 n0000409955 00000 n0000412181 00000 n0000412445 00000 n0000002456 00000 ntrailer< ]/Prev 563620>>startxref0%%EOF 146 0 obj< >streamhŞb``à``àg`g`Øó�A˜„Ø€¢,‡,6x&00„®kØ·ë± [Ì¢îĞAÎ),.$9O°)èüœÔ´Ôcé®Òîpı„£“Íz£µÖhl<¦B�Ïg�BK[³ˆ‚ßİ;æ³-j>¹¬[w°kZ®Ô6¿…Á¥S]\\Ë; *˜é0Q˜R%5$Ñ˜€y�@:ˆÁJ¥ØW1d0¾g,`\Å”Â°„É“ñã¦<`è0–0„1„0„3X00Îf<ÆÕÎ¨Éğ˜c+ót¦GLÖK¯2ncÉ°„C…ë“,çî5Â!-¦ËxgqÙ2Æ2æ22²I3p±a´bbì`¦&øè-�Å¯Ú…˜Äª+0ğ$é3ğø]‡Ğ‘ö<��!¦-¿Ÿ�¤ÄFVË˜Æ˜ÆÖÎğ‚“á»6ˆÍ1�á-ƒ<ã3QF^†gŒlŒQŒ�Œ§0£H‘�£RH3ƒ8¬¢\@ŠSÙù,<@J��£âT…6«1pL{åo0}6~™endstreamendobj40 0 obj< >>>endobj41 0 obj< >/ExtGState< >/Font< >/ProcSet[/PDF/Text/ImageC/ImageI]/Properties< >/XObject< >>>/Rotate 0/Tabs/W/Thumb 33 0 R/TrimBox[0.0 0.0 612.0 792.0]/Type/Page/PieceInfo< /LastModified /NumberOfPageItemsInPage 6/NumberofPages 1/OriginalDocumentID /PageItemUIDToLocationDataMap< >/PageTransformationMatrixList< >/PageUIDList< >/PageWidthList< >>>>>>>endobj42 0 obj< >endobj43 0 obj< >endobj44 0 obj< >endobj45 0 obj< >endobj46 0 obj< >endobj47 0 obj< >endobj48 0 obj< >endobj49 0 obj< >streamH‰\“Íjã0…÷z-ÛE±“HW-Cš´�Åü0™yÇVRCcÅYäíç�Ğ�1Øú„¤ËwĞu±ÙmwC?ÛâgÛ}œí±º/ã5µÑâ©Ìbi»¾�ï³ümÏÍd=¼¿]æxŞÇÑT•-~éâeN7û°îÆC¦4Å�ÔÅÔ'ûğg³´Åş:MŸñ‡Ù–¶®m�Zè[3}oÎÑùØÓ®Óõ~¾=é™;~ß¦h—y¾ L;vñ25mLÍpŠ¦*õ©mõ®OmâĞı·îïÇÇö£I¦Z¼ëæ²Ñ÷¥6Õ²Ìs”=Ùƒ…,àgò3ø…œÏnÉ[ğùMyµÌ¬ƒòš¼Vv‹Ì:(s�Ã·"¯À�ìÀôqğqôqğqôqğqôqğqòL77G77Çü:˜Ê3»GvO77O77O77O77OÈAYXGPGXGPGXGPGXGPG˜Q�Qä~7`Ö”\“yy…yóİÉ+ùÌì‚ìÂì‚ìÂì‚ìr¿{dÌ�=Ğ3À3Ğ3À3Ğ3À3Ğ3À3Ğ3À3Ğ-À-ĞM4â½ãĞ’úçØ¯~o¯)i«çß+÷8º»â×8�“ÕSxÍ_h`å�endstreamendobj50 0 obj< >endobj51 0 obj< >streamH‰\Ôİ�¢@à{�¢/g.& ]]¥1ñg&ñb²î>€Bë’¬@/¦ûíÃ1³Éš8(¾*¡óí~·o›Ñåß‡®:ÄÑ�›¶â­»Ut§xiÚl6wuS�Ï½éou=öY�.> ]ö¶¯Óñf¦¼¥kş�ñóÑG7ŸögÄT]oı±ŠÃ±½Ä¬,ÒgåÊ�ôYe±­ÿ;n^v:W¿�CVÎ>ÒÉE¡š¾ËUVÎ‹i?mRÌyÁ¼@^2Oç¯™×Èæò–y‹¼cŞ!¿3¿#óŞi“•�÷õ¸¯Ÿ1Ï�çÌsdÏì‘…Y�éôpzeVdc6dú=ü�~¿§ßÃïé÷ğ=�Ğ#ğ=�Ğ#ğ=�Ğ#ğ=�Ğ#ğ=�Ğ#ğ=�Ğ#“‡óÌS8OÁ<…óÌS8OÁ<ış@s€9Ğ`4˜�Î@g€3°f@MåsPÖTÔTÖTÔTÖTÔTÎA1Õçs†ÌúŠúÊ9(æ œÃô*{Wô®ì]Ñ»²wEïÊŞ½ëó9†ÓØ»¡w£Ù`6šf£Ù`6šf£Ù`6šf£Ù`6šf£Ù`6şv†ßn‰{Í‹ş¿ôÌğ/…ş¥2Ã°f/kô²¡ÿ†5Ó/óó­Åk�V÷¹fT÷aHËÅ´DMëVˆ¦�Ÿ«Xßõ.]…oöW€¦2%¡endstreamendobj52 0 obj[/ICCBased 84 0 R]endobj53 0 obj[/Indexed 52 0 R 0 97 0 R]endobj54 0 obj< >streamH‰\’ÛŠƒ0†ïósÙ^­G"Û‚{`İ}›Œ]a�!Úß~gœÒ…h¾dş?cfªúTÛ~†àİ�ºÁºŞ�Óx÷áŠ·Şª}¦×ócµ¾õĞ:�¹Y¦‡Úv£*>(8Í~�ÍÑŒWÜªàÍô½½Áæ«j¶4wç~p@;Ce;:è¥u¯í€¬¶]m(ŞÏË�<ŠÏÅ!Dëz/£Gƒ“k5úÖŞP!�Š�R¡5ÿâQ$¶k§¿[¯ŠˆÅaHñQøHïW¦‰8�˜cá˜Yô1ëÑ'¬OÎÂgâT¼){Sñ¦ìÍDŸ±>“ılİO…Sæƒğ�¹®˜OÂ'æ‹0]¶Èå.9ß%—¼9çÍåüœÏÏá„YrÑÄ…zT„KF�…g?ôİ{jÅÚşµ\ıŞâóq£rñ£~f8 “endstreamendobj55 0 obj< >endobj56 0 obj< >endobj57 0 obj< >endobj58 0 obj< >endobj59 0 obj< >endobj60 0 obj< >endobj61 0 obj< >streamH‰\’ËŠã0E÷ú-»�ß¥CÈtCó`2ı�­dÙ(Î"?uuCŒAÖªrÊ•íö_öaZmö#ÎÃÁ¯ö4…1úë¦‹ƒ·G�‚)J;NÃú8¥÷pé“iòá~]ıeN³i[›ıÔËëïöi;ÎGÿl²ïqôqgûô±;<Ûìp[–?şâÃjsÛuvô'ıĞ×~ùÖ_¼ÍRÚË~Ôûi½¿hÎ¿ˆ_÷ÅÛ2�Êóè¯K?øØ‡³7m®OgÛw}:ãÃøß}µaÚñ4üî£i‹wÎs]›Î´e�Îº)ïÈ;ğùÌİL[1¾B¦U�pI.Á¹;²¿’_Á[òV¹®ë¦Ìøñõ†Ïšn5ÜÖjP«a­µ„>aŒ F#)†µµ¤!7`yôL�ƒĞYà,ôI}úü…n7aß}“G¯Ñ7Ç¾9ôÍÑÍÁÍÑÍÁÍÑÍÁÍÑÍÁÍÑÍÁÍÑÍÁmKİğã# “j?çk¸Å¨£•Æ9Í¦işsâ—y±š…eş0É{endstreamendobj62 0 obj< >streamH‰”WYsÉ~Ÿ_Ñ�dU8êûÈ›-åÍ®×Y±’ojKKÓ’ê°$ËÑ¿Ï {f(ÊZªTE5¦×4€şÚ¼=Òêä¦ÓjùóÁ›s­^]vÿì^.»ƒCl¬n”æ?u³º ³†Î,ÍZµüÜEŞ�*èØ[kœr¡·!ªåy7ûİ£¬¶Nı¦v{»Ş¦şv³ş›zw±êçË/İÂØŞj£¦·jù©›]­Wg¿k—VÇ·g—7êøz­n¾ıùe½ºU·—juz¦q²VßÏnO/¿İª‹ËÛ³ÕšEA’s�$9çXÖoë»³›õ§¿«·¯z¥Ó�ÉÖÑQ2İˆé™MÏÊiÓ=LÍ}Êl¹¡£¯—İWÀrò"3@ş>8ƒ_g„tCÈŠš…î5Ü\®T]¦WÆ²jüs&¨\Ÿb Åg¯Öó…q@dvƒÄ«Ù‹Ğg5»�/\oÔìl¾H}T³+lxúp;_øŞó†í‹š]^Ìÿ³ü©ûAäœØkL¬fÁ˜5uÆ›¤¢·½�Ñ‰iK6jNçĞ±�ƒ{¦>¼#£`Üá¯U'I$i¾�Ñ³DY¹ ûh )zß'§]Ë‘H`Ã›·Œ¾w¹³m„zÇV@õ;e±Œ´Œğ?TNá[!#×RaĞŒ¡À‰½ã�Ìøª7Ø¿ÑÑÌˆÇ>á„â³�Î«!W-"KÛ+^d–%ˆÄq±©¨l˜îÕ'ŠÖDı¦jÌ28!Yjv[DGô“‚D“Hıÿ~¬LAMi\–7p‚Ø�MÙRøŞº,gŸÉÚò·ôÅRÈ+ŠÇ5ÕnÕ DPˆ¦ÈÛˆ4¾Ã?3Åı˜"ÇNp:ª!#“—ÿR×oVå8»c``€°#O(J�$_H”Xç9_Ÿü …@¢ø¥8°»ĞÉÿNŠ“'lxßnÓ~—�Ó¸påœNù\­Ë’Å/æV“ú]_¬îÕ‹««ë9Â1»äows�ßãÍkF!‚Ç.Auö–³XàÖH8lËÊÇŞDŠlV×ëÎEÃ—ªnÜ‹äSÛõY÷)…¶›wm“ªC1ğ¡/¨«øµö�Âd·¢ìÄ-�²?êlµr`P;h :Æ'ÈşäÀ�XœóO(�ı'È�Ÿ¥s)Ãêèğ=àDp¿+JK)óÜ”èKQI%¨Õ9WnúE46İšÍx^ÔûüôùGò…ÌxLm ı¶¤=âşcÕûóT¸óD35·B¯wy¦¶mó´p<Å¹)ï—ÌÓşlë©QİU3òì­f„€R2<‚�} p(�öyìèÙ‚½ÕŒ€%–gB°Ã³¸�9>‚={@°·šªî™ìğì�Æ¤ŸÁ��= Ø[ÍXRz&; kšyyªÚiòoÎ6kõşÛùŸëk>�É2‡ãçWøî4ÏJê7¼u„³�6Ç«õ§·×ÇW§g+uğË¡V/_ªîõ/øùÚ9bM‚˜Ï˜G0^¢”Şq[ú·–¼˜Å�Ãi—0Ø0�bo3¿Sú ñ¶iãHà½§Vİ@¦Œ¹�0VjC×ÅŠf"ôÓJ2kj,#%òFš”£ÄgÅó—Ï9�Â3O(â(ÌaRœPqyBS;>b´iA^8[†ï=UÁEk •qIº„K¬h¶Ñ]Ä*L‰"¦z&‰A¦óÙŒz&[ û[‚¸ğë<­ó[œ¦s&[1[F0âµ®T¼­«äfBfW„6.=F“Éò@li¤‡ä4™§äÄİ©,“DªÒäfJç&®ZqÕÇ‘p^ü®¤@§Sn:hà6¡Q«îó×Vı@Q÷% ~ÄL®Œ�'œeišl¡ñ�Æ<¨ÓÌI®a(ÊrÎ;”¬à+µÁÕ›ç€m°Y¢IßG Ã2‹£ASŠB_ÆE'’öU^Ì’¹4J®Fj$Ç×Ã¼MÊZÀ$<��XDTL&7R�ÊãY¼´4!4¡©vVÄ�O8TèUÏTÑ`È`\X5Ê=GŸË:=Êœ<Ê¤†àµ‚n16#`)\È_›9¦˜i4©Êw2HU�!;¢}¡*¼˜/¿<^†Í¤×‘ú:œæ¢¡¬B'™�˜¹ˆ·+®<ò¨ÖÃ´Ì9';m£¦wG¢è^:Ÿ‘¢ğæ%¼¦Å¾ö5y}x<>¼úEíZcš5á¡5[Æ”‰1ƒ™r+N¹“îôRàïG•_‚P—Î…¡#ÍÈbÄìÃ!Lõ…KBAñ¢¼¦¯­1?T—p¬r�J‡«íùÃÑë?Ş¿ü‡ÕóÆ„Bñ5sÏ«¸øéÅœ­F�¨GX’kÔÍ_DÜ>h¼_‹S¦à&‡¿ì»HéÄ1ò7"’“¾«½g`©¸Fî- KãAç~ �ë�1ÜxÛÊ’;’MÃw>a¤c¹bRÕ®u]®ÚZŠ<Ñ›FS?ñ•Ôùj/ÒšÅç¢Æ�f\vÄöÄ¿…?„VÙÙ&éuäŒÑyXëdä�P–»#•‰æJà¢G¬°’®6.9èÉs®‹$P:w8c¥e[ÏMIµ^º¯XrÃAä§Íq^H‹—H,­ÌNØoé9Vµ�LxÛˆÕ$DÓÅj€:LYÒM)tL’^nâ—•¾ª‡@hSg#1ÉF:£oÄÄyÇ(¹4°„È’Õ�˜¡¹ŠËz%GÎå(ã4�=÷‚½në‰ìJÖÖ/C–·®Š¯;fR#yxØFjÀ€hÑ×¦$±£Zœãcó.¦pÁ¹ˆöå'ó=¬6É¤PdB°�›©‰¹QĞúÜ°›úì)pPY×˜J<2"…‹ª\YÒGDÁ]» írK­„¡�q PÛ !#~#y"‡œg‡ñˆ]áy•&q¡¨â…`ƒQEÛ„á<Êê~%ƒ…ÄÌbUeZÈ%nÅ3‰­S-íÂÇEÄs#=.à®ythË}q�Ú0Ë$mò¶D~¾~‰‡jzÍá4•´;H2ˆNMvz+ÀNÌê–n9,ş=!Å1ÂX•ëğê™$£4-<îïTÒIÇCJKÇ�¤Ù}”-‰‘İ,Ğß.s4tYÃG‹åÇQ„![6Şï8Ÿ0MÃNç�ø“¾LìòÊ1‘e;Ç‰˜Q«îø±C5ˆÆ®Z¶™öØ¯s¦%<^1œ¸9q–Å6j²4ŸêéD4Ş¨RûéÆ¡k#=îºJR÷.u‚uÍ9I:Í†ÕšX'ôˆûrWƒÍãÂ8˜<¡–¦·YzøÌ–-õ`c8÷¸7ÄHfæA«]jÒÔ½Ñ¥¥[êÃ ;êÃîAş:tbÚóE×©äÿ©1HwØÕæl¸9À.8'’Ğ¦endstreamendobj63 0 obj< >endobj64 0 obj< >endobj65 0 obj< >streamH‰ÜWi�Çı>¿¢¿8à™fß=Vk²¶£%¬R`0³\‰—»âr-;¿Ş¯úÎ-mäp@€œâ¼®®zutõü›Á¾¾lşŒÏ³EÓ3�OÏŒ´\«™V†k¥-[\4³o�ÚÅß)¸°ÅY3\8uÄ:fã»ç‹fşıf9¬Î^î–WÖ›ŸköìëcÖ pe”§ıŞÎ^´‚6[µ�å�Í–mç¹d³}ó›İ´¤½•%WlvÍ~Ç�µ�‰zµ¥:A"ö’Ö„pQ¥Ä‚ëö/‹?Â¢mÖ�*E¥à%lGÓ�oVÃ~×ÃrÃ�?,w­‚´öñw•_^ï×CRKèDÁüôj¹}òd~4ìo–›Åêçı“Ï_¼B„§OŸ¦J,±Ğ2ğà‘Ö{nœs1,2ëüXı(’Ú.%LÍ!½{šb‚O†,ÁĞãåc4c8C}§Ğ,x;SVüÀÚ�4ÍvËızû>YKñØaŸU’Ú"³oïû¿àù­·1ØEû—BÂyÊ…ëı;¥Râ7ÁÈÄÇ·³Ó‹åfÃ®×‡'±¼ØøïÚşÏÇpñ{xûq£j=[±İrû~Å.ÏÙp³k%şÜ­¶{–²ºpT¢iıS÷z³üëfÅŞÍœº8bûKtÅwíÿ3m¯£ß—¯NÙpyqµY/ÁÔr{Æ^-7—ïWÛî]³óİjõ…sâ1Nm°ç'Æ¿­&)qyµÊñß¯.âs«â9r³[İM‰YÌŸİÉÿP™ÿ)E0~šº7q.í â‹6{×ÇR¨‡Z§ÀY+±1Êñ;´ÜwCÍ’b¯qS/$š,JD�úº�ÏFPvä‡�ªQ£ì³—ª²¤HEßA¦ÍòÊdõ™•8/f¬Ë"„¼ÑµÆ˜‰äBŸ4F‡¿�†ÓB.ğ§(äÈô,ÑeIŠ¾Q¤Í¦fë"u´ÀãÈ#U0IŒ+0b�6ç‚éM²m‚DAÛFÒ(‹LÌ%7í}*ıVqB�Ş¦õ¢/òf”áÚF”e¸'&Ã7T÷ROEE0Ì”SiâóD“3>Å+‰äLTì§’ìÍÄÓd°6ò ˜Ä¦–u2&ª‰’†æŠ~zš§Q’=¥8jƒ�µ1Ç5×–2WSLÒŠ’¶6Zæ))F1�yt¼Z¦ã�M‡Õ$á�ä¾Gd,ï‘9›'N�Q¤ÂÔ#XÅ LBT­qËŞõ$öSÓ¡[Á�„ì&BÃÒb–Š‹b¸ˆMì1,(júQQ²·£óHPqë-'ö².4b³±—®H©0tc`�†ĞkÈ%‹­Gö8Ih:v7V9{ˆäÆÉ¡i«Q?fT&}ì¯]§a¼£.Ùyn=ZJ˜�~<›†ä—ûÎ8Dc¸´`Ö®�ÜÆ a)âP¤¨Kı²ú^dê¸@˜¿€¦%bw(˜`Äa´m«Õ ‘EAOlè«Ó-´Ck×4Ë˜À`Pr8º@ê€&1�éG„uè%š)ºÜ€aŞbêª¼AéÈ:‰‰ÂöŸh*[UÔoB9ˆˆ…‡ŒKkïÇ V%ˆP‚({bæV3¢DqT1F±ì‘£x”(9Š÷c”õU%F5À£* Ä¨H¡@µRo«†¢ö~E0�u¢‹†*ÑEC•è¨]¢k€‘è* ]D¢e�±!×ˆ®¾/DW…è¨=j¨=j¨]U¢ë€LtPˆ®2ÑU@!5oõçˆ¬F"3 NdÑP%²h¨™÷œ`¿0”�)‰endstreamendobj66 0 obj< >streamH‰œ—M®Ü „÷>…/bş¬³È.Rô�åe“,’Ü_3†lz\�d�†.>\Ğe�s»òÚ¯z÷Ê[»š ¢İ×Ú¨´¯¾/.8e½æüf”�áE�İÔfÌ«}\µMj×vuN»ñ•ÏßØqí¬²Öñ&ÜÖfğyBkº«µJ¶[BR6õ3Ø]gD7CPÖ¹Ş&Õ\}¬F³Õh®€ŒfªÑ¦Áa´¶jO/ŒæÆÉh®€Œ.¼ÑuÖè:kt)à�fªÑ\ÍT£ù‚§Ñ1¨xŸ¹áj37^].ã¬ÉUÏy\õœÅeœu˜/sãÕ_v¼ØË�¿ÓA.‰rqè}ÉÛ›?ëÛ§/ËÇÏofıñwù�ØòG¯Oÿ}Z�ß•ñ&­ß~-�‘Çõ˜ãçò¶¦íÇ–äU$1ª-h#�+ZXÙk-‘<·ß�„Ë6˜$3—�a°¤Kša¸„ƒ%¥…ÜÓcÂY­Ÿj¼wn²/¹Òş¨ã9ó¥M9GûÎfiµ‡4N‰¦JpÊ&ûì4³˜¦p�Pò"iî8[şÖ¦uæy�GtM:0Oé 3PipL(¥J`È� ¥ipLŸ(†4LÉ™¬pZB‰NZùë_¾—93£ÜäŒSs—´œ¹¬ì>gpÌ�'nsF€é3ãt7·9ƒc†Ì1÷9#Àô™�bªF€éB¥2¤�F€é3ÅT�säÌCá¼84¤’���åÌ”r—38†r–PÎ\WäŒ2ãdÀ}Îà˜>3NwsŸ30fÈŒä�é3Å�Çt¡�Rª†™Rš¦Ã¬ÿ5¬œendstreamendobj67 0 obj< >streamH‰œÔM�+†á¹WQ+@Eñ¿Œ(KÈôf�ıO‚£*8`,Şsg-«¿~·Şó8�ß¯ó°—Iöøïõóõãõç°õÓúÙÜiÎë‡-Öøp•ã×û—ß“+™ìbıñû&em›ïŒÉ!»_¤â½I./”’M(¡ü¯I&r.ë�q®Şr©äèJßp&gs&{)&W}²+Ÿ«û‡üş‹“½7şT=€³Ö—íêŠqeõÌ}Ã™hë›ÕC/n“Œó~Å´f¼­O“Š_0_ÿ›û†3>š`Ã¥bÚ†3ÉV_Íwå™`$œ—±9®¾™ïhÎÈfP¦mÌİ™ºNí$\&]gVÊ®3œi�Á“Ş™�“�Î`fhÆôûÎpF6cºÍ¾3˜š12 3œ‘Í LÛpFDƒ*Ï#C3 Ò7œ‘Í LÛ(˜»3u’:Ú‰+õ7t�Y)»Îp¦uOzg>N:ƒ™¡Óì;ÃÙŒé6ûÎ`fhÆÈ€ÎpF6ƒ2mÃª<ŒÍ€JßpF6ƒ2m£`îÎÔE´êhh'W4)é:³Rv�áLë�ôÎ¦œt3C3¦Øw†3²Ómö�ÁÌĞŒ‘�áŒleÚ†3"Ty&š•¾áŒleÚFÁÜ�©‹ÔÑĞNlå¬®3+e×Î´ÎàIïÌÇÉ@g034cz€}g8#›1İfßÌÍĞÎÈfP¦m8#¢A•g‚‘¡PéÎÈfP¦mÌİ™ºˆEíä<+§ëÌJÙu†3­3xÒ;óq2ĞÌÍ˜`ßÎÈfL·Ùw3C3Ft†3²”iÎˆhPå™`dhTú†3²”isw¦.’SGC9ÉõäE—™²ÉW�ÊàE�ÌÇ¹ö‘ÁÊĞ‹éöÛÆpEæbºË61B9ş0Í§Vendstreamendobj68 0 obj< >streamH‰\“İ�£0…ïyŠ\Î\Œ $qf$„Tµ;R/öGÛİ �v‘¶€RzÑ·_š‘r¬`ûsç»Ãş0ô³É¤±=ÆÙœû¡Kñ6ŞSÍ)^ú!Û”¦ëÛyµ–o{m¦,Wçãã6Çëa8�YU™ü§nŞæô0OÛn<Åç,ÿ�º˜úáb�~ï�Ï&?Ş§éo¼Æa6…©kÓÅ³úÚLßšk4ùâörèt¿Ÿ/êóùÇ¯ÇM¹ØÂ´coSÓÆÔ—˜U…>µ©Şõ©³8tÿí{O·Ó¹ıÓ¤¬Ú¦ÑŸ‹BDß·Zí÷O{§vY,¶.ªKêÚS{èWêWè7jÄ*·Ô[èõsO½‡f~]T3·.Ye7‹ÖE5óZäµ�ÚA“Á‚Áµ@êM66KÇøñ�¥¶ĞŒïß1¾C¦Ç8qkt¨Ñ±.‡ºkq¨ÅóÜ<ÎÍ“ßƒß3—G.Ï\¹<ù=ø…l6¡¯ÀWè+ğú¦…œN‘µĞ<Á9ùüBş¥ßBş¥×Â¾ú"ë½@-²Şô%°®€ºÙØÙØÙØÙØÙØÙØÙØÙtÁå]o)®±N›ù˜‘ö�’�Ç2’Ë\`"ú!~Lí4NF½ğfÿÁôï¤endstreamendobj69 0 obj< >endobj70 0 obj< >endobj71 0 obj< >endobj72 0 obj< >endobj73 0 obj< >streamH‰ÔWKoG¾Ï¯è#uà¨ß�£b�P6YÙC¼X´ü(Y–´ÉæßïWUİ3MŠ‡{‹PóMw½»¿ªÑJ«ÛA+cÇdÔvx7ü4¦SoñNy“Ç˜ŠWFë19[Ô†6“ˆMcv�/Êdì(©yÑŠ�c0Á�d¥É,·’üè‚9ÉHYl#h;šÓ)F&™åVœµµá$+Mæ+cÙ‘@J½ïa4°QòJ(ÿ‡ò\Ü§Œw£sˆğ��İ“Èr#9�:»\Â"Y6ë¡\†�¸E"^Ÿ»3;³9{]9”ßId¹‘h�­�D’Fçı!#Md±‘�"v�g•åF:†Xj¤‰,723ÄRUb±‰�Ú˜D–éèa©‘&r‚ads*?œ(�3YÒIŒrÈÆFYn¤1Êb‰–+äpjä%ú8ŠLD÷,[Ç‰nqì=kí•ä(Ñ-7Ò±Ö^$G‰n±‘�µv�'ºåF:ÖZj¤‰,72ÓÖRUbù‘ïXk¡�Iä„{5³ÖR#Md±‘şÈï^,Ü’àì‘¼w_<óİqÜ³òÒî×®È¢£²Td®üB‰¾�KEºªü©ÈwWü^+õ¸¹Î¿gÔ§ÇáüÊüêêã�x¶İ¨=¦°Î˜\ÔÕíğËêâöşæáÌiµºQgÿºúÛ Gg²Z›Ñª«Ãê×O_î>�]ıŠ…í¼ğ~uñşŒŞ{ğ2¾ êkèS¯¾~¸¡•Ä¦­\^ÿ—^®1Ó§8éùeõóYjõuûtıéÌÎ~`_Èaßõ~õ³˜M£'«Y”¼½{á‡3�?òûŸ{ö�´AKx¦LÔ˜àš�Õ_o¿Ü]oÁöƒ’ #‚›ån¿<>]ßmnêjÖ©OÉß?ß>Nî9Ü”Ñïè!S:W.o¶XÍM0snVo%¿:Ë©�'gQ?‡k}£/\È•e£µÔÎz\PO[•S¶ ¦ÿp}ÿùËF�_¾Šê»×¯Ôğæ?ßÂb•‡òä›P7Ã?ÕİäDÇ-à6­A.¼JØ³1R“ğëğëÆfv£Ás8¤QmA�éaKGW{ 8�¶-6Nç0�T…k;RXhíér‰:<ë'íkÌTèÛAÜ´�¨x-Î‘«›áã._áxPØ_>&ı£ç@tò´“Ú�5:júñÀ‰Hİ‰ø‰ÎDÖİ™0aDÓ:v("¶±\Øäú�q•ú-tjÄhã‚¦dL0eJ 2mœ„Hº\67È¢©‰ÌHôÍ˜Œ‰ ®Y"O4dni—s‘Da“b‡‚öUŸàìø�cÖ0ÚŠƒô@Q8¡ö�¾šÄDİÉ–H‰Í7ÚB#T�“>aH›'ŠlDÃàË€â-AIºğë<=;–·ØMûL¶âHÉ?ëšƒšoë*Üv0»"Ø¸t“Ët´øÒ ‘€d7¹{Ø…Ûë¢qà¶ÃouĞ8×…j%Tgà¼Ä]¡¤N§Üls›ĞĞfø¼ÏŸƒä«IÄwá<íŒŞ²6M¾Ø±Dn¸>‹kÁÇòPT ¡PwÈTÛFğmŒ§”6ÏÛb±D3C\n\É¶×ŒÑÌ’Ì(Š‰ŒhE'n@˜�sHu'Q®·3“�÷±pÍá¾—[J]�BõôÇ _¤“º¥…‡Y,ÓÄrì«¾˜å W$W#5ÈõEQkŒ6(%-¤0Ch,¢ŒB0¹�”húk{Ñi5e¨Ã™¦Œ¯©5¦d…&¦D¾&FƒS€ÁHráU_”?¸úÏ™2ï0¥Qô¿µ{Œˆ*�)i)ÉĞ½o&‚>„í¹cÀÇYiõ¤Ê[;2zAŒ;„\Çëw¯~@¦½ú]yu©ö�ItrÄ·ïÌ‹¾L^ÊÉıÌı³‘£¦”Q^Óôãˆ¢…qëc0h…Ç=LiôÑ@ÃÙ�ïhhâaçxŒ0yXoI9ñ`ˆï½ÌzßTµÏXöZ]ÀĞèİ<ş˜½ñ§K¡ÏàuMm1ã„�ÎN×o=¢±È,Î~ÂÇ4?ã&2ó¢}øÈ1Ì¿¼lå‘¹ß¦é=ï0ÒŒ‰ÌMÄVÚµşÆü¨…No&æê1•õÉ{EÍÍ¹0­ˆï‰¿�CÙ'é*ŒÑyzÖÉÈ&A–û]ÈJ`z¡6X¡«-B6zŠœHó£…b(%Ò­gúGQa,ŞrËƒèOsZ4×w-ÍT*±�B´Ò‘�ˆ^Ò9r­8Õ:2ğ¶�MWÂt=ZBæé[T:†d—©Vâ²ÒÁôÔk›:…ˆø¨!›Ñ7Ğï8K.Mb�ÙœÈˆšùR�7âq¤Ä¹eĞàÑÁqä^r¯Ûs§»ÂÚdeœñÖUõp`&5ÈcÊ$6£)„Å^›GÄ�êq¦œ«ÿ0@ÄÑendstreamendobj74 0 obj< >endobj75 0 obj< >streamH‰äW]o[¹}¿¿‚�RÑüş(‚`½�³@Ñ "¤i±d9V!Y�-'ñ¿ï™!yum¥±7‰Ó…]9Î93’gİi÷ºû ´Pøiá]”&¦(ŒÒÅ¦İÑĞº›(™¬øÄÅDËì}Œõbb¥©Iónâeô¶�2¹$0?´¶•Î±bƒT&‹:+Imz“E€"Ö3¡�Á‡E”ÁÁq©ğdòšô”’ÖI¬h–Õb´NLŒÔ9a–Öº™/;¬³mc0}/]ÈMè.¢–Îˆ:KÓ[¬4�4*÷£ğÄ8«]¤¾�„È>ŸíÁKå“0^I§í.”&kSÌEÙ‚\ñv4bÃ.Xt­!º„A…3À�SÑ‹â‰#d¥‡'+’‹ä’¢­üK’¦%2µTAßA-pyö$™±şÆtÎD¸7šU³14àÈ-oö [< oĞˆn�˜4˜¨Û¶–Ó0i?Ñía�€æU/;Œ›’†XpÒgNÛ9Ç°Í®Ö0UíH²—6sĞŒ%!!9@I­4˜ËºÎ6p%å;¦-Ãd–ÀvËÇê×İ¯Óîà·7Z¼¿ê¦úwèÓÓ.1ØÈ_œ0ÖÊ³Óu7‚¥`ÆÓvğ#’æô¤íú¢ÕµiC]tÁ¯dÔınäÕá/{;ö^Œùÿhü�éŸ¨zlŠâ«7Çz‚Fj<1ŸÃ_«LœÎEm¦B<•JƒÙz<ÁDƒ¦¦ù¼=¬+ñLš•¤ËÈâ™�ö²xí9Èª˜Âuıö!ŸôØ£�[DıPi§ÇgäxÌy•”ÏdI}o‡oò¤* :&>K_ê_0©-[\2¾.ÛÇçİèîPTáv˜´“µD5ò´ƒz�£LCyÜ©ìH1^W"ÊP±ŠXÖ¦ßİ¶H‚î’.Ğëb¦Em�’}ß^J«1y­BNé•‚ÜÅ:4�ÔCÑÉB6ƒ´Æÿ¤6ú=¤}ß‘*·‹IÖÅWRß©œs¥7G·^Ó»A¶��-°Ñš¾ß`û¦w,º¯cEå.¨¢;¬©BQïXQægF0~!Wãƒsµ¦ªj¹:ÈT‡]«9YËX·Â1/r6‡ªŠ~4^ºX”²LßO‚Ğõ\j…Y�'\]Pu¹Ç)vc“@�ä�ºí¹n÷L=©Tys1�-�£¤¦Š5r¸KmøæŒßïèËDŸÚŞæ¢ÖÙÏ=úöH©dı>)é¤w…­\·…É>ıÛàÒcbô-BŒ¼³Í]ĞCüåÀ‘u0(sÜZÛ¢´aXğ‡Ç3€y}´��Z@sÛı=X`Eoéôù>�Ö©RëdË¬ZÆœ ö šŸ_û�øÚ¯Ç7ï æV,gåîRx÷°›şĞï‹ñ#FÚ~1Òöá‘6¦¥ó�\¬ËŞ5ÃhpÙïQêŸc÷�»¯Ç8Buëºmkœ�m~!¥jñÒùKî½Aşñïğ!Àõ*>$‰SkºövïüëÏ3şğíæ>ìôfŒåÍH‡‰Ax+“Ç�Ç'p�éôd¤ËÙK§”<Ò�<òÄáÅÅåæãl%ÎfWb=û,ÅÇÍj;{¿—³süoN…6şíØ¢ÂáÉxÔ.¸0Òu÷6!®æçô”Uí)kŠ[¦.fö-CÎÅ„FŒÒx÷nt¼ZÌ·—cªË9¼8:›]�)F³ù–¿‹:xµ]Î¯xmZÁ–Ş\ÌÎŸ>=8œo¯g«éâóöé‹ã/”RùÙ³gâ×çG¢Kì@Vgœ°6<¶-=Ü=Ç/¡wpd~WÅ,®¡íü§JÇğŒ8d;«nXm?Å ŠğC¦ÒR÷×İ�ïFY¾?Û.Ïßä)¬�®n˜ƒ«íb}íê¡KÃQoøRì½»ãÀ÷Q0õnôjì±6ìş§Hqu}q±º¹/�ş£ ~P��¼zşaÔaœ¾ÿSá#ÿÅzs¾Ün.ÇeâwK£ë œÁşP�¿=BÓ'Ò_OÇ9úweã¦!f×ÛÍz¶]nÎQç\îÏ–ç‹«ÿƒl=£{t}²Ü¼]�,6\}¢Ì\¨j>V"¸ÿ}t¼\œğQTkğâÃõòb½8ß2şãiwğj5›/N~»œ]œ-çâàå‘VÅ"øĞy•dÖI„ˆ{=.ÌÚ õùƒïå¢û›Ø±öAh†„CÛ(™�!iºŒ1_3Ü5�Ş¦‡Y¡EoXŠ�ÎeÜ®�Œ˜wMb½r'‘šî3¸€ëÚ&-$ınD³•P-cåîŒ¸TtF qÁZ“L6«¼j2w¦ˆäDÜòH ÅL0¢ïÕ=ºÅÔƒÇàÿè´‘–U��‘cIk©œ‹–4L²eMğ?)#¤ÖD§™?ƒ§(‰(Ë2š.�€Xˆ±šçyÅQëŠ�É+ëc£¡,�v¬@rVµ52“†PG6Rİ$Ñ«‰X¼ÊÌ—OM˜Â@ò�i„:ÜèJX(p,’�é5º“’%l©Êôˆ›ôğ•Rm°»H†}!�_~M(‹XV+“ŠdÎ×ö¼zœ¸n8Îf§š„-îÙßj{`¼ŠÅ¬bÿ<ë‘õ*0,J£*“×¹ÎêÛ=~—ëZ“–{Å‰â®çŒ9ëN»×Ãm‰f†˜ˆùHûRüK€«õ2)endstreamendobj76 0 obj< >streamH‰¬WÉ�Ç½÷WäqæĞ5¹/WQ„`4$³ÃJ¤icF²I˜‚şŞïEdf-=€/Æ=¹ÅñÂk^.W·¸şÙìÍÕ/¹%RÅ™k\B-�X/×²´œÇ�³KÍÅàvÛ¨¸”Â“�¬KˆÕô{Î->�7•ÀIğËƒ¤(6\NÕØÅ¦lÚkæ9»4ğ`ïg]½ÃnğÁ\ÃbcQcï+!2»6¶ğX¦,©„A�•rª ÜÇ`Ë´�R8f�nìB�Ø «‡Ü”1& ÿô¯OÿXÍÓ»7Î™o¾}c.oßáàÏ¦YÙy4Ö„ nÅƒ‰É< ‘ (±F™Ş*­gö$T§ÿy‡Á@¾Ôß±œS¼J•wØö5»Ú¬¡ ŸN”Æ¬'’åT;‹ôá5�Úù5êye$Ei[íÜlcQ¹R7úŠBTÛNOÖÊ&¡,^kºg¤…İB°RúÂ5 }à¦B�ÅI¡×¡X±ï}U¡Ÿ'�V�&Í§ª•Ö“şuV�$ÌA¡¥÷…çm!oí¥Û-´¥‘é‚Ë†TÖ”pä(9zu“„²S«8ëä±~œ½Ç^]@×/ywãLOQÇ…»…¡®xâDÍÃ¯‘š&Ô :BQ»†òMxTY} µCY†�Y-â€—tÖMºûïy[ˆ(E¬T°oBšJ®]ŠN¡¦ïûé=MÒÃ›TKBEsPa=Á¢†œĞĞÛIB :K�¦Õ½F_w‰Wİ]†YĞt>…‹�(™8Í�8Ró¨F”>$±'"�ÃÎ_£T…[GOÙ5È§jš»ÆÁÙ£¤†Z8»jî£kfªKÖ™¹Ãeš×ƒSCi‹‡k"¤U¢¿ğPòG™]ï‹1Æº>Æ¢¡zs[)—¦ıf´Õ£[¡�3ZÂ5ÔÌ²yøó#�b><Â¦Î<¦ydE5¿şç‘š‡Ï�t[1ëvä¯·?rÒ}És¾Í2ÀA§ÁÃÕ‹Àƒ1ÂPôÌ†‹ÙèX!õ?Z5„‚0aÀÊ$"Òó‹`b¿³¿txnÇgğ�ˆç¡‘ 5íµBKóh,Ö×IMñ:�F_³ÉM„Xñôƒıa·~¸rzïÀì Çğ5ÅÈ#ºG¼i_†z3ú+ÕÜCï*ğKò‡^Ñ_É.KªzqAD�"@Ñ®†RšÙ“Å¤İKí…�#Ó™–Ó½nÉeyTİ˜]øØù+¶È€S<[ä¸Iï™y¿Ø,CNL1B\?Ódtš�ÚöÀP…,<omÔó~cOËƒ+œ™ìàz§K"uÎ‹ì]V†ŸqÌLzô¿"-‡Öjš*Õ’]B�¤e‘xQK’æ²NÛ^=š™õê3:ã~¡ß‘…Ø‘GÅÉ“¥Ú¾‹´�ÙdVÛoZÙ©³Àq©˜„™V†¹ĞySÆdf¶ì7Ûvrø¢ŞHyHÙY¨“8ŠUB’ V†—àË ¥>§,ˆ§„NÓW°MJ³º9²¨ èb1Cœr¯:ˆ¨SµÏCyÄ\Iéò%·ƒıàôT§‰u¥A aåÍ=8VëğŞ*<‹ît¯‡nÆ§´3ºXre¿ �¢ñê¨Ğy"¥%ö»@lŞÕL‰svL >/ExtGState< >/Font< >/ProcSet[/PDF/Text]>>/Subtype/Form>>streamH‰\P_K1ï§Èc¶KÓkïîQ‡Ê¦QXñeŠÈq�‰NØMD?½I§8¤I“üş$gÅÌæK‚a‚PLÃÖÌ.¥´�Ì¬„’by2� ƒ½®tTáíd–+ú�uì3s/,­ï¸­,ö�SÆòlştºŞ‡ÄÿÅ`�½Š,@Î>€M²Yğ,Á-2ùöí³�aâ+ëæïuïI—‘õw¢˜¨˜“Ë}š¨Ÿ™ùˆ‡“MÂÚXOÑUšAf¢Şw/Iím0¨«-Š£u=Åy1ß¾Fkendstreamendobj78 0 obj< >/ExtGState< >/Font< >/ProcSet[/PDF/Text]/Properties< >>>/Subtype/Form>>streamH‰ÌWËnÇİ÷WÔ*plÖû±ŒiÇ@18@–1¢-#!&8È×çœ{«zzÈLÅÃ4ìÓ}«Î­û®Û»{kîî�]ƒuòëùëŒ¹¿ûËb×d~2Ñ¼1Öü€ÿ2Ëí7Xğıóò£�8ş9“¢‰~mÉ?,¦óaI6âïi¹_¾]nÿzz8>¾ıæéáïŞÍí›;k¾üêÎ,_¿ÁÏ�V{·ÖœMÉkŠÕ¸²–ÍÓãò7óq¹¥~ÇgR­)ˆ†Ş˜çãÇ�Å¯.§d‚]sİ©q×æD‘›´ú˜Íö(Y±+‘8{l/ãê]¥TY#Œr�K v¹çµyà°ºĞ�÷ÕÜ@ü¦5'¦r«ƒBä«Ş-VÖÕúHÙê«bŸC? XQ�l ˆ1r«¾ÔòlĞ(y%µF`±ü!PĞ9˜£Q•(œÀ_€¶uû$Q´rÍ÷o\:+Ç¦M(ÈÙ$(dš¡b{%jğ8ì`e/‡("Ãê~¡h¡†%uÙY˜Twòµò0µrEX}S·4•Î0uíj�‹¦ZE+ H»‡äYz+¯9TYœVÍâ½n^“ˆ·~~’Ğhğ;Ä-–oø´áºV×:w¡ÉÏ/ÊŠç‹Réê"QLçÑ®öÖMZE]–d}ÁÈÖê9ùÂ–ªŒg—èiëXœÓ%�ÉlÚ÷ïeÓ­ ëšcKµJT]îVNÉç¢aŞ•;X«,MÕökÉô(D1}”¾-CFÅ¶"É¥ÀÜ4ìÚ£U@A>!z4�j.‹Y¬S¢X�âÌ®à5£"â¾×„B b“ŒÄq¦g÷hD<²&Ô@AÏİÂÅh4¡X¤Šç‚¨•ıô…K’ÄT„ë‘½­Ò�N‚É y†�Æp�lk°ªÕtÒ=a€FC[±9ñİòJã®‚!X˜Ş>À¶Ù�K>"aäˆ0s/!+3‚ó\"»U­X6óJQŠK¨ReÇG[H r8z—®’µ�şn§u£ÏmQ{¡µ”1òëlE…¤¸îYïİx¤ñ`(f¨›�G˜†ó�„VQS5°zˆÊÆ,�ç´rÉÆ�À\%Š:J±„Åò[İ•¢»G/éJõÇÓK·6´ïÛ/k tÕ@áÒ@aj òÿ(¿ÂŸg äÊ¿g<2‚ƒ“�‘´éïÌYT*${K;ó±�V}<íü„ÅÈâ–¥° câ"Uc¤éóq�:(ÄŠNù^ï¼t�3ÕuÄCVi·±?#7‹Ç@ªÇƒòYİËÖİ“8¯{~<¾Œ(‡>ĞòÔ£tù˜.lbÃf>²‘°ÜÃxl“œ=ø[bƒˆøWZ6`eYÖÉø¡VsRæÈk™‡ÛKèdÙA/…±ezHÆè$¤éÒæé;ËÇu}vÛ_êII£�¯ìåºNPŠs—1„Ğ’É¯Yi»ì gÔJÓ}:@ZëZ¤ëä!‰¦ıS/Ö¶‰èd¤«;[o�¼ºÊÊ?ÙÎs¶5sÊH%Ø7ÚTİ°cßÓ…hÆ-Éôìe¤âÛt>Séñ¬;õÉMXd�Ò­¸‹”I/œ‘åÌ•Zm­V&Şd�p]‡‰;=>F¶JbtÖ…§¬Q�<Ş8™²7gv¦Ú°•q‘>éÛR�e!�İĞ›?õí°%^‹¤Ï#Ô¢Ø5T�;-¿IgåÇ×è.Ô±ê7[Úî@¿�ZDxD¡,‹Ğq×8dnÖÈºK’‰Z­v†*ßx!msØ•*'aÓ´2x¶4½¶a³E‹+èM7+£HFÌä.ÄÑ=j¹�&¬ÊQÖŠ:�vÁ>µì”u–‹Üğä.€:ÇÙw(vhGVÃÎ5™ÆÔ{.Ë8í\Æš×;æ¸,Ó7ÆÅ-ºœd³^ß¤Ú²”Ë¤'*¢ÃZ¹±¬rük2ÍÉÈ‡bëúTèdl”œÄB+ûe½%Êü$=…œÊ–¥«qÑHîH8X–ìNN�«A-WIL©ÒÕAbĞÔ/9=hÕI3`ÀÀ¶±I!o¤â¸U¶2NJÒ>Š£û2¸�Ş¹tL¾QƒËœ\\7KŒ¥�ƒºÕk)*‡ániÆÑ( ·r½ĞJö2°q‰ªìšÓ=Ü·t}XAn8½X™EqÆ8‚^�%ÀK-Û—êy‰î¦õ;Ô>K«Òn<«:}dçè-Cf\x{…jèpU:âÕe¬a5l};v}¯y•b¯ZMKÄ†+ã, ³ò.©jÉ‘ĞâftCËéå”³}u~,´cÇŞ5\-Ò!½ù0ˆÖ„<#V®�]‰›ÇÁ;:.İ*ã«¬/ìÖì»_W1+· ò9Î.?Ë×mïëvéëös}í®û:_ñu½ğu}áëöú:¦¯ë+xÕ×yêk÷9¾şv¹½»G–?Ë€‘¤x£ÜšçãÇÅ·b}ö•Lr2¹É˜“d6Õ*CfE…’u—Wğ–h•ÑE‘édåñˆ7•üÿE•¥jFÓ%®³t�IÅ½ÇOIºÄu’.0!I¡bç&Ûd®m"ªà`Ø4§Úd®Sm"3*LìììSª!3¡"3ª„[ÊÉ”jÈL¨†ÈŒª Qâ¾8¥2ª!2£ª3Ì<ú6™Õ™PE[1Îs¶‹Lr¶KÌx˜qv�µ›Ì„iˆÌ¨PBb�‡ß&3¡"3ªÌRŸçTCfB5DfT•£÷<ü6™Õ™U%‹1ÎÃo“™T¥!2£rM.-Sª!3¡"3ªPñm�›Ì„jˆÌ¨n$î”õ!3¡"¿‘SıŠ¾úXp™*óŞd&TCä·A•ï°óŞd®Sm"ª/‹Œ�èÔàŠ}¼=¸¿ó&qÀ´hGL™‡ŸøóÌ»…9ü›ÏO¸Tê…—·ŠÉÚÃU×ÌäÍáÃòÅşõşádşüøğÖüÎÜ=<}zzÿöûGóÇ>?>›ß~§$_¦õğéáùİãã'~øú°üG€qÜ£endstreamendobj79 0 obj< >streamH‰lWË�Ç¼ÏWôqö°Íz?�,ÒÉ„ğA„E“iì,EÒ€ß‘Uİ3ëÅ;5UY™‘ÏzLkrqy,k‹~ykmylksuqóËvº[¿;2€}l§ıÚkYì”Óßv‚¸ºz,_Oø=S�aÜZkXóÚcØÑ”8qX[ÍË<é×‚Ëİü²�îÖï�¼’wwÙ�»‚ÛéÓéıéÛâ¥¹_¦u°5.)·5ÆŒ×¹òÖûÿLU=øÉk¨‚q-}Ñ?R×:•ß{æ×\I£Ë™Ö,kè‰§úZû+d[�¼[]C@l»¦ Rƒİ¡>¬gvÅ<¬OùĞÛ§5–‹ì{v·È#,!æ&TC!jÍKrY{ÉsáùX(«Òtà€’Và¿ìwèiwQÀŞ‚¤›�ˆ»\Ìd3d~´t~ÚJ”æĞÉ/“%~*¼Äá£÷«‹ôôÄÜH 9à�;¡8o—g~�·‰ñ©Ì6#âĞ×(ßrÓX¦]}ì“�_ü¤öLF¾Å¥Éç“ü±ñ€"ÏéæÔ‘�PÜ2*#'qlä‰,íe�¸áX¤F'.hV©FpBÕÉÉÕg³ÚYZæ7FOR:œ;R#ùÀßKyÓ‘dÀ½¤’¸?Ğ •xâK$¸ócAWú5†´ìÁ¥Õ`1J•†×vcòQiŒHÁşçÉ¼Qü€ä··QğÈ8Î0iÌTÕ/ÃS¸^Il^D½÷íp*jM‰G¼‚ûf‹ Ibt�K,ğÆõ•¦Ú6ƒv×Übz·ËBş¦10!V,_Œ5aeÓ$Õ2m2¾�†êäâ‘¥Óa#‰'ü¬ÎõşôóåT•æuñ¹âJˆ]sD ]®§ßÏ?=ÀÔºœ·íãƒªÉùÇ°>2á×ï´9yÀ¹å¦lûãòÛé—Ëé›z`Á½Éñıãé_ËKPSÁêø_³Ë�íå¦•†‚åÔ0DØWá�½—ªĞÒ‰Ì=8ÛçÄ�Õ¬WğW×¬/$õcæÑ¢&�‘•�YYW—P‹rpô¸7û5âr„h°¦”çnèàYâıñ{CiÁ64ïao„`¡®‰óÆ�lwUÚƒ‚ˆiS:˜gpgÂÆ¢àJìåÕÆ¦Â=[ânP¼U0 `¬-iG hÊ¦ÆİLÓĞ<¦Jèq‰h…¾ÅÙLsï!R=`Ä•Ö‡7ËAŞÈÁ/©.şÍ0 ¢r4Û�pFúá÷î¬Özü˜Òh”]Âzjs8ñÄ¾U�S¸;Isxš”³"§ázß:'n§¡ V�wÂÀle¡"–À™ëÊæ\DiJ¾Hö=]§¼ò"@�X\�z¥(šõKH¸RzgĞ5ÈÂ%ŸÃ»]ÈÙí8‡Ì_+Ø#‚lÚUd–Æ>QZe5´ #Ñ(a0"0¼ñ¥­X¹[Dµ¸%§ôDòæÎ}*Ö‘¿–¦ öˆ;‚®«,©1Ğ*¸¼ĞI\ @EÕ¦v•%CoÅ)‘*„�GøÎÊøW¨LSMüp.œ‰(®rW°rX{í,®p’‘Õ‘¯ŞP€Dà–Ä“ Æ2°åŠÏšö¡SSªÑ@æ'"¨bøeŞñ{VWfRÒ±Œ>şÄÊÄ¦…c'!İÛÖX+¥•"1ö‘¨TvÄBçŞDÆs5¹Qü{ªÎª‘�e¨Ue¼Ä„êÂÛÛQĞ“¹6$�ûœ6ĞãáÕ!§Ş¢sÒÜæ@ş'¯5Ö[´ê˜ªŒ•�Ù×cÁÉAÏûibV¢T2x�US8›qæ^³ÍõªŸßM~» `m}ä>]÷8›cŸÍ«G¥È'IµSQ-:ÙêPDó*K7ß�³áEcØÙ�v-æ U ™İK�%–z\]²gƒ†&¤KÓàÓå¬Â ğšBÙm‚RôO˜g;+Xf¤İ©¬Úz6,×rwÕn8?’CHLÑy4 g k�JšzübpW‚é2ÅÕhÕ-¨“èp4>F-`·W—4³È%Y¹ÓsÓ(÷zrBI…É‡ ;&§ tslq^óâ³ìÈ>¶ÓÄ¨/M©íù«ÇøÂØ¸Y¿;òJŞİeS…ñ¶ä‘†ZÕp›ıÄ¸µD=+õ1Ğ®a˜ËUUA‘ğj7¿Ğ-7ë·'^I»»êN‹]½ÿ'ş-H’ŒÉÊ$ã:§‰ŞÍ‰1·ºjOÖÚANÜ¦ûèõå2ë(@d‹Fš™GˆØ;«=wŠì+¨½B¦L1Ñæì,qŞnE˜6ìÊ1ÏYo¦îz”¡mŒïUOxqYÓ{.gƒ¦í¨[6#ÍıÄÏ;FêS²Ü.H`QÑ˜·!qÆû•z–8zõäó-Úi3d~ÚQ•~¦Ú±-4üÁalâ)¨ma°Ò°9qP·{�xcA'„]Î‡@óì~�q>ÕÙf\é»InXË—›gS2* -µÉ’ÓÄ18dóE°S:àtÁØ¦@2ÿ�+Ì·#1õt�Q!)99¯µ‰õníU¸…lİà£uy¶é(Åøn*¦­£Ÿ£Â1¯ú�TXev_bº¦H¥HP?3�jÖöì£ÑØ^0÷uéS‹;¯èŠ¦Xğ‰Èš*…£yĞ &yÍS/¨×û”º°ËnŒÒq¶õCNü~ê¹) #×wCfÌî†jÕœ«ª8Uú:¹´…èÂÁ4&4ÕİˆÕ2}d(+ËÃ‡��ğÆBĞköy?q‹)•Üå�u!¥òt¨ƒ)/š:Rq•ã¨74ˆ)‘n,>ê�QÂKg“3ÎÎ£Î‘SÜŞFF“pôÏ"^é‹ Ak8Ê©—?�Ù»[“æı÷hßjd‚l¯q‰EŞ¸ŞÂÒTÛFĞîz[HïfYÄV+!R”.Æ™ riRª4t�4ol{�No��ğ³ZØûÓÏ¾°ñ²Q„¾ıw©Ê{˜0xt66—9—år=ı~şçÕ\ÎO¨ÓËùú×}¹œŸù™—óÇ\~cÄ!Ô“åÇörzwñbbY.Ÿğ#nÜ/d°•â“–Tñ2ãH�ËÎ?}øğå?_¾¾<=/¿¾¦úúıúDôpù÷é—Ëé›«±»ŞF/fõÎ©Nâä¦ÿ1BÍšŞız�Ëß¾Âüwÿx~Ú>~øû÷§¿>Ù–wÿ£¾Œq†a(ºç9"ÅIÈJaìÌX‘àşïÛÊXZEj’Zşş~^fêót�sº,<©H�>ÖÄi6¦¢3Ÿ·tÍ÷øâ~™ š®çEîÚkZ@VÅ‡9ÛÊ�ö�…ÓÈJwDÒŠı#2'“È=›Òòšú{�6JÛô�ƒã`lÂŠõõtÑo³Ïñ(¶ñR¯Á5h0ş.Œÿ—sjåf�éßÇÄhFÕLR¦*’-÷Xœ´ê›ü`òK†Íendstreamendobj80 0 obj< >streamH‰dT{TgŸI˜IÀBÂDL$� Ty´ ¢€%‹à‹r�Ø�Œ�$€¸—¶g»*¾Î¢ûğµk=v«»¬"ˆÆÙjj7êQ_Ô£ëq·ŞIo<İë»§Ìıî÷¸w~÷÷}¿KA"‚$IM^~^±qqÜ’[ƒÕá,X¼Èe™^`«\éìêy-É«ƒø2ãpëÏë~.¢`(”�;;A]¯$DBÂOÏµ×69A¬!mÖÌxÁ¦FíŒQ›2jgÅ³ÉIIÉìl‹½ÜÊ.jrº¬ÕN6¿ÆlwÔÚ&—Õ’ÀÎ®ªb‹‰œl±Õiu4ß`cmNÖÄº&‹µÚäXÍÚ+Ø<«Íb­*·:*­6ÇQo^]mršWÚj¬5ììÜxÖºÆ\Uï¢«šØ*›ÙZã´ZX×J‡½¾r%[`«±»šj­‚Sî09šØÜêò¼xÖTca«MM¬€Ña­´(B�­†5[.“0®ªwØœ›Ùe³×8ç/ZH’ÂZ¬„@I4AHÃ‰‰b†ˆ˜IÙ1GJ„6‚¨&;A4Ä6‚ØO¢0À¡‘XHH&’fò²�¦!¢EjÑtQ£èsÑ€x¾x­øzĞ¬ Ò *“*¡ÖÑÓèUôu+1K6HKÅÒxél©KzHÚ%õ'ü]ˆ!¤5¤=äŞ˜©cŞÓ)‹”Yd—ÇjÇ–�½//Ï’×Ê?–?5„®} ˜¯Ø¨xVöyØSe¬r‘²I¹WE¨ÂUªzU{ø¶¥‹ê"Õ%nâ7øú7Ğ°İ¾­<¦‘Åÿ%~ºlÔ‡wP˜Ó¦7ğ00“ã9¹®óÃ¸Úië„ã�JéK/„¬jo3öMcnÌ\° .óí·ëú=�ƒı·ôªÍ¼¬“ñk^/£Ü4¯ñ-£„³şùê)E†ØX·áùs÷Ãáá¢‡Sôª¿6óÅ8Äüj£,èWY4ün0µ4*oƒBõ>(¦Œjßûh¢ºék` õU4’7½bXÇ,‡$@¤˜£İZİ{tª‹Q‡5åFÍ§{^ñ“8æŒsƒ¢40±t% bzP{£‘Ñ`¤–cˆNÎød�ûO7*_ÂsUT�ô-­y„JŒş„*’@ÔÎïªùXêº¿L&5SnNş¥ê¦*JÕVr('Pò�}PÇA�€¢‡Ca°¶j1°µÖB]!-E˜È‹ ¿¸Íü_ÕğG¶Ávq¦ÀÀv·N·’ÃbÈUf¤JŞ”é‚>±+�¹DÃnßEj-_ÇñÃyÚ×Ò¾òiˆiÃÒ¨¨õXŠ1³JGFÚ bô
https://www.littelfuse.com/media?resourcetype=datasheets&itemid=63f61b85-5fc5-4f00-9ca9-8d59a6252d71&filename=littelfuse_fuse_154_154t_154l_154tl_datasheet.pdf | fuses | © 2020 Littelfuse, Inc.Specifications are subject to change without notice.Revised: 09/16/20NANO2® > 154 OMNI-BLOK® Fuse and Holder CombinationSurface Mount Fuses154/154T/154L/154TL Series OMNI-BLOK® Fuse and Holder AssemblyDescriptionThe RoHS compliant 154 Series OMNI-BLOK® Fuse and Holder Assembly offers a solution for efficient installation and easy replacement of miniature Nano2® surface mount fuses. Offered in a tape and reel package, this fuse and holder combination can be installed on a PC board as an efficient single step. Fuse replacement can be accomplished without exposing the PC board to the detrimental effects of solder heat.The fuse holder unit may be sold as a stand-alone item, shipped in bulk quantity using part number 01550900M and also pre-packaged in tape and reel cartridges using part number 01550900DR.Agency ApprovalsAgencyAgency File NumberAmpere RangeE147210.062A - 10A+ 0.375A - 7A++PSENBK030205-E10480ANBK030205-E10480BNBK101105-E184655NBK030205-E10480B1A - 1.6A+2A - 5A+6.3A - 10A+1A - 5A++FeaturesRoHSPSE• Easy fuse replacement • Miniature size• RoHS-compliant and Halogen-free• Very Fast-Acting and Time-Lag options available• Holder sized to fit a range of Nano2® type fuses• Wide range of current ratings available - Fast-Acting Fuses: 62mA - 10A - Slo-Blo Fuses: 375mA - 5A• Wide operating temperature range• Heat-resistant fuseholder, UL94 V-0• 260°C reflow capable fuseholder • Recognized to UL/CSA/NMX 248-1, UL/CSA/NMX 248-14 and UL/CSA/NMX 4248-1.Ordering Information Catalog NumberAmpere Rating (A)Amp CodeFuse Furnished*154.0620.0620.062453.062154.080.080.08453.08154.10.10.1453.1154.1250.1250.125453.125154.160.160.16453.16154.20.20.2453.2154.250.250.25453.25154.3150.3150.315453.315154.3750.3750.375453.375154.40.40.4453.4154.50.50.5453.5154.630.630.63453.63154.750.750.75453.75154.80.80.8453.8154001.011.0453001.01541.251.251.254531.2515401.51.51.545301.515401.61.61.645301.6154002.022.0453002.015402.52.52.545302.5154003.033.0453003.01543.153.153.154533.1515403.53.53.545303.5154004.044.0453004.0154005.055.0453005.015406.36.306.345306.3154007.077.0453007.0154008.088.0453008.0154010.01010.0453010.0With Very Fast-Acting Fuse InstalledCatalog NumberAmpere Rating (A)Amp CodeFuse Furnished*154.375 T0.3750.375454.375154.5 T0.50.5454.5154.75 T0.750.75454.75154001.0 T11.0454001.015401.5 T1.51.545401.5154002.0 T22.0454002.015402.5 T2.52.545402.5154003.0 T33.0454003.015403.5 T3.53.545403.5154004.0 T44.0454004.0154005.0 T55.0454005.0154007.0 T77.0454007.0With Slo-Blo® Fuse Installed* The 453 and 454 Series fuses identified above have silver-plated end caps, designed to accommodate solder reflow processes: For 453 Series fuse replacement, either 451, 453 or 448 Series may be used.For 454 Series fuse replacement, either 452, 454 or 449 Series may be used.For detailed operating characteristic and performance information for each of the fuse series mentioned above, please refer to their respective data available online at www.littelfuse.com.** 155900 is UL Recognized for the US and Canadian market. It is rated 125V, 10A.154/154T (Tan color holder like shown in this image)154L/154TL (Black color holder)+ Fast-acting Fuse++ Slo-Blo(R) FuseDatasheetAdditional InformationSamplesResources© 2020 Littelfuse, Inc.Specifications are subject to change without notice.Revised: 09/16/20NANO2® > 154 OMNI-BLOK® Fuse and Holder CombinationSurface Mount FusesLF7 ALF3.81(.150")2.13(.084")REF.10.62(.418")4.24(.167")9.73(.383") REF.3.81(.150")5.03(.198")155FUSERecommended Pad LayoutDimensionsPackagingPackaging OptionPackaging SpecificationQuantityQuantity & Packaging CodeReel PackEIA RS–481–2 (IEC 60286-3, part 3)1500DRSoldering ParametersTimeTemperatureTPTLTS(max)TS(min)25tPtLtStime to peak temperature(t 25ºC to peak)Ramp-downRamp-upPreheatCritical ZoneTL to TPPart Numbering SystemExample:1.5 amp Fast-acting product is 015401.5DR.1.5 amp Time-lag product is 015401.5DRT.(1 amp product shown above).0154 001. D R T LSeriesAMP CodeQuantity CodePackaging CodeRefer to Ordering information section on previous page.D = 1500 pcsR = Tape and ReelType Code“L” suffix for Black Color Holder“G” suffix for 451L (Au-Plated Caps)T = Time-Lag (Slo-Blo®)Reflow ConditionPb – Free assemblyPre Heat- Temperature Min (Ts(min))150°C - Temperature Max (Ts(max))200°C- Time (Min to Max) (ts)60 - 180 secondsAverage Ramp-up Rate (Liquidus Temp (TL) to peak)5°C/second max.TS(max) to TL - Ramp-up Rate5°C/second max.Reflow- Temperature (TL) (Liquidus)217°C - Temperature (tL)60 - 150 secondsPeak Temperature (TP)260+0/–5 °CTime within 5°C of actual peak Temperature (tp)20 – 40 secondsRamp-down Rate5°C/second max.Time 25°C to peak Temperature (TP)8 minutes max.Do not exceed260°CProduct CharacteristicsOperating Temperature-55ºC to 125ºCDisclaimer Notice - Information furnished is believed to be accurate and reliable. However, users should independently evaluate the suitability of and test each product selected for their own applications. Littelfuse products are not designed for, and may not be used in, all applications. Read complete Disclaimer Notice at: www.littelfuse.com/disclaimer-electronics.
https://www.littelfuse.com/media?resourcetype=datasheets&itemid=63f61b85-5fc5-4f00-9ca9-8d59a6252d71&filename=littelfuse_fuse_154_154t_154l_154tl_datasheet.pdf | fuses | © 2020 Littelfuse, Inc.Specifications are subject to change without notice.Revised: 09/16/20NANO2® > 154 OMNI-BLOK® Fuse and Holder CombinationSurface Mount Fuses154/154T/154L/154TL Series OMNI-BLOK® Fuse and Holder AssemblyDescriptionThe RoHS compliant 154 Series OMNI-BLOK® Fuse and Holder Assembly offers a solution for efficient installation and easy replacement of miniature Nano2® surface mount fuses. Offered in a tape and reel package, this fuse and holder combination can be installed on a PC board as an efficient single step. Fuse replacement can be accomplished without exposing the PC board to the detrimental effects of solder heat.The fuse holder unit may be sold as a stand-alone item, shipped in bulk quantity using part number 01550900M and also pre-packaged in tape and reel cartridges using part number 01550900DR.Agency ApprovalsAgencyAgency File NumberAmpere RangeE147210.062A - 10A+ 0.375A - 7A++PSENBK030205-E10480ANBK030205-E10480BNBK101105-E184655NBK030205-E10480B1A - 1.6A+2A - 5A+6.3A - 10A+1A - 5A++FeaturesRoHSPSE• Easy fuse replacement • Miniature size• RoHS-compliant and Halogen-free• Very Fast-Acting and Time-Lag options available• Holder sized to fit a range of Nano2® type fuses• Wide range of current ratings available - Fast-Acting Fuses: 62mA - 10A - Slo-Blo Fuses: 375mA - 5A• Wide operating temperature range• Heat-resistant fuseholder, UL94 V-0• 260°C reflow capable fuseholder • Recognized to UL/CSA/NMX 248-1, UL/CSA/NMX 248-14 and UL/CSA/NMX 4248-1.Ordering Information Catalog NumberAmpere Rating (A)Amp CodeFuse Furnished*154.0620.0620.062453.062154.080.080.08453.08154.10.10.1453.1154.1250.1250.125453.125154.160.160.16453.16154.20.20.2453.2154.250.250.25453.25154.3150.3150.315453.315154.3750.3750.375453.375154.40.40.4453.4154.50.50.5453.5154.630.630.63453.63154.750.750.75453.75154.80.80.8453.8154001.011.0453001.01541.251.251.254531.2515401.51.51.545301.515401.61.61.645301.6154002.022.0453002.015402.52.52.545302.5154003.033.0453003.01543.153.153.154533.1515403.53.53.545303.5154004.044.0453004.0154005.055.0453005.015406.36.306.345306.3154007.077.0453007.0154008.088.0453008.0154010.01010.0453010.0With Very Fast-Acting Fuse InstalledCatalog NumberAmpere Rating (A)Amp CodeFuse Furnished*154.375 T0.3750.375454.375154.5 T0.50.5454.5154.75 T0.750.75454.75154001.0 T11.0454001.015401.5 T1.51.545401.5154002.0 T22.0454002.015402.5 T2.52.545402.5154003.0 T33.0454003.015403.5 T3.53.545403.5154004.0 T44.0454004.0154005.0 T55.0454005.0154007.0 T77.0454007.0With Slo-Blo® Fuse Installed* The 453 and 454 Series fuses identified above have silver-plated end caps, designed to accommodate solder reflow processes: For 453 Series fuse replacement, either 451, 453 or 448 Series may be used.For 454 Series fuse replacement, either 452, 454 or 449 Series may be used.For detailed operating characteristic and performance information for each of the fuse series mentioned above, please refer to their respective data available online at www.littelfuse.com.** 155900 is UL Recognized for the US and Canadian market. It is rated 125V, 10A.154/154T (Tan color holder like shown in this image)154L/154TL (Black color holder)+ Fast-acting Fuse++ Slo-Blo(R) FuseDatasheetAdditional InformationSamplesResources© 2020 Littelfuse, Inc.Specifications are subject to change without notice.Revised: 09/16/20NANO2® > 154 OMNI-BLOK® Fuse and Holder CombinationSurface Mount FusesLF7 ALF3.81(.150")2.13(.084")REF.10.62(.418")4.24(.167")9.73(.383") REF.3.81(.150")5.03(.198")155FUSERecommended Pad LayoutDimensionsPackagingPackaging OptionPackaging SpecificationQuantityQuantity & Packaging CodeReel PackEIA RS–481–2 (IEC 60286-3, part 3)1500DRSoldering ParametersTimeTemperatureTPTLTS(max)TS(min)25tPtLtStime to peak temperature(t 25ºC to peak)Ramp-downRamp-upPreheatCritical ZoneTL to TPPart Numbering SystemExample:1.5 amp Fast-acting product is 015401.5DR.1.5 amp Time-lag product is 015401.5DRT.(1 amp product shown above).0154 001. D R T LSeriesAMP CodeQuantity CodePackaging CodeRefer to Ordering information section on previous page.D = 1500 pcsR = Tape and ReelType Code“L” suffix for Black Color Holder“G” suffix for 451L (Au-Plated Caps)T = Time-Lag (Slo-Blo®)Reflow ConditionPb – Free assemblyPre Heat- Temperature Min (Ts(min))150°C - Temperature Max (Ts(max))200°C- Time (Min to Max) (ts)60 - 180 secondsAverage Ramp-up Rate (Liquidus Temp (TL) to peak)5°C/second max.TS(max) to TL - Ramp-up Rate5°C/second max.Reflow- Temperature (TL) (Liquidus)217°C - Temperature (tL)60 - 150 secondsPeak Temperature (TP)260+0/–5 °CTime within 5°C of actual peak Temperature (tp)20 – 40 secondsRamp-down Rate5°C/second max.Time 25°C to peak Temperature (TP)8 minutes max.Do not exceed260°CProduct CharacteristicsOperating Temperature-55ºC to 125ºCDisclaimer Notice - Information furnished is believed to be accurate and reliable. However, users should independently evaluate the suitability of and test each product selected for their own applications. Littelfuse products are not designed for, and may not be used in, all applications. Read complete Disclaimer Notice at: www.littelfuse.com/disclaimer-electronics.
https://www.littelfuse.com/~/media/electronics/datasheets/fuses/littelfuse_fuse_160_datasheet.pdf.pdf | fuses | © 2017 Littelfuse, Inc.Specifications are subject to change without notice.Revised: 02/24/17Surface Mount FusesNANO2® > 160 Fuse and Clip Series160 Series Fuse and Clip AssemblyDescriptionAgency ApprovalsElectrical Characteristics for SeriesFeatures• Offer low profile easily-replaceable fuse alternative compatible with automated PCB surface mount equipment• Comes supplied with Littelfuse 443 Series 250V Nano2® Fuse• RoHS compliant and Halogen Free• Clip fully compatible with RoHS/lead-free solder alloys and higher temperature profiles associated with lead-free assembly• 0.5A - 5A ampere rating availableRoHS% of Ampere RatingOpening Time100%4 hours, Minimum250%120 seconds, MaximumAGENCYAGENCY FILE NUMBERAMPERE RANGEPSENBK290416-JP10211.00A – 5.00A*E147210.5A - 5AElectrical Specifications by ItemAmpere Rating(A)Amp CodeMaxVoltage Rating (V)InterruptingRatingNominal Cold Resistance (Ohms)Nominal Melting I2t (A2sec)NominalVoltage Drop (mV)Agency ApprovalsPSE0.500.5025050 A @ 250 VAC.59741.96334X0.750.75250.27293.025223X1.00001.250.18269.00207XX1.5001.5250.110015.21210XX2.00002.250.051118.50117XX2.5002.5250.039222.20156XX3.00003.250.027659.29103XX3.5003.5250.019959.3487XX4.00004.250.0160122.583XX5.00005.250.0115180.673XXNotes: 1. Cold resistance measured at less than 10% of rated current at 23°C. 2. Agency Approval Table Key: X=Approved or Certified, P=Pending.The 160 Series product is a metal fuse clip with pre-installed Littelfuse 443 Series Fuse. This fuse and clip combination can be automatically installed in PC Boards in one efficient manufacturing operation. It permits quick and easy fuse replacement without exposing the PC Boards and other components to risks of rework solder heat as required with direct surface mount fuses. It is designed to enable compliance with the RoHS directive. This product is fully compatible with lead-free solder alloy and higher temperature profiles associated with lead-free assembly.Applications• AC/DC power adaptor• Telecom equipment system power• Portable system built-in AC/DC converter• High voltage DC/DC converter• Lighting System• LED LightingSpecifications are subject to change without notice. Application testing is strongly recommended.PSENote * - PSE/METI Certification is only applicable to the fuse. Clips do not require certification for the Japanese Market. Additional InformationDatasheetSamplesResources© 2017 Littelfuse, Inc.Specifications are subject to change without notice.Revised: 02/24/17 Surface Mount FusesNANO2® > 160 Fuse and Clip SeriesAverage Time Current CurvesReflow ConditionPb-free assemblyPre Heat- Temperature Min (Ts(min))150°C - Temperature Max (Ts(max))200°C- Time (Min to Max) (ts)60 – 180 secondsAverage Ramp-up Rate (Liquidus Temp (TL) to peak)5°C/second max.TS(max) to TL - Ramp-up Rate5°C/second max.Reflow- Temperature (TL) (Liquidus)217°C - Temperature (tL)60 – 150 secondsPeak Temperature (TP)260+0/–5 °CTime within 5°C of actual peak Temperature (tp)20 – 40 secondsRamp-down Rate5°C/second max.Time 25°C to peak Temperature (TP)8 minutes max.Do not exceed260°CSoldering ParametersTemperature Re-rating Curve0.001 0.01 0.1 1 10 100 0.1 1 10 100 1000 TIME IN SECONDS CURRENT IN AMPS 5A 4A 2A 1.5A 1A .750A .500A 3.5A 3A 2.5A TimeTemperatureTPTLTSmin25tSt 25ºC to PeaktLtPPreheatTSmaxRamp-downRamp-upCritical ZoneTL to TPNote:1. Rerating depicted in this curve is in addition to the standard derating of 25% for continuous operation.© 2017 Littelfuse, Inc.Specifications are subject to change without notice.Revised: 02/24/17Surface Mount FusesNANO2® > 160 Fuse and Clip SeriesMaterialsBody: CeramicCap: Silver-plated BrassProduct MarkingBrand, Ampere Rating, Voltage Rating, UMF LogoInsulation Resistance(after Opening)MIL-STD-202, Method 302,Test Condition A (10,000 ohms, Minimum)SolderabilityMIL-STD-202, Method 208Resistance to Soldering HeatMIL-STD-202, Method 210, Test Condition B (10 seconds at 260°C)Moisture Sensitivity LevelLevel 1 J-STD-020Product CharacteristicsDimensionsPackagingPart Numbering SystemForm FactorPackaging OptionPackaging SpecificationQuantityQuantity & Packaging CodeSurface Mount24mm Tape and ReelEIA-RS 481-2 (IEC 286, part 3)1000MROperating Temperature–55°C to 125°C with proper re-ratingThermal ShockMIL-STD-202, Method 107, Test Condition B (5 cycles, -65°C to 125°C)VibrationMIL-STD-202, Method 201 (10-55 Hz)Moisture ResistanceMIL-STD-202, Method 106, High Humidity (90-98%RH), Heat (65°C)Salt SprayMIL-STD-202, Method 101, Test Condition BMechanical ShockMIL-STD-202, Method 213, Test Condition I (100 G’s peak for 6 msecs.) 160 01.5 M RSERIESAMP CodeQUANTITY CodePACKAGING CodeRefer to Electrical Specifications tableM = 1000 pcsR = Tape and ReelExample:1.5 amp product is 016001.5 MR10.90 [0.429]1.70[0.067]10.10 [0.398]3.00[0.118]4.90 [0.193]4.80 [0.189]4.80 [0.189]4.00 [0.157]3.50 [0.138]3.12 [0.123]4.40[0.173]4.30[0.169]13.00[0.512]3.88[0.153]3.12[0.123]4.80[0.189]Recommended Pad Layout“A”“B”.004L1.5ATAC250VFDisclaimer Notice - Information furnished is believed to be accurate and reliable. However, users should independently evaluate the suitability of and test each product selected for their own applications. Littelfuse products are not designed for, and may not be used in, all applications. Read complete Disclaimer Notice at www.littelfuse.com/disclaimer-electronics.
https://www.belfuse.com/resources/datasheets/circuitprotection/ds-CP-0ACG-series.pdf | fuses | Type 0ACG 500VDC, SMD Fuse belfuse.com/circuit-protection 0ACG Series RoHS Compliant Features - Surface mount design to save space - Ceramic tube, silver plated cap construction - Compatible with 260℃, IR Pb-free solder process - Wide operating temperature range, -40℃ to 125℃ - Tape & Reel for auto-insert SMD process - MSL = 1 - Complies with IEC 60127-7 standard - RoHS compliant with exemption 7(a) Full compliance with EU Directive 2011/65/EU and amending directive 2015/863 - AEC-Q Compliant - Meets Bel automotive qualification* * - Largely based on internal AEC-Q test plan Applications - Battery Management Systems, (BMS) - Li-ion Battery Packs - DC-DC Converters HALOGEN FREE = Physical Specifications Electrical Characteristics Safety Agency Approvals Materials Body : Ceramic Cap : Silver plated copper Marking On Fuse : "Current Rating" On Label : "bel", "0ACG”, "Current Rating", "Voltage Rating", "Interrupting Rating", "Appropriate Safety Logos"and " ", " "(China RoHS compliant). % of Ampere Rating (A) Operating Time Min Max 125% 1 hour - 200% - 120 sec 1000% 1 sec Safety Agency Ampere Rating / Voltage Rating Ampere Range / Volt @ I.R. ability** 1-3.15A/500V DC /350V DC /350V AC 4-5A/450V DC /125V DC /350V AC 1-3.15A/500V @ 100A DC /350V @1500A DC /350V @ 100A AC 4-5A/450V @ 100A DC /125V @ 1500A DC /350V @ 100A AC ** AC Interrupting Rating (measured at designated voltage, 100% power factor); DC Interrupting Rating (measured at designated voltage, time constant of less than 50 microseconds, battery source) Specifications subject to change without notice AEC-Q Compliant Type 0ACG 2 / 4 Bel Fuse Inc. 206 Van Vorst Street Jersey City, NJ 07302 USA +1 201.432.0463 Bel.US.CS@belf.com belfuse.com/circuit-protection © 2023 Bel Fuse, Inc. Rev. 0ACG Apr2023 Electrical Specifications Part Number Ampere Rating Alpha Mark Voltage and Interrupting Ratings Typical Cold. Resistance (mohms)** Typical Voltage Drop (mV) Typical Pre-Arcing I²t (A²Sec)*** 0ACG-1000-XX 1A 1 See Table of Ratings on Page 1 for Voltage and associated Interrupting Ratings 220 220 0.50 0ACG-1250-XX 1.25A 1.25 140 210 0.95 0ACG-1600-XX 1.6A 1.6 90 190 2.3 0ACG-2000-XX 2A 2 70 185 4.1 0ACG-2500-XX 2.5A 2.5 40 120 2.6 0ACG-3150-XX 3.15A 3.15 31.5 140 3.3 0ACG-4000-XX 4A 4 24.5 140 5.5 0ACG-5000-XX 5A 5 17.5 130 11.5 Consult manufacturer for other ratings ** DC Cold Resistance are measured at <10% of rated current in ambient temperature of 25℃ *** Typical Pre-arcing I2t are measured at 10In Current, DC battery bank. Temperature derating curve Time Current Curve Normal Operating Temperature: 25℃± 2℃ Operating Temperature: -40℃ to 125℃ with proper correction factor applied. Chart of correction factor Specifications subject to change without notice 0.0010.010.11101001000110100Time (Seconds)Current (Amperes)Time Current Curve1A 1.25A 1.6A 2A 2.5A 3.15A 4A 5A Type 0ACG 3 / 4 Bel Fuse Inc. 206 Van Vorst Street Jersey City, NJ 07302 USA +1 201.432.0463 Bel.US.CS@belf.com belfuse.com/circuit-protection © 2023 Bel Fuse, Inc. Rev. 0ACG Apr2023 Soldering Characteristics Reflow Soldering • Temperature: 260° C • Time: 30 Seconds Maximum Manual Soldering (not recommended) • Temperature: 350° C • Time: 5 Seconds Maximum Profile Feature Preheat & Soak Temperature min (Tsmin) Temperature max (Tsmax) Time (Tsmin to Tsmax) (ts) Lead(Pb) free solder 150℃ 200℃ 60-120 seconds Average ramp-up rate(Tsmax to Tp) 3℃ / second max. Liquidous temperature(TL) Time at liquidous (tL) 217℃ 60 – 150 seconds Peak package body temperature (Tp) 260℃ max Time (tp) within 5℃ of the specified classification temperature (Tc) 30 seconds Average ramp-down rate(Tp to Tsmax) 6℃ / second max. Time 25℃ to peak temperature 8 minutes max. Specifications subject to change without notice Type 0ACG 4 / 4 Bel Fuse Inc. 206 Van Vorst Street Jersey City, NJ 07302 USA +1 201.432.0463 Bel.US.CS@belf.com belfuse.com/circuit-protection © 2023 Bel Fuse, Inc. Rev. 0ACG Apr2023 Fuse FGNO Explanation 0ACG - [XXXX] -XX 0ACG=0ACG; [XXXX]=Ampere Rating; XX=See Ordering Information as belowFraction Decimal Amps Bel FGNO[XXXX] 1.0 1 1000 1-1/4 1.25 1.25 1250 1.6 1.6 1600 2.0 2 2000 2-1/2 2.5 2.5 2500 3.15 3.15 3150 4.0 4 4000 5.0 5 5000 Mechanical Dimensions Ordering Information Packaging Packaging Option Quantity Packaging Code Tape (width 24mm) and reel (dia. 13inch) 1000 TE Specifications subject to change without notice
https://www.littelfuse.com/media?resourcetype=datasheets&itemid=63f61b85-5fc5-4f00-9ca9-8d59a6252d71&filename=littelfuse_fuse_154_154t_154l_154tl_datasheet.pdf | fuses | © 2020 Littelfuse, Inc.Specifications are subject to change without notice.Revised: 09/16/20NANO2® > 154 OMNI-BLOK® Fuse and Holder CombinationSurface Mount Fuses154/154T/154L/154TL Series OMNI-BLOK® Fuse and Holder AssemblyDescriptionThe RoHS compliant 154 Series OMNI-BLOK® Fuse and Holder Assembly offers a solution for efficient installation and easy replacement of miniature Nano2® surface mount fuses. Offered in a tape and reel package, this fuse and holder combination can be installed on a PC board as an efficient single step. Fuse replacement can be accomplished without exposing the PC board to the detrimental effects of solder heat.The fuse holder unit may be sold as a stand-alone item, shipped in bulk quantity using part number 01550900M and also pre-packaged in tape and reel cartridges using part number 01550900DR.Agency ApprovalsAgencyAgency File NumberAmpere RangeE147210.062A - 10A+ 0.375A - 7A++PSENBK030205-E10480ANBK030205-E10480BNBK101105-E184655NBK030205-E10480B1A - 1.6A+2A - 5A+6.3A - 10A+1A - 5A++FeaturesRoHSPSE• Easy fuse replacement • Miniature size• RoHS-compliant and Halogen-free• Very Fast-Acting and Time-Lag options available• Holder sized to fit a range of Nano2® type fuses• Wide range of current ratings available - Fast-Acting Fuses: 62mA - 10A - Slo-Blo Fuses: 375mA - 5A• Wide operating temperature range• Heat-resistant fuseholder, UL94 V-0• 260°C reflow capable fuseholder • Recognized to UL/CSA/NMX 248-1, UL/CSA/NMX 248-14 and UL/CSA/NMX 4248-1.Ordering Information Catalog NumberAmpere Rating (A)Amp CodeFuse Furnished*154.0620.0620.062453.062154.080.080.08453.08154.10.10.1453.1154.1250.1250.125453.125154.160.160.16453.16154.20.20.2453.2154.250.250.25453.25154.3150.3150.315453.315154.3750.3750.375453.375154.40.40.4453.4154.50.50.5453.5154.630.630.63453.63154.750.750.75453.75154.80.80.8453.8154001.011.0453001.01541.251.251.254531.2515401.51.51.545301.515401.61.61.645301.6154002.022.0453002.015402.52.52.545302.5154003.033.0453003.01543.153.153.154533.1515403.53.53.545303.5154004.044.0453004.0154005.055.0453005.015406.36.306.345306.3154007.077.0453007.0154008.088.0453008.0154010.01010.0453010.0With Very Fast-Acting Fuse InstalledCatalog NumberAmpere Rating (A)Amp CodeFuse Furnished*154.375 T0.3750.375454.375154.5 T0.50.5454.5154.75 T0.750.75454.75154001.0 T11.0454001.015401.5 T1.51.545401.5154002.0 T22.0454002.015402.5 T2.52.545402.5154003.0 T33.0454003.015403.5 T3.53.545403.5154004.0 T44.0454004.0154005.0 T55.0454005.0154007.0 T77.0454007.0With Slo-Blo® Fuse Installed* The 453 and 454 Series fuses identified above have silver-plated end caps, designed to accommodate solder reflow processes: For 453 Series fuse replacement, either 451, 453 or 448 Series may be used.For 454 Series fuse replacement, either 452, 454 or 449 Series may be used.For detailed operating characteristic and performance information for each of the fuse series mentioned above, please refer to their respective data available online at www.littelfuse.com.** 155900 is UL Recognized for the US and Canadian market. It is rated 125V, 10A.154/154T (Tan color holder like shown in this image)154L/154TL (Black color holder)+ Fast-acting Fuse++ Slo-Blo(R) FuseDatasheetAdditional InformationSamplesResources© 2020 Littelfuse, Inc.Specifications are subject to change without notice.Revised: 09/16/20NANO2® > 154 OMNI-BLOK® Fuse and Holder CombinationSurface Mount FusesLF7 ALF3.81(.150")2.13(.084")REF.10.62(.418")4.24(.167")9.73(.383") REF.3.81(.150")5.03(.198")155FUSERecommended Pad LayoutDimensionsPackagingPackaging OptionPackaging SpecificationQuantityQuantity & Packaging CodeReel PackEIA RS–481–2 (IEC 60286-3, part 3)1500DRSoldering ParametersTimeTemperatureTPTLTS(max)TS(min)25tPtLtStime to peak temperature(t 25ºC to peak)Ramp-downRamp-upPreheatCritical ZoneTL to TPPart Numbering SystemExample:1.5 amp Fast-acting product is 015401.5DR.1.5 amp Time-lag product is 015401.5DRT.(1 amp product shown above).0154 001. D R T LSeriesAMP CodeQuantity CodePackaging CodeRefer to Ordering information section on previous page.D = 1500 pcsR = Tape and ReelType Code“L” suffix for Black Color Holder“G” suffix for 451L (Au-Plated Caps)T = Time-Lag (Slo-Blo®)Reflow ConditionPb – Free assemblyPre Heat- Temperature Min (Ts(min))150°C - Temperature Max (Ts(max))200°C- Time (Min to Max) (ts)60 - 180 secondsAverage Ramp-up Rate (Liquidus Temp (TL) to peak)5°C/second max.TS(max) to TL - Ramp-up Rate5°C/second max.Reflow- Temperature (TL) (Liquidus)217°C - Temperature (tL)60 - 150 secondsPeak Temperature (TP)260+0/–5 °CTime within 5°C of actual peak Temperature (tp)20 – 40 secondsRamp-down Rate5°C/second max.Time 25°C to peak Temperature (TP)8 minutes max.Do not exceed260°CProduct CharacteristicsOperating Temperature-55ºC to 125ºCDisclaimer Notice - Information furnished is believed to be accurate and reliable. However, users should independently evaluate the suitability of and test each product selected for their own applications. Littelfuse products are not designed for, and may not be used in, all applications. Read complete Disclaimer Notice at: www.littelfuse.com/disclaimer-electronics.
https://www.littelfuse.com/media?resourcetype=datasheets&itemid=63f61b85-5fc5-4f00-9ca9-8d59a6252d71&filename=littelfuse_fuse_154_154t_154l_154tl_datasheet.pdf | fuses | © 2020 Littelfuse, Inc.Specifications are subject to change without notice.Revised: 09/16/20NANO2® > 154 OMNI-BLOK® Fuse and Holder CombinationSurface Mount Fuses154/154T/154L/154TL Series OMNI-BLOK® Fuse and Holder AssemblyDescriptionThe RoHS compliant 154 Series OMNI-BLOK® Fuse and Holder Assembly offers a solution for efficient installation and easy replacement of miniature Nano2® surface mount fuses. Offered in a tape and reel package, this fuse and holder combination can be installed on a PC board as an efficient single step. Fuse replacement can be accomplished without exposing the PC board to the detrimental effects of solder heat.The fuse holder unit may be sold as a stand-alone item, shipped in bulk quantity using part number 01550900M and also pre-packaged in tape and reel cartridges using part number 01550900DR.Agency ApprovalsAgencyAgency File NumberAmpere RangeE147210.062A - 10A+ 0.375A - 7A++PSENBK030205-E10480ANBK030205-E10480BNBK101105-E184655NBK030205-E10480B1A - 1.6A+2A - 5A+6.3A - 10A+1A - 5A++FeaturesRoHSPSE• Easy fuse replacement • Miniature size• RoHS-compliant and Halogen-free• Very Fast-Acting and Time-Lag options available• Holder sized to fit a range of Nano2® type fuses• Wide range of current ratings available - Fast-Acting Fuses: 62mA - 10A - Slo-Blo Fuses: 375mA - 5A• Wide operating temperature range• Heat-resistant fuseholder, UL94 V-0• 260°C reflow capable fuseholder • Recognized to UL/CSA/NMX 248-1, UL/CSA/NMX 248-14 and UL/CSA/NMX 4248-1.Ordering Information Catalog NumberAmpere Rating (A)Amp CodeFuse Furnished*154.0620.0620.062453.062154.080.080.08453.08154.10.10.1453.1154.1250.1250.125453.125154.160.160.16453.16154.20.20.2453.2154.250.250.25453.25154.3150.3150.315453.315154.3750.3750.375453.375154.40.40.4453.4154.50.50.5453.5154.630.630.63453.63154.750.750.75453.75154.80.80.8453.8154001.011.0453001.01541.251.251.254531.2515401.51.51.545301.515401.61.61.645301.6154002.022.0453002.015402.52.52.545302.5154003.033.0453003.01543.153.153.154533.1515403.53.53.545303.5154004.044.0453004.0154005.055.0453005.015406.36.306.345306.3154007.077.0453007.0154008.088.0453008.0154010.01010.0453010.0With Very Fast-Acting Fuse InstalledCatalog NumberAmpere Rating (A)Amp CodeFuse Furnished*154.375 T0.3750.375454.375154.5 T0.50.5454.5154.75 T0.750.75454.75154001.0 T11.0454001.015401.5 T1.51.545401.5154002.0 T22.0454002.015402.5 T2.52.545402.5154003.0 T33.0454003.015403.5 T3.53.545403.5154004.0 T44.0454004.0154005.0 T55.0454005.0154007.0 T77.0454007.0With Slo-Blo® Fuse Installed* The 453 and 454 Series fuses identified above have silver-plated end caps, designed to accommodate solder reflow processes: For 453 Series fuse replacement, either 451, 453 or 448 Series may be used.For 454 Series fuse replacement, either 452, 454 or 449 Series may be used.For detailed operating characteristic and performance information for each of the fuse series mentioned above, please refer to their respective data available online at www.littelfuse.com.** 155900 is UL Recognized for the US and Canadian market. It is rated 125V, 10A.154/154T (Tan color holder like shown in this image)154L/154TL (Black color holder)+ Fast-acting Fuse++ Slo-Blo(R) FuseDatasheetAdditional InformationSamplesResources© 2020 Littelfuse, Inc.Specifications are subject to change without notice.Revised: 09/16/20NANO2® > 154 OMNI-BLOK® Fuse and Holder CombinationSurface Mount FusesLF7 ALF3.81(.150")2.13(.084")REF.10.62(.418")4.24(.167")9.73(.383") REF.3.81(.150")5.03(.198")155FUSERecommended Pad LayoutDimensionsPackagingPackaging OptionPackaging SpecificationQuantityQuantity & Packaging CodeReel PackEIA RS–481–2 (IEC 60286-3, part 3)1500DRSoldering ParametersTimeTemperatureTPTLTS(max)TS(min)25tPtLtStime to peak temperature(t 25ºC to peak)Ramp-downRamp-upPreheatCritical ZoneTL to TPPart Numbering SystemExample:1.5 amp Fast-acting product is 015401.5DR.1.5 amp Time-lag product is 015401.5DRT.(1 amp product shown above).0154 001. D R T LSeriesAMP CodeQuantity CodePackaging CodeRefer to Ordering information section on previous page.D = 1500 pcsR = Tape and ReelType Code“L” suffix for Black Color Holder“G” suffix for 451L (Au-Plated Caps)T = Time-Lag (Slo-Blo®)Reflow ConditionPb – Free assemblyPre Heat- Temperature Min (Ts(min))150°C - Temperature Max (Ts(max))200°C- Time (Min to Max) (ts)60 - 180 secondsAverage Ramp-up Rate (Liquidus Temp (TL) to peak)5°C/second max.TS(max) to TL - Ramp-up Rate5°C/second max.Reflow- Temperature (TL) (Liquidus)217°C - Temperature (tL)60 - 150 secondsPeak Temperature (TP)260+0/–5 °CTime within 5°C of actual peak Temperature (tp)20 – 40 secondsRamp-down Rate5°C/second max.Time 25°C to peak Temperature (TP)8 minutes max.Do not exceed260°CProduct CharacteristicsOperating Temperature-55ºC to 125ºCDisclaimer Notice - Information furnished is believed to be accurate and reliable. However, users should independently evaluate the suitability of and test each product selected for their own applications. Littelfuse products are not designed for, and may not be used in, all applications. Read complete Disclaimer Notice at: www.littelfuse.com/disclaimer-electronics.
https://www.littelfuse.com/media?resourcetype=datasheets&itemid=63f61b85-5fc5-4f00-9ca9-8d59a6252d71&filename=littelfuse_fuse_154_154t_154l_154tl_datasheet.pdf | fuses | © 2020 Littelfuse, Inc.Specifications are subject to change without notice.Revised: 09/16/20NANO2® > 154 OMNI-BLOK® Fuse and Holder CombinationSurface Mount Fuses154/154T/154L/154TL Series OMNI-BLOK® Fuse and Holder AssemblyDescriptionThe RoHS compliant 154 Series OMNI-BLOK® Fuse and Holder Assembly offers a solution for efficient installation and easy replacement of miniature Nano2® surface mount fuses. Offered in a tape and reel package, this fuse and holder combination can be installed on a PC board as an efficient single step. Fuse replacement can be accomplished without exposing the PC board to the detrimental effects of solder heat.The fuse holder unit may be sold as a stand-alone item, shipped in bulk quantity using part number 01550900M and also pre-packaged in tape and reel cartridges using part number 01550900DR.Agency ApprovalsAgencyAgency File NumberAmpere RangeE147210.062A - 10A+ 0.375A - 7A++PSENBK030205-E10480ANBK030205-E10480BNBK101105-E184655NBK030205-E10480B1A - 1.6A+2A - 5A+6.3A - 10A+1A - 5A++FeaturesRoHSPSE• Easy fuse replacement • Miniature size• RoHS-compliant and Halogen-free• Very Fast-Acting and Time-Lag options available• Holder sized to fit a range of Nano2® type fuses• Wide range of current ratings available - Fast-Acting Fuses: 62mA - 10A - Slo-Blo Fuses: 375mA - 5A• Wide operating temperature range• Heat-resistant fuseholder, UL94 V-0• 260°C reflow capable fuseholder • Recognized to UL/CSA/NMX 248-1, UL/CSA/NMX 248-14 and UL/CSA/NMX 4248-1.Ordering Information Catalog NumberAmpere Rating (A)Amp CodeFuse Furnished*154.0620.0620.062453.062154.080.080.08453.08154.10.10.1453.1154.1250.1250.125453.125154.160.160.16453.16154.20.20.2453.2154.250.250.25453.25154.3150.3150.315453.315154.3750.3750.375453.375154.40.40.4453.4154.50.50.5453.5154.630.630.63453.63154.750.750.75453.75154.80.80.8453.8154001.011.0453001.01541.251.251.254531.2515401.51.51.545301.515401.61.61.645301.6154002.022.0453002.015402.52.52.545302.5154003.033.0453003.01543.153.153.154533.1515403.53.53.545303.5154004.044.0453004.0154005.055.0453005.015406.36.306.345306.3154007.077.0453007.0154008.088.0453008.0154010.01010.0453010.0With Very Fast-Acting Fuse InstalledCatalog NumberAmpere Rating (A)Amp CodeFuse Furnished*154.375 T0.3750.375454.375154.5 T0.50.5454.5154.75 T0.750.75454.75154001.0 T11.0454001.015401.5 T1.51.545401.5154002.0 T22.0454002.015402.5 T2.52.545402.5154003.0 T33.0454003.015403.5 T3.53.545403.5154004.0 T44.0454004.0154005.0 T55.0454005.0154007.0 T77.0454007.0With Slo-Blo® Fuse Installed* The 453 and 454 Series fuses identified above have silver-plated end caps, designed to accommodate solder reflow processes: For 453 Series fuse replacement, either 451, 453 or 448 Series may be used.For 454 Series fuse replacement, either 452, 454 or 449 Series may be used.For detailed operating characteristic and performance information for each of the fuse series mentioned above, please refer to their respective data available online at www.littelfuse.com.** 155900 is UL Recognized for the US and Canadian market. It is rated 125V, 10A.154/154T (Tan color holder like shown in this image)154L/154TL (Black color holder)+ Fast-acting Fuse++ Slo-Blo(R) FuseDatasheetAdditional InformationSamplesResources© 2020 Littelfuse, Inc.Specifications are subject to change without notice.Revised: 09/16/20NANO2® > 154 OMNI-BLOK® Fuse and Holder CombinationSurface Mount FusesLF7 ALF3.81(.150")2.13(.084")REF.10.62(.418")4.24(.167")9.73(.383") REF.3.81(.150")5.03(.198")155FUSERecommended Pad LayoutDimensionsPackagingPackaging OptionPackaging SpecificationQuantityQuantity & Packaging CodeReel PackEIA RS–481–2 (IEC 60286-3, part 3)1500DRSoldering ParametersTimeTemperatureTPTLTS(max)TS(min)25tPtLtStime to peak temperature(t 25ºC to peak)Ramp-downRamp-upPreheatCritical ZoneTL to TPPart Numbering SystemExample:1.5 amp Fast-acting product is 015401.5DR.1.5 amp Time-lag product is 015401.5DRT.(1 amp product shown above).0154 001. D R T LSeriesAMP CodeQuantity CodePackaging CodeRefer to Ordering information section on previous page.D = 1500 pcsR = Tape and ReelType Code“L” suffix for Black Color Holder“G” suffix for 451L (Au-Plated Caps)T = Time-Lag (Slo-Blo®)Reflow ConditionPb – Free assemblyPre Heat- Temperature Min (Ts(min))150°C - Temperature Max (Ts(max))200°C- Time (Min to Max) (ts)60 - 180 secondsAverage Ramp-up Rate (Liquidus Temp (TL) to peak)5°C/second max.TS(max) to TL - Ramp-up Rate5°C/second max.Reflow- Temperature (TL) (Liquidus)217°C - Temperature (tL)60 - 150 secondsPeak Temperature (TP)260+0/–5 °CTime within 5°C of actual peak Temperature (tp)20 – 40 secondsRamp-down Rate5°C/second max.Time 25°C to peak Temperature (TP)8 minutes max.Do not exceed260°CProduct CharacteristicsOperating Temperature-55ºC to 125ºCDisclaimer Notice - Information furnished is believed to be accurate and reliable. However, users should independently evaluate the suitability of and test each product selected for their own applications. Littelfuse products are not designed for, and may not be used in, all applications. Read complete Disclaimer Notice at: www.littelfuse.com/disclaimer-electronics.
https://www.littelfuse.com/media?resourcetype=datasheets&itemid=63f61b85-5fc5-4f00-9ca9-8d59a6252d71&filename=littelfuse_fuse_154_154t_154l_154tl_datasheet.pdf | fuses | © 2020 Littelfuse, Inc.Specifications are subject to change without notice.Revised: 09/16/20NANO2® > 154 OMNI-BLOK® Fuse and Holder CombinationSurface Mount Fuses154/154T/154L/154TL Series OMNI-BLOK® Fuse and Holder AssemblyDescriptionThe RoHS compliant 154 Series OMNI-BLOK® Fuse and Holder Assembly offers a solution for efficient installation and easy replacement of miniature Nano2® surface mount fuses. Offered in a tape and reel package, this fuse and holder combination can be installed on a PC board as an efficient single step. Fuse replacement can be accomplished without exposing the PC board to the detrimental effects of solder heat.The fuse holder unit may be sold as a stand-alone item, shipped in bulk quantity using part number 01550900M and also pre-packaged in tape and reel cartridges using part number 01550900DR.Agency ApprovalsAgencyAgency File NumberAmpere RangeE147210.062A - 10A+ 0.375A - 7A++PSENBK030205-E10480ANBK030205-E10480BNBK101105-E184655NBK030205-E10480B1A - 1.6A+2A - 5A+6.3A - 10A+1A - 5A++FeaturesRoHSPSE• Easy fuse replacement • Miniature size• RoHS-compliant and Halogen-free• Very Fast-Acting and Time-Lag options available• Holder sized to fit a range of Nano2® type fuses• Wide range of current ratings available - Fast-Acting Fuses: 62mA - 10A - Slo-Blo Fuses: 375mA - 5A• Wide operating temperature range• Heat-resistant fuseholder, UL94 V-0• 260°C reflow capable fuseholder • Recognized to UL/CSA/NMX 248-1, UL/CSA/NMX 248-14 and UL/CSA/NMX 4248-1.Ordering Information Catalog NumberAmpere Rating (A)Amp CodeFuse Furnished*154.0620.0620.062453.062154.080.080.08453.08154.10.10.1453.1154.1250.1250.125453.125154.160.160.16453.16154.20.20.2453.2154.250.250.25453.25154.3150.3150.315453.315154.3750.3750.375453.375154.40.40.4453.4154.50.50.5453.5154.630.630.63453.63154.750.750.75453.75154.80.80.8453.8154001.011.0453001.01541.251.251.254531.2515401.51.51.545301.515401.61.61.645301.6154002.022.0453002.015402.52.52.545302.5154003.033.0453003.01543.153.153.154533.1515403.53.53.545303.5154004.044.0453004.0154005.055.0453005.015406.36.306.345306.3154007.077.0453007.0154008.088.0453008.0154010.01010.0453010.0With Very Fast-Acting Fuse InstalledCatalog NumberAmpere Rating (A)Amp CodeFuse Furnished*154.375 T0.3750.375454.375154.5 T0.50.5454.5154.75 T0.750.75454.75154001.0 T11.0454001.015401.5 T1.51.545401.5154002.0 T22.0454002.015402.5 T2.52.545402.5154003.0 T33.0454003.015403.5 T3.53.545403.5154004.0 T44.0454004.0154005.0 T55.0454005.0154007.0 T77.0454007.0With Slo-Blo® Fuse Installed* The 453 and 454 Series fuses identified above have silver-plated end caps, designed to accommodate solder reflow processes: For 453 Series fuse replacement, either 451, 453 or 448 Series may be used.For 454 Series fuse replacement, either 452, 454 or 449 Series may be used.For detailed operating characteristic and performance information for each of the fuse series mentioned above, please refer to their respective data available online at www.littelfuse.com.** 155900 is UL Recognized for the US and Canadian market. It is rated 125V, 10A.154/154T (Tan color holder like shown in this image)154L/154TL (Black color holder)+ Fast-acting Fuse++ Slo-Blo(R) FuseDatasheetAdditional InformationSamplesResources© 2020 Littelfuse, Inc.Specifications are subject to change without notice.Revised: 09/16/20NANO2® > 154 OMNI-BLOK® Fuse and Holder CombinationSurface Mount FusesLF7 ALF3.81(.150")2.13(.084")REF.10.62(.418")4.24(.167")9.73(.383") REF.3.81(.150")5.03(.198")155FUSERecommended Pad LayoutDimensionsPackagingPackaging OptionPackaging SpecificationQuantityQuantity & Packaging CodeReel PackEIA RS–481–2 (IEC 60286-3, part 3)1500DRSoldering ParametersTimeTemperatureTPTLTS(max)TS(min)25tPtLtStime to peak temperature(t 25ºC to peak)Ramp-downRamp-upPreheatCritical ZoneTL to TPPart Numbering SystemExample:1.5 amp Fast-acting product is 015401.5DR.1.5 amp Time-lag product is 015401.5DRT.(1 amp product shown above).0154 001. D R T LSeriesAMP CodeQuantity CodePackaging CodeRefer to Ordering information section on previous page.D = 1500 pcsR = Tape and ReelType Code“L” suffix for Black Color Holder“G” suffix for 451L (Au-Plated Caps)T = Time-Lag (Slo-Blo®)Reflow ConditionPb – Free assemblyPre Heat- Temperature Min (Ts(min))150°C - Temperature Max (Ts(max))200°C- Time (Min to Max) (ts)60 - 180 secondsAverage Ramp-up Rate (Liquidus Temp (TL) to peak)5°C/second max.TS(max) to TL - Ramp-up Rate5°C/second max.Reflow- Temperature (TL) (Liquidus)217°C - Temperature (tL)60 - 150 secondsPeak Temperature (TP)260+0/–5 °CTime within 5°C of actual peak Temperature (tp)20 – 40 secondsRamp-down Rate5°C/second max.Time 25°C to peak Temperature (TP)8 minutes max.Do not exceed260°CProduct CharacteristicsOperating Temperature-55ºC to 125ºCDisclaimer Notice - Information furnished is believed to be accurate and reliable. However, users should independently evaluate the suitability of and test each product selected for their own applications. Littelfuse products are not designed for, and may not be used in, all applications. Read complete Disclaimer Notice at: www.littelfuse.com/disclaimer-electronics.
https://www.littelfuse.com/media?resourcetype=datasheets&itemid=63f61b85-5fc5-4f00-9ca9-8d59a6252d71&filename=littelfuse_fuse_154_154t_154l_154tl_datasheet.pdf | fuses | © 2020 Littelfuse, Inc.Specifications are subject to change without notice.Revised: 09/16/20NANO2® > 154 OMNI-BLOK® Fuse and Holder CombinationSurface Mount Fuses154/154T/154L/154TL Series OMNI-BLOK® Fuse and Holder AssemblyDescriptionThe RoHS compliant 154 Series OMNI-BLOK® Fuse and Holder Assembly offers a solution for efficient installation and easy replacement of miniature Nano2® surface mount fuses. Offered in a tape and reel package, this fuse and holder combination can be installed on a PC board as an efficient single step. Fuse replacement can be accomplished without exposing the PC board to the detrimental effects of solder heat.The fuse holder unit may be sold as a stand-alone item, shipped in bulk quantity using part number 01550900M and also pre-packaged in tape and reel cartridges using part number 01550900DR.Agency ApprovalsAgencyAgency File NumberAmpere RangeE147210.062A - 10A+ 0.375A - 7A++PSENBK030205-E10480ANBK030205-E10480BNBK101105-E184655NBK030205-E10480B1A - 1.6A+2A - 5A+6.3A - 10A+1A - 5A++FeaturesRoHSPSE• Easy fuse replacement • Miniature size• RoHS-compliant and Halogen-free• Very Fast-Acting and Time-Lag options available• Holder sized to fit a range of Nano2® type fuses• Wide range of current ratings available - Fast-Acting Fuses: 62mA - 10A - Slo-Blo Fuses: 375mA - 5A• Wide operating temperature range• Heat-resistant fuseholder, UL94 V-0• 260°C reflow capable fuseholder • Recognized to UL/CSA/NMX 248-1, UL/CSA/NMX 248-14 and UL/CSA/NMX 4248-1.Ordering Information Catalog NumberAmpere Rating (A)Amp CodeFuse Furnished*154.0620.0620.062453.062154.080.080.08453.08154.10.10.1453.1154.1250.1250.125453.125154.160.160.16453.16154.20.20.2453.2154.250.250.25453.25154.3150.3150.315453.315154.3750.3750.375453.375154.40.40.4453.4154.50.50.5453.5154.630.630.63453.63154.750.750.75453.75154.80.80.8453.8154001.011.0453001.01541.251.251.254531.2515401.51.51.545301.515401.61.61.645301.6154002.022.0453002.015402.52.52.545302.5154003.033.0453003.01543.153.153.154533.1515403.53.53.545303.5154004.044.0453004.0154005.055.0453005.015406.36.306.345306.3154007.077.0453007.0154008.088.0453008.0154010.01010.0453010.0With Very Fast-Acting Fuse InstalledCatalog NumberAmpere Rating (A)Amp CodeFuse Furnished*154.375 T0.3750.375454.375154.5 T0.50.5454.5154.75 T0.750.75454.75154001.0 T11.0454001.015401.5 T1.51.545401.5154002.0 T22.0454002.015402.5 T2.52.545402.5154003.0 T33.0454003.015403.5 T3.53.545403.5154004.0 T44.0454004.0154005.0 T55.0454005.0154007.0 T77.0454007.0With Slo-Blo® Fuse Installed* The 453 and 454 Series fuses identified above have silver-plated end caps, designed to accommodate solder reflow processes: For 453 Series fuse replacement, either 451, 453 or 448 Series may be used.For 454 Series fuse replacement, either 452, 454 or 449 Series may be used.For detailed operating characteristic and performance information for each of the fuse series mentioned above, please refer to their respective data available online at www.littelfuse.com.** 155900 is UL Recognized for the US and Canadian market. It is rated 125V, 10A.154/154T (Tan color holder like shown in this image)154L/154TL (Black color holder)+ Fast-acting Fuse++ Slo-Blo(R) FuseDatasheetAdditional InformationSamplesResources© 2020 Littelfuse, Inc.Specifications are subject to change without notice.Revised: 09/16/20NANO2® > 154 OMNI-BLOK® Fuse and Holder CombinationSurface Mount FusesLF7 ALF3.81(.150")2.13(.084")REF.10.62(.418")4.24(.167")9.73(.383") REF.3.81(.150")5.03(.198")155FUSERecommended Pad LayoutDimensionsPackagingPackaging OptionPackaging SpecificationQuantityQuantity & Packaging CodeReel PackEIA RS–481–2 (IEC 60286-3, part 3)1500DRSoldering ParametersTimeTemperatureTPTLTS(max)TS(min)25tPtLtStime to peak temperature(t 25ºC to peak)Ramp-downRamp-upPreheatCritical ZoneTL to TPPart Numbering SystemExample:1.5 amp Fast-acting product is 015401.5DR.1.5 amp Time-lag product is 015401.5DRT.(1 amp product shown above).0154 001. D R T LSeriesAMP CodeQuantity CodePackaging CodeRefer to Ordering information section on previous page.D = 1500 pcsR = Tape and ReelType Code“L” suffix for Black Color Holder“G” suffix for 451L (Au-Plated Caps)T = Time-Lag (Slo-Blo®)Reflow ConditionPb – Free assemblyPre Heat- Temperature Min (Ts(min))150°C - Temperature Max (Ts(max))200°C- Time (Min to Max) (ts)60 - 180 secondsAverage Ramp-up Rate (Liquidus Temp (TL) to peak)5°C/second max.TS(max) to TL - Ramp-up Rate5°C/second max.Reflow- Temperature (TL) (Liquidus)217°C - Temperature (tL)60 - 150 secondsPeak Temperature (TP)260+0/–5 °CTime within 5°C of actual peak Temperature (tp)20 – 40 secondsRamp-down Rate5°C/second max.Time 25°C to peak Temperature (TP)8 minutes max.Do not exceed260°CProduct CharacteristicsOperating Temperature-55ºC to 125ºCDisclaimer Notice - Information furnished is believed to be accurate and reliable. However, users should independently evaluate the suitability of and test each product selected for their own applications. Littelfuse products are not designed for, and may not be used in, all applications. Read complete Disclaimer Notice at: www.littelfuse.com/disclaimer-electronics.
https://www.littelfuse.com/media?resourcetype=datasheets&itemid=63f61b85-5fc5-4f00-9ca9-8d59a6252d71&filename=littelfuse_fuse_154_154t_154l_154tl_datasheet.pdf | fuses | © 2020 Littelfuse, Inc.Specifications are subject to change without notice.Revised: 09/16/20NANO2® > 154 OMNI-BLOK® Fuse and Holder CombinationSurface Mount Fuses154/154T/154L/154TL Series OMNI-BLOK® Fuse and Holder AssemblyDescriptionThe RoHS compliant 154 Series OMNI-BLOK® Fuse and Holder Assembly offers a solution for efficient installation and easy replacement of miniature Nano2® surface mount fuses. Offered in a tape and reel package, this fuse and holder combination can be installed on a PC board as an efficient single step. Fuse replacement can be accomplished without exposing the PC board to the detrimental effects of solder heat.The fuse holder unit may be sold as a stand-alone item, shipped in bulk quantity using part number 01550900M and also pre-packaged in tape and reel cartridges using part number 01550900DR.Agency ApprovalsAgencyAgency File NumberAmpere RangeE147210.062A - 10A+ 0.375A - 7A++PSENBK030205-E10480ANBK030205-E10480BNBK101105-E184655NBK030205-E10480B1A - 1.6A+2A - 5A+6.3A - 10A+1A - 5A++FeaturesRoHSPSE• Easy fuse replacement • Miniature size• RoHS-compliant and Halogen-free• Very Fast-Acting and Time-Lag options available• Holder sized to fit a range of Nano2® type fuses• Wide range of current ratings available - Fast-Acting Fuses: 62mA - 10A - Slo-Blo Fuses: 375mA - 5A• Wide operating temperature range• Heat-resistant fuseholder, UL94 V-0• 260°C reflow capable fuseholder • Recognized to UL/CSA/NMX 248-1, UL/CSA/NMX 248-14 and UL/CSA/NMX 4248-1.Ordering Information Catalog NumberAmpere Rating (A)Amp CodeFuse Furnished*154.0620.0620.062453.062154.080.080.08453.08154.10.10.1453.1154.1250.1250.125453.125154.160.160.16453.16154.20.20.2453.2154.250.250.25453.25154.3150.3150.315453.315154.3750.3750.375453.375154.40.40.4453.4154.50.50.5453.5154.630.630.63453.63154.750.750.75453.75154.80.80.8453.8154001.011.0453001.01541.251.251.254531.2515401.51.51.545301.515401.61.61.645301.6154002.022.0453002.015402.52.52.545302.5154003.033.0453003.01543.153.153.154533.1515403.53.53.545303.5154004.044.0453004.0154005.055.0453005.015406.36.306.345306.3154007.077.0453007.0154008.088.0453008.0154010.01010.0453010.0With Very Fast-Acting Fuse InstalledCatalog NumberAmpere Rating (A)Amp CodeFuse Furnished*154.375 T0.3750.375454.375154.5 T0.50.5454.5154.75 T0.750.75454.75154001.0 T11.0454001.015401.5 T1.51.545401.5154002.0 T22.0454002.015402.5 T2.52.545402.5154003.0 T33.0454003.015403.5 T3.53.545403.5154004.0 T44.0454004.0154005.0 T55.0454005.0154007.0 T77.0454007.0With Slo-Blo® Fuse Installed* The 453 and 454 Series fuses identified above have silver-plated end caps, designed to accommodate solder reflow processes: For 453 Series fuse replacement, either 451, 453 or 448 Series may be used.For 454 Series fuse replacement, either 452, 454 or 449 Series may be used.For detailed operating characteristic and performance information for each of the fuse series mentioned above, please refer to their respective data available online at www.littelfuse.com.** 155900 is UL Recognized for the US and Canadian market. It is rated 125V, 10A.154/154T (Tan color holder like shown in this image)154L/154TL (Black color holder)+ Fast-acting Fuse++ Slo-Blo(R) FuseDatasheetAdditional InformationSamplesResources© 2020 Littelfuse, Inc.Specifications are subject to change without notice.Revised: 09/16/20NANO2® > 154 OMNI-BLOK® Fuse and Holder CombinationSurface Mount FusesLF7 ALF3.81(.150")2.13(.084")REF.10.62(.418")4.24(.167")9.73(.383") REF.3.81(.150")5.03(.198")155FUSERecommended Pad LayoutDimensionsPackagingPackaging OptionPackaging SpecificationQuantityQuantity & Packaging CodeReel PackEIA RS–481–2 (IEC 60286-3, part 3)1500DRSoldering ParametersTimeTemperatureTPTLTS(max)TS(min)25tPtLtStime to peak temperature(t 25ºC to peak)Ramp-downRamp-upPreheatCritical ZoneTL to TPPart Numbering SystemExample:1.5 amp Fast-acting product is 015401.5DR.1.5 amp Time-lag product is 015401.5DRT.(1 amp product shown above).0154 001. D R T LSeriesAMP CodeQuantity CodePackaging CodeRefer to Ordering information section on previous page.D = 1500 pcsR = Tape and ReelType Code“L” suffix for Black Color Holder“G” suffix for 451L (Au-Plated Caps)T = Time-Lag (Slo-Blo®)Reflow ConditionPb – Free assemblyPre Heat- Temperature Min (Ts(min))150°C - Temperature Max (Ts(max))200°C- Time (Min to Max) (ts)60 - 180 secondsAverage Ramp-up Rate (Liquidus Temp (TL) to peak)5°C/second max.TS(max) to TL - Ramp-up Rate5°C/second max.Reflow- Temperature (TL) (Liquidus)217°C - Temperature (tL)60 - 150 secondsPeak Temperature (TP)260+0/–5 °CTime within 5°C of actual peak Temperature (tp)20 – 40 secondsRamp-down Rate5°C/second max.Time 25°C to peak Temperature (TP)8 minutes max.Do not exceed260°CProduct CharacteristicsOperating Temperature-55ºC to 125ºCDisclaimer Notice - Information furnished is believed to be accurate and reliable. However, users should independently evaluate the suitability of and test each product selected for their own applications. Littelfuse products are not designed for, and may not be used in, all applications. Read complete Disclaimer Notice at: www.littelfuse.com/disclaimer-electronics.
https://www.littelfuse.com/media?resourcetype=datasheets&itemid=63f61b85-5fc5-4f00-9ca9-8d59a6252d71&filename=littelfuse_fuse_154_154t_154l_154tl_datasheet.pdf | fuses | © 2020 Littelfuse, Inc.Specifications are subject to change without notice.Revised: 09/16/20NANO2® > 154 OMNI-BLOK® Fuse and Holder CombinationSurface Mount Fuses154/154T/154L/154TL Series OMNI-BLOK® Fuse and Holder AssemblyDescriptionThe RoHS compliant 154 Series OMNI-BLOK® Fuse and Holder Assembly offers a solution for efficient installation and easy replacement of miniature Nano2® surface mount fuses. Offered in a tape and reel package, this fuse and holder combination can be installed on a PC board as an efficient single step. Fuse replacement can be accomplished without exposing the PC board to the detrimental effects of solder heat.The fuse holder unit may be sold as a stand-alone item, shipped in bulk quantity using part number 01550900M and also pre-packaged in tape and reel cartridges using part number 01550900DR.Agency ApprovalsAgencyAgency File NumberAmpere RangeE147210.062A - 10A+ 0.375A - 7A++PSENBK030205-E10480ANBK030205-E10480BNBK101105-E184655NBK030205-E10480B1A - 1.6A+2A - 5A+6.3A - 10A+1A - 5A++FeaturesRoHSPSE• Easy fuse replacement • Miniature size• RoHS-compliant and Halogen-free• Very Fast-Acting and Time-Lag options available• Holder sized to fit a range of Nano2® type fuses• Wide range of current ratings available - Fast-Acting Fuses: 62mA - 10A - Slo-Blo Fuses: 375mA - 5A• Wide operating temperature range• Heat-resistant fuseholder, UL94 V-0• 260°C reflow capable fuseholder • Recognized to UL/CSA/NMX 248-1, UL/CSA/NMX 248-14 and UL/CSA/NMX 4248-1.Ordering Information Catalog NumberAmpere Rating (A)Amp CodeFuse Furnished*154.0620.0620.062453.062154.080.080.08453.08154.10.10.1453.1154.1250.1250.125453.125154.160.160.16453.16154.20.20.2453.2154.250.250.25453.25154.3150.3150.315453.315154.3750.3750.375453.375154.40.40.4453.4154.50.50.5453.5154.630.630.63453.63154.750.750.75453.75154.80.80.8453.8154001.011.0453001.01541.251.251.254531.2515401.51.51.545301.515401.61.61.645301.6154002.022.0453002.015402.52.52.545302.5154003.033.0453003.01543.153.153.154533.1515403.53.53.545303.5154004.044.0453004.0154005.055.0453005.015406.36.306.345306.3154007.077.0453007.0154008.088.0453008.0154010.01010.0453010.0With Very Fast-Acting Fuse InstalledCatalog NumberAmpere Rating (A)Amp CodeFuse Furnished*154.375 T0.3750.375454.375154.5 T0.50.5454.5154.75 T0.750.75454.75154001.0 T11.0454001.015401.5 T1.51.545401.5154002.0 T22.0454002.015402.5 T2.52.545402.5154003.0 T33.0454003.015403.5 T3.53.545403.5154004.0 T44.0454004.0154005.0 T55.0454005.0154007.0 T77.0454007.0With Slo-Blo® Fuse Installed* The 453 and 454 Series fuses identified above have silver-plated end caps, designed to accommodate solder reflow processes: For 453 Series fuse replacement, either 451, 453 or 448 Series may be used.For 454 Series fuse replacement, either 452, 454 or 449 Series may be used.For detailed operating characteristic and performance information for each of the fuse series mentioned above, please refer to their respective data available online at www.littelfuse.com.** 155900 is UL Recognized for the US and Canadian market. It is rated 125V, 10A.154/154T (Tan color holder like shown in this image)154L/154TL (Black color holder)+ Fast-acting Fuse++ Slo-Blo(R) FuseDatasheetAdditional InformationSamplesResources© 2020 Littelfuse, Inc.Specifications are subject to change without notice.Revised: 09/16/20NANO2® > 154 OMNI-BLOK® Fuse and Holder CombinationSurface Mount FusesLF7 ALF3.81(.150")2.13(.084")REF.10.62(.418")4.24(.167")9.73(.383") REF.3.81(.150")5.03(.198")155FUSERecommended Pad LayoutDimensionsPackagingPackaging OptionPackaging SpecificationQuantityQuantity & Packaging CodeReel PackEIA RS–481–2 (IEC 60286-3, part 3)1500DRSoldering ParametersTimeTemperatureTPTLTS(max)TS(min)25tPtLtStime to peak temperature(t 25ºC to peak)Ramp-downRamp-upPreheatCritical ZoneTL to TPPart Numbering SystemExample:1.5 amp Fast-acting product is 015401.5DR.1.5 amp Time-lag product is 015401.5DRT.(1 amp product shown above).0154 001. D R T LSeriesAMP CodeQuantity CodePackaging CodeRefer to Ordering information section on previous page.D = 1500 pcsR = Tape and ReelType Code“L” suffix for Black Color Holder“G” suffix for 451L (Au-Plated Caps)T = Time-Lag (Slo-Blo®)Reflow ConditionPb – Free assemblyPre Heat- Temperature Min (Ts(min))150°C - Temperature Max (Ts(max))200°C- Time (Min to Max) (ts)60 - 180 secondsAverage Ramp-up Rate (Liquidus Temp (TL) to peak)5°C/second max.TS(max) to TL - Ramp-up Rate5°C/second max.Reflow- Temperature (TL) (Liquidus)217°C - Temperature (tL)60 - 150 secondsPeak Temperature (TP)260+0/–5 °CTime within 5°C of actual peak Temperature (tp)20 – 40 secondsRamp-down Rate5°C/second max.Time 25°C to peak Temperature (TP)8 minutes max.Do not exceed260°CProduct CharacteristicsOperating Temperature-55ºC to 125ºCDisclaimer Notice - Information furnished is believed to be accurate and reliable. However, users should independently evaluate the suitability of and test each product selected for their own applications. Littelfuse products are not designed for, and may not be used in, all applications. Read complete Disclaimer Notice at: www.littelfuse.com/disclaimer-electronics.
https://www.littelfuse.com/media?resourcetype=datasheets&itemid=63f61b85-5fc5-4f00-9ca9-8d59a6252d71&filename=littelfuse_fuse_154_154t_154l_154tl_datasheet.pdf | fuses | © 2020 Littelfuse, Inc.Specifications are subject to change without notice.Revised: 09/16/20NANO2® > 154 OMNI-BLOK® Fuse and Holder CombinationSurface Mount Fuses154/154T/154L/154TL Series OMNI-BLOK® Fuse and Holder AssemblyDescriptionThe RoHS compliant 154 Series OMNI-BLOK® Fuse and Holder Assembly offers a solution for efficient installation and easy replacement of miniature Nano2® surface mount fuses. Offered in a tape and reel package, this fuse and holder combination can be installed on a PC board as an efficient single step. Fuse replacement can be accomplished without exposing the PC board to the detrimental effects of solder heat.The fuse holder unit may be sold as a stand-alone item, shipped in bulk quantity using part number 01550900M and also pre-packaged in tape and reel cartridges using part number 01550900DR.Agency ApprovalsAgencyAgency File NumberAmpere RangeE147210.062A - 10A+ 0.375A - 7A++PSENBK030205-E10480ANBK030205-E10480BNBK101105-E184655NBK030205-E10480B1A - 1.6A+2A - 5A+6.3A - 10A+1A - 5A++FeaturesRoHSPSE• Easy fuse replacement • Miniature size• RoHS-compliant and Halogen-free• Very Fast-Acting and Time-Lag options available• Holder sized to fit a range of Nano2® type fuses• Wide range of current ratings available - Fast-Acting Fuses: 62mA - 10A - Slo-Blo Fuses: 375mA - 5A• Wide operating temperature range• Heat-resistant fuseholder, UL94 V-0• 260°C reflow capable fuseholder • Recognized to UL/CSA/NMX 248-1, UL/CSA/NMX 248-14 and UL/CSA/NMX 4248-1.Ordering Information Catalog NumberAmpere Rating (A)Amp CodeFuse Furnished*154.0620.0620.062453.062154.080.080.08453.08154.10.10.1453.1154.1250.1250.125453.125154.160.160.16453.16154.20.20.2453.2154.250.250.25453.25154.3150.3150.315453.315154.3750.3750.375453.375154.40.40.4453.4154.50.50.5453.5154.630.630.63453.63154.750.750.75453.75154.80.80.8453.8154001.011.0453001.01541.251.251.254531.2515401.51.51.545301.515401.61.61.645301.6154002.022.0453002.015402.52.52.545302.5154003.033.0453003.01543.153.153.154533.1515403.53.53.545303.5154004.044.0453004.0154005.055.0453005.015406.36.306.345306.3154007.077.0453007.0154008.088.0453008.0154010.01010.0453010.0With Very Fast-Acting Fuse InstalledCatalog NumberAmpere Rating (A)Amp CodeFuse Furnished*154.375 T0.3750.375454.375154.5 T0.50.5454.5154.75 T0.750.75454.75154001.0 T11.0454001.015401.5 T1.51.545401.5154002.0 T22.0454002.015402.5 T2.52.545402.5154003.0 T33.0454003.015403.5 T3.53.545403.5154004.0 T44.0454004.0154005.0 T55.0454005.0154007.0 T77.0454007.0With Slo-Blo® Fuse Installed* The 453 and 454 Series fuses identified above have silver-plated end caps, designed to accommodate solder reflow processes: For 453 Series fuse replacement, either 451, 453 or 448 Series may be used.For 454 Series fuse replacement, either 452, 454 or 449 Series may be used.For detailed operating characteristic and performance information for each of the fuse series mentioned above, please refer to their respective data available online at www.littelfuse.com.** 155900 is UL Recognized for the US and Canadian market. It is rated 125V, 10A.154/154T (Tan color holder like shown in this image)154L/154TL (Black color holder)+ Fast-acting Fuse++ Slo-Blo(R) FuseDatasheetAdditional InformationSamplesResources© 2020 Littelfuse, Inc.Specifications are subject to change without notice.Revised: 09/16/20NANO2® > 154 OMNI-BLOK® Fuse and Holder CombinationSurface Mount FusesLF7 ALF3.81(.150")2.13(.084")REF.10.62(.418")4.24(.167")9.73(.383") REF.3.81(.150")5.03(.198")155FUSERecommended Pad LayoutDimensionsPackagingPackaging OptionPackaging SpecificationQuantityQuantity & Packaging CodeReel PackEIA RS–481–2 (IEC 60286-3, part 3)1500DRSoldering ParametersTimeTemperatureTPTLTS(max)TS(min)25tPtLtStime to peak temperature(t 25ºC to peak)Ramp-downRamp-upPreheatCritical ZoneTL to TPPart Numbering SystemExample:1.5 amp Fast-acting product is 015401.5DR.1.5 amp Time-lag product is 015401.5DRT.(1 amp product shown above).0154 001. D R T LSeriesAMP CodeQuantity CodePackaging CodeRefer to Ordering information section on previous page.D = 1500 pcsR = Tape and ReelType Code“L” suffix for Black Color Holder“G” suffix for 451L (Au-Plated Caps)T = Time-Lag (Slo-Blo®)Reflow ConditionPb – Free assemblyPre Heat- Temperature Min (Ts(min))150°C - Temperature Max (Ts(max))200°C- Time (Min to Max) (ts)60 - 180 secondsAverage Ramp-up Rate (Liquidus Temp (TL) to peak)5°C/second max.TS(max) to TL - Ramp-up Rate5°C/second max.Reflow- Temperature (TL) (Liquidus)217°C - Temperature (tL)60 - 150 secondsPeak Temperature (TP)260+0/–5 °CTime within 5°C of actual peak Temperature (tp)20 – 40 secondsRamp-down Rate5°C/second max.Time 25°C to peak Temperature (TP)8 minutes max.Do not exceed260°CProduct CharacteristicsOperating Temperature-55ºC to 125ºCDisclaimer Notice - Information furnished is believed to be accurate and reliable. However, users should independently evaluate the suitability of and test each product selected for their own applications. Littelfuse products are not designed for, and may not be used in, all applications. Read complete Disclaimer Notice at: www.littelfuse.com/disclaimer-electronics.
https://www.littelfuse.com/media?resourcetype=datasheets&itemid=63f61b85-5fc5-4f00-9ca9-8d59a6252d71&filename=littelfuse_fuse_154_154t_154l_154tl_datasheet.pdf | fuses | © 2020 Littelfuse, Inc.Specifications are subject to change without notice.Revised: 09/16/20NANO2® > 154 OMNI-BLOK® Fuse and Holder CombinationSurface Mount Fuses154/154T/154L/154TL Series OMNI-BLOK® Fuse and Holder AssemblyDescriptionThe RoHS compliant 154 Series OMNI-BLOK® Fuse and Holder Assembly offers a solution for efficient installation and easy replacement of miniature Nano2® surface mount fuses. Offered in a tape and reel package, this fuse and holder combination can be installed on a PC board as an efficient single step. Fuse replacement can be accomplished without exposing the PC board to the detrimental effects of solder heat.The fuse holder unit may be sold as a stand-alone item, shipped in bulk quantity using part number 01550900M and also pre-packaged in tape and reel cartridges using part number 01550900DR.Agency ApprovalsAgencyAgency File NumberAmpere RangeE147210.062A - 10A+ 0.375A - 7A++PSENBK030205-E10480ANBK030205-E10480BNBK101105-E184655NBK030205-E10480B1A - 1.6A+2A - 5A+6.3A - 10A+1A - 5A++FeaturesRoHSPSE• Easy fuse replacement • Miniature size• RoHS-compliant and Halogen-free• Very Fast-Acting and Time-Lag options available• Holder sized to fit a range of Nano2® type fuses• Wide range of current ratings available - Fast-Acting Fuses: 62mA - 10A - Slo-Blo Fuses: 375mA - 5A• Wide operating temperature range• Heat-resistant fuseholder, UL94 V-0• 260°C reflow capable fuseholder • Recognized to UL/CSA/NMX 248-1, UL/CSA/NMX 248-14 and UL/CSA/NMX 4248-1.Ordering Information Catalog NumberAmpere Rating (A)Amp CodeFuse Furnished*154.0620.0620.062453.062154.080.080.08453.08154.10.10.1453.1154.1250.1250.125453.125154.160.160.16453.16154.20.20.2453.2154.250.250.25453.25154.3150.3150.315453.315154.3750.3750.375453.375154.40.40.4453.4154.50.50.5453.5154.630.630.63453.63154.750.750.75453.75154.80.80.8453.8154001.011.0453001.01541.251.251.254531.2515401.51.51.545301.515401.61.61.645301.6154002.022.0453002.015402.52.52.545302.5154003.033.0453003.01543.153.153.154533.1515403.53.53.545303.5154004.044.0453004.0154005.055.0453005.015406.36.306.345306.3154007.077.0453007.0154008.088.0453008.0154010.01010.0453010.0With Very Fast-Acting Fuse InstalledCatalog NumberAmpere Rating (A)Amp CodeFuse Furnished*154.375 T0.3750.375454.375154.5 T0.50.5454.5154.75 T0.750.75454.75154001.0 T11.0454001.015401.5 T1.51.545401.5154002.0 T22.0454002.015402.5 T2.52.545402.5154003.0 T33.0454003.015403.5 T3.53.545403.5154004.0 T44.0454004.0154005.0 T55.0454005.0154007.0 T77.0454007.0With Slo-Blo® Fuse Installed* The 453 and 454 Series fuses identified above have silver-plated end caps, designed to accommodate solder reflow processes: For 453 Series fuse replacement, either 451, 453 or 448 Series may be used.For 454 Series fuse replacement, either 452, 454 or 449 Series may be used.For detailed operating characteristic and performance information for each of the fuse series mentioned above, please refer to their respective data available online at www.littelfuse.com.** 155900 is UL Recognized for the US and Canadian market. It is rated 125V, 10A.154/154T (Tan color holder like shown in this image)154L/154TL (Black color holder)+ Fast-acting Fuse++ Slo-Blo(R) FuseDatasheetAdditional InformationSamplesResources© 2020 Littelfuse, Inc.Specifications are subject to change without notice.Revised: 09/16/20NANO2® > 154 OMNI-BLOK® Fuse and Holder CombinationSurface Mount FusesLF7 ALF3.81(.150")2.13(.084")REF.10.62(.418")4.24(.167")9.73(.383") REF.3.81(.150")5.03(.198")155FUSERecommended Pad LayoutDimensionsPackagingPackaging OptionPackaging SpecificationQuantityQuantity & Packaging CodeReel PackEIA RS–481–2 (IEC 60286-3, part 3)1500DRSoldering ParametersTimeTemperatureTPTLTS(max)TS(min)25tPtLtStime to peak temperature(t 25ºC to peak)Ramp-downRamp-upPreheatCritical ZoneTL to TPPart Numbering SystemExample:1.5 amp Fast-acting product is 015401.5DR.1.5 amp Time-lag product is 015401.5DRT.(1 amp product shown above).0154 001. D R T LSeriesAMP CodeQuantity CodePackaging CodeRefer to Ordering information section on previous page.D = 1500 pcsR = Tape and ReelType Code“L” suffix for Black Color Holder“G” suffix for 451L (Au-Plated Caps)T = Time-Lag (Slo-Blo®)Reflow ConditionPb – Free assemblyPre Heat- Temperature Min (Ts(min))150°C - Temperature Max (Ts(max))200°C- Time (Min to Max) (ts)60 - 180 secondsAverage Ramp-up Rate (Liquidus Temp (TL) to peak)5°C/second max.TS(max) to TL - Ramp-up Rate5°C/second max.Reflow- Temperature (TL) (Liquidus)217°C - Temperature (tL)60 - 150 secondsPeak Temperature (TP)260+0/–5 °CTime within 5°C of actual peak Temperature (tp)20 – 40 secondsRamp-down Rate5°C/second max.Time 25°C to peak Temperature (TP)8 minutes max.Do not exceed260°CProduct CharacteristicsOperating Temperature-55ºC to 125ºCDisclaimer Notice - Information furnished is believed to be accurate and reliable. However, users should independently evaluate the suitability of and test each product selected for their own applications. Littelfuse products are not designed for, and may not be used in, all applications. Read complete Disclaimer Notice at: www.littelfuse.com/disclaimer-electronics.
https://www.littelfuse.com/~/media/electronics/datasheets/fuses/littelfuse_fuse_157t_datasheet.pdf.pdf | fuses | Fuse Datasheet© 2021 Littelfuse, Inc.Specifications are subject to change without notice.Revised: GD. 09/24/211157T SeriesStandard Nano2® Fuse and Clip AssemblyDescriptionThe 157T Series Fuse/Clip assembly is a small, square, Time-Lag, surface mount fuse that is assembled in surface mountable fuse clips. The unique time delay feature of this fuse design helps solve the problem of nuisance “opening” by accommodating inrush currents that normally cause a fast-acting fuse to open.The fuse clip and pre-installed fuse combination can be automatically placed in PC Board in one efficient manufacturing operation. It permits quick and easy replacement of fuses without performing desoldering process, even in the field and without exposing the PC Board to detrimental effects of rework solder heat.Agency ApprovalsAgencyAgency File NumberAmpere RangeE147210.375A ~ 5APSENBK030205-E10480B1A - 5AFeatures & BenefitsElectrical Characteristics for Series ■ Surface Mountable, Time-Lag Fuse. ■ Fully compatible with RoHS/Pb-Free solder alloys and higher temperature profiles associated with leadfree assembly. ■ Easily replaceable on PC Board (Field Replaceable) ■ RoHS Compliant and Halogen-free ■ Available in ratings of 0.375 ~ 5 Amperes.% of Ampere Rating% of Ampere RatingOpening Time at 25ºC100%0.375A ~ 5A4 hours, Minimum200%0.375A ~ 5A1 sec. Minimum, 60 secs. Maximum300%0.375A ~ 5A0.20 secs. Minimum, 3.00 secs. Maximum800%0.375A ~ 5A0.02 secs. Minimum, 0.10 secs. MaximumApplicationsAmpereRating (A)Amp CodeMax Voltage Rating (V)InterruptingRating(A)FuseFurnishedNominal Cold Resistance (Ohms)Nominal Melting I2t (A2sec)Agency ApprovalsPSE0.375 0.375 125 50A @ 125VAC/VDC 454.3751.2214 0.101 X-0.500.500 125 454.50.7047 0.240 X-0.750.750 125 454.750.3602 0.904 X-1.00 1.0125 454001.00.2245 1.98 XX1.50 1.5 125 45401.50.0934 3.65 XX2.00 2.0125 454002.00.0629 8.20 XX2.50 2.5 125 45402.50.0452 15.0 XX3.00 3.0125 454003.00.0342 20.16 XX3.50 3.5 125 45403.50.0226 26.53 XX4.00 4.0125 454004.00.0188 34.40 XX5.00 5.0125 454005.00.0138 53.72 XXElectrical Specifications by Item1. Cold resistance measured at less than 10% of rated current at 23ºC. 2. I2t values stated for 8ms opening time. 3. Agency Approval Table Key: X=Approved or Certified, P=Pending and Blank=Not Approved4. Have special electrical characteristic needs? Contact Littelfuse to learn more about application specific optionsRoHS ■ Instrumentations ■ Base Stations ■ TelecommunicationsPSEResourcesAccessoriesSamplesAdditional InformationNote: PSE/METI Certification is only applicable to the fuse. Clips do not require certification for the Japanese MarketFuse Datasheet© 2021 Littelfuse, Inc.Specifications are subject to change without notice.Revised: GD. 09/24/212157T SeriesStandard Nano2® Fuse and Clip AssemblyAverage Time Current CurvesReflow ConditionPb – Free assemblyPre Heat- Temperature Min (Ts(min))150°C - Temperature Max (Ts(max))200°C- Time (Min to Max) (ts)60 – 180 secsAverage ramp up rate (Liquidus Temp (TL) to peak5°C/second maxTS(max) to TL - Ramp-up Rate5°C/second maxReflow- Temperature (TL) (Liquidus)217°C - Temperature (tL)60 – 150 secondsPeak Temperature (TP)250+0/-5 °CTime within 5°C of actual peak Temperature (tp) 20 – 40 secondsRamp-down Rate5°C/second maxTime 25°C to peak Temperature (TP)8 minutes Max.Do not exceed260°CSoldering ParametersTemperature Re-rating Curve0.0010.010.11101000.1110100CURRENT IN AMPSTIME IN SECONDS.375A.50A.75A1.0A3.0A2.5A2.0A1.5A3.5A4A5ANote:1. Rerating depicted in this curve is in addition to the standard derating of 25% for continuous operation.TimeTemperatureTPTLTS(max)TS(min)25tPtLtStime to peak temperature(t 25ºC to peak)Ramp-downRamp-upPreheatCritical ZoneTL to TPFuse Datasheet© 2021 Littelfuse, Inc.Specifications are subject to change without notice.Revised: GD. 09/24/213157T SeriesStandard Nano2® Fuse and Clip AssemblyMaterialsBody: CeramicCap: For 0.375A ~ 5A – Silver plated BrassClip Plating: Matte Tin Product MarkingBody: Brand Logo, Current Rating, “T” for Time-LagClip RetentionForce applied at fuse center, perpendicular to the long axis (@0.75 lbs. MIN)SolderabilityMIL-STD-202, Method 208 / IPC/ EIA / JEDEC J-STD-002, Test Condition AHumidity TestMIL –STD-202, Method 103 @ 85ºC / 85%RH, 1000 hoursResistance to SolventsMIL-STD-202, Method 215 (3 solvent types)Product CharacteristicsOperating Temperature -55ºC to 125ºC with proper deratingThermal ShockMIL-STD-202, Method 107, Test Condition B (5 cycles -65ºC to +125ºC)VibrationMIL-STD-202, Method 201 (10-55 Hz)Moisture ResistanceMIL-STD-202, Method 106, 10 cyclesSalt Spray/ AtmosphereMIL-STD-202, Method 101, Test Condition B (48 hrs.), 5% NaCl in De-ionized WaterShockMIL-STD-202, Method 213, Test Condition I (100 G’s peak for 6 milliseconds)Dimensions6.10[0.240]1.45 [0.057]2.69 [0.106]2.69 [0.106]3.7 ± 0.13 [0.146]L1 AF6.50 ± 0.20 [0.256]T3.90 ± 0.13[0.154]2.50 ± 0.2[0.098]3.70 [0.146]3.40 [0.134]"A""B"0.107.26[0.29]3.00[0.12]2.46[0.10]2.40[0.09]PackagingPackaging OptionPackaging SpecificationQuantityQuantity & Packaging CodeTape and ReelSurface Mount1500DRTPart Numbering SystemPCB Recommendation for Thermal Management 1. Minimum Copper Layer Thickness = 100um 2. Minimum Copper Trace Width = 10mmNote: Alternate methods of thermal management may be used. In such cases, under normal operations, the maximum temperature of the fuse body should not exceed 80ºC in a 25ºC ambient environment.0157 005. D R TSeriesAmp codeQuantity CodePacking OptionD = 1500 pcsR = Tape and ReelTime-Lag FuseDisclaimer Notice - Information furnished is believed to be accurate and reliable. However, users should independently evaluate the suitability of and test each product selected for their own applications. Littelfuse products are not designed for, and may not be used in, all applications. Read complete Disclaimer Notice at: www.littelfuse.com/disclaimer-electronics.
https://www.littelfuse.com/media?resourcetype=datasheets&itemid=bc110884-dddd-4484-99b4-3f33344a7afa&filename=littelfuse-fuse-263-datasheet | fuses | %PDF-1.7%âãÏÓ39 0 obj< >endobj xref39 1080000000016 00000 n0000002975 00000 n0000003102 00000 n0000005091 00000 n0000005222 00000 n0000005744 00000 n0000006139 00000 n0000006592 00000 n0000007231 00000 n0000007422 00000 n0000008034 00000 n0000008567 00000 n0000009030 00000 n0000009679 00000 n0000009714 00000 n0000009757 00000 n0000010156 00000 n0000010269 00000 n0000010380 00000 n0000010494 00000 n0000010577 00000 n0000010940 00000 n0000011378 00000 n0000011859 00000 n0000014581 00000 n0000014905 00000 n0000015159 00000 n0000017415 00000 n0000018361 00000 n0000019126 00000 n0000019681 00000 n0000019767 00000 n0000019958 00000 n0000020454 00000 n0000020919 00000 n0000022971 00000 n0000023162 00000 n0000025273 00000 n0000028066 00000 n0000028634 00000 n0000031220 00000 n0000034235 00000 n0000039210 00000 n0000041417 00000 n0000045194 00000 n0000048703 00000 n0000051351 00000 n0000051727 00000 n0000052119 00000 n0000052451 00000 n0000052740 00000 n0000059794 00000 n0000059831 00000 n0000061590 00000 n0000061931 00000 n0000062296 00000 n0000062715 00000 n0000063228 00000 n0000067838 00000 n0000067889 00000 n0000067958 00000 n0000068041 00000 n0000078471 00000 n0000078733 00000 n0000078895 00000 n0000078922 00000 n0000079223 00000 n0000079784 00000 n0000080036 00000 n0000090079 00000 n0000090118 00000 n0000115280 00000 n0000115319 00000 n0000135529 00000 n0000135568 00000 n0000160730 00000 n0000160769 00000 n0000183643 00000 n0000183682 00000 n0000204672 00000 n0000204711 00000 n0000224921 00000 n0000224960 00000 n0000245950 00000 n0000245989 00000 n0000254143 00000 n0000254182 00000 n0000264225 00000 n0000264264 00000 n0000285254 00000 n0000285293 00000 n0000295336 00000 n0000295375 00000 n0000320537 00000 n0000320576 00000 n0000340786 00000 n0000340825 00000 n0000341210 00000 n0000341595 00000 n0000343293 00000 n0000343552 00000 n0000345883 00000 n0000409185 00000 n0000409570 00000 n0000409955 00000 n0000412181 00000 n0000412445 00000 n0000002456 00000 ntrailer< ]/Prev 563620>>startxref0%%EOF 146 0 obj< >streamhŞb``à``àg`g`Øó�A˜„Ø€¢,‡,6x&00„®kØ·ë± [Ì¢îĞAÎ),.$9O°)èüœÔ´Ôcé®Òîpı„£“Íz£µÖhl<¦B�Ïg�BK[³ˆ‚ßİ;æ³-j>¹¬[w°kZ®Ô6¿…Á¥S]\\Ë; *˜é0Q˜R%5$Ñ˜€y�@:ˆÁJ¥ØW1d0¾g,`\Å”Â°„É“ñã¦<`è0–0„1„0„3X00Îf<ÆÕÎ¨Éğ˜c+ót¦GLÖK¯2ncÉ°„C…ë“,çî5Â!-¦ËxgqÙ2Æ2æ22²I3p±a´bbì`¦&øè-�Å¯Ú…˜Äª+0ğ$é3ğø]‡Ğ‘ö<��!¦-¿Ÿ�¤ÄFVË˜Æ˜ÆÖÎğ‚“á»6ˆÍ1�á-ƒ<ã3QF^†gŒlŒQŒ�Œ§0£H‘�£RH3ƒ8¬¢\@ŠSÙù,<@J��£âT…6«1pL{åo0}6~™endstreamendobj40 0 obj< >>>endobj41 0 obj< >/ExtGState< >/Font< >/ProcSet[/PDF/Text/ImageC/ImageI]/Properties< >/XObject< >>>/Rotate 0/Tabs/W/Thumb 33 0 R/TrimBox[0.0 0.0 612.0 792.0]/Type/Page/PieceInfo< /LastModified /NumberOfPageItemsInPage 6/NumberofPages 1/OriginalDocumentID /PageItemUIDToLocationDataMap< >/PageTransformationMatrixList< >/PageUIDList< >/PageWidthList< >>>>>>>endobj42 0 obj< >endobj43 0 obj< >endobj44 0 obj< >endobj45 0 obj< >endobj46 0 obj< >endobj47 0 obj< >endobj48 0 obj< >endobj49 0 obj< >streamH‰\“Íjã0…÷z-ÛE±“HW-Cš´�Åü0™yÇVRCcÅYäíç�Ğ�1Øú„¤ËwĞu±ÙmwC?ÛâgÛ}œí±º/ã5µÑâ©Ìbi»¾�ï³ümÏÍd=¼¿]æxŞÇÑT•-~éâeN7û°îÆC¦4Å�ÔÅÔ'ûğg³´Åş:MŸñ‡Ù–¶®m�Zè[3}oÎÑùØÓ®Óõ~¾=é™;~ß¦h—y¾ L;vñ25mLÍpŠ¦*õ©mõ®OmâĞı·îïÇÇö£I¦Z¼ëæ²Ñ÷¥6Õ²Ìs”=Ùƒ…,àgò3ø…œÏnÉ[ğùMyµÌ¬ƒòš¼Vv‹Ì:(s�Ã·"¯À�ìÀôqğqôqğqôqğqôqğqòL77G77Çü:˜Ê3»GvO77O77O77O77OÈAYXGPGXGPGXGPGXGPG˜Q�Qä~7`Ö”\“yy…yóİÉ+ùÌì‚ìÂì‚ìÂì‚ìr¿{dÌ�=Ğ3À3Ğ3À3Ğ3À3Ğ3À3Ğ3À3Ğ-À-ĞM4â½ãĞ’úçØ¯~o¯)i«çß+÷8º»â×8�“ÕSxÍ_h`å�endstreamendobj50 0 obj< >endobj51 0 obj< >streamH‰\Ôİ�¢@à{�¢/g.& ]]¥1ñg&ñb²î>€Bë’¬@/¦ûíÃ1³Éš8(¾*¡óí~·o›Ñåß‡®:ÄÑ�›¶â­»Ut§xiÚl6wuS�Ï½éou=öY�.> ]ö¶¯Óñf¦¼¥kş�ñóÑG7ŸögÄT]oı±ŠÃ±½Ä¬,ÒgåÊ�ôYe±­ÿ;n^v:W¿�CVÎ>ÒÉE¡š¾ËUVÎ‹i?mRÌyÁ¼@^2Oç¯™×Èæò–y‹¼cŞ!¿3¿#óŞi“•�÷õ¸¯Ÿ1Ï�çÌsdÏì‘…Y�éôpzeVdc6dú=ü�~¿§ßÃïé÷ğ=�Ğ#ğ=�Ğ#ğ=�Ğ#ğ=�Ğ#ğ=�Ğ#ğ=�Ğ#“‡óÌS8OÁ<…óÌS8OÁ<ış@s€9Ğ`4˜�Î@g€3°f@MåsPÖTÔTÖTÔTÖTÔTÎA1Õçs†ÌúŠúÊ9(æ œÃô*{Wô®ì]Ñ»²wEïÊŞ½ëó9†ÓØ»¡w£Ù`6šf£Ù`6šf£Ù`6šf£Ù`6šf£Ù`6şv†ßn‰{Í‹ş¿ôÌğ/…ş¥2Ã°f/kô²¡ÿ†5Ó/óó­Åk�V÷¹fT÷aHËÅ´DMëVˆ¦�Ÿ«Xßõ.]…oöW€¦2%¡endstreamendobj52 0 obj[/ICCBased 84 0 R]endobj53 0 obj[/Indexed 52 0 R 0 97 0 R]endobj54 0 obj< >streamH‰\’ÛŠƒ0†ïósÙ^­G"Û‚{`İ}›Œ]a�!Úß~gœÒ…h¾dş?cfªúTÛ~†àİ�ºÁºŞ�Óx÷áŠ·Şª}¦×ócµ¾õĞ:�¹Y¦‡Úv£*>(8Í~�ÍÑŒWÜªàÍô½½Áæ«j¶4wç~p@;Ce;:è¥u¯í€¬¶]m(ŞÏË�<ŠÏÅ!Dëz/£Gƒ“k5úÖŞP!�Š�R¡5ÿâQ$¶k§¿[¯ŠˆÅaHñQøHïW¦‰8�˜cá˜Yô1ëÑ'¬OÎÂgâT¼){Sñ¦ìÍDŸ±>“ılİO…Sæƒğ�¹®˜OÂ'æ‹0]¶Èå.9ß%—¼9çÍåüœÏÏá„YrÑÄ…zT„KF�…g?ôİ{jÅÚşµ\ıŞâóq£rñ£~f8 “endstreamendobj55 0 obj< >endobj56 0 obj< >endobj57 0 obj< >endobj58 0 obj< >endobj59 0 obj< >endobj60 0 obj< >endobj61 0 obj< >streamH‰\’ËŠã0E÷ú-»�ß¥CÈtCó`2ı�­dÙ(Î"?uuCŒAÖªrÊ•íö_öaZmö#ÎÃÁ¯ö4…1úë¦‹ƒ·G�‚)J;NÃú8¥÷pé“iòá~]ıeN³i[›ıÔËëïöi;ÎGÿl²ïqôqgûô±;<Ûìp[–?şâÃjsÛuvô'ıĞ×~ùÖ_¼ÍRÚË~Ôûi½¿hÎ¿ˆ_÷ÅÛ2�Êóè¯K?øØ‡³7m®OgÛw}:ãÃøß}µaÚñ4üî£i‹wÎs]›Î´e�Îº)ïÈ;ğùÌİL[1¾B¦U�pI.Á¹;²¿’_Á[òV¹®ë¦Ìøñõ†Ïšn5ÜÖjP«a­µ„>aŒ F#)†µµ¤!7`yôL�ƒĞYà,ôI}úü…n7aß}“G¯Ñ7Ç¾9ôÍÑÍÁÍÑÍÁÍÑÍÁÍÑÍÁÍÑÍÁÍÑÍÁmKİğã# “j?çk¸Å¨£•Æ9Í¦işsâ—y±š…eş0É{endstreamendobj62 0 obj< >streamH‰”WYsÉ~Ÿ_Ñ�dU8êûÈ›-åÍ®×Y±’ojKKÓ’ê°$ËÑ¿Ï {f(ÊZªTE5¦×4€şÚ¼=Òêä¦ÓjùóÁ›s­^]vÿì^.»ƒCl¬n”æ?u³º ³†Î,ÍZµüÜEŞ�*èØ[kœr¡·!ªåy7ûİ£¬¶Nı¦v{»Ş¦şv³ş›zw±êçË/İÂØŞj£¦·jù©›]­Wg¿k—VÇ·g—7êøz­n¾ıùe½ºU·—juz¦q²VßÏnO/¿İª‹ËÛ³ÕšEA’s�$9çXÖoë»³›õ§¿«·¯z¥Ó�ÉÖÑQ2İˆé™MÏÊiÓ=LÍ}Êl¹¡£¯—İWÀrò"3@ş>8ƒ_g„tCÈŠš…î5Ü\®T]¦WÆ²jüs&¨\Ÿb Åg¯Öó…q@dvƒÄ«Ù‹Ğg5»�/\oÔìl¾H}T³+lxúp;_øŞó†í‹š]^Ìÿ³ü©ûAäœØkL¬fÁ˜5uÆ›¤¢·½�Ñ‰iK6jNçĞ±�ƒ{¦>¼#£`Üá¯U'I$i¾�Ñ³DY¹ ûh )zß'§]Ë‘H`Ã›·Œ¾w¹³m„zÇV@õ;e±Œ´Œğ?TNá[!#×RaĞŒ¡À‰½ã�Ìøª7Ø¿ÑÑÌˆÇ>á„â³�Î«!W-"KÛ+^d–%ˆÄq±©¨l˜îÕ'ŠÖDı¦jÌ28!Yjv[DGô“‚D“Hıÿ~¬LAMi\–7p‚Ø�MÙRøŞº,gŸÉÚò·ôÅRÈ+ŠÇ5ÕnÕ DPˆ¦ÈÛˆ4¾Ã?3Åı˜"ÇNp:ª!#“—ÿR×oVå8»c``€°#O(J�$_H”Xç9_Ÿü …@¢ø¥8°»ĞÉÿNŠ“'lxßnÓ~—�Ó¸påœNù\­Ë’Å/æV“ú]_¬îÕ‹««ë9Â1»äows�ßãÍkF!‚Ç.Auö–³XàÖH8lËÊÇŞDŠlV×ëÎEÃ—ªnÜ‹äSÛõY÷)…¶›wm“ªC1ğ¡/¨«øµö�Âd·¢ìÄ-�²?êlµr`P;h :Æ'ÈşäÀ�XœóO(�ı'È�Ÿ¥s)Ãêèğ=àDp¿+JK)óÜ”èKQI%¨Õ9WnúE46İšÍx^ÔûüôùGò…ÌxLm ı¶¤=âşcÕûóT¸óD35·B¯wy¦¶mó´p<Å¹)ï—ÌÓşlë©QİU3òì­f„€R2<‚�} p(�öyìèÙ‚½ÕŒ€%–gB°Ã³¸�9>‚={@°·šªî™ìğì�Æ¤ŸÁ��= Ø[ÍXRz&; kšyyªÚiòoÎ6kõşÛùŸëk>�É2‡ãçWøî4ÏJê7¼u„³�6Ç«õ§·×ÇW§g+uğË¡V/_ªîõ/øùÚ9bM‚˜Ï˜G0^¢”Şq[ú·–¼˜Å�Ãi—0Ø0�bo3¿Sú ñ¶iãHà½§Vİ@¦Œ¹�0VjC×ÅŠf"ôÓJ2kj,#%òFš”£ÄgÅó—Ï9�Â3O(â(ÌaRœPqyBS;>b´iA^8[†ï=UÁEk •qIº„K¬h¶Ñ]Ä*L‰"¦z&‰A¦óÙŒz&[ û[‚¸ğë<­ó[œ¦s&[1[F0âµ®T¼­«äfBfW„6.=F“Éò@li¤‡ä4™§äÄİ©,“DªÒäfJç&®ZqÕÇ‘p^ü®¤@§Sn:hà6¡Q«îó×Vı@Q÷% ~ÄL®Œ�'œeišl¡ñ�Æ<¨ÓÌI®a(ÊrÎ;”¬à+µÁÕ›ç€m°Y¢IßG Ã2‹£ASŠB_ÆE'’öU^Ì’¹4J®Fj$Ç×Ã¼MÊZÀ$<��XDTL&7R�ÊãY¼´4!4¡©vVÄ�O8TèUÏTÑ`È`\X5Ê=GŸË:=Êœ<Ê¤†àµ‚n16#`)\È_›9¦˜i4©Êw2HU�!;¢}¡*¼˜/¿<^†Í¤×‘ú:œæ¢¡¬B'™�˜¹ˆ·+®<ò¨ÖÃ´Ì9';m£¦wG¢è^:Ÿ‘¢ğæ%¼¦Å¾ö5y}x<>¼úEíZcš5á¡5[Æ”‰1ƒ™r+N¹“îôRàïG•_‚P—Î…¡#ÍÈbÄìÃ!Lõ…KBAñ¢¼¦¯­1?T—p¬r�J‡«íùÃÑë?Ş¿ü‡ÕóÆ„Bñ5sÏ«¸øéÅœ­F�¨GX’kÔÍ_DÜ>h¼_‹S¦à&‡¿ì»HéÄ1ò7"’“¾«½g`©¸Fî- KãAç~ �ë�1ÜxÛÊ’;’MÃw>a¤c¹bRÕ®u]®ÚZŠ<Ñ›FS?ñ•Ôùj/ÒšÅç¢Æ�f\vÄöÄ¿…?„VÙÙ&éuäŒÑyXëdä�P–»#•‰æJà¢G¬°’®6.9èÉs®‹$P:w8c¥e[ÏMIµ^º¯XrÃAä§Íq^H‹—H,­ÌNØoé9Vµ�LxÛˆÕ$DÓÅj€:LYÒM)tL’^nâ—•¾ª‡@hSg#1ÉF:£oÄÄyÇ(¹4°„È’Õ�˜¡¹ŠËz%GÎå(ã4�=÷‚½në‰ìJÖÖ/C–·®Š¯;fR#yxØFjÀ€hÑ×¦$±£Zœãcó.¦pÁ¹ˆöå'ó=¬6É¤PdB°�›©‰¹QĞúÜ°›úì)pPY×˜J<2"…‹ª\YÒGDÁ]» írK­„¡�q PÛ !#~#y"‡œg‡ñˆ]áy•&q¡¨â…`ƒQEÛ„á<Êê~%ƒ…ÄÌbUeZÈ%nÅ3‰­S-íÂÇEÄs#=.à®ythË}q�Ú0Ë$mò¶D~¾~‰‡jzÍá4•´;H2ˆNMvz+ÀNÌê–n9,ş=!Å1ÂX•ëğê™$£4-<îïTÒIÇCJKÇ�¤Ù}”-‰‘İ,Ğß.s4tYÃG‹åÇQ„![6Şï8Ÿ0MÃNç�ø“¾LìòÊ1‘e;Ç‰˜Q«îø±C5ˆÆ®Z¶™öØ¯s¦%<^1œ¸9q–Å6j²4ŸêéD4Ş¨RûéÆ¡k#=îºJR÷.u‚uÍ9I:Í†ÕšX'ôˆûrWƒÍãÂ8˜<¡–¦·YzøÌ–-õ`c8÷¸7ÄHfæA«]jÒÔ½Ñ¥¥[êÃ ;êÃîAş:tbÚóE×©äÿ©1HwØÕæl¸9À.8'’Ğ¦endstreamendobj63 0 obj< >endobj64 0 obj< >endobj65 0 obj< >streamH‰ÜWi�Çı>¿¢¿8à™fß=Vk²¶£%¬R`0³\‰—»âr-;¿Ş¯úÎ-mäp@€œâ¼®®zutõü›Á¾¾lşŒÏ³EÓ3�OÏŒ´\«™V†k¥-[\4³o�ÚÅß)¸°ÅY3\8uÄ:fã»ç‹fşıf9¬Î^î–WÖ›ŸköìëcÖ pe”§ıŞÎ^´‚6[µ�å�Í–mç¹d³}ó›İ´¤½•%WlvÍ~Ç�µ�‰zµ¥:A"ö’Ö„pQ¥Ä‚ëö/‹?Â¢mÖ�*E¥à%lGÓ�oVÃ~×ÃrÃ�?,w­‚´öñw•_^ï×CRKèDÁüôj¹}òd~4ìo–›Åêçı“Ï_¼B„§OŸ¦J,±Ğ2ğà‘Ö{nœs1,2ëüXı(’Ú.%LÍ!½{šb‚O†,ÁĞãåc4c8C}§Ğ,x;SVüÀÚ�4ÍvËızû>YKñØaŸU’Ú"³oïû¿àù­·1ØEû—BÂyÊ…ëı;¥Râ7ÁÈÄÇ·³Ó‹åfÃ®×‡'±¼ØøïÚşÏÇpñ{xûq£j=[±İrû~Å.ÏÙp³k%şÜ­¶{–²ºpT¢iıS÷z³üëfÅŞÍœº8bûKtÅwíÿ3m¯£ß—¯NÙpyqµY/ÁÔr{Æ^-7—ïWÛî]³óİjõ…sâ1Nm°ç'Æ¿­&)qyµÊñß¯.âs«â9r³[İM‰YÌŸİÉÿP™ÿ)E0~šº7q.í â‹6{×ÇR¨‡Z§ÀY+±1Êñ;´ÜwCÍ’b¯qS/$š,JD�úº�ÏFPvä‡�ªQ£ì³—ª²¤HEßA¦ÍòÊdõ™•8/f¬Ë"„¼ÑµÆ˜‰äBŸ4F‡¿�†ÓB.ğ§(äÈô,ÑeIŠ¾Q¤Í¦fë"u´ÀãÈ#U0IŒ+0b�6ç‚éM²m‚DAÛFÒ(‹LÌ%7í}*ıVqB�Ş¦õ¢/òf”áÚF”e¸'&Ã7T÷ROEE0Ì”SiâóD“3>Å+‰äLTì§’ìÍÄÓd°6ò ˜Ä¦–u2&ª‰’†æŠ~zš§Q’=¥8jƒ�µ1Ç5×–2WSLÒŠ’¶6Zæ))F1�yt¼Z¦ã�M‡Õ$á�ä¾Gd,ï‘9›'N�Q¤ÂÔ#XÅ LBT­qËŞõ$öSÓ¡[Á�„ì&BÃÒb–Š‹b¸ˆMì1,(júQQ²·£óHPqë-'ö².4b³±—®H©0tc`�†ĞkÈ%‹­Gö8Ih:v7V9{ˆäÆÉ¡i«Q?fT&}ì¯]§a¼£.Ùyn=ZJ˜�~<›†ä—ûÎ8Dc¸´`Ö®�ÜÆ a)âP¤¨Kı²ú^dê¸@˜¿€¦%bw(˜`Äa´m«Õ ‘EAOlè«Ó-´Ck×4Ë˜À`Pr8º@ê€&1�éG„uè%š)ºÜ€aŞbêª¼AéÈ:‰‰ÂöŸh*[UÔoB9ˆˆ…‡ŒKkïÇ V%ˆP‚({bæV3¢DqT1F±ì‘£x”(9Š÷c”õU%F5À£* Ä¨H¡@µRo«†¢ö~E0�u¢‹†*ÑEC•è¨]¢k€‘è* ]D¢e�±!×ˆ®¾/DW…è¨=j¨=j¨]U¢ë€LtPˆ®2ÑU@!5oõçˆ¬F"3 NdÑP%²h¨™÷œ`¿0”�)‰endstreamendobj66 0 obj< >streamH‰œ—M®Ü „÷>…/bş¬³È.Rô�åe“,’Ü_3†lz\�d�†.>\Ğe�s»òÚ¯z÷Ê[»š ¢İ×Ú¨´¯¾/.8e½æüf”�áE�İÔfÌ«}\µMj×vuN»ñ•ÏßØqí¬²Öñ&ÜÖfğyBkº«µJ¶[BR6õ3Ø]gD7CPÖ¹Ş&Õ\}¬F³Õh®€ŒfªÑ¦Áa´¶jO/ŒæÆÉh®€Œ.¼ÑuÖè:kt)à�fªÑ\ÍT£ù‚§Ñ1¨xŸ¹áj37^].ã¬ÉUÏy\õœÅeœu˜/sãÕ_v¼ØË�¿ÓA.‰rqè}ÉÛ›?ëÛ§/ËÇÏofıñwù�ØòG¯Oÿ}Z�ß•ñ&­ß~-�‘Çõ˜ãçò¶¦íÇ–äU$1ª-h#�+ZXÙk-‘<·ß�„Ë6˜$3—�a°¤Kša¸„ƒ%¥…ÜÓcÂY­Ÿj¼wn²/¹Òş¨ã9ó¥M9GûÎfiµ‡4N‰¦JpÊ&ûì4³˜¦p�Pò"iî8[şÖ¦uæy�GtM:0Oé 3PipL(¥J`È� ¥ipLŸ(†4LÉ™¬pZB‰NZùë_¾—93£ÜäŒSs—´œ¹¬ì>gpÌ�'nsF€é3ãt7·9ƒc†Ì1÷9#Àô™�bªF€éB¥2¤�F€é3ÅT�säÌCá¼84¤’���åÌ”r—38†r–PÎ\WäŒ2ãdÀ}Îà˜>3NwsŸ30fÈŒä�é3Å�Çt¡�Rª†™Rš¦Ã¬ÿ5¬œendstreamendobj67 0 obj< >streamH‰œÔM�+†á¹WQ+@Eñ¿Œ(KÈôf�ıO‚£*8`,Şsg-«¿~·Şó8�ß¯ó°—Iöøïõóõãõç°õÓúÙÜiÎë‡-Öøp•ã×û—ß“+™ìbıñû&em›ïŒÉ!»_¤â½I./”’M(¡ü¯I&r.ë�q®Şr©äèJßp&gs&{)&W}²+Ÿ«û‡üş‹“½7şT=€³Ö—íêŠqeõÌ}Ã™hë›ÕC/n“Œó~Å´f¼­O“Š_0_ÿ›û†3>š`Ã¥bÚ†3ÉV_Íwå™`$œ—±9®¾™ïhÎÈfP¦mÌİ™ºNí$\&]gVÊ®3œi�Á“Ş™�“�Î`fhÆôûÎpF6cºÍ¾3˜š12 3œ‘Í LÛpFDƒ*Ï#C3 Ò7œ‘Í LÛ(˜»3u’:Ú‰+õ7t�Y)»Îp¦uOzg>N:ƒ™¡Óì;ÃÙŒé6ûÎ`fhÆÈ€ÎpF6ƒ2mÃª<ŒÍ€JßpF6ƒ2m£`îÎÔE´êhh'W4)é:³Rv�áLë�ôÎ¦œt3C3¦Øw†3²Ómö�ÁÌĞŒ‘�áŒleÚ†3"Ty&š•¾áŒleÚFÁÜ�©‹ÔÑĞNlå¬®3+e×Î´ÎàIïÌÇÉ@g034cz€}g8#›1İfßÌÍĞÎÈfP¦m8#¢A•g‚‘¡PéÎÈfP¦mÌİ™ºˆEíä<+§ëÌJÙu†3­3xÒ;óq2ĞÌÍ˜`ßÎÈfL·Ùw3C3Ft†3²”iÎˆhPå™`dhTú†3²”isw¦.’SGC9ÉõäE—™²ÉW�ÊàE�ÌÇ¹ö‘ÁÊĞ‹éöÛÆpEæbºË61B9ş0Í§Vendstreamendobj68 0 obj< >streamH‰\“İ�£0…ïyŠ\Î\Œ $qf$„Tµ;R/öGÛİ �v‘¶€RzÑ·_š‘r¬`ûsç»Ãş0ô³É¤±=ÆÙœû¡Kñ6ŞSÍ)^ú!Û”¦ëÛyµ–o{m¦,Wçãã6Çëa8�YU™ü§nŞæô0OÛn<Åç,ÿ�º˜úáb�~ï�Ï&?Ş§éo¼Æa6…©kÓÅ³úÚLßšk4ùâörèt¿Ÿ/êóùÇ¯ÇM¹ØÂ´coSÓÆÔ—˜U…>µ©Şõ©³8tÿí{O·Ó¹ıÓ¤¬Ú¦ÑŸ‹BDß·Zí÷O{§vY,¶.ªKêÚS{èWêWè7jÄ*·Ô[èõsO½‡f~]T3·.Ye7‹ÖE5óZäµ�ÚA“Á‚Áµ@êM66KÇøñ�¥¶ĞŒïß1¾C¦Ç8qkt¨Ñ±.‡ºkq¨ÅóÜ<ÎÍ“ßƒß3—G.Ï\¹<ù=ø…l6¡¯ÀWè+ğú¦…œN‘µĞ<Á9ùüBş¥ßBş¥×Â¾ú"ë½@-²Şô%°®€ºÙØÙØÙØÙØÙØÙØÙØÙtÁå]o)®±N›ù˜‘ö�’�Ç2’Ë\`"ú!~Lí4NF½ğfÿÁôï¤endstreamendobj69 0 obj< >endobj70 0 obj< >endobj71 0 obj< >endobj72 0 obj< >endobj73 0 obj< >streamH‰ÔWKoG¾Ï¯è#uà¨ß�£b�P6YÙC¼X´ü(Y–´ÉæßïWUİ3MŠ‡{‹PóMw½»¿ªÑJ«ÛA+cÇdÔvx7ü4¦SoñNy“Ç˜ŠWFë19[Ô†6“ˆMcv�/Êdì(©yÑŠ�c0Á�d¥É,·’üè‚9ÉHYl#h;šÓ)F&™åVœµµá$+Mæ+cÙ‘@J½ïa4°QòJ(ÿ‡ò\Ü§Œw£sˆğ��İ“Èr#9�:»\Â"Y6ë¡\†�¸E"^Ÿ»3;³9{]9”ßId¹‘h�­�D’Fçı!#Md±‘�"v�g•åF:†Xj¤‰,723ÄRUb±‰�Ú˜D–éèa©‘&r‚ads*?œ(�3YÒIŒrÈÆFYn¤1Êb‰–+äpjä%ú8ŠLD÷,[Ç‰nqì=kí•ä(Ñ-7Ò±Ö^$G‰n±‘�µv�'ºåF:ÖZj¤‰,72ÓÖRUbù‘ïXk¡�Iä„{5³ÖR#Md±‘şÈï^,Ü’àì‘¼w_<óİqÜ³òÒî×®È¢£²Td®üB‰¾�KEºªü©ÈwWü^+õ¸¹Î¿gÔ§ÇáüÊüêêã�x¶İ¨=¦°Î˜\ÔÕíğËêâöşæáÌiµºQgÿºúÛ Gg²Z›Ñª«Ãê×O_î>�]ıŠ…í¼ğ~uñşŒŞ{ğ2¾ êkèS¯¾~¸¡•Ä¦­\^ÿ—^®1Ó§8éùeõóYjõuûtıéÌÎ~`_Èaßõ~õ³˜M£'«Y”¼½{á‡3�?òûŸ{ö�´AKx¦LÔ˜àš�Õ_o¿Ü]oÁöƒ’ #‚›ån¿<>]ßmnêjÖ©OÉß?ß>Nî9Ü”Ñïè!S:W.o¶XÍM0snVo%¿:Ë©�'gQ?‡k}£/\È•e£µÔÎz\PO[•S¶ ¦ÿp}ÿùËF�_¾Šê»×¯Ôğæ?ßÂb•‡òä›P7Ã?ÕİäDÇ-à6­A.¼JØ³1R“ğëğëÆfv£Ás8¤QmA�éaKGW{ 8�¶-6Nç0�T…k;RXhíér‰:<ë'íkÌTèÛAÜ´�¨x-Î‘«›áã._áxPØ_>&ı£ç@tò´“Ú�5:júñÀ‰Hİ‰ø‰ÎDÖİ™0aDÓ:v("¶±\Øäú�q•ú-tjÄhã‚¦dL0eJ 2mœ„Hº\67È¢©‰ÌHôÍ˜Œ‰ ®Y"O4dni—s‘Da“b‡‚öUŸàìø�cÖ0ÚŠƒô@Q8¡ö�¾šÄDİÉ–H‰Í7ÚB#T�“>aH›'ŠlDÃàË€â-AIºğë<=;–·ØMûL¶âHÉ?ëšƒšoë*Üv0»"Ø¸t“Ët´øÒ ‘€d7¹{Ø…Ûë¢qà¶ÃouĞ8×…j%Tgà¼Ä]¡¤N§Üls›ĞĞfø¼ÏŸƒä«IÄwá<íŒŞ²6M¾Ø±Dn¸>‹kÁÇòPT ¡PwÈTÛFğmŒ§”6ÏÛb±D3C\n\É¶×ŒÑÌ’Ì(Š‰ŒhE'n@˜�sHu'Q®·3“�÷±pÍá¾—[J]�BõôÇ _¤“º¥…‡Y,ÓÄrì«¾˜å W$W#5ÈõEQkŒ6(%-¤0Ch,¢ŒB0¹�”húk{Ñi5e¨Ã™¦Œ¯©5¦d…&¦D¾&FƒS€ÁHráU_”?¸úÏ™2ï0¥Qô¿µ{Œˆ*�)i)ÉĞ½o&‚>„í¹cÀÇYiõ¤Ê[;2zAŒ;„\Çëw¯~@¦½ú]yu©ö�ItrÄ·ïÌ‹¾L^ÊÉıÌı³‘£¦”Q^Óôãˆ¢…qëc0h…Ç=LiôÑ@ÃÙ�ïhhâaçxŒ0yXoI9ñ`ˆï½ÌzßTµÏXöZ]ÀĞèİ<ş˜½ñ§K¡ÏàuMm1ã„�ÎN×o=¢±È,Î~ÂÇ4?ã&2ó¢}øÈ1Ì¿¼lå‘¹ß¦é=ï0ÒŒ‰ÌMÄVÚµşÆü¨…No&æê1•õÉ{EÍÍ¹0­ˆï‰¿�CÙ'é*ŒÑyzÖÉÈ&A–û]ÈJ`z¡6X¡«-B6zŠœHó£…b(%Ò­gúGQa,ŞrËƒèOsZ4×w-ÍT*±�B´Ò‘�ˆ^Ò9r­8Õ:2ğ¶�MWÂt=ZBæé[T:†d—©Vâ²ÒÁôÔk›:…ˆø¨!›Ñ7Ğï8K.Mb�ÙœÈˆšùR�7âq¤Ä¹eĞàÑÁqä^r¯Ûs§»ÂÚdeœñÖUõp`&5ÈcÊ$6£)„Å^›GÄ�êq¦œ«ÿ0@ÄÑendstreamendobj74 0 obj< >endobj75 0 obj< >streamH‰äW]o[¹}¿¿‚�RÑüş(‚`½�³@Ñ "¤i±d9V!Y�-'ñ¿ï™!yum¥±7‰Ó…]9Î93’gİi÷ºû ´Pøiá]”&¦(ŒÒÅ¦İÑĞº›(™¬øÄÅDËì}Œõbb¥©Iónâeô¶�2¹$0?´¶•Î±bƒT&‹:+Imz“E€"Ö3¡�Á‡E”ÁÁq©ğdòšô”’ÖI¬h–Õb´NLŒÔ9a–Öº™/;¬³mc0}/]ÈMè.¢–Îˆ:KÓ[¬4�4*÷£ğÄ8«]¤¾�„È>ŸíÁKå“0^I§í.”&kSÌEÙ‚\ñv4bÃ.Xt­!º„A…3À�SÑ‹â‰#d¥‡'+’‹ä’¢­üK’¦%2µTAßA-pyö$™±şÆtÎD¸7šU³14àÈ-oö [< oĞˆn�˜4˜¨Û¶–Ó0i?Ñía�€æU/;Œ›’†XpÒgNÛ9Ç°Í®Ö0UíH²—6sĞŒ%!!9@I­4˜ËºÎ6p%å;¦-Ãd–ÀvËÇê×İ¯Óîà·7Z¼¿ê¦úwèÓÓ.1ØÈ_œ0ÖÊ³Óu7‚¥`ÆÓvğ#’æô¤íú¢ÕµiC]tÁ¯dÔınäÕá/{;ö^Œùÿhü�éŸ¨zlŠâ«7Çz‚Fj<1ŸÃ_«LœÎEm¦B<•JƒÙz<ÁDƒ¦¦ù¼=¬+ñLš•¤ËÈâ™�ö²xí9Èª˜Âuıö!ŸôØ£�[DıPi§ÇgäxÌy•”ÏdI}o‡oò¤* :&>K_ê_0©-[\2¾.ÛÇçİèîPTáv˜´“µD5ò´ƒz�£LCyÜ©ìH1^W"ÊP±ŠXÖ¦ßİ¶H‚î’.Ğëb¦Em�’}ß^J«1y­BNé•‚ÜÅ:4�ÔCÑÉB6ƒ´Æÿ¤6ú=¤}ß‘*·‹IÖÅWRß©œs¥7G·^Ó»A¶��-°Ñš¾ß`û¦w,º¯cEå.¨¢;¬©BQïXQægF0~!Wãƒsµ¦ªj¹:ÈT‡]«9YËX·Â1/r6‡ªŠ~4^ºX”²LßO‚Ğõ\j…Y�'\]Pu¹Ç)vc“@�ä�ºí¹n÷
https://www.littelfuse.com/media?resourcetype=datasheets&itemid=bc110884-dddd-4484-99b4-3f33344a7afa&filename=littelfuse-fuse-263-datasheet | fuses | %PDF-1.7%âãÏÓ39 0 obj< >endobj xref39 1080000000016 00000 n0000002975 00000 n0000003102 00000 n0000005091 00000 n0000005222 00000 n0000005744 00000 n0000006139 00000 n0000006592 00000 n0000007231 00000 n0000007422 00000 n0000008034 00000 n0000008567 00000 n0000009030 00000 n0000009679 00000 n0000009714 00000 n0000009757 00000 n0000010156 00000 n0000010269 00000 n0000010380 00000 n0000010494 00000 n0000010577 00000 n0000010940 00000 n0000011378 00000 n0000011859 00000 n0000014581 00000 n0000014905 00000 n0000015159 00000 n0000017415 00000 n0000018361 00000 n0000019126 00000 n0000019681 00000 n0000019767 00000 n0000019958 00000 n0000020454 00000 n0000020919 00000 n0000022971 00000 n0000023162 00000 n0000025273 00000 n0000028066 00000 n0000028634 00000 n0000031220 00000 n0000034235 00000 n0000039210 00000 n0000041417 00000 n0000045194 00000 n0000048703 00000 n0000051351 00000 n0000051727 00000 n0000052119 00000 n0000052451 00000 n0000052740 00000 n0000059794 00000 n0000059831 00000 n0000061590 00000 n0000061931 00000 n0000062296 00000 n0000062715 00000 n0000063228 00000 n0000067838 00000 n0000067889 00000 n0000067958 00000 n0000068041 00000 n0000078471 00000 n0000078733 00000 n0000078895 00000 n0000078922 00000 n0000079223 00000 n0000079784 00000 n0000080036 00000 n0000090079 00000 n0000090118 00000 n0000115280 00000 n0000115319 00000 n0000135529 00000 n0000135568 00000 n0000160730 00000 n0000160769 00000 n0000183643 00000 n0000183682 00000 n0000204672 00000 n0000204711 00000 n0000224921 00000 n0000224960 00000 n0000245950 00000 n0000245989 00000 n0000254143 00000 n0000254182 00000 n0000264225 00000 n0000264264 00000 n0000285254 00000 n0000285293 00000 n0000295336 00000 n0000295375 00000 n0000320537 00000 n0000320576 00000 n0000340786 00000 n0000340825 00000 n0000341210 00000 n0000341595 00000 n0000343293 00000 n0000343552 00000 n0000345883 00000 n0000409185 00000 n0000409570 00000 n0000409955 00000 n0000412181 00000 n0000412445 00000 n0000002456 00000 ntrailer< ]/Prev 563620>>startxref0%%EOF 146 0 obj< >streamhŞb``à``àg`g`Øó�A˜„Ø€¢,‡,6x&00„®kØ·ë± [Ì¢îĞAÎ),.$9O°)èüœÔ´Ôcé®Òîpı„£“Íz£µÖhl<¦B�Ïg�BK[³ˆ‚ßİ;æ³-j>¹¬[w°kZ®Ô6¿…Á¥S]\\Ë; *˜é0Q˜R%5$Ñ˜€y�@:ˆÁJ¥ØW1d0¾g,`\Å”Â°„É“ñã¦<`è0–0„1„0„3X00Îf<ÆÕÎ¨Éğ˜c+ót¦GLÖK¯2ncÉ°„C…ë“,çî5Â!-¦ËxgqÙ2Æ2æ22²I3p±a´bbì`¦&øè-�Å¯Ú…˜Äª+0ğ$é3ğø]‡Ğ‘ö<��!¦-¿Ÿ�¤ÄFVË˜Æ˜ÆÖÎğ‚“á»6ˆÍ1�á-ƒ<ã3QF^†gŒlŒQŒ�Œ§0£H‘�£RH3ƒ8¬¢\@ŠSÙù,<@J��£âT…6«1pL{åo0}6~™endstreamendobj40 0 obj< >>>endobj41 0 obj< >/ExtGState< >/Font< >/ProcSet[/PDF/Text/ImageC/ImageI]/Properties< >/XObject< >>>/Rotate 0/Tabs/W/Thumb 33 0 R/TrimBox[0.0 0.0 612.0 792.0]/Type/Page/PieceInfo< /LastModified /NumberOfPageItemsInPage 6/NumberofPages 1/OriginalDocumentID /PageItemUIDToLocationDataMap< >/PageTransformationMatrixList< >/PageUIDList< >/PageWidthList< >>>>>>>endobj42 0 obj< >endobj43 0 obj< >endobj44 0 obj< >endobj45 0 obj< >endobj46 0 obj< >endobj47 0 obj< >endobj48 0 obj< >endobj49 0 obj< >streamH‰\“Íjã0…÷z-ÛE±“HW-Cš´�Åü0™yÇVRCcÅYäíç�Ğ�1Øú„¤ËwĞu±ÙmwC?ÛâgÛ}œí±º/ã5µÑâ©Ìbi»¾�ï³ümÏÍd=¼¿]æxŞÇÑT•-~éâeN7û°îÆC¦4Å�ÔÅÔ'ûğg³´Åş:MŸñ‡Ù–¶®m�Zè[3}oÎÑùØÓ®Óõ~¾=é™;~ß¦h—y¾ L;vñ25mLÍpŠ¦*õ©mõ®OmâĞı·îïÇÇö£I¦Z¼ëæ²Ñ÷¥6Õ²Ìs”=Ùƒ…,àgò3ø…œÏnÉ[ğùMyµÌ¬ƒòš¼Vv‹Ì:(s�Ã·"¯À�ìÀôqğqôqğqôqğqôqğqòL77G77Çü:˜Ê3»GvO77O77O77O77OÈAYXGPGXGPGXGPGXGPG˜Q�Qä~7`Ö”\“yy…yóİÉ+ùÌì‚ìÂì‚ìÂì‚ìr¿{dÌ�=Ğ3À3Ğ3À3Ğ3À3Ğ3À3Ğ3À3Ğ-À-ĞM4â½ãĞ’úçØ¯~o¯)i«çß+÷8º»â×8�“ÕSxÍ_h`å�endstreamendobj50 0 obj< >endobj51 0 obj< >streamH‰\Ôİ�¢@à{�¢/g.& ]]¥1ñg&ñb²î>€Bë’¬@/¦ûíÃ1³Éš8(¾*¡óí~·o›Ñåß‡®:ÄÑ�›¶â­»Ut§xiÚl6wuS�Ï½éou=öY�.> ]ö¶¯Óñf¦¼¥kş�ñóÑG7ŸögÄT]oı±ŠÃ±½Ä¬,ÒgåÊ�ôYe±­ÿ;n^v:W¿�CVÎ>ÒÉE¡š¾ËUVÎ‹i?mRÌyÁ¼@^2Oç¯™×Èæò–y‹¼cŞ!¿3¿#óŞi“•�÷õ¸¯Ÿ1Ï�çÌsdÏì‘…Y�éôpzeVdc6dú=ü�~¿§ßÃïé÷ğ=�Ğ#ğ=�Ğ#ğ=�Ğ#ğ=�Ğ#ğ=�Ğ#ğ=�Ğ#“‡óÌS8OÁ<…óÌS8OÁ<ış@s€9Ğ`4˜�Î@g€3°f@MåsPÖTÔTÖTÔTÖTÔTÎA1Õçs†ÌúŠúÊ9(æ œÃô*{Wô®ì]Ñ»²wEïÊŞ½ëó9†ÓØ»¡w£Ù`6šf£Ù`6šf£Ù`6šf£Ù`6šf£Ù`6şv†ßn‰{Í‹ş¿ôÌğ/…ş¥2Ã°f/kô²¡ÿ†5Ó/óó­Åk�V÷¹fT÷aHËÅ´DMëVˆ¦�Ÿ«Xßõ.]…oöW€¦2%¡endstreamendobj52 0 obj[/ICCBased 84 0 R]endobj53 0 obj[/Indexed 52 0 R 0 97 0 R]endobj54 0 obj< >streamH‰\’ÛŠƒ0†ïósÙ^­G"Û‚{`İ}›Œ]a�!Úß~gœÒ…h¾dş?cfªúTÛ~†àİ�ºÁºŞ�Óx÷áŠ·Şª}¦×ócµ¾õĞ:�¹Y¦‡Úv£*>(8Í~�ÍÑŒWÜªàÍô½½Áæ«j¶4wç~p@;Ce;:è¥u¯í€¬¶]m(ŞÏË�<ŠÏÅ!Dëz/£Gƒ“k5úÖŞP!�Š�R¡5ÿâQ$¶k§¿[¯ŠˆÅaHñQøHïW¦‰8�˜cá˜Yô1ëÑ'¬OÎÂgâT¼){Sñ¦ìÍDŸ±>“ılİO…Sæƒğ�¹®˜OÂ'æ‹0]¶Èå.9ß%—¼9çÍåüœÏÏá„YrÑÄ…zT„KF�…g?ôİ{jÅÚşµ\ıŞâóq£rñ£~f8 “endstreamendobj55 0 obj< >endobj56 0 obj< >endobj57 0 obj< >endobj58 0 obj< >endobj59 0 obj< >endobj60 0 obj< >endobj61 0 obj< >streamH‰\’ËŠã0E÷ú-»�ß¥CÈtCó`2ı�­dÙ(Î"?uuCŒAÖªrÊ•íö_öaZmö#ÎÃÁ¯ö4…1úë¦‹ƒ·G�‚)J;NÃú8¥÷pé“iòá~]ıeN³i[›ıÔËëïöi;ÎGÿl²ïqôqgûô±;<Ûìp[–?şâÃjsÛuvô'ıĞ×~ùÖ_¼ÍRÚË~Ôûi½¿hÎ¿ˆ_÷ÅÛ2�Êóè¯K?øØ‡³7m®OgÛw}:ãÃøß}µaÚñ4üî£i‹wÎs]›Î´e�Îº)ïÈ;ğùÌİL[1¾B¦U�pI.Á¹;²¿’_Á[òV¹®ë¦Ìøñõ†Ïšn5ÜÖjP«a­µ„>aŒ F#)†µµ¤!7`yôL�ƒĞYà,ôI}úü…n7aß}“G¯Ñ7Ç¾9ôÍÑÍÁÍÑÍÁÍÑÍÁÍÑÍÁÍÑÍÁÍÑÍÁmKİğã# “j?çk¸Å¨£•Æ9Í¦işsâ—y±š…eş0É{endstreamendobj62 0 obj< >streamH‰”WYsÉ~Ÿ_Ñ�dU8êûÈ›-åÍ®×Y±’ojKKÓ’ê°$ËÑ¿Ï {f(ÊZªTE5¦×4€şÚ¼=Òêä¦ÓjùóÁ›s­^]vÿì^.»ƒCl¬n”æ?u³º ³†Î,ÍZµüÜEŞ�*èØ[kœr¡·!ªåy7ûİ£¬¶Nı¦v{»Ş¦şv³ş›zw±êçË/İÂØŞj£¦·jù©›]­Wg¿k—VÇ·g—7êøz­n¾ıùe½ºU·—juz¦q²VßÏnO/¿İª‹ËÛ³ÕšEA’s�$9çXÖoë»³›õ§¿«·¯z¥Ó�ÉÖÑQ2İˆé™MÏÊiÓ=LÍ}Êl¹¡£¯—İWÀrò"3@ş>8ƒ_g„tCÈŠš…î5Ü\®T]¦WÆ²jüs&¨\Ÿb Åg¯Öó…q@dvƒÄ«Ù‹Ğg5»�/\oÔìl¾H}T³+lxúp;_øŞó†í‹š]^Ìÿ³ü©ûAäœØkL¬fÁ˜5uÆ›¤¢·½�Ñ‰iK6jNçĞ±�ƒ{¦>¼#£`Üá¯U'I$i¾�Ñ³DY¹ ûh )zß'§]Ë‘H`Ã›·Œ¾w¹³m„zÇV@õ;e±Œ´Œğ?TNá[!#×RaĞŒ¡À‰½ã�Ìøª7Ø¿ÑÑÌˆÇ>á„â³�Î«!W-"KÛ+^d–%ˆÄq±©¨l˜îÕ'ŠÖDı¦jÌ28!Yjv[DGô“‚D“Hıÿ~¬LAMi\–7p‚Ø�MÙRøŞº,gŸÉÚò·ôÅRÈ+ŠÇ5ÕnÕ DPˆ¦ÈÛˆ4¾Ã?3Åı˜"ÇNp:ª!#“—ÿR×oVå8»c``€°#O(J�$_H”Xç9_Ÿü …@¢ø¥8°»ĞÉÿNŠ“'lxßnÓ~—�Ó¸påœNù\­Ë’Å/æV“ú]_¬îÕ‹««ë9Â1»äows�ßãÍkF!‚Ç.Auö–³XàÖH8lËÊÇŞDŠlV×ëÎEÃ—ªnÜ‹äSÛõY÷)…¶›wm“ªC1ğ¡/¨«øµö�Âd·¢ìÄ-�²?êlµr`P;h :Æ'ÈşäÀ�XœóO(�ı'È�Ÿ¥s)Ãêèğ=àDp¿+JK)óÜ”èKQI%¨Õ9WnúE46İšÍx^ÔûüôùGò…ÌxLm ı¶¤=âşcÕûóT¸óD35·B¯wy¦¶mó´p<Å¹)ï—ÌÓşlë©QİU3òì­f„€R2<‚�} p(�öyìèÙ‚½ÕŒ€%–gB°Ã³¸�9>‚={@°·šªî™ìğì�Æ¤ŸÁ��= Ø[ÍXRz&; kšyyªÚiòoÎ6kõşÛùŸëk>�É2‡ãçWøî4ÏJê7¼u„³�6Ç«õ§·×ÇW§g+uğË¡V/_ªîõ/øùÚ9bM‚˜Ï˜G0^¢”Şq[ú·–¼˜Å�Ãi—0Ø0�bo3¿Sú ñ¶iãHà½§Vİ@¦Œ¹�0VjC×ÅŠf"ôÓJ2kj,#%òFš”£ÄgÅó—Ï9�Â3O(â(ÌaRœPqyBS;>b´iA^8[†ï=UÁEk •qIº„K¬h¶Ñ]Ä*L‰"¦z&‰A¦óÙŒz&[ û[‚¸ğë<­ó[œ¦s&[1[F0âµ®T¼­«äfBfW„6.=F“Éò@li¤‡ä4™§äÄİ©,“DªÒäfJç&®ZqÕÇ‘p^ü®¤@§Sn:hà6¡Q«îó×Vı@Q÷% ~ÄL®Œ�'œeišl¡ñ�Æ<¨ÓÌI®a(ÊrÎ;”¬à+µÁÕ›ç€m°Y¢IßG Ã2‹£ASŠB_ÆE'’öU^Ì’¹4J®Fj$Ç×Ã¼MÊZÀ$<��XDTL&7R�ÊãY¼´4!4¡©vVÄ�O8TèUÏTÑ`È`\X5Ê=GŸË:=Êœ<Ê¤†àµ‚n16#`)\È_›9¦˜i4©Êw2HU�!;¢}¡*¼˜/¿<^†Í¤×‘ú:œæ¢¡¬B'™�˜¹ˆ·+®<ò¨ÖÃ´Ì9';m£¦wG¢è^:Ÿ‘¢ğæ%¼¦Å¾ö5y}x<>¼úEíZcš5á¡5[Æ”‰1ƒ™r+N¹“îôRàïG•_‚P—Î…¡#ÍÈbÄìÃ!Lõ…KBAñ¢¼¦¯­1?T—p¬r�J‡«íùÃÑë?Ş¿ü‡ÕóÆ„Bñ5sÏ«¸øéÅœ­F�¨GX’kÔÍ_DÜ>h¼_‹S¦à&‡¿ì»HéÄ1ò7"’“¾«½g`©¸Fî- KãAç~ �ë�1ÜxÛÊ’;’MÃw>a¤c¹bRÕ®u]®ÚZŠ<Ñ›FS?ñ•Ôùj/ÒšÅç¢Æ�f\vÄöÄ¿…?„VÙÙ&éuäŒÑyXëdä�P–»#•‰æJà¢G¬°’®6.9èÉs®‹$P:w8c¥e[ÏMIµ^º¯XrÃAä§Íq^H‹—H,­ÌNØoé9Vµ�LxÛˆÕ$DÓÅj€:LYÒM)tL’^nâ—•¾ª‡@hSg#1ÉF:£oÄÄyÇ(¹4°„È’Õ�˜¡¹ŠËz%GÎå(ã4�=÷‚½në‰ìJÖÖ/C–·®Š¯;fR#yxØFjÀ€hÑ×¦$±£Zœãcó.¦pÁ¹ˆöå'ó=¬6É¤PdB°�›©‰¹QĞúÜ°›úì)pPY×˜J<2"…‹ª\YÒGDÁ]» írK­„¡�q PÛ !#~#y"‡œg‡ñˆ]áy•&q¡¨â…`ƒQEÛ„á<Êê~%ƒ…ÄÌbUeZÈ%nÅ3‰­S-íÂÇEÄs#=.à®ythË}q�Ú0Ë$mò¶D~¾~‰‡jzÍá4•´;H2ˆNMvz+ÀNÌê–n9,ş=!Å1ÂX•ëğê™$£4-<îïTÒIÇCJKÇ�¤Ù}”-‰‘İ,Ğß.s4tYÃG‹åÇQ„![6Şï8Ÿ0MÃNç�ø“¾LìòÊ1‘e;Ç‰˜Q«îø±C5ˆÆ®Z¶™öØ¯s¦%<^1œ¸9q–Å6j²4ŸêéD4Ş¨RûéÆ¡k#=îºJR÷.u‚uÍ9I:Í†ÕšX'ôˆûrWƒÍãÂ8˜<¡–¦·YzøÌ–-õ`c8÷¸7ÄHfæA«]jÒÔ½Ñ¥¥[êÃ ;êÃîAş:tbÚóE×©äÿ©1HwØÕæl¸9À.8'’Ğ¦endstreamendobj63 0 obj< >endobj64 0 obj< >endobj65 0 obj< >streamH‰ÜWi�Çı>¿¢¿8à™fß=Vk²¶£%¬R`0³\‰—»âr-;¿Ş¯úÎ-mäp@€œâ¼®®zutõü›Á¾¾lşŒÏ³EÓ3�OÏŒ´\«™V†k¥-[\4³o�ÚÅß)¸°ÅY3\8uÄ:fã»ç‹fşıf9¬Î^î–WÖ›ŸköìëcÖ pe”§ıŞÎ^´‚6[µ�å�Í–mç¹d³}ó›İ´¤½•%WlvÍ~Ç�µ�‰zµ¥:A"ö’Ö„pQ¥Ä‚ëö/‹?Â¢mÖ�*E¥à%lGÓ�oVÃ~×ÃrÃ�?,w­‚´öñw•_^ï×CRKèDÁüôj¹}òd~4ìo–›Åêçı“Ï_¼B„§OŸ¦J,±Ğ2ğà‘Ö{nœs1,2ëüXı(’Ú.%LÍ!½{šb‚O†,ÁĞãåc4c8C}§Ğ,x;SVüÀÚ�4ÍvËızû>YKñØaŸU’Ú"³oïû¿àù­·1ØEû—BÂyÊ…ëı;¥Râ7ÁÈÄÇ·³Ó‹åfÃ®×‡'±¼ØøïÚşÏÇpñ{xûq£j=[±İrû~Å.ÏÙp³k%şÜ­¶{–²ºpT¢iıS÷z³üëfÅŞÍœº8bûKtÅwíÿ3m¯£ß—¯NÙpyqµY/ÁÔr{Æ^-7—ïWÛî]³óİjõ…sâ1Nm°ç'Æ¿­&)qyµÊñß¯.âs«â9r³[İM‰YÌŸİÉÿP™ÿ)E0~šº7q.í â‹6{×ÇR¨‡Z§ÀY+±1Êñ;´ÜwCÍ’b¯qS/$š,JD�úº�ÏFPvä‡�ªQ£ì³—ª²¤HEßA¦ÍòÊdõ™•8/f¬Ë"„¼ÑµÆ˜‰äBŸ4F‡¿�†ÓB.ğ§(äÈô,ÑeIŠ¾Q¤Í¦fë"u´ÀãÈ#U0IŒ+0b�6ç‚éM²m‚DAÛFÒ(‹LÌ%7í}*ıVqB�Ş¦õ¢/òf”áÚF”e¸'&Ã7T÷ROEE0Ì”SiâóD“3>Å+‰äLTì§’ìÍÄÓd°6ò ˜Ä¦–u2&ª‰’†æŠ~zš§Q’=¥8jƒ�µ1Ç5×–2WSLÒŠ’¶6Zæ))F1�yt¼Z¦ã�M‡Õ$á�ä¾Gd,ï‘9›'N�Q¤ÂÔ#XÅ LBT­qËŞõ$öSÓ¡[Á�„ì&BÃÒb–Š‹b¸ˆMì1,(júQQ²·£óHPqë-'ö².4b³±—®H©0tc`�†ĞkÈ%‹­Gö8Ih:v7V9{ˆäÆÉ¡i«Q?fT&}ì¯]§a¼£.Ùyn=ZJ˜�~<›†ä—ûÎ8Dc¸´`Ö®�ÜÆ a)âP¤¨Kı²ú^dê¸@˜¿€¦%bw(˜`Äa´m«Õ ‘EAOlè«Ó-´Ck×4Ë˜À`Pr8º@ê€&1�éG„uè%š)ºÜ€aŞbêª¼AéÈ:‰‰ÂöŸh*[UÔoB9ˆˆ…‡ŒKkïÇ V%ˆP‚({bæV3¢DqT1F±ì‘£x”(9Š÷c”õU%F5À£* Ä¨H¡@µRo«†¢ö~E0�u¢‹†*ÑEC•è¨]¢k€‘è* ]D¢e�±!×ˆ®¾/DW…è¨=j¨=j¨]U¢ë€LtPˆ®2ÑU@!5oõçˆ¬F"3 NdÑP%²h¨™÷œ`¿0”�)‰endstreamendobj66 0 obj< >streamH‰œ—M®Ü „÷>…/bş¬³È.Rô�åe“,’Ü_3†lz\�d�†.>\Ğe�s»òÚ¯z÷Ê[»š ¢İ×Ú¨´¯¾/.8e½æüf”�áE�İÔfÌ«}\µMj×vuN»ñ•ÏßØqí¬²Öñ&ÜÖfğyBkº«µJ¶[BR6õ3Ø]gD7CPÖ¹Ş&Õ\}¬F³Õh®€ŒfªÑ¦Áa´¶jO/ŒæÆÉh®€Œ.¼ÑuÖè:kt)à�fªÑ\ÍT£ù‚§Ñ1¨xŸ¹áj37^].ã¬ÉUÏy\õœÅeœu˜/sãÕ_v¼ØË�¿ÓA.‰rqè}ÉÛ›?ëÛ§/ËÇÏofıñwù�ØòG¯Oÿ}Z�ß•ñ&­ß~-�‘Çõ˜ãçò¶¦íÇ–äU$1ª-h#�+ZXÙk-‘<·ß�„Ë6˜$3—�a°¤Kša¸„ƒ%¥…ÜÓcÂY­Ÿj¼wn²/¹Òş¨ã9ó¥M9GûÎfiµ‡4N‰¦JpÊ&ûì4³˜¦p�Pò"iî8[şÖ¦uæy�GtM:0Oé 3PipL(¥J`È� ¥ipLŸ(†4LÉ™¬pZB‰NZùë_¾—93£ÜäŒSs—´œ¹¬ì>gpÌ�'nsF€é3ãt7·9ƒc†Ì1÷9#Àô™�bªF€éB¥2¤�F€é3ÅT�säÌCá¼84¤’���åÌ”r—38†r–PÎ\WäŒ2ãdÀ}Îà˜>3NwsŸ30fÈŒä�é3Å�Çt¡�Rª†™Rš¦Ã¬ÿ5¬œendstreamendobj67 0 obj< >streamH‰œÔM�+†á¹WQ+@Eñ¿Œ(KÈôf�ıO‚£*8`,Şsg-«¿~·Şó8�ß¯ó°—Iöøïõóõãõç°õÓúÙÜiÎë‡-Öøp•ã×û—ß“+™ìbıñû&em›ïŒÉ!»_¤â½I./”’M(¡ü¯I&r.ë�q®Şr©äèJßp&gs&{)&W}²+Ÿ«û‡üş‹“½7şT=€³Ö—íêŠqeõÌ}Ã™hë›ÕC/n“Œó~Å´f¼­O“Š_0_ÿ›û†3>š`Ã¥bÚ†3ÉV_Íwå™`$œ—±9®¾™ïhÎÈfP¦mÌİ™ºNí$\&]gVÊ®3œi�Á“Ş™�“�Î`fhÆôûÎpF6cºÍ¾3˜š12 3œ‘Í LÛpFDƒ*Ï#C3 Ò7œ‘Í LÛ(˜»3u’:Ú‰+õ7t�Y)»Îp¦uOzg>N:ƒ™¡Óì;ÃÙŒé6ûÎ`fhÆÈ€ÎpF6ƒ2mÃª<ŒÍ€JßpF6ƒ2m£`îÎÔE´êhh'W4)é:³Rv�áLë�ôÎ¦œt3C3¦Øw†3²Ómö�ÁÌĞŒ‘�áŒleÚ†3"Ty&š•¾áŒleÚFÁÜ�©‹ÔÑĞNlå¬®3+e×Î´ÎàIïÌÇÉ@g034cz€}g8#›1İfßÌÍĞÎÈfP¦m8#¢A•g‚‘¡PéÎÈfP¦mÌİ™ºˆEíä<+§ëÌJÙu†3­3xÒ;óq2ĞÌÍ˜`ßÎÈfL·Ùw3C3Ft†3²”iÎˆhPå™`dhTú†3²”isw¦.’SGC9ÉõäE—™²ÉW�ÊàE�ÌÇ¹ö‘ÁÊĞ‹éöÛÆpEæbºË61B9ş0Í§Vendstreamendobj68 0 obj< >streamH‰\“İ�£0…ïyŠ\Î\Œ $qf$„Tµ;R/öGÛİ �v‘¶€RzÑ·_š‘r¬`ûsç»Ãş0ô³É¤±=ÆÙœû¡Kñ6ŞSÍ)^ú!Û”¦ëÛyµ–o{m¦,Wçãã6Çëa8�YU™ü§nŞæô0OÛn<Åç,ÿ�º˜úáb�~ï�Ï&?Ş§éo¼Æa6…©kÓÅ³úÚLßšk4ùâörèt¿Ÿ/êóùÇ¯ÇM¹ØÂ´coSÓÆÔ—˜U…>µ©Şõ©³8tÿí{O·Ó¹ıÓ¤¬Ú¦ÑŸ‹BDß·Zí÷O{§vY,¶.ªKêÚS{èWêWè7jÄ*·Ô[èõsO½‡f~]T3·.Ye7‹ÖE5óZäµ�ÚA“Á‚Áµ@êM66KÇøñ�¥¶ĞŒïß1¾C¦Ç8qkt¨Ñ±.‡ºkq¨ÅóÜ<ÎÍ“ßƒß3—G.Ï\¹<ù=ø…l6¡¯ÀWè+ğú¦…œN‘µĞ<Á9ùüBş¥ßBş¥×Â¾ú"ë½@-²Şô%°®€ºÙØÙØÙØÙØÙØÙØÙØÙtÁå]o)®±N›ù˜‘ö�’�Ç2’Ë\`"ú!~Lí4NF½ğfÿÁôï¤endstreamendobj69 0 obj< >endobj70 0 obj< >endobj71 0 obj< >endobj72 0 obj< >endobj73 0 obj< >streamH‰ÔWKoG¾Ï¯è#uà¨ß�£b�P6YÙC¼X´ü(Y–´ÉæßïWUİ3MŠ‡{‹PóMw½»¿ªÑJ«ÛA+cÇdÔvx7ü4¦SoñNy“Ç˜ŠWFë19[Ô†6“ˆMcv�/Êdì(©yÑŠ�c0Á�d¥É,·’üè‚9ÉHYl#h;šÓ)F&™åVœµµá$+Mæ+cÙ‘@J½ïa4°QòJ(ÿ‡ò\Ü§Œw£sˆğ��İ“Èr#9�:»\Â"Y6ë¡\†�¸E"^Ÿ»3;³9{]9”ßId¹‘h�­�D’Fçı!#Md±‘�"v�g•åF:†Xj¤‰,723ÄRUb±‰�Ú˜D–éèa©‘&r‚ads*?œ(�3YÒIŒrÈÆFYn¤1Êb‰–+äpjä%ú8ŠLD÷,[Ç‰nqì=kí•ä(Ñ-7Ò±Ö^$G‰n±‘�µv�'ºåF:ÖZj¤‰,72ÓÖRUbù‘ïXk¡�Iä„{5³ÖR#Md±‘şÈï^,Ü’àì‘¼w_<óİqÜ³òÒî×®È¢£²Td®üB‰¾�KEºªü©ÈwWü^+õ¸¹Î¿gÔ§ÇáüÊüêêã�x¶İ¨=¦°Î˜\ÔÕíğËêâöşæáÌiµºQgÿºúÛ Gg²Z›Ñª«Ãê×O_î>�]ıŠ…í¼ğ~uñşŒŞ{ğ2¾ êkèS¯¾~¸¡•Ä¦­\^ÿ—^®1Ó§8éùeõóYjõuûtıéÌÎ~`_Èaßõ~õ³˜M£'«Y”¼½{á‡3�?òûŸ{ö�´AKx¦LÔ˜àš�Õ_o¿Ü]oÁöƒ’ #‚›ån¿<>]ßmnêjÖ©OÉß?ß>Nî9Ü”Ñïè!S:W.o¶XÍM0snVo%¿:Ë©�'gQ?‡k}£/\È•e£µÔÎz\PO[•S¶ ¦ÿp}ÿùËF�_¾Šê»×¯Ôğæ?ßÂb•‡òä›P7Ã?ÕİäDÇ-à6­A.¼JØ³1R“ğëğëÆfv£Ás8¤QmA�éaKGW{ 8�¶-6Nç0�T…k;RXhíér‰:<ë'íkÌTèÛAÜ´�¨x-Î‘«›áã._áxPØ_>&ı£ç@tò´“Ú�5:júñÀ‰Hİ‰ø‰ÎDÖİ™0aDÓ:v("¶±\Øäú�q•ú-tjÄhã‚¦dL0eJ 2mœ„Hº\67È¢©‰ÌHôÍ˜Œ‰ ®Y"O4dni—s‘Da“b‡‚öUŸàìø�cÖ0ÚŠƒô@Q8¡ö�¾šÄDİÉ–H‰Í7ÚB#T�“>aH›'ŠlDÃàË€â-AIºğë<=;–·ØMûL¶âHÉ?ëšƒšoë*Üv0»"Ø¸t“Ët´øÒ ‘€d7¹{Ø…Ûë¢qà¶ÃouĞ8×…j%Tgà¼Ä]¡¤N§Üls›ĞĞfø¼ÏŸƒä«IÄwá<íŒŞ²6M¾Ø±Dn¸>‹kÁÇòPT ¡PwÈTÛFğmŒ§”6ÏÛb±D3C\n\É¶×ŒÑÌ’Ì(Š‰ŒhE'n@˜�sHu'Q®·3“�÷±pÍá¾—[J]�BõôÇ _¤“º¥…‡Y,ÓÄrì«¾˜å W$W#5ÈõEQkŒ6(%-¤0Ch,¢ŒB0¹�”húk{Ñi5e¨Ã™¦Œ¯©5¦d…&¦D¾&FƒS€ÁHráU_”?¸úÏ™2ï0¥Qô¿µ{Œˆ*�)i)ÉĞ½o&‚>„í¹cÀÇYiõ¤Ê[;2zAŒ;„\Çëw¯~@¦½ú]yu©ö�ItrÄ·ïÌ‹¾L^ÊÉıÌı³‘£¦”Q^Óôãˆ¢…qëc0h…Ç=LiôÑ@ÃÙ�ïhhâaçxŒ0yXoI9ñ`ˆï½ÌzßTµÏXöZ]ÀĞèİ<ş˜½ñ§K¡ÏàuMm1ã„�ÎN×o=¢±È,Î~ÂÇ4?ã&2ó¢}øÈ1Ì¿¼lå‘¹ß¦é=ï0ÒŒ‰ÌMÄVÚµşÆü¨…No&æê1•õÉ{EÍÍ¹0­ˆï‰¿�CÙ'é*ŒÑyzÖÉÈ&A–û]ÈJ`z¡6X¡«-B6zŠœHó£…b(%Ò­gúGQa,ŞrËƒèOsZ4×w-ÍT*±�B´Ò‘�ˆ^Ò9r­8Õ:2ğ¶�MWÂt=ZBæé[T:†d—©Vâ²ÒÁôÔk›:…ˆø¨!›Ñ7Ğï8K.Mb�ÙœÈˆšùR�7âq¤Ä¹eĞàÑÁqä^r¯Ûs§»ÂÚdeœñÖUõp`&5ÈcÊ$6£)„Å^›GÄ�êq¦œ«ÿ0@ÄÑendstreamendobj74 0 obj< >endobj75 0 obj< >streamH‰äW]o[¹}¿¿‚�RÑüş(‚`½�³@Ñ "¤i±d9V!Y�-'ñ¿ï™!yum¥±7‰Ó…]9Î93’gİi÷ºû ´Pøiá]”&¦(ŒÒÅ¦İÑĞº›(™¬øÄÅDËì}Œõbb¥©Iónâeô¶�2¹$0?´¶•Î±bƒT&‹:+Imz“E€"Ö3¡�Á‡E”ÁÁq©ğdòšô”’ÖI¬h–Õb´NLŒÔ9a–Öº™/;¬³mc0}/]ÈMè.¢–Îˆ:KÓ[¬4�4*÷£ğÄ8«]¤¾�„È>ŸíÁKå“0^I§í.”&kSÌEÙ‚\ñv4bÃ.Xt­!º„A…3À�SÑ‹â‰#d¥‡'+’‹ä’¢­üK’¦%2µTAßA-pyö$™±şÆtÎD¸7šU³14àÈ-oö [< oĞˆn�˜4˜¨Û¶–Ó0i?Ñía�€æU/;Œ›’†XpÒgNÛ9Ç°Í®Ö0UíH²—6sĞŒ%!!9@I­4˜ËºÎ6p%å;¦-Ãd–ÀvËÇê×İ¯Óîà·7Z¼¿ê¦úwèÓÓ.1ØÈ_œ0ÖÊ³Óu7‚¥`ÆÓvğ#’æô¤íú¢ÕµiC]tÁ¯dÔınäÕá/{;ö^Œùÿhü�éŸ¨zlŠâ«7Çz‚Fj<1ŸÃ_«LœÎEm¦B<•JƒÙz<ÁDƒ¦¦ù¼=¬+ñLš•¤ËÈâ™�ö²xí9Èª˜Âuıö!ŸôØ£�[DıPi§ÇgäxÌy•”ÏdI}o‡oò¤* :&>K_ê_0©-[\2¾.ÛÇçİèîPTáv˜´“µD5ò´ƒz�£LCyÜ©ìH1^W"ÊP±ŠXÖ¦ßİ¶H‚î’.Ğëb¦Em�’}ß^J«1y­BNé•‚ÜÅ:4�ÔCÑÉB6ƒ´Æÿ¤6ú=¤}ß‘*·‹IÖÅWRß©œs¥7G·^Ó»A¶��-°Ñš¾ß`û¦w,º¯cEå.¨¢;¬©BQïXQægF0~!Wãƒsµ¦ªj¹:ÈT‡]«9YËX·Â1/r6‡ªŠ~4^ºX”²LßO‚Ğõ\j…Y�'\]Pu¹Ç)vc“@�ä�ºí¹n÷L=©Tys1�-�£¤¦Š5r¸KmøæŒßïèËDŸÚŞæ¢ÖÙÏ=úöH©dı>)é¤w…­\·…É>ıÛàÒcbô-BŒ¼³Í]ĞCüåÀ‘u0(sÜZÛ¢´aXğ‡Ç3€y}´��Z@sÛı=X`Eoéôù>�Ö©RëdË¬ZÆœ ö šŸ_û�øÚ¯Ç7ï æV,gåîRx÷°›şĞï‹ñ#FÚ~1Òöá‘6¦¥ó�\¬ËŞ5ÃhpÙïQêŸc÷�»¯Ç8Buëºmkœ�m~!¥jñÒùKî½Aşñïğ!Àõ*>$‰SkºövïüëÏ3şğíæ>ìôfŒåÍH‡‰Ax+“Ç�Ç'p�éôd¤ËÙK§”<Ò�<òÄáÅÅåæãl%ÎfWb=û,ÅÇÍj;{¿—³süoN…6şíØ¢ÂáÉxÔ.¸0Òu÷6!®æçô”Uí)kŠ[¦.fö-CÎÅ„FŒÒx÷nt¼ZÌ·—cªË9¼8:›]�)F³ù–¿‹:xµ]Î¯xmZÁ–Ş\ÌÎŸ>=8œo¯g«éâóöé‹ã/”RùÙ³gâ×çG¢Kì@Vgœ°6<¶-=Ü=Ç/¡wpd~WÅ,®¡íü§JÇğŒ8d;«nXm?Å ŠğC¦ÒR÷×İ�ïFY¾?Û.Ïßä)¬�®n˜ƒ«
https://www.littelfuse.com/~/media/electronics/datasheets/fuses/littelfuse_fuse_160_datasheet.pdf.pdf | fuses | © 2017 Littelfuse, Inc.Specifications are subject to change without notice.Revised: 02/24/17Surface Mount FusesNANO2® > 160 Fuse and Clip Series160 Series Fuse and Clip AssemblyDescriptionAgency ApprovalsElectrical Characteristics for SeriesFeatures• Offer low profile easily-replaceable fuse alternative compatible with automated PCB surface mount equipment• Comes supplied with Littelfuse 443 Series 250V Nano2® Fuse• RoHS compliant and Halogen Free• Clip fully compatible with RoHS/lead-free solder alloys and higher temperature profiles associated with lead-free assembly• 0.5A - 5A ampere rating availableRoHS% of Ampere RatingOpening Time100%4 hours, Minimum250%120 seconds, MaximumAGENCYAGENCY FILE NUMBERAMPERE RANGEPSENBK290416-JP10211.00A – 5.00A*E147210.5A - 5AElectrical Specifications by ItemAmpere Rating(A)Amp CodeMaxVoltage Rating (V)InterruptingRatingNominal Cold Resistance (Ohms)Nominal Melting I2t (A2sec)NominalVoltage Drop (mV)Agency ApprovalsPSE0.500.5025050 A @ 250 VAC.59741.96334X0.750.75250.27293.025223X1.00001.250.18269.00207XX1.5001.5250.110015.21210XX2.00002.250.051118.50117XX2.5002.5250.039222.20156XX3.00003.250.027659.29103XX3.5003.5250.019959.3487XX4.00004.250.0160122.583XX5.00005.250.0115180.673XXNotes: 1. Cold resistance measured at less than 10% of rated current at 23°C. 2. Agency Approval Table Key: X=Approved or Certified, P=Pending.The 160 Series product is a metal fuse clip with pre-installed Littelfuse 443 Series Fuse. This fuse and clip combination can be automatically installed in PC Boards in one efficient manufacturing operation. It permits quick and easy fuse replacement without exposing the PC Boards and other components to risks of rework solder heat as required with direct surface mount fuses. It is designed to enable compliance with the RoHS directive. This product is fully compatible with lead-free solder alloy and higher temperature profiles associated with lead-free assembly.Applications• AC/DC power adaptor• Telecom equipment system power• Portable system built-in AC/DC converter• High voltage DC/DC converter• Lighting System• LED LightingSpecifications are subject to change without notice. Application testing is strongly recommended.PSENote * - PSE/METI Certification is only applicable to the fuse. Clips do not require certification for the Japanese Market. Additional InformationDatasheetSamplesResources© 2017 Littelfuse, Inc.Specifications are subject to change without notice.Revised: 02/24/17 Surface Mount FusesNANO2® > 160 Fuse and Clip SeriesAverage Time Current CurvesReflow ConditionPb-free assemblyPre Heat- Temperature Min (Ts(min))150°C - Temperature Max (Ts(max))200°C- Time (Min to Max) (ts)60 – 180 secondsAverage Ramp-up Rate (Liquidus Temp (TL) to peak)5°C/second max.TS(max) to TL - Ramp-up Rate5°C/second max.Reflow- Temperature (TL) (Liquidus)217°C - Temperature (tL)60 – 150 secondsPeak Temperature (TP)260+0/–5 °CTime within 5°C of actual peak Temperature (tp)20 – 40 secondsRamp-down Rate5°C/second max.Time 25°C to peak Temperature (TP)8 minutes max.Do not exceed260°CSoldering ParametersTemperature Re-rating Curve0.001 0.01 0.1 1 10 100 0.1 1 10 100 1000 TIME IN SECONDS CURRENT IN AMPS 5A 4A 2A 1.5A 1A .750A .500A 3.5A 3A 2.5A TimeTemperatureTPTLTSmin25tSt 25ºC to PeaktLtPPreheatTSmaxRamp-downRamp-upCritical ZoneTL to TPNote:1. Rerating depicted in this curve is in addition to the standard derating of 25% for continuous operation.© 2017 Littelfuse, Inc.Specifications are subject to change without notice.Revised: 02/24/17Surface Mount FusesNANO2® > 160 Fuse and Clip SeriesMaterialsBody: CeramicCap: Silver-plated BrassProduct MarkingBrand, Ampere Rating, Voltage Rating, UMF LogoInsulation Resistance(after Opening)MIL-STD-202, Method 302,Test Condition A (10,000 ohms, Minimum)SolderabilityMIL-STD-202, Method 208Resistance to Soldering HeatMIL-STD-202, Method 210, Test Condition B (10 seconds at 260°C)Moisture Sensitivity LevelLevel 1 J-STD-020Product CharacteristicsDimensionsPackagingPart Numbering SystemForm FactorPackaging OptionPackaging SpecificationQuantityQuantity & Packaging CodeSurface Mount24mm Tape and ReelEIA-RS 481-2 (IEC 286, part 3)1000MROperating Temperature–55°C to 125°C with proper re-ratingThermal ShockMIL-STD-202, Method 107, Test Condition B (5 cycles, -65°C to 125°C)VibrationMIL-STD-202, Method 201 (10-55 Hz)Moisture ResistanceMIL-STD-202, Method 106, High Humidity (90-98%RH), Heat (65°C)Salt SprayMIL-STD-202, Method 101, Test Condition BMechanical ShockMIL-STD-202, Method 213, Test Condition I (100 G’s peak for 6 msecs.) 160 01.5 M RSERIESAMP CodeQUANTITY CodePACKAGING CodeRefer to Electrical Specifications tableM = 1000 pcsR = Tape and ReelExample:1.5 amp product is 016001.5 MR10.90 [0.429]1.70[0.067]10.10 [0.398]3.00[0.118]4.90 [0.193]4.80 [0.189]4.80 [0.189]4.00 [0.157]3.50 [0.138]3.12 [0.123]4.40[0.173]4.30[0.169]13.00[0.512]3.88[0.153]3.12[0.123]4.80[0.189]Recommended Pad Layout“A”“B”.004L1.5ATAC250VFDisclaimer Notice - Information furnished is believed to be accurate and reliable. However, users should independently evaluate the suitability of and test each product selected for their own applications. Littelfuse products are not designed for, and may not be used in, all applications. Read complete Disclaimer Notice at www.littelfuse.com/disclaimer-electronics.
https://www.littelfuse.com/~/media/automotive/datasheets/fuses/passenger-car-and-commercial-vehicle/bolt-down-fuses/littelfuse_bf1_58v_datasheet.pdf | fuses | littelfuse.com43High Current FusesOrdering InformationPart NumberRatingPackage SizeBolt SizeBolt Hole Qty142.5631.xxxx30 - 200500M52142.7010.xxxx30 - 200500M62142.0020.xxxx30 - 200500N/A0RatingsPart Number M5 Part Number M6Current Rating(A)Housing Material ColorTest Cable Size (mm2)Typ. Voltage Drop (mV)Typ.Cold Resistance(mΩ)Typ. I2t(A2s)142.5631.53021 142.7010.5302130 2.5105 2.70 5,100 142.5631.5402 142.7010.540240 490 1.56 6,800 142.5631.5502 142.7010.550250 680 1.03 6,900 142.5631.5602 142.7010.560260 675 0.75 16,200 142.5631.5702 142.7010.570270 1070 0.64 22,000 142.5631.5802 142.7010.580280 1070 0.55 25,600 142.5631.6102 142.7010.6002100 1670 0.44 42,500 142.5631.6122 142.7010.6122125 2570 0.34 62,500 142.5631.6152 142.7010.6152150 2570 0.29 83,400 142.5631.62022 142.7010.6202200 3570 0.24 126,000 Time-Current Characteristics% of RatingOpening Time Min / Max (s)30-125A150-200A75– / –360,000 / ∞100360,000 / ∞– / –11014,400 / ∞– / –15090 / 3,600– / –2003 / 1001 / 153000.3 / 3– / –350– / –0.3 / 55000.1 / 1– / –600– / –0.1 / 1BF1 Fuses Rated 58VThis BF1 fuse is rated at 58V and offers a bolt-on fuse for high current wiring protection. Current rating 30A - 200A; with transparent housing material for easy detection of blown fuses.REV07272021Littelfuse® products are not designed for, and shall not be used for, any purpose (including, without limitation, automotive, military, aerospace, medical, life-saving, life-sustaining or nuclear facility applications, devices intended for surgical implant into the body, or any other application in which the failure or lack of desired operation of the product may result in personal injury, death, or property damage) other than those expressly set forth in applicable Littelfuse® product documentation. Warranties granted by Littelfuse® shall be deemed void for products used for any purpose not expressly set forth in applicable Littelfuse® documentation. Littelfuse® shall not be liable for any claims or damages arising out of products used in applications not expressly intended by Littelfuse® as set forth in applicable Littelfuse® documentation. The sale and use of Littelfuse® products is subject to Littelfuse Terms and Conditions of Sale, unless otherwise agreed by Littelfuse®.SpecificationsVoltage Rating: 58 VDCInterrupting Rating: 1000A @32 VDCRecommended Environmental Temperature: -40˚ to 125˚CTerminals Material: Tin plated copper alloyHousing Material: PET-GF33 (U.L. 94 Flammability rating – V0)Clear Housing Material: PES (U.L. 94 Flammability rating – V0)Mounting Torque M5: 4.5 Nm +/- 1Nm Mounting Torque M6: 6.0 Nm +/- 1NmRefers to: ISO 8820-5:2015, UL 248 Special Purpose FusesNote 1: Not UL rated Note 2: Short Circuit Protector onlyThe typical I2t is an average value calculated from the breaking capacity tests by using the melting time before the arcing occurs.Time-Current Characteristic Curves0.111010010001000010100100010000TIME [s]CURRENT [A]40A70A100A30A50A60A125A80A0.111010010001000010100100010000TIME [s]CURRENT [A]200A150A00.111010010001000010100100010000TIME [s]CURRENT [A]200A150Alittelfuse.com44High Current Fuses12163041.6M5: ø 5.5M6: ø 6.57.8 (30A-100A)8.0 (125A-200A)0.4 (30A-100A)0.6 (125A-200A)Typical Derating of Fuse Melting ElementTemperature Security Margin is 20%Please contact Littelfuse® for Details Regarding Derating Test Set-Up.REV07272021Littelfuse® products are not designed for, and shall not be used for, any purpose (including, without limitation, automotive, military, aerospace, medical, life-saving, life-sustaining or nuclear facility applications, devices intended for surgical implant into the body, or any other application in which the failure or lack of desired operation of the product may result in personal injury, death, or property damage) other than those expressly set forth in applicable Littelfuse® product documentation. Warranties granted by Littelfuse® shall be deemed void for products used for any purpose not expressly set forth in applicable Littelfuse® documentation. Littelfuse® shall not be liable for any claims or damages arising out of products used in applications not expressly intended by Littelfuse® as set forth in applicable Littelfuse® documentation. The sale and use of Littelfuse® products is subject to Littelfuse Terms and Conditions of Sale, unless otherwise agreed by Littelfuse®.WITH CURRENT TAB NAMES0102030405060708090100110120130140150-40-30-20-100102030405060708090100110120130140150160170180Max. Allowed Current Load [A]Ambient Temperature [°C]150A200AWITH CURRENT TAB NAMES0102030405060708090100110120130140150-40-30-20-100102030405060708090100110120130140150160170180Max. Allowed Current Load [A]Ambient Temperature [°C]30A40A50A60A70A80A100A125ATemperature Tablemax. allowed current load [A] at ambient temperature (typical derating)-40°C0°C20°C65°C85°C110°C125°C30A3030282421181640A4040403632272350A5050504641353060A6060605550423670A7070706861514580A80808074665649100A10010010090817061125A1251251251121018675150A11311311193847061200A12911811195867364BF1 Fuse Rated 58VDimensionsDimensions in mm for reference only. See outline drawing for dimensions and tolerances.BF1 2 Holes M5/M6BF1 No Holes versionsDerating curves may change depending on the final condition of the application(terminals characteristics, wire size etc..).Please ask Littelfuse for more information.Max Recommended EnvironmentalTemperatureMax Recommended EnvironmentalTemperature
https://www.littelfuse.com/~/media/automotive/datasheets/fuses/passenger-car-and-commercial-vehicle/bolt-down-fuses/littelfuse_bf1_58v_datasheet.pdf | fuses | littelfuse.com43High Current FusesOrdering InformationPart NumberRatingPackage SizeBolt SizeBolt Hole Qty142.5631.xxxx30 - 200500M52142.7010.xxxx30 - 200500M62142.0020.xxxx30 - 200500N/A0RatingsPart Number M5 Part Number M6Current Rating(A)Housing Material ColorTest Cable Size (mm2)Typ. Voltage Drop (mV)Typ.Cold Resistance(mΩ)Typ. I2t(A2s)142.5631.53021 142.7010.5302130 2.5105 2.70 5,100 142.5631.5402 142.7010.540240 490 1.56 6,800 142.5631.5502 142.7010.550250 680 1.03 6,900 142.5631.5602 142.7010.560260 675 0.75 16,200 142.5631.5702 142.7010.570270 1070 0.64 22,000 142.5631.5802 142.7010.580280 1070 0.55 25,600 142.5631.6102 142.7010.6002100 1670 0.44 42,500 142.5631.6122 142.7010.6122125 2570 0.34 62,500 142.5631.6152 142.7010.6152150 2570 0.29 83,400 142.5631.62022 142.7010.6202200 3570 0.24 126,000 Time-Current Characteristics% of RatingOpening Time Min / Max (s)30-125A150-200A75– / –360,000 / ∞100360,000 / ∞– / –11014,400 / ∞– / –15090 / 3,600– / –2003 / 1001 / 153000.3 / 3– / –350– / –0.3 / 55000.1 / 1– / –600– / –0.1 / 1BF1 Fuses Rated 58VThis BF1 fuse is rated at 58V and offers a bolt-on fuse for high current wiring protection. Current rating 30A - 200A; with transparent housing material for easy detection of blown fuses.REV07272021Littelfuse® products are not designed for, and shall not be used for, any purpose (including, without limitation, automotive, military, aerospace, medical, life-saving, life-sustaining or nuclear facility applications, devices intended for surgical implant into the body, or any other application in which the failure or lack of desired operation of the product may result in personal injury, death, or property damage) other than those expressly set forth in applicable Littelfuse® product documentation. Warranties granted by Littelfuse® shall be deemed void for products used for any purpose not expressly set forth in applicable Littelfuse® documentation. Littelfuse® shall not be liable for any claims or damages arising out of products used in applications not expressly intended by Littelfuse® as set forth in applicable Littelfuse® documentation. The sale and use of Littelfuse® products is subject to Littelfuse Terms and Conditions of Sale, unless otherwise agreed by Littelfuse®.SpecificationsVoltage Rating: 58 VDCInterrupting Rating: 1000A @32 VDCRecommended Environmental Temperature: -40˚ to 125˚CTerminals Material: Tin plated copper alloyHousing Material: PET-GF33 (U.L. 94 Flammability rating – V0)Clear Housing Material: PES (U.L. 94 Flammability rating – V0)Mounting Torque M5: 4.5 Nm +/- 1Nm Mounting Torque M6: 6.0 Nm +/- 1NmRefers to: ISO 8820-5:2015, UL 248 Special Purpose FusesNote 1: Not UL rated Note 2: Short Circuit Protector onlyThe typical I2t is an average value calculated from the breaking capacity tests by using the melting time before the arcing occurs.Time-Current Characteristic Curves0.111010010001000010100100010000TIME [s]CURRENT [A]40A70A100A30A50A60A125A80A0.111010010001000010100100010000TIME [s]CURRENT [A]200A150A00.111010010001000010100100010000TIME [s]CURRENT [A]200A150Alittelfuse.com44High Current Fuses12163041.6M5: ø 5.5M6: ø 6.57.8 (30A-100A)8.0 (125A-200A)0.4 (30A-100A)0.6 (125A-200A)Typical Derating of Fuse Melting ElementTemperature Security Margin is 20%Please contact Littelfuse® for Details Regarding Derating Test Set-Up.REV07272021Littelfuse® products are not designed for, and shall not be used for, any purpose (including, without limitation, automotive, military, aerospace, medical, life-saving, life-sustaining or nuclear facility applications, devices intended for surgical implant into the body, or any other application in which the failure or lack of desired operation of the product may result in personal injury, death, or property damage) other than those expressly set forth in applicable Littelfuse® product documentation. Warranties granted by Littelfuse® shall be deemed void for products used for any purpose not expressly set forth in applicable Littelfuse® documentation. Littelfuse® shall not be liable for any claims or damages arising out of products used in applications not expressly intended by Littelfuse® as set forth in applicable Littelfuse® documentation. The sale and use of Littelfuse® products is subject to Littelfuse Terms and Conditions of Sale, unless otherwise agreed by Littelfuse®.WITH CURRENT TAB NAMES0102030405060708090100110120130140150-40-30-20-100102030405060708090100110120130140150160170180Max. Allowed Current Load [A]Ambient Temperature [°C]150A200AWITH CURRENT TAB NAMES0102030405060708090100110120130140150-40-30-20-100102030405060708090100110120130140150160170180Max. Allowed Current Load [A]Ambient Temperature [°C]30A40A50A60A70A80A100A125ATemperature Tablemax. allowed current load [A] at ambient temperature (typical derating)-40°C0°C20°C65°C85°C110°C125°C30A3030282421181640A4040403632272350A5050504641353060A6060605550423670A7070706861514580A80808074665649100A10010010090817061125A1251251251121018675150A11311311193847061200A12911811195867364BF1 Fuse Rated 58VDimensionsDimensions in mm for reference only. See outline drawing for dimensions and tolerances.BF1 2 Holes M5/M6BF1 No Holes versionsDerating curves may change depending on the final condition of the application(terminals characteristics, wire size etc..).Please ask Littelfuse for more information.Max Recommended EnvironmentalTemperatureMax Recommended EnvironmentalTemperature
https://www.littelfuse.com/media?resourcetype=datasheets&itemid=533cd5cc-956c-4243-867f-6ab5a62f6ba1&filename=littelfuse_fuse_451_453_datasheet.pdf | fuses | Fuse Datasheet© 2023 Littelfuse, Inc.Specifications are subject to change without notice.Revised: GD. 09/18/231451/453 Series Very Fast-Acting FuseDescriptionThe Nano2® SMF Fuse is a very small, Wire-in-Air (WIA) square shape surface mount fuse that was designed for secondary side circuit over-current protection applications. These fuses are designed for PCB using surface mount technology.Agency ApprovalsAgencyAgency File NumberAmpere RangeE104806.3A - 20A298620.062A - 15AJ504467311A, 1.25A, 2A, 2.5A, 3.15A, 4A, 5A, 7A, 8A, 10A, 12A, 20APSENBK030205-E10480ANBK030205-E10480BNBK101105-E1846551A-1.6A2A-5A6.3A - 10AE104800.062A - 5ANA1A, 1.25A, 2A, 2.5A, 3.15A, 4A, 5A, 7A, 8A, 10A, 12A, 20ANA1A, 1.25A, 2A, 2.5A, 3.15A, 4A, 5A, 7A, 8A, 10A, 12A, 20AElectrical Characteristics for SeriesFeatures & Benefits ■ Very fast-acting ■ Small size ■ Wide range of current rating available (0.062A to 20A) ■ Wide operating temperature range ■ RoHS compliant and Halogen Free ■ UL Listed and Recognized to UL/CSA/NMX UL 248-1 and UL/CSA/NMX UL 248-14 (see Agency Approvals) ■ Conforms to DENAN’s Appendix 3 ■ Conforms to IEC/EN 60127-1 and IEC/EN 60127-7% of Ampere RatingAmpere RatingOpening Time100%0.062 – 204 hours, Minimum200%0.062 – 105 sec., Maximum12 – 2020 sec., MaximumRoHSPSEApplications ■ Notebook PC ■ LCD/PDP TV ■ LCD monitor ■ LCD/PDP panel ■ LCD backlight inverter ■ Portable DVD player ■ Power supply ■ Networking ■ PC server ■ Cooling fan system ■ Storage system ■ Telecom system ■ Wireless basestation ■ White goods ■ Game console ■ Office Automation equipment ■ Battery charging circuit protection ■ Industrial equipmentResources451 SeriesAccessories451 SeriesSamples451 SeriesAdditional InformationResources453 SeriesAccessories453 SeriesSamples453 SeriesFuse Datasheet© 2023 Littelfuse, Inc.Specifications are subject to change without notice.Revised: GD. 09/18/232451/453 Series Very Fast-Acting FuseElectrical Specifications by ItemAmpere Rating(A)Amp CodeMaxVoltage Rating (V)InterruptingRatingNominal Cold Resistance (Ohms)Nominal Melting I2t (A2sec)Agency ApprovalsPSE.062.06212550A @125VAC/VDC300A @32VDCPSE: 100A @100VAC5.50000.00019-x-x--x.080.0801254.05000.00033-x-x--x.100.1001253.10000.00138-x-x--x.125.1251251.70000.00286-x-x--x.160.1601251.21570.0048-x-x--x.200.2001250.83720.0089-x-x--x.250.2501250.57650.0158-x-x--x.315.3151250.39180.0311-x-x--x.375.3751250.45410.0442-x-x--x.400.4001250.42330.0551-x-x--x.500.5001250.30460.0824-x-x--x.630.6301250.20220.1381-x-x--x.750.7501250.14440.2143-x-x--x.800.8001250.13550.2654-x-x--x1.00001.1250.07800.6029-xxxxxx1.251.251250.07800.664-xxxxxx1.5001.51250.06300.853-xxx--x1.6001.61250.05801.060-xxx--x2.00002.12550A @125VAC/VDC10,000A @75VDC300A @32VDCPSE: 100A @100VAC0.03670.530-xxxxxx2.5002.51250.02861.029-xxxxxx3.00003.1250.02271.650-xxx--x3.153.151250.02151.920-xxxxxx3.5003.51250.02002.469-xxx--x4.00004.1250.01603.152-xxxxxx5.00005.1250.01255.566-xxxxxx6.3006.312550A @125VAC/VDC 400A @32VDCPSE: 100A @100VAC0.00969.170xxx---x7.00007.1250.009010.32xxx-xxx8.00008.1250.007720.23xxx-xxx10.0010.12535A @125 VAC/50A @125 VDC400A @32 VDCPSE: 100A @100VAC0.005626.46xxx-xxx12.0012.65150A @65VDC100A @65VAC400A @32VDC0.004947.97xx--xxx15.0015.650.003797.82xx----x20.0020.650.00244154x---xxxNotes: - l2t calculated at 8ms. - Resistance is measured at 10% of rated current, 25ºCFuse Datasheet© 2023 Littelfuse, Inc.Specifications are subject to change without notice.Revised: GD. 09/18/233451/453 Series Very Fast-Acting Fuse0.0010.010.11101000.010.1110100100010000TIME IN SECONDSCURRENT IN AMPSFast Acting Series TC Curve 8A10A12A5A6.3A7A15A3.5A3.15A3A4A2.5A2A1.5A1.25A1A800mA750mA630mA500mA375mA400mA315mA250mA200mA100mA125mA160mA80mA62mA1.6A20AAverage Time Current CurvesReflow ConditionPb – Free assemblyPre Heat- Temperature Min (Ts(min))150°C - Temperature Max (Ts(max))200°C- Time (Min to Max) (ts)60 – 180 secsAverage ramp up rate (Liquidus Temp (TL) to peak 5°C/second max.TS(max) to TL - Ramp-up Rate5°C/second max.Reflow- Temperature (TL) (Liquidus)217°C - Temperature (tL)60 – 150 secondsPeak Temperature (TP)260+0/–5 °CTime within 5°C of actual peak Temperature (tp)20 – 40 secondsRamp-down Rate5°C/second max.Time 25°C to peak Temperature (TP)8 minutes max.Do not exceed260°CSoldering ParametersTemperature Re-rating CurveNote:1. Rerating depicted in this curve is in addition to the standard derating of 25% for continuous operation.Wave Soldering Parameters260°C Peak Temperature, 10 seconds max.TimeTemperatureTPTLTS(max)TS(min)25tPtLtStime to peak temperature(t 25ºC to peak)Ramp-downRamp-upPreheatCritical ZoneTL to TPFuse Datasheet© 2023 Littelfuse, Inc.Specifications are subject to change without notice.Revised: GD. 09/18/234451/453 Series Very Fast-Acting FuseMaterialsBody: CeramicTerminations:Gold-Plated Caps / Sn-dipped Silver Plated Caps (451 RoHS/HF series)Silver-plated Caps (451MR RoHS ratings below 375mA and 453 RoHS Series)Product MarkingBrand, Ampere RatingOperating Temperature–55°C to 125°CMoisture Sensitivity LevelLevel 1, J-STD-020SolderabilityMIL-STD-202, Method 208Insulation Resistance (after Opening)MIL-STD-202, Method 302, Test Condition A (10,000 ohms minimum)Thermal ShockMIL-STD-202, Method 107, Test Condition B, 5 cycles, -65°C / +125°C, 15 minutes @ each extremeMechanical ShockMIL-STD-202, Method 213, Test I: Deenergized. 100G’s pk amplitude, sawtooth wave 6ms duration, 3 cycles XYZ+xyz = 18 shocksVibrationMIL-STD-202, Method 201: 0.03” amplitude, 10-55 Hz in 1 min. 2hrs each XYZ=6hrsMoisture ResistanceMIL-STD-202, Method 106, 10 cyclesSalt SprayMIL-STD-202, Method 101, Test Condition B (48hrs)Resistance to Soldering HeatMIL-STD-202, Method 210, Test condition B (10 sec at 260°C)Product CharacteristicsDimensions mm (inches)PackagingPart Numbering System6.86(.270")3.15(.124")2.95(.116")1.96(.077")2.69 ± .25(.106")2.69 ± .25(.106")1.45(.057")6.10 ± .20(.240")Recommended pad layoutF7 APackaging OptionPackaging SpecificationQuantityQuantity & Packaging Code12mm Tape and ReelEIA RS-481-2 (IEC 286, part 3)5000NR12mm Tape and ReelEIA RS-481-2 (IEC 286, part 3)1000MR0451 001. M R LSeriesAmp CodeQuantity codePackaging codeRefer to Electrical characteristics tableM = 1000 pcsN = 5000 pcsR = Tape and ReelL-RoHS Compliant & Halogen Free (Gold Plated Caps)451 = Gold / Sn-dipped Silver Plated Caps453 = Silver Plated CapsNote: “L” suffix applies to 451 series only- 453 series is available only as RoHS compliant version and does not require “L” suffix. Please do not include “L” suffix within 453 series ordering instructions.SN-RoHS Compliant & Halogen Free (Sn-dipped Caps)Disclaimer Notice - Littelfuse products are not designed for, and shall not be used for, any purpose (including, without limitation, automotive, military, aerospace, medical, life-saving, life-sustaining or nuclear facility applications, devices intended for surgical implant into the body, or any other application in which the failure or lack of desired operation of the product may result in personal injury, death, or property damage) other than those expressly set forth in applicable Littelfuse product documentation. Warranties granted by Littelfuse shall be deemed void for products used for any purpose not expressly set forth in applicable Littelfuse documentation. Littelfuse shall not be liable for any claims or damages arising out of products used in applications not expressly intended by Littelfuse as set forth in applicable Littelfuse documentation. The sale and use of Littelfuse products is subject to Littelfuse Terms and Conditions of Sale, unless otherwise agreed by Littelfuse. Information furnished is believed to be accurate and reliable. However, users should independently evaluate the suitability of and test each product selected for their own applications. Littelfuse products are not designed for, and may not be used in, all applications. Read complete Disclaimer Notice at www.littelfuse.com/disclaimer-electronics.
https://www.littelfuse.com/media?resourcetype=datasheets&itemid=63f61b85-5fc5-4f00-9ca9-8d59a6252d71&filename=littelfuse_fuse_154_154t_154l_154tl_datasheet.pdf | fuses | © 2020 Littelfuse, Inc.Specifications are subject to change without notice.Revised: 09/16/20NANO2® > 154 OMNI-BLOK® Fuse and Holder CombinationSurface Mount Fuses154/154T/154L/154TL Series OMNI-BLOK® Fuse and Holder AssemblyDescriptionThe RoHS compliant 154 Series OMNI-BLOK® Fuse and Holder Assembly offers a solution for efficient installation and easy replacement of miniature Nano2® surface mount fuses. Offered in a tape and reel package, this fuse and holder combination can be installed on a PC board as an efficient single step. Fuse replacement can be accomplished without exposing the PC board to the detrimental effects of solder heat.The fuse holder unit may be sold as a stand-alone item, shipped in bulk quantity using part number 01550900M and also pre-packaged in tape and reel cartridges using part number 01550900DR.Agency ApprovalsAgencyAgency File NumberAmpere RangeE147210.062A - 10A+ 0.375A - 7A++PSENBK030205-E10480ANBK030205-E10480BNBK101105-E184655NBK030205-E10480B1A - 1.6A+2A - 5A+6.3A - 10A+1A - 5A++FeaturesRoHSPSE• Easy fuse replacement • Miniature size• RoHS-compliant and Halogen-free• Very Fast-Acting and Time-Lag options available• Holder sized to fit a range of Nano2® type fuses• Wide range of current ratings available - Fast-Acting Fuses: 62mA - 10A - Slo-Blo Fuses: 375mA - 5A• Wide operating temperature range• Heat-resistant fuseholder, UL94 V-0• 260°C reflow capable fuseholder • Recognized to UL/CSA/NMX 248-1, UL/CSA/NMX 248-14 and UL/CSA/NMX 4248-1.Ordering Information Catalog NumberAmpere Rating (A)Amp CodeFuse Furnished*154.0620.0620.062453.062154.080.080.08453.08154.10.10.1453.1154.1250.1250.125453.125154.160.160.16453.16154.20.20.2453.2154.250.250.25453.25154.3150.3150.315453.315154.3750.3750.375453.375154.40.40.4453.4154.50.50.5453.5154.630.630.63453.63154.750.750.75453.75154.80.80.8453.8154001.011.0453001.01541.251.251.254531.2515401.51.51.545301.515401.61.61.645301.6154002.022.0453002.015402.52.52.545302.5154003.033.0453003.01543.153.153.154533.1515403.53.53.545303.5154004.044.0453004.0154005.055.0453005.015406.36.306.345306.3154007.077.0453007.0154008.088.0453008.0154010.01010.0453010.0With Very Fast-Acting Fuse InstalledCatalog NumberAmpere Rating (A)Amp CodeFuse Furnished*154.375 T0.3750.375454.375154.5 T0.50.5454.5154.75 T0.750.75454.75154001.0 T11.0454001.015401.5 T1.51.545401.5154002.0 T22.0454002.015402.5 T2.52.545402.5154003.0 T33.0454003.015403.5 T3.53.545403.5154004.0 T44.0454004.0154005.0 T55.0454005.0154007.0 T77.0454007.0With Slo-Blo® Fuse Installed* The 453 and 454 Series fuses identified above have silver-plated end caps, designed to accommodate solder reflow processes: For 453 Series fuse replacement, either 451, 453 or 448 Series may be used.For 454 Series fuse replacement, either 452, 454 or 449 Series may be used.For detailed operating characteristic and performance information for each of the fuse series mentioned above, please refer to their respective data available online at www.littelfuse.com.** 155900 is UL Recognized for the US and Canadian market. It is rated 125V, 10A.154/154T (Tan color holder like shown in this image)154L/154TL (Black color holder)+ Fast-acting Fuse++ Slo-Blo(R) FuseDatasheetAdditional InformationSamplesResources© 2020 Littelfuse, Inc.Specifications are subject to change without notice.Revised: 09/16/20NANO2® > 154 OMNI-BLOK® Fuse and Holder CombinationSurface Mount FusesLF7 ALF3.81(.150")2.13(.084")REF.10.62(.418")4.24(.167")9.73(.383") REF.3.81(.150")5.03(.198")155FUSERecommended Pad LayoutDimensionsPackagingPackaging OptionPackaging SpecificationQuantityQuantity & Packaging CodeReel PackEIA RS–481–2 (IEC 60286-3, part 3)1500DRSoldering ParametersTimeTemperatureTPTLTS(max)TS(min)25tPtLtStime to peak temperature(t 25ºC to peak)Ramp-downRamp-upPreheatCritical ZoneTL to TPPart Numbering SystemExample:1.5 amp Fast-acting product is 015401.5DR.1.5 amp Time-lag product is 015401.5DRT.(1 amp product shown above).0154 001. D R T LSeriesAMP CodeQuantity CodePackaging CodeRefer to Ordering information section on previous page.D = 1500 pcsR = Tape and ReelType Code“L” suffix for Black Color Holder“G” suffix for 451L (Au-Plated Caps)T = Time-Lag (Slo-Blo®)Reflow ConditionPb – Free assemblyPre Heat- Temperature Min (Ts(min))150°C - Temperature Max (Ts(max))200°C- Time (Min to Max) (ts)60 - 180 secondsAverage Ramp-up Rate (Liquidus Temp (TL) to peak)5°C/second max.TS(max) to TL - Ramp-up Rate5°C/second max.Reflow- Temperature (TL) (Liquidus)217°C - Temperature (tL)60 - 150 secondsPeak Temperature (TP)260+0/–5 °CTime within 5°C of actual peak Temperature (tp)20 – 40 secondsRamp-down Rate5°C/second max.Time 25°C to peak Temperature (TP)8 minutes max.Do not exceed260°CProduct CharacteristicsOperating Temperature-55ºC to 125ºCDisclaimer Notice - Information furnished is believed to be accurate and reliable. However, users should independently evaluate the suitability of and test each product selected for their own applications. Littelfuse products are not designed for, and may not be used in, all applications. Read complete Disclaimer Notice at: www.littelfuse.com/disclaimer-electronics.
https://www.littelfuse.com/media?resourcetype=datasheets&itemid=63f61b85-5fc5-4f00-9ca9-8d59a6252d71&filename=littelfuse_fuse_154_154t_154l_154tl_datasheet.pdf | fuses | © 2020 Littelfuse, Inc.Specifications are subject to change without notice.Revised: 09/16/20NANO2® > 154 OMNI-BLOK® Fuse and Holder CombinationSurface Mount Fuses154/154T/154L/154TL Series OMNI-BLOK® Fuse and Holder AssemblyDescriptionThe RoHS compliant 154 Series OMNI-BLOK® Fuse and Holder Assembly offers a solution for efficient installation and easy replacement of miniature Nano2® surface mount fuses. Offered in a tape and reel package, this fuse and holder combination can be installed on a PC board as an efficient single step. Fuse replacement can be accomplished without exposing the PC board to the detrimental effects of solder heat.The fuse holder unit may be sold as a stand-alone item, shipped in bulk quantity using part number 01550900M and also pre-packaged in tape and reel cartridges using part number 01550900DR.Agency ApprovalsAgencyAgency File NumberAmpere RangeE147210.062A - 10A+ 0.375A - 7A++PSENBK030205-E10480ANBK030205-E10480BNBK101105-E184655NBK030205-E10480B1A - 1.6A+2A - 5A+6.3A - 10A+1A - 5A++FeaturesRoHSPSE• Easy fuse replacement • Miniature size• RoHS-compliant and Halogen-free• Very Fast-Acting and Time-Lag options available• Holder sized to fit a range of Nano2® type fuses• Wide range of current ratings available - Fast-Acting Fuses: 62mA - 10A - Slo-Blo Fuses: 375mA - 5A• Wide operating temperature range• Heat-resistant fuseholder, UL94 V-0• 260°C reflow capable fuseholder • Recognized to UL/CSA/NMX 248-1, UL/CSA/NMX 248-14 and UL/CSA/NMX 4248-1.Ordering Information Catalog NumberAmpere Rating (A)Amp CodeFuse Furnished*154.0620.0620.062453.062154.080.080.08453.08154.10.10.1453.1154.1250.1250.125453.125154.160.160.16453.16154.20.20.2453.2154.250.250.25453.25154.3150.3150.315453.315154.3750.3750.375453.375154.40.40.4453.4154.50.50.5453.5154.630.630.63453.63154.750.750.75453.75154.80.80.8453.8154001.011.0453001.01541.251.251.254531.2515401.51.51.545301.515401.61.61.645301.6154002.022.0453002.015402.52.52.545302.5154003.033.0453003.01543.153.153.154533.1515403.53.53.545303.5154004.044.0453004.0154005.055.0453005.015406.36.306.345306.3154007.077.0453007.0154008.088.0453008.0154010.01010.0453010.0With Very Fast-Acting Fuse InstalledCatalog NumberAmpere Rating (A)Amp CodeFuse Furnished*154.375 T0.3750.375454.375154.5 T0.50.5454.5154.75 T0.750.75454.75154001.0 T11.0454001.015401.5 T1.51.545401.5154002.0 T22.0454002.015402.5 T2.52.545402.5154003.0 T33.0454003.015403.5 T3.53.545403.5154004.0 T44.0454004.0154005.0 T55.0454005.0154007.0 T77.0454007.0With Slo-Blo® Fuse Installed* The 453 and 454 Series fuses identified above have silver-plated end caps, designed to accommodate solder reflow processes: For 453 Series fuse replacement, either 451, 453 or 448 Series may be used.For 454 Series fuse replacement, either 452, 454 or 449 Series may be used.For detailed operating characteristic and performance information for each of the fuse series mentioned above, please refer to their respective data available online at www.littelfuse.com.** 155900 is UL Recognized for the US and Canadian market. It is rated 125V, 10A.154/154T (Tan color holder like shown in this image)154L/154TL (Black color holder)+ Fast-acting Fuse++ Slo-Blo(R) FuseDatasheetAdditional InformationSamplesResources© 2020 Littelfuse, Inc.Specifications are subject to change without notice.Revised: 09/16/20NANO2® > 154 OMNI-BLOK® Fuse and Holder CombinationSurface Mount FusesLF7 ALF3.81(.150")2.13(.084")REF.10.62(.418")4.24(.167")9.73(.383") REF.3.81(.150")5.03(.198")155FUSERecommended Pad LayoutDimensionsPackagingPackaging OptionPackaging SpecificationQuantityQuantity & Packaging CodeReel PackEIA RS–481–2 (IEC 60286-3, part 3)1500DRSoldering ParametersTimeTemperatureTPTLTS(max)TS(min)25tPtLtStime to peak temperature(t 25ºC to peak)Ramp-downRamp-upPreheatCritical ZoneTL to TPPart Numbering SystemExample:1.5 amp Fast-acting product is 015401.5DR.1.5 amp Time-lag product is 015401.5DRT.(1 amp product shown above).0154 001. D R T LSeriesAMP CodeQuantity CodePackaging CodeRefer to Ordering information section on previous page.D = 1500 pcsR = Tape and ReelType Code“L” suffix for Black Color Holder“G” suffix for 451L (Au-Plated Caps)T = Time-Lag (Slo-Blo®)Reflow ConditionPb – Free assemblyPre Heat- Temperature Min (Ts(min))150°C - Temperature Max (Ts(max))200°C- Time (Min to Max) (ts)60 - 180 secondsAverage Ramp-up Rate (Liquidus Temp (TL) to peak)5°C/second max.TS(max) to TL - Ramp-up Rate5°C/second max.Reflow- Temperature (TL) (Liquidus)217°C - Temperature (tL)60 - 150 secondsPeak Temperature (TP)260+0/–5 °CTime within 5°C of actual peak Temperature (tp)20 – 40 secondsRamp-down Rate5°C/second max.Time 25°C to peak Temperature (TP)8 minutes max.Do not exceed260°CProduct CharacteristicsOperating Temperature-55ºC to 125ºCDisclaimer Notice - Information furnished is believed to be accurate and reliable. However, users should independently evaluate the suitability of and test each product selected for their own applications. Littelfuse products are not designed for, and may not be used in, all applications. Read complete Disclaimer Notice at: www.littelfuse.com/disclaimer-electronics.
https://www.littelfuse.com/media?resourcetype=datasheets&itemid=5688ddaa-f0db-4dd2-936d-4e678e1f8f31&filename=littelfuse_fuse_505_datasheet.pdf | fuses | Axial Lead & Cartridge Fuses Datasheet© 2023 Littelfuse, Inc.Specifications are subject to change without notice.Revised: GD. 10/16/231505 SeriesLead-free 3AB, Fast-Acting FusePbRoHSThe 505 Series is a 500VAC/VDC rated ceramic fuse with a 20,000A interrupting rating in a compact 6.3 x 32mm package. Suitable for circuit protection in high energy applications.Agency ApprovalsAgencyAgency File/Certificate NumberAmpere RangeE1048010A - 30ASE-S-2300703 10A - 12AT5026910801*15A - 30AJ50521465 **15A - 16AN/A10A - 30AFeatures & BenefitsApplicationsElectrical Characteristics for Series% of Ampere RatingAmpere RatingOpening Time150%10A - 30A30 minutes, Maximum200%30 minutes, Maximum300%10 seconds, Maximum ■ Available in cartridge and axial lead form and with various lead forming dimensions. ■ RoHS compliant and Lead-free ■ Interrupting rating of 20,000 Amperes ■ Compact form factor of 6.3mm x 32mm ■ Recognized to UL/CSA/NMX 248-1 and UL/CSA/NMX 248-14 ■ Conforms to EN 60127-1 and EN 60127-7 ■ Uninterruptible Power Supplies (UPS) ■ Three-Phase Power SuppliesAmp CodeAmpere Rating(A)Voltage Rating (V)InterruptingRatingNominal Cold Resistance (Ohms)Nominal Melting I2t (A2 sec)Agency Approvals010.1045020kA@450VAC1000A@250VDC0.016791xx-x010.*10500200A@500VAC200A@500VDC0.016791x--x012.1245020kA@450VAC1000A@250VDC0.0117192xx-x015.1550050kA@500VAC20kA@500VDC0.007368x-xx016.165000.007368x-xx020.2050030kA@500VAC20kA@500VDC0.0056140x-xx025.255000.0048210x-xx030.305000.0038280x-xxElectrical Characteristic Specifications by ItemNotes: 1. 20kA @ 500VAC and 20kA @ 500VDC interrupting rating available for TUV certification of 30A2. *200A @ 500VAC and 200A @ 500VDC interrupting rating available for 10A. Add suffix “500”. Example: 0505010.MX500P, and 0505010.MXE500P”Additional InformationFor recommended fuse accessories for this product series, see ‘Recommended Accessories’ section.DescriptionResourcesAccessoriesSamplesNotes: * Conforms to UL 248-1 and UL 248-14** Conformos to EN/IEC 60127-1 and EN/IEC 60127-7Axial Lead & Cartridge Fuses Datasheet© 2023 Littelfuse, Inc.Specifications are subject to change without notice.Revised: GD. 10/16/232505 SeriesLead-free 3AB, Fast-Acting Fuse0.0010.010.11101001000100000.010.1110100100012A15A20A25A30A16A10ATIME IN SECONDSCURRENT IN AMPERESSoldering Parameters - Wave SolderingDwell Time0204060801001201401601802002202402602803000102030405060708090100110120130140150160170180190200210220230240Time (Seconds)Temperature (°C) - Measured on bottom side of boardCooling TimePreheat TimeTemperature Re-rating CurveAverage Time Current CurvesWave ParameterLead-Free RecommendationPreheat:(Depends on Flux Activation Temperature)(Typical Industry Recommendation) Temperature Minimum:100° C Temperature Maximum:150°C Preheat Time:60-180 secondsSolder Pot Temperature:270°CSolder Dwell Time:10 seconds MaximumRecommended Hand-Solder Parameters:Solder Iron Temperature: 350°C +/- 5°C Heating Time: 5 seconds max.Note: These devices are not recommended for IR or Convection Reflow process.Recommended Process Parameters:Note: Rerating depicted in this curve is in addition to the standard derating of 25% for continuous operation.Axial Lead & Cartridge Fuses Datasheet© 2023 Littelfuse, Inc.Specifications are subject to change without notice.Revised: GD. 10/16/233505 SeriesLead-free 3AB, Fast-Acting FusePackaging OptionPackaging SpecificationQuantityQuantity & Packaging CodeReel Size505 SeriesBulkN/A1000MXN/ABulkN/A1000MXEN/ABulkN/A1000MX52LEN/ATubeN/A1500DXTN/APackagingProduct CharacteristicsMaterialsBody : CeramicCap : Nickel–plated brassLeads : Tin-plated CopperTerminal StrengthMIL-STD-202, Method 211, Test Condition ASolderabilityMIL-STD-202, Method 208Product Marking Cap1 : Brand logo, current and voltage ratingsCap2 : Series and agency approval marksOperating Temperature:–55ºC to 125ºC.Thermal Shock: MIL-STD-202, Method 107, Test Condition B (5 Cycles -65ºC to +125ºC).VibrationMIL-STD-202, Method 201HumidityMIL-STD-202, Method 103, Test Condition A: High relative humidity (95%) and elevated temp (40ºC) for 240 hoursSalt SprayMIL-STD-202, Method 101, Test Condition B0505 xxxx M X ESeriesQuantity CodeM = 1000Amp CodeRefer to Amp Code column ofElectrical Characteristics TableOption CodesE : Axial Leaded52LE : 52mm lengthOthers : special options. Please call Littelfuse for detail.Blank : CartridgeLead-FreePackaging CodeX = FillerPPart Numbering System505 000P Series(cartridge)505 000P Series(axial leaded)6.35±0.3 (.25")32.72±1.12(1.288")31.75±1.12(1.25")6.985±0.3 (.275")Axial Lead Diameter:0.81±0.05 (.032") for(10A - 16A)1.02±0.06 (.040") for(20A - 30A)Axial Lead Length:38.1±3.15 (1.50") TYP.52±1 (2.0") for long leadAxial Lead Material: Tin-coated copperDimensionsMeasurements displayed in millimeters (inches)Recommended AccessoriesAccessory TypeSeriesDescriptionMax Application VoltageMax Application AmperageHolder150322In-Line Fuseholder50015Block354Low Profile OMNI-BLOK® Fuse Block60030359High Current Screw Terminal Fuse Block 30Clip122High Current Traditional PC Board Fuse Clip 100030101Rivet/Eyelet Type Fuse Clip100015Notes: 1. Do not use in applications above rating. 2. Please refer to fuseholder data sheet for specific re-rating information.3. Please contact factory for applications greater than the max voltage and amperage shown.Disclaimer Notice - Information furnished is believed to be accurate and reliable. However, users should independently evaluate the suitability of and test each product selected for their own applications. Littelfuse products are not designed for, and may not be used in, all applications. Read complete Disclaimer Notice at: www.littelfuse.com/disclaimer-electronics.
https://www.littelfuse.com/media?resourcetype=datasheets&itemid=5688ddaa-f0db-4dd2-936d-4e678e1f8f31&filename=littelfuse_fuse_505_datasheet.pdf | fuses | Axial Lead & Cartridge Fuses Datasheet© 2023 Littelfuse, Inc.Specifications are subject to change without notice.Revised: GD. 10/16/231505 SeriesLead-free 3AB, Fast-Acting FusePbRoHSThe 505 Series is a 500VAC/VDC rated ceramic fuse with a 20,000A interrupting rating in a compact 6.3 x 32mm package. Suitable for circuit protection in high energy applications.Agency ApprovalsAgencyAgency File/Certificate NumberAmpere RangeE1048010A - 30ASE-S-2300703 10A - 12AT5026910801*15A - 30AJ50521465 **15A - 16AN/A10A - 30AFeatures & BenefitsApplicationsElectrical Characteristics for Series% of Ampere RatingAmpere RatingOpening Time150%10A - 30A30 minutes, Maximum200%30 minutes, Maximum300%10 seconds, Maximum ■ Available in cartridge and axial lead form and with various lead forming dimensions. ■ RoHS compliant and Lead-free ■ Interrupting rating of 20,000 Amperes ■ Compact form factor of 6.3mm x 32mm ■ Recognized to UL/CSA/NMX 248-1 and UL/CSA/NMX 248-14 ■ Conforms to EN 60127-1 and EN 60127-7 ■ Uninterruptible Power Supplies (UPS) ■ Three-Phase Power SuppliesAmp CodeAmpere Rating(A)Voltage Rating (V)InterruptingRatingNominal Cold Resistance (Ohms)Nominal Melting I2t (A2 sec)Agency Approvals010.1045020kA@450VAC1000A@250VDC0.016791xx-x010.*10500200A@500VAC200A@500VDC0.016791x--x012.1245020kA@450VAC1000A@250VDC0.0117192xx-x015.1550050kA@500VAC20kA@500VDC0.007368x-xx016.165000.007368x-xx020.2050030kA@500VAC20kA@500VDC0.0056140x-xx025.255000.0048210x-xx030.305000.0038280x-xxElectrical Characteristic Specifications by ItemNotes: 1. 20kA @ 500VAC and 20kA @ 500VDC interrupting rating available for TUV certification of 30A2. *200A @ 500VAC and 200A @ 500VDC interrupting rating available for 10A. Add suffix “500”. Example: 0505010.MX500P, and 0505010.MXE500P”Additional InformationFor recommended fuse accessories for this product series, see ‘Recommended Accessories’ section.DescriptionResourcesAccessoriesSamplesNotes: * Conforms to UL 248-1 and UL 248-14** Conformos to EN/IEC 60127-1 and EN/IEC 60127-7Axial Lead & Cartridge Fuses Datasheet© 2023 Littelfuse, Inc.Specifications are subject to change without notice.Revised: GD. 10/16/232505 SeriesLead-free 3AB, Fast-Acting Fuse0.0010.010.11101001000100000.010.1110100100012A15A20A25A30A16A10ATIME IN SECONDSCURRENT IN AMPERESSoldering Parameters - Wave SolderingDwell Time0204060801001201401601802002202402602803000102030405060708090100110120130140150160170180190200210220230240Time (Seconds)Temperature (°C) - Measured on bottom side of boardCooling TimePreheat TimeTemperature Re-rating CurveAverage Time Current CurvesWave ParameterLead-Free RecommendationPreheat:(Depends on Flux Activation Temperature)(Typical Industry Recommendation) Temperature Minimum:100° C Temperature Maximum:150°C Preheat Time:60-180 secondsSolder Pot Temperature:270°CSolder Dwell Time:10 seconds MaximumRecommended Hand-Solder Parameters:Solder Iron Temperature: 350°C +/- 5°C Heating Time: 5 seconds max.Note: These devices are not recommended for IR or Convection Reflow process.Recommended Process Parameters:Note: Rerating depicted in this curve is in addition to the standard derating of 25% for continuous operation.Axial Lead & Cartridge Fuses Datasheet© 2023 Littelfuse, Inc.Specifications are subject to change without notice.Revised: GD. 10/16/233505 SeriesLead-free 3AB, Fast-Acting FusePackaging OptionPackaging SpecificationQuantityQuantity & Packaging CodeReel Size505 SeriesBulkN/A1000MXN/ABulkN/A1000MXEN/ABulkN/A1000MX52LEN/ATubeN/A1500DXTN/APackagingProduct CharacteristicsMaterialsBody : CeramicCap : Nickel–plated brassLeads : Tin-plated CopperTerminal StrengthMIL-STD-202, Method 211, Test Condition ASolderabilityMIL-STD-202, Method 208Product Marking Cap1 : Brand logo, current and voltage ratingsCap2 : Series and agency approval marksOperating Temperature:–55ºC to 125ºC.Thermal Shock: MIL-STD-202, Method 107, Test Condition B (5 Cycles -65ºC to +125ºC).VibrationMIL-STD-202, Method 201HumidityMIL-STD-202, Method 103, Test Condition A: High relative humidity (95%) and elevated temp (40ºC) for 240 hoursSalt SprayMIL-STD-202, Method 101, Test Condition B0505 xxxx M X ESeriesQuantity CodeM = 1000Amp CodeRefer to Amp Code column ofElectrical Characteristics TableOption CodesE : Axial Leaded52LE : 52mm lengthOthers : special options. Please call Littelfuse for detail.Blank : CartridgeLead-FreePackaging CodeX = FillerPPart Numbering System505 000P Series(cartridge)505 000P Series(axial leaded)6.35±0.3 (.25")32.72±1.12(1.288")31.75±1.12(1.25")6.985±0.3 (.275")Axial Lead Diameter:0.81±0.05 (.032") for(10A - 16A)1.02±0.06 (.040") for(20A - 30A)Axial Lead Length:38.1±3.15 (1.50") TYP.52±1 (2.0") for long leadAxial Lead Material: Tin-coated copperDimensionsMeasurements displayed in millimeters (inches)Recommended AccessoriesAccessory TypeSeriesDescriptionMax Application VoltageMax Application AmperageHolder150322In-Line Fuseholder50015Block354Low Profile OMNI-BLOK® Fuse Block60030359High Current Screw Terminal Fuse Block 30Clip122High Current Traditional PC Board Fuse Clip 100030101Rivet/Eyelet Type Fuse Clip100015Notes: 1. Do not use in applications above rating. 2. Please refer to fuseholder data sheet for specific re-rating information.3. Please contact factory for applications greater than the max voltage and amperage shown.Disclaimer Notice - Information furnished is believed to be accurate and reliable. However, users should independently evaluate the suitability of and test each product selected for their own applications. Littelfuse products are not designed for, and may not be used in, all applications. Read complete Disclaimer Notice at: www.littelfuse.com/disclaimer-electronics.
https://www.littelfuse.com/media?resourcetype=datasheets&itemid=5688ddaa-f0db-4dd2-936d-4e678e1f8f31&filename=littelfuse_fuse_505_datasheet.pdf | fuses | Axial Lead & Cartridge Fuses Datasheet© 2023 Littelfuse, Inc.Specifications are subject to change without notice.Revised: GD. 10/16/231505 SeriesLead-free 3AB, Fast-Acting FusePbRoHSThe 505 Series is a 500VAC/VDC rated ceramic fuse with a 20,000A interrupting rating in a compact 6.3 x 32mm package. Suitable for circuit protection in high energy applications.Agency ApprovalsAgencyAgency File/Certificate NumberAmpere RangeE1048010A - 30ASE-S-2300703 10A - 12AT5026910801*15A - 30AJ50521465 **15A - 16AN/A10A - 30AFeatures & BenefitsApplicationsElectrical Characteristics for Series% of Ampere RatingAmpere RatingOpening Time150%10A - 30A30 minutes, Maximum200%30 minutes, Maximum300%10 seconds, Maximum ■ Available in cartridge and axial lead form and with various lead forming dimensions. ■ RoHS compliant and Lead-free ■ Interrupting rating of 20,000 Amperes ■ Compact form factor of 6.3mm x 32mm ■ Recognized to UL/CSA/NMX 248-1 and UL/CSA/NMX 248-14 ■ Conforms to EN 60127-1 and EN 60127-7 ■ Uninterruptible Power Supplies (UPS) ■ Three-Phase Power SuppliesAmp CodeAmpere Rating(A)Voltage Rating (V)InterruptingRatingNominal Cold Resistance (Ohms)Nominal Melting I2t (A2 sec)Agency Approvals010.1045020kA@450VAC1000A@250VDC0.016791xx-x010.*10500200A@500VAC200A@500VDC0.016791x--x012.1245020kA@450VAC1000A@250VDC0.0117192xx-x015.1550050kA@500VAC20kA@500VDC0.007368x-xx016.165000.007368x-xx020.2050030kA@500VAC20kA@500VDC0.0056140x-xx025.255000.0048210x-xx030.305000.0038280x-xxElectrical Characteristic Specifications by ItemNotes: 1. 20kA @ 500VAC and 20kA @ 500VDC interrupting rating available for TUV certification of 30A2. *200A @ 500VAC and 200A @ 500VDC interrupting rating available for 10A. Add suffix “500”. Example: 0505010.MX500P, and 0505010.MXE500P”Additional InformationFor recommended fuse accessories for this product series, see ‘Recommended Accessories’ section.DescriptionResourcesAccessoriesSamplesNotes: * Conforms to UL 248-1 and UL 248-14** Conformos to EN/IEC 60127-1 and EN/IEC 60127-7Axial Lead & Cartridge Fuses Datasheet© 2023 Littelfuse, Inc.Specifications are subject to change without notice.Revised: GD. 10/16/232505 SeriesLead-free 3AB, Fast-Acting Fuse0.0010.010.11101001000100000.010.1110100100012A15A20A25A30A16A10ATIME IN SECONDSCURRENT IN AMPERESSoldering Parameters - Wave SolderingDwell Time0204060801001201401601802002202402602803000102030405060708090100110120130140150160170180190200210220230240Time (Seconds)Temperature (°C) - Measured on bottom side of boardCooling TimePreheat TimeTemperature Re-rating CurveAverage Time Current CurvesWave ParameterLead-Free RecommendationPreheat:(Depends on Flux Activation Temperature)(Typical Industry Recommendation) Temperature Minimum:100° C Temperature Maximum:150°C Preheat Time:60-180 secondsSolder Pot Temperature:270°CSolder Dwell Time:10 seconds MaximumRecommended Hand-Solder Parameters:Solder Iron Temperature: 350°C +/- 5°C Heating Time: 5 seconds max.Note: These devices are not recommended for IR or Convection Reflow process.Recommended Process Parameters:Note: Rerating depicted in this curve is in addition to the standard derating of 25% for continuous operation.Axial Lead & Cartridge Fuses Datasheet© 2023 Littelfuse, Inc.Specifications are subject to change without notice.Revised: GD. 10/16/233505 SeriesLead-free 3AB, Fast-Acting FusePackaging OptionPackaging SpecificationQuantityQuantity & Packaging CodeReel Size505 SeriesBulkN/A1000MXN/ABulkN/A1000MXEN/ABulkN/A1000MX52LEN/ATubeN/A1500DXTN/APackagingProduct CharacteristicsMaterialsBody : CeramicCap : Nickel–plated brassLeads : Tin-plated CopperTerminal StrengthMIL-STD-202, Method 211, Test Condition ASolderabilityMIL-STD-202, Method 208Product Marking Cap1 : Brand logo, current and voltage ratingsCap2 : Series and agency approval marksOperating Temperature:–55ºC to 125ºC.Thermal Shock: MIL-STD-202, Method 107, Test Condition B (5 Cycles -65ºC to +125ºC).VibrationMIL-STD-202, Method 201HumidityMIL-STD-202, Method 103, Test Condition A: High relative humidity (95%) and elevated temp (40ºC) for 240 hoursSalt SprayMIL-STD-202, Method 101, Test Condition B0505 xxxx M X ESeriesQuantity CodeM = 1000Amp CodeRefer to Amp Code column ofElectrical Characteristics TableOption CodesE : Axial Leaded52LE : 52mm lengthOthers : special options. Please call Littelfuse for detail.Blank : CartridgeLead-FreePackaging CodeX = FillerPPart Numbering System505 000P Series(cartridge)505 000P Series(axial leaded)6.35±0.3 (.25")32.72±1.12(1.288")31.75±1.12(1.25")6.985±0.3 (.275")Axial Lead Diameter:0.81±0.05 (.032") for(10A - 16A)1.02±0.06 (.040") for(20A - 30A)Axial Lead Length:38.1±3.15 (1.50") TYP.52±1 (2.0") for long leadAxial Lead Material: Tin-coated copperDimensionsMeasurements displayed in millimeters (inches)Recommended AccessoriesAccessory TypeSeriesDescriptionMax Application VoltageMax Application AmperageHolder150322In-Line Fuseholder50015Block354Low Profile OMNI-BLOK® Fuse Block60030359High Current Screw Terminal Fuse Block 30Clip122High Current Traditional PC Board Fuse Clip 100030101Rivet/Eyelet Type Fuse Clip100015Notes: 1. Do not use in applications above rating. 2. Please refer to fuseholder data sheet for specific re-rating information.3. Please contact factory for applications greater than the max voltage and amperage shown.Disclaimer Notice - Information furnished is believed to be accurate and reliable. However, users should independently evaluate the suitability of and test each product selected for their own applications. Littelfuse products are not designed for, and may not be used in, all applications. Read complete Disclaimer Notice at: www.littelfuse.com/disclaimer-electronics.
https://www.littelfuse.com/media?resourcetype=datasheets&itemid=533cd5cc-956c-4243-867f-6ab5a62f6ba1&filename=littelfuse_fuse_451_453_datasheet.pdf | fuses | Fuse Datasheet© 2023 Littelfuse, Inc.Specifications are subject to change without notice.Revised: GD. 09/18/231451/453 Series Very Fast-Acting FuseDescriptionThe Nano2® SMF Fuse is a very small, Wire-in-Air (WIA) square shape surface mount fuse that was designed for secondary side circuit over-current protection applications. These fuses are designed for PCB using surface mount technology.Agency ApprovalsAgencyAgency File NumberAmpere RangeE104806.3A - 20A298620.062A - 15AJ504467311A, 1.25A, 2A, 2.5A, 3.15A, 4A, 5A, 7A, 8A, 10A, 12A, 20APSENBK030205-E10480ANBK030205-E10480BNBK101105-E1846551A-1.6A2A-5A6.3A - 10AE104800.062A - 5ANA1A, 1.25A, 2A, 2.5A, 3.15A, 4A, 5A, 7A, 8A, 10A, 12A, 20ANA1A, 1.25A, 2A, 2.5A, 3.15A, 4A, 5A, 7A, 8A, 10A, 12A, 20AElectrical Characteristics for SeriesFeatures & Benefits ■ Very fast-acting ■ Small size ■ Wide range of current rating available (0.062A to 20A) ■ Wide operating temperature range ■ RoHS compliant and Halogen Free ■ UL Listed and Recognized to UL/CSA/NMX UL 248-1 and UL/CSA/NMX UL 248-14 (see Agency Approvals) ■ Conforms to DENAN’s Appendix 3 ■ Conforms to IEC/EN 60127-1 and IEC/EN 60127-7% of Ampere RatingAmpere RatingOpening Time100%0.062 – 204 hours, Minimum200%0.062 – 105 sec., Maximum12 – 2020 sec., MaximumRoHSPSEApplications ■ Notebook PC ■ LCD/PDP TV ■ LCD monitor ■ LCD/PDP panel ■ LCD backlight inverter ■ Portable DVD player ■ Power supply ■ Networking ■ PC server ■ Cooling fan system ■ Storage system ■ Telecom system ■ Wireless basestation ■ White goods ■ Game console ■ Office Automation equipment ■ Battery charging circuit protection ■ Industrial equipmentResources451 SeriesAccessories451 SeriesSamples451 SeriesAdditional InformationResources453 SeriesAccessories453 SeriesSamples453 SeriesFuse Datasheet© 2023 Littelfuse, Inc.Specifications are subject to change without notice.Revised: GD. 09/18/232451/453 Series Very Fast-Acting FuseElectrical Specifications by ItemAmpere Rating(A)Amp CodeMaxVoltage Rating (V)InterruptingRatingNominal Cold Resistance (Ohms)Nominal Melting I2t (A2sec)Agency ApprovalsPSE.062.06212550A @125VAC/VDC300A @32VDCPSE: 100A @100VAC5.50000.00019-x-x--x.080.0801254.05000.00033-x-x--x.100.1001253.10000.00138-x-x--x.125.1251251.70000.00286-x-x--x.160.1601251.21570.0048-x-x--x.200.2001250.83720.0089-x-x--x.250.2501250.57650.0158-x-x--x.315.3151250.39180.0311-x-x--x.375.3751250.45410.0442-x-x--x.400.4001250.42330.0551-x-x--x.500.5001250.30460.0824-x-x--x.630.6301250.20220.1381-x-x--x.750.7501250.14440.2143-x-x--x.800.8001250.13550.2654-x-x--x1.00001.1250.07800.6029-xxxxxx1.251.251250.07800.664-xxxxxx1.5001.51250.06300.853-xxx--x1.6001.61250.05801.060-xxx--x2.00002.12550A @125VAC/VDC10,000A @75VDC300A @32VDCPSE: 100A @100VAC0.03670.530-xxxxxx2.5002.51250.02861.029-xxxxxx3.00003.1250.02271.650-xxx--x3.153.151250.02151.920-xxxxxx3.5003.51250.02002.469-xxx--x4.00004.1250.01603.152-xxxxxx5.00005.1250.01255.566-xxxxxx6.3006.312550A @125VAC/VDC 400A @32VDCPSE: 100A @100VAC0.00969.170xxx---x7.00007.1250.009010.32xxx-xxx8.00008.1250.007720.23xxx-xxx10.0010.12535A @125 VAC/50A @125 VDC400A @32 VDCPSE: 100A @100VAC0.005626.46xxx-xxx12.0012.65150A @65VDC100A @65VAC400A @32VDC0.004947.97xx--xxx15.0015.650.003797.82xx----x20.0020.650.00244154x---xxxNotes: - l2t calculated at 8ms. - Resistance is measured at 10% of rated current, 25ºCFuse Datasheet© 2023 Littelfuse, Inc.Specifications are subject to change without notice.Revised: GD. 09/18/233451/453 Series Very Fast-Acting Fuse0.0010.010.11101000.010.1110100100010000TIME IN SECONDSCURRENT IN AMPSFast Acting Series TC Curve 8A10A12A5A6.3A7A15A3.5A3.15A3A4A2.5A2A1.5A1.25A1A800mA750mA630mA500mA375mA400mA315mA250mA200mA100mA125mA160mA80mA62mA1.6A20AAverage Time Current CurvesReflow ConditionPb – Free assemblyPre Heat- Temperature Min (Ts(min))150°C - Temperature Max (Ts(max))200°C- Time (Min to Max) (ts)60 – 180 secsAverage ramp up rate (Liquidus Temp (TL) to peak 5°C/second max.TS(max) to TL - Ramp-up Rate5°C/second max.Reflow- Temperature (TL) (Liquidus)217°C - Temperature (tL)60 – 150 secondsPeak Temperature (TP)260+0/–5 °CTime within 5°C of actual peak Temperature (tp)20 – 40 secondsRamp-down Rate5°C/second max.Time 25°C to peak Temperature (TP)8 minutes max.Do not exceed260°CSoldering ParametersTemperature Re-rating CurveNote:1. Rerating depicted in this curve is in addition to the standard derating of 25% for continuous operation.Wave Soldering Parameters260°C Peak Temperature, 10 seconds max.TimeTemperatureTPTLTS(max)TS(min)25tPtLtStime to peak temperature(t 25ºC to peak)Ramp-downRamp-upPreheatCritical ZoneTL to TPFuse Datasheet© 2023 Littelfuse, Inc.Specifications are subject to change without notice.Revised: GD. 09/18/234451/453 Series Very Fast-Acting FuseMaterialsBody: CeramicTerminations:Gold-Plated Caps / Sn-dipped Silver Plated Caps (451 RoHS/HF series)Silver-plated Caps (451MR RoHS ratings below 375mA and 453 RoHS Series)Product MarkingBrand, Ampere RatingOperating Temperature–55°C to 125°CMoisture Sensitivity LevelLevel 1, J-STD-020SolderabilityMIL-STD-202, Method 208Insulation Resistance (after Opening)MIL-STD-202, Method 302, Test Condition A (10,000 ohms minimum)Thermal ShockMIL-STD-202, Method 107, Test Condition B, 5 cycles, -65°C / +125°C, 15 minutes @ each extremeMechanical ShockMIL-STD-202, Method 213, Test I: Deenergized. 100G’s pk amplitude, sawtooth wave 6ms duration, 3 cycles XYZ+xyz = 18 shocksVibrationMIL-STD-202, Method 201: 0.03” amplitude, 10-55 Hz in 1 min. 2hrs each XYZ=6hrsMoisture ResistanceMIL-STD-202, Method 106, 10 cyclesSalt SprayMIL-STD-202, Method 101, Test Condition B (48hrs)Resistance to Soldering HeatMIL-STD-202, Method 210, Test condition B (10 sec at 260°C)Product CharacteristicsDimensions mm (inches)PackagingPart Numbering System6.86(.270")3.15(.124")2.95(.116")1.96(.077")2.69 ± .25(.106")2.69 ± .25(.106")1.45(.057")6.10 ± .20(.240")Recommended pad layoutF7 APackaging OptionPackaging SpecificationQuantityQuantity & Packaging Code12mm Tape and ReelEIA RS-481-2 (IEC 286, part 3)5000NR12mm Tape and ReelEIA RS-481-2 (IEC 286, part 3)1000MR0451 001. M R LSeriesAmp CodeQuantity codePackaging codeRefer to Electrical characteristics tableM = 1000 pcsN = 5000 pcsR = Tape and ReelL-RoHS Compliant & Halogen Free (Gold Plated Caps)451 = Gold / Sn-dipped Silver Plated Caps453 = Silver Plated CapsNote: “L” suffix applies to 451 series only- 453 series is available only as RoHS compliant version and does not require “L” suffix. Please do not include “L” suffix within 453 series ordering instructions.SN-RoHS Compliant & Halogen Free (Sn-dipped Caps)Disclaimer Notice - Littelfuse products are not designed for, and shall not be used for, any purpose (including, without limitation, automotive, military, aerospace, medical, life-saving, life-sustaining or nuclear facility applications, devices intended for surgical implant into the body, or any other application in which the failure or lack of desired operation of the product may result in personal injury, death, or property damage) other than those expressly set forth in applicable Littelfuse product documentation. Warranties granted by Littelfuse shall be deemed void for products used for any purpose not expressly set forth in applicable Littelfuse documentation. Littelfuse shall not be liable for any claims or damages arising out of products used in applications not expressly intended by Littelfuse as set forth in applicable Littelfuse documentation. The sale and use of Littelfuse products is subject to Littelfuse Terms and Conditions of Sale, unless otherwise agreed by Littelfuse. Information furnished is believed to be accurate and reliable. However, users should independently evaluate the suitability of and test each product selected for their own applications. Littelfuse products are not designed for, and may not be used in, all applications. Read complete Disclaimer Notice at www.littelfuse.com/disclaimer-electronics.
https://www.littelfuse.com/media?resourcetype=datasheets&itemid=f47a0bb7-8ede-4679-9646-7114c3787688&filename=littelfuse_fuse_251_253_datasheet.pdf | fuses | Fuse Datasheet© 2024 Littelfuse, Inc.Specifications are subject to change without notice.Revised: GD.03/28/241251/253 SeriesPICO® II Very Fast-Acting FuseDescriptionThe PICO® II Very Fast-Acting Fuse is designed to meet an extensive array of performance characteristics in a space-saving subminiature package.Agency ApprovalsFeatures and BenefitsElectrical Characteristics for Series% of Ampere RatingAmpere RatingOpening Time100%0.062A - 15A4 Hours, Min.200%0.062A - 7A1 Second, Max.10A3 Seconds, Max.12 - 15A10 Seconds, Max.275%0.500A, 1A, 2A, 2.5A, 3A, 4A, 5A300 msecs., Max.400%0.5A, 1A, 2A, 2.5A, 3A, 4A, 5A30 msecs., Max.1000%0.500A, 1A, 2A, 2.5A, 3A, 4A, 5A4 msecs., Max.ApplicationsPSE ■ Flat–panel display TV ■ LCD monitor ■ LCD backlight inverter ■ Office machines ■ Power supply ■ Audio/Video system ■ Lighting system ■ Medical equipmentSecondary protection for space constrained applicationsQPL ■ Very fast-acting ■ Small size ■ Wide current rating range (0.062A- 15A) ■ Halogen-free available ■ Wide operating temperature range ■ Low temperature re-ratingAgencyAgency File/Certificate NumberAmpere Range253 Series251 SeriesN/AN/A0.062A - 15AN/AN/A0.062A - 15A N/AE104800.062A - 15AN/A298620.062A - 15APSEN/APSE_NBK200416-JP10211A - 5AN/AJ501583790.500A - 10AQPLFM10N/A0.062A - 15AN/A20209702070000610.500A, 1A, 2A, 2.5A, 3A, 4A, 5ANote: See Electrical Specifications by Item table for specific approved ratings. Web ResourcesDownload ECAD models, order samples, and find technical recources at www.littelfuse.com/251Download ECAD models, order samples, and find technical recources at www.littelfuse.com/253Fuse Datasheet© 2024 Littelfuse, Inc.Specifications are subject to change without notice.Revised: GD.03/28/242251/253 SeriesPICO® II Very Fast-Acting FuseElectrical Specifications by ItemNote: Higher ampere ratings are available. Please contact Littelfuse Technical Support or your Littelfuse products representative for assistance.Ampere Rating(A)Amp CodeOrdering Number (Std.)Ordering Number (Mil.)MaxVoltage Rating (V)InterruptingRatingNominal Cold Resistance (Ohms)Nominal Melting I2t (A2 sec)NomVoltage Drop (V)Agency ApprovalsPSEQPL253 Series Only.062.062251.062253.062125300 A @ 125VDC50A@125VAC7.000 0.0001131.4xxxx--x-.125.125251.125253.1251251.700 0.001740.285xxxx--x-.200.200251.200253.2001250.8950.00480.345xxxx----.250.250251.250253.2501250.665 0.01160.24xxxx--x-.375.375251.375253.3751250.395 0.02960.215xxxx--x-.500.500251.500253.5001250.302 0.05980.2165xxxx-xxx.630.630251.6301250.2050.080.188xxxx----.750.750251.750253.7501250.175 0.1530.176xxxx-xx-1.00001.251001.253001.1250.128 0.2560.194xxxxxxxx1.251.252511.251250.100 0.3900.2xxxxx---1.5001.525101.525301.51250.0823 0.5870.21xxxxxxx-2.00002. 251002.253002.1250.0473 0.4050.141xxxxxxxx2.5002.525102.51250.0360 0.7210.132xxxxxx-x3.00003.251003.253003.1250.0295 1.190.131xxxxxxxx3.5003.525103.51250.0240 1.580.1205xxxxxx--4.00004.251004.253004.1250.0204 2.450.114xxxxxxxx5.00005.251005.253005.1250.0158 4.140.11xxxxxxxx7.00007.251007.253007.1250.010710.40.102xxxx-xx-10.0010.251010.253010.1250.007225.50.1xxxx-xx-12.0012.251012. 32300A@32VDC& 50A@32VAC0.005945.20.0878xxxx----15.0015.251015.253015. 320.0044668.80.071xxxx--x-Average Time Current Curves1001010.10.010.001.062A0.05 0.11101001000.125A.250A.375A.500A.750A.630A1A1.5A2A2.5A3A3.5A4A5A7A10A12A15ATIME IN SECONDSCURRENT IN AMPERES1.25ANote:1. Re-rating depicted in this curve is in addition to the standard derating of 25% for continuous operation.Temperature Re-rating CurveFuse Datasheet© 2024 Littelfuse, Inc.Specifications are subject to change without notice.Revised: GD.03/28/243251/253 SeriesPICO® II Very Fast-Acting FuseSoldering ParametersRecommended Hand Soldering Parameters:Solder Iron Temperature: 350°C +/- 5°C Heating Time: 5 seconds max.Note: These devices are not recommended for IR or Convection Reflow processRecommended Process Parameters:Wave ParameterLead-Free Recommendation for 251 Series onlyPreheat:(Depends on Flux Activation Temperature)(Typical Industry Recommendation)Temperature Minimum:100°CTemperature Maximum:150°CPreheat Time:60-180 secondsSolder Pot Temperature:260°C MaximumSolder Dwell Time:2-5 secondsMaterialsEncapsulated, Epoxy-coated Body251 Series: Pure tin-coated copper wire leads253 Series: Solder-coated copper wire leadsSolderabilityMIL-STD-202, Method 208Lead Pull ForceMIL-STD-202, Method 211, Test Condition A (will withstand a 7lbs. axial pull test)Fuses To MIL SPECFor fuses to MIL-PRF-23419, FM10 change the series number from 251 to 253Operating Temperature–55ºC to +125ºC (Consider re-rating)Product CharacteristicsVibrationMIL-STD-202, Method 201 (10–55 Hz); Method 204, Test Condition C (55–2000 Hz at 10 G’s Peak)ShockMIL-STD-202, Method 213, Test Condition I (100 G’s peak for 6 msecs.)Insulation Resistance(After Opening):MIL-STD-202, Method 302,Test Condition A (10,000 ohmsminimum at 100 volts)Moisture ResistanceMIL-STD-202, Method 106Resistance to Soldering Heat Withstands 60 seconds above 200OC and up to 260ºC, maximumFlammability RatingUL 94V–0DimensionsPart Numbering System 0251 xxxx N R T1 Lead LengthType of PackagingQuantityCurrent RatingSeriesThe default lead length for Ammo pack and Loose pack is now T1 for 251 series, and remains T3 for 253 series, therefore:T1 = 52.4mm (2.062”), 251 series only*Blank = 52.4mm (2.062”) for 251 series* or 73mm (2.874”) for 253 series**R = ReelA = Ammo PackX = Loose PackN = 5000P = 2000M = 1000H = 100Refer to Amp Code column of Electrical Speciﬁcations Table251 = Standard type253 = Military typeOption CodesL L = RoHS + HF(Only applies to 251 Series)Wire Diameter:0.64 (.025") for 0.062-10 amp,0.81 (.032") for 15 amp2.61 (.103")MAX6.35 (.25")tape5.0 (.197")6.35 (.25")tape38.1(1.5")38.1(1.5")7.11 (.280")83.31 (3.28")253 Series Markings (T3 lead length)L1 AL1 A73.0 (2.874")**Wire Diameter:0.64 (.025") for 0.062-10 amp,0.81 (.032") for 12-15 ampFL1 AFL1 A27.78(1.094")27.78(1.094")7.11 (.280")62.7 (2.468")52.4 (2.062")*2.80(.11")MAX6.35 (.25")tape5.0 (.197")6.35 (.25")tape251 Series Markings (T1 lead length)Wire Diameter:Wire Diameter:0.64 (.025") for 0.62-10.0 amp,0.64 (.025") for 0.62-10.0 amp,0.81 (.032") for 12-15 amp0.81 (.032") for 12-15 ampL1 A1 AFL1 A1 A27.7827.78(1.094")(1.094")27.7827.78(1.094")(1.094")7.11 (.280")7.11 (.280")62.7 (2.468")62.7 (2.468")52.4 (2.062")*52.4 (2.062")*2.802.80(.11")(.11")MAXMAX6.35 (.25")6.35 (.25")tapetape5.0 (.197")5.0 (.197")6.35 (.25")6.35 (.25")tapetape251 Series (Halogen-free Version) Markings 251 Series (Halogen-free Version) Markings (T1 lead length)(T1 lead length)FFFPackagingPackaging OptionPackaging SpecificationQuantity & Packaging Code*T1: 52.4mm (2.062") Tape and ReelEIA 296Please refer to available quantities above in "Part Numbering System”**T3: 73mm (2.874') Tape and ReelEIA 296The default lead length for both ammo pack and loose pack is T1 for 251 and is T3 for 253.Notes: * T1 dimension is defined as the length of the component between the two tapes. The full component length is 62.7mm (2.468"). T1 length is for 251 series only.** T3 dimension is defined as the length of the component between the two tapes. The full component length is 83.3.7mm (3.28”). T3 length is for 253 series only.Disclaimer Notice - Information furnished is believed to be accurate and reliable. However, users should independently evaluate the suitability of and test each product selected for their own applications. Littelfuse products are not designed for, and may not be used in, all applications. Read complete Disclaimer Notice at: www.littelfuse.com/disclaimer-electronics.
https://www.littelfuse.com/media?resourcetype=datasheets&itemid=f47a0bb7-8ede-4679-9646-7114c3787688&filename=littelfuse-fuse-251-253-datasheet | fuses | %PDF-1.7%âãÏÓ53 0 obj< >endobj xref53 1170000000016 00000 n0000003229 00000 n0000003356 00000 n0000005367 00000 n0000005399 00000 n0000005534 00000 n0000005668 00000 n0000006301 00000 n0000006821 00000 n0000007240 00000 n0000007701 00000 n0000008346 00000 n0000009011 00000 n0000009571 00000 n0000010032 00000 n0000010476 00000 n0000010855 00000 n0000011342 00000 n0000011378 00000 n0000011422 00000 n0000011858 00000 n0000011941 00000 n0000012054 00000 n0000012165 00000 n0000012279 00000 n0000013872 00000 n0000014003 00000 n0000014370 00000 n0000014560 00000 n0000014737 00000 n0000016312 00000 n0000018080 00000 n0000019556 00000 n0000019860 00000 n0000020283 00000 n0000020458 00000 n0000021795 00000 n0000022061 00000 n0000022251 00000 n0000022832 00000 n0000023407 00000 n0000023929 00000 n0000024126 00000 n0000024212 00000 n0000026133 00000 n0000028124 00000 n0000030687 00000 n0000031738 00000 n0000032004 00000 n0000032581 00000 n0000034100 00000 n0000035078 00000 n0000037924 00000 n0000041834 00000 n0000044249 00000 n0000044580 00000 n0000044944 00000 n0000045286 00000 n0000045577 00000 n0000052632 00000 n0000052671 00000 n0000055329 00000 n0000055688 00000 n0000056059 00000 n0000056461 00000 n0000056966 00000 n0000057018 00000 n0000057403 00000 n0000057788 00000 n0000059231 00000 n0000064456 00000 n0000069057 00000 n0000072667 00000 n0000076104 00000 n0000076174 00000 n0000076265 00000 n0000086707 00000 n0000086970 00000 n0000087133 00000 n0000087160 00000 n0000087470 00000 n0000088249 00000 n0000088535 00000 n0000088858 00000 n0000114020 00000 n0000114059 00000 n0000134269 00000 n0000134308 00000 n0000138237 00000 n0000138276 00000 n0000139245 00000 n0000139284 00000 n0000159923 00000 n0000159962 00000 n0000160931 00000 n0000160970 00000 n0000164899 00000 n0000164938 00000 n0000187812 00000 n0000187851 00000 n0000188804 00000 n0000188843 00000 n0000189796 00000 n0000189835 00000 n0000210045 00000 n0000210084 00000 n0000235246 00000 n0000235285 00000 n0000237352 00000 n0000287624 00000 n0000288009 00000 n0000288394 00000 n0000290234 00000 n0000290505 00000 n0000290636 00000 n0000290795 00000 n0000002636 00000 ntrailer< <8C31CBE072004FF3A28C078FD0BD8030>]/Prev 513744>>startxref0%%EOF 169 0 obj< >streamhŞb``àc`à:ÍÀÎÀØoÃ Ä€Bl@Q�<[>;Ú``xŸÇ@`¦É!¬2)I¹i…”�A£RsËıõ.îı«£6‹ñJmË{xú{¾Ü¾v&�33�”L¨4juîR²ĞØ¸˜YÃKÁÃ%şïwÕï�òİì+íª±�ºm^ğtõöşx“„c2k•Àmtq-/ï@€„C”””ÔË+°I)™¸¤¥!46@½ì¼�tC´H3°``eÈaÈfŠc¦ËØÁ¸‰)‹©�I”qãBÆÆ3œ‚Œ3,ÂBÂÙä2C3Lcãa;Ëº’Q”±‡a«Ã{†ÅLZL*ŒïV1X³§±¯á¦Áe&5Ö+ÌÛ¹™ùµ9C­9¤Kx¸Ü}#Ëï1H2¦1¦±vˆøŞãıÏÄ Íà ±�áC£4ÓFfF�$}¿ë<üv<ÌëxZ 4ˆidÏƒ`��ZöG\A¦²‹2¦aÈ`ha�geütõ+F†óŒ^Œ‘Œ­Œ—K[±Ä³>ûfW Íâ°m†Ğ1XÔÙ?y$õ€ª¥ *´�Ø„�ıòI(ÿÿÿÿ'Ğ�{endstreamendobj54 0 obj< >>>endobj55 0 obj< >/ExtGState< >/Font< >/ProcSet[/PDF/Text/ImageC/ImageI]/Properties< >/XObject< >>>/Rotate 0/Tabs/W/Thumb 47 0 R/TrimBox[0.0 0.0 612.0 792.0]/Type/Page/PieceInfo< /LastModified /NumberOfPageItemsInPage 6/NumberofPages 1/OriginalDocumentID /PageItemUIDToLocationDataMap< >/PageTransformationMatrixList< >/PageUIDList< >/PageWidthList< >>>>>>>endobj56 0 obj[57 0 R 58 0 R]endobj57 0 obj< >/Border[0 0 0]/H/N/Rect[61.12 479.407 299.24 445.115]/Subtype/Link/Type/Annot>>endobj58 0 obj< >/Border[0 0 0]/H/N/Rect[61.12 435.91 299.24 401.618]/Subtype/Link/Type/Annot>>endobj59 0 obj< >endobj60 0 obj< >endobj61 0 obj< >endobj62 0 obj< >endobj63 0 obj< >endobj64 0 obj< >streamH‰\ÔÍ�¢@à=OQËîE±nİ«1ñ§;q1?g¡tHF$ˆß~êpLO2&6‡Æº~9BåÛınßµ£Ë¿×úGwj»fˆ·ë}¨£;ÆsÛeÅÜ5m=>Ï¦¿õ¥ê³<-> ñóÑG7ŸÎbêko}UÇ¡êÎ1+géµråGz­²Ø5ÿ]_<—OõïjÈÊâ#}x6SMïå*+ç³é<R�3Ï‘s@VfE6fC^0/�—ÌÓÌ5óyÃ¼AŞ2o‘wÌ;äwæwdúÒ!+=m6_0Ètz8½göÈÂ,Èô{ø=ı~O¿‡ßÓïá÷ô{ø=ı~O¿‡_èx„�Gèx„�Gèx„�Gèx„�Gèx„�Gèx„™<ìSĞ§°OAŸÂ>}ûôèğšÌ�æs 9Àh0šÌ�æsàü€ùÊN�(ç+æ+ç+æ+ç+æ+ç+æ«>ïKdÎWÌWv¢èDÙÉtß*{Pô ìAÑƒ²EÊ=èó¾‡ÓØƒ¡£Ù`6šf£Ù`6šf£Ù`6šf£Ù`6šf£Ù`6ş�†ßq‰ïšÏü)Ì0/•ß»¦ÿ†æÌÎI<ğÏ'�~Ú¡Üç¾Rß‡!m)Ó66í%ØEÚ.~îtıµwiŞÙ_ÿÿÿÿì“,qendstreamendobj65 0 obj< >streamH‰\“İn£0…ïy_¶ÆãVBHiÒJ¹Ømv€€“"5€r‘·_Ÿ¨+m$âÁßO¾Ùmwã°˜üg˜º½_Ìqûà/Ó5tŞüi³Uiú¡[îgé¿;·s–Çâıí²øón ´ãÉgu�©ßã¯ÉüØÿwİZ–�İG²zõo.Õx¼4Y]é<.‘-Ù‚•¬àgò3ø…œj·ä-ø�üæ3â’ÕÕ*q\"—ä\‘+0Ÿ[á¹Õš¼�,¬ÔkµÂZA­YÀì#è#ôøışB�¿lÈ0³²³²³²X¾+‹weéfáféfáféfáféfáfécácÙEVöQôQöQôQöQôQöQôQfTdT½K0{jêÉ¼Š¼Ê¼é[ë+ùÌìŠìÊìŠìÊìŠìzß+Èî˜İ!»£§ƒ§£§ƒ§£§ƒ§£§ƒ§£§ƒ§£›ƒ›£[\°qï;[8Nšùš�îB�4�i&0Ãè¿&v�f«pdÿÿÿÿö÷îßendstreamendobj66 0 obj< >endobj67 0 obj< >streamH‰\’ÏŠƒ0Æï>E�í¡hµIZ¡Ø<ìÖİ°qìkÑ¦û�É”.l@ç2óå#3qY�*ÛÏ"~÷£©a]o[Óx÷Än½�¶©h{3?váo†ÆE1×Ë4ÃPÙnŒò\Äx8Í~«c;^aÅo¾ßÛ›X}•õZÄõİ¹ÀÎ"E!ZèPè¥q¯Í"e›ªÅó~^6Xó—ñ¹8iØoÙŒ[˜\cÀ7öQ�à*D~ÁUD`ÛçYÂe×Î¦7>ÊSJNÈgæ3r¶Œ9eN‰3æŒX2Kâ#óy·ŒyÏ¼'fıéK¾WÒ½’õ%éKÖ—¤/YG’�b?Šü(ÎQ”£8G…ö£È�RÌŠX3kbö£È�:0ˆKæ’øÄ¦"fÏŠ<«3>l®Ù³&Ïšıhò£Ù�&?šõ1P#/N-ÁÉÏ~›»÷Øê0^¡ÇÔİŞÂsİèVÑıÿÿÿÿ�2³fendstreamendobj68 0 obj< >endobj69 0 obj< >streamH‰\’İjã0Fïõºl/‚ÿG)CHSÈEw—Íö{’Ù(ÎEŞ~õù]Xƒ£#4ã9M²İ¿îı0ÛäW»ƒÎö4ø>èu¼…NíQÏƒ7Ynû¡›»å·»´“Ibòá~�õ²÷§ÑÔµM~ÇÃëîöiÓ�G}6ÉÏĞküÙ>}lÏ69Ü¦éK/êg›Ú¦±½�â‡ŞÛéG{Q›,i«}Ï‡ù¾Š9ÿ"şÜ'µù²Ï(Ó�½^§¶ÓĞú³š:�Ocë·ø4F}ÿßy±fÚñÔ}¶ÁÔÙ[NS‘ø¾4¦ÎÓe—È[ò¼#ïÀÌ‰‹©Æˆ/rr.È¸$—à5yŞ�7‘KÆ”ˆ)Ù�_Èp+éSÂ§b­µ*ÖªPK2şŸÌAŒ0F–ÖÔ’Š\�åÑ0Bg�³Ğgé•Ğ_à/t¸{%è•<ú‹^9öÊ¡W�nn�nn�nn�nn�nn�nnúÄ—ı¸U\{œNû=Sİ-„8NË/s„¼~Où4N6fá5ÿÿÿÿUQÇ.endstreamendobj70 0 obj[/ICCBased 113 0 R]endobj71 0 obj[/Indexed 70 0 R 0 118 0 R]endobj72 0 obj< >endobj73 0 obj< >endobj74 0 obj< >endobj75 0 obj< >endobj76 0 obj< >endobj77 0 obj< >streamH‰œWÛn7}×WÌK-Ñ¼,¹Ü¾)Î¥.Ò¦�…¾$E¡¬×¶R[R$ÙIş¾g†\]¦‹X-–s9sf†~é½9Õt±ìi½=z}­éå¬÷WïÅ¨wtŒ…fIZ~´l¦,kXöhdşÕdhtŞ²Èë ¬5�œWÖ]÷ú­7dµ-éídµj¯Îo–ís:™6ª}îŒUVeitÖëŸÎÛfòQ»ª¯&³é’Æ‹––7Ÿ>·ÍŠV3j.ÇÓ‹–¾NV—³›Mg«IÓŠ)Xò¾bKÎ9±õ¾½�,Û³_èÍK¥İ‘�G¶dIFnò(È#9]y¤QUQ€}5ê}+w2k† ¯¼3x:»&HwÙäf •F”£†òËW2V\ãÏOÁ;Uá�?ô_¶ÅÀ8Ò_âæ©ßàÅ«HıE1pÊPR*¨?ÇBÉVÅ T¥,XUS6-şıÖ{$q.áÒ’�iM*µŠº2ÑF[¿„[ê·ô'ÜFx‚—š�Ëy še?rœHzB�²–¡×J‰…ïôºà2€�1¯D;æ˜"[@Ò3C¡Á&>�H`„íYe*şğá‚ÍZö¦³±” Ÿğì.éŒéH1óí3‰‘E/™­DÈÅg´*‚rà˜®Y0Å”Õ†}®Hb�Ì”r¸Ä=×å‰õoÈ¥eƒÙ\GÌ”Qø4‰ŸÛÂrŒíÚøB UéEücÅ1§³sšw5³E¸«Yí¼íY§´èh½–Âë2á::ËD¸�Ôœ Å`Ş†Ó¡ÀJV«î¸è×‰Ø$¼ËfìÒ%w´N0�iİód~Ç�Ë�¼Í¥ƒ˜Mj¥À¨Ç·]Ë vD©Ânøìó´h{®Fsûú‘Õ2ÔªªÖ‹L3Î©¼ˆt«Ú BU;ÏOkïx~×¦U6çm¯�Jt�³ÀÚóÆDç„ÿërmÂbã@©m;yT¢s’:'[&²[9*û„“Ç%²“Nà¾“ó4ïŸ’‘�ÿjÑ_‰›Ìr“}Á‚”=e�eæ¶šk9pù‰Ì\õN1#lä“í�– xÆCn±ÅÕ1Ô;f°3coxÜõş:ë¦f�Ì–NæVß×ÙÆv°ÉÈ.4•O‡³ë&gõ¾›�ÎŞn™veBf °LåÂ“ÁXlì•?(˜»^öˆeo/›X âüA¡ğŒaêÃsÇË¡ìïeS™i¿0UÙOèØ×_ít¶k�ê´{~~ÌÁ~Ö°�qö Nû)l›UÂ!Ü÷³ûûÙp [º‡Æs°®ieÈ]l:>Ñ÷ıìÁÁ�üğô‹3é!* jÍ¶ê~aí©³qWçNX/F]>+ù„“�Sk¼Tˆ%vcØ3¾¸³Õğz�ÑÊétáy?^M¦2_ñ�ÈGcÆÃì‹#U¦T¥ë�äûïæí4š\·Åè³LÌ.MÌ<,c'Mc%ªQÀb²)qhjœ2ÎãSº˜À�yC2ş ßÖ›ÉÄ‰Í'l;¤™Â#:?L±dUfl%ı:»Y,ŸÓï“©bp¦÷q¾$»&ÖÉ�…3=uò†.F†&¶±vSÙB�Ã¡İ`VmfÓ3Øûô?ÿÿÿÿå9º»endstreamendobj78 0 obj< >endobj79 0 obj< >endobj80 0 obj< >endobj81 0 obj< >endobj82 0 obj< >streamH‰ÌWÛn7}ß¯àKmQË;ÇPÔ­éCRêj«ÕÍ–\Çß3Ã]]bZ5ig–äÌ™©Ã~%«àÄ¨­p/úAåD_I—¬MŠ�=U•}öNÊßF?O§©AZïHœ=#†M½\LÖ¯ÅÅø«,Gı(­ö‡–JW‰�}‘%—MF©bkˆæ�¯ê{4­¯à±Š¢¯Ö³[Ü+ò¤ÓA8¯³ˆ@­á£:y-¾ßl¦bwÀ¥´ËV¤Ã Á×âP°¨�·oÑtöÄ¦İÔkù0“s.æé¶›şŠ§x’Ş™#¦{¸2v+#fìa;D•deöÍ˜oĞ`pk*Q?¨(Ğ%Ğ©2Q’«ª$Œ¯6ÄgÏ¦W~¸}Œ›F�Â/"ëzQŞ+ñe]Fê³JŒ®(¸*tÑ‘t/ò�FYé,ÀØ”¤uì'¥•VôVÀ/#�³RË zÓºì;‰$Œ7¥‘/J'•è-Ë@ÚbÍÑ��ŠÁål\7“w·ãÕõ´ƒ‹ÓJ¼y{*Š³ü(A†{�‘€Nù$¦„Oíœ¨çŸ˜£Õ*á¥²ZÌTÆYZ5Ëİûëâªx_ÜÖ'äÄ¼4ÖQ�Xeòâ¶)~¶[1<ıÙqÎˆ{aÅ…x'thÂ!%�@£v8+~y]�ê}ñfÔ9å*¡:¶­Î¶ƒ¬TÁğœ,YPU&g$EE¥é]s¿êd¨�©5Î�èø1ÙÏ`¸/��'õæn<5_7Gçgççhçt¦¦œ«Ù{DS$i"’fêq´‘kŞk\ÀÁ©ş\e³Àà+›Ï¡#$Ìg ÛHßU×�f»Dñ&Ëíßaç³ñæ“Ö(›™(ûŠvÎdº^ÍÆØoÔebôA´»î©¶çD~O¨á´âƒÖñAûœáñ>ú>{9ØCğ±÷Óé[$�õæËÅt³¼}ù‘ÿûxG?´!ÿ>®ùOîÏÙôËõFLmíÿâ3·¹İ4ÿ”‡ÿ7-ıËU‰ó§÷©2¡nÄ¼ízºhÖÏ„rÒâïÁJïÍlàËG8ş¨n÷mõº�^ß­V³‡—ßĞÕ<)!÷î&ÓåàÃtÒ,Åú�ÃZošù‹îÉg:�hCN_¶5üîè_@!Ÿ'ÍdZ�g]š›»éjŞ,69~ĞÕŞTè8d…½B€?qî¡aIKñÿFOğ)KÌiYVD«x@›àê XHX×mÙ7¦(a¿'V·¥2’·–R4¼)‰I·6ÛôtdnÀáQ4E¶¶ØÈUVd¶ooóÛuÖÀú§ÈÛåÁGP™®Aùj‘òØ�5y&Nˆ‘Äà ¶ëÉfd$>#�‰Gœgo�kö�á·äËmké5MT<¡•™OËÀ2y�,…$§³9~lÄ™A±hÛ˜Ù íâÇªÈsò‹ò-QñAÆ“mvCWZ)¡ )]n¡ÑÏ™RR#PÎµ��Šî•œŸNá‚ÃF«D‘`³Sí[±‹KQµp2æ¸¶ÉJk>OoÃ�ëä:cô¦ÀzÂˆ­˜R§*ÎeŸ*Ñ)[óYI‰ÿæ¢Ãx9¾ ÃÍt+¶J¯5[7yQ ÃJrİ^çŞÿ÷}ˆ´Zô�ÁMÆú¸Û‡8�&ì!$.N¨„ˆ~Î0kCÉoÒAÙÆy–ÂNU=‡m^ˆ¿ÿÿÿÿª»ôñendstreamendobj83 0 obj< >streamH‰ÌWÛn7}ß¯à£`)Ş/€a qâ´ER$°Ğ<$E *ò¥�äXvìº_ßsÈ•´²ÔEÓ"0 å˜œ+ÏpfZ«eVY´ÆI¯-¾VZ�ÖJe�hµ‘)é5=iÚ(7V¬4�ûZªà…’¿­Á!ïyÚÈ�L‘�¢³¦õÒºTNØD›d¶ø¦õF[%É®¥.VÕ}pÅÄãFšÂÖÑÚI¥ª¾î?^ÆH¾Ê¯d^ç!0Õÿ{épRIŸ†Êç<½=kNš·ø»lì6.køˆ¿–¤òÁZá Ïh7”m„2/�<�`ñœ­A€È„ó5Ç°Í•“p¸ˆèØV ad¼•@óÊHd™qFf�9ÄrÚ¼œ¾ éÈhœ+ñü¢hTôÀåHNq¦øsãÄk±Vğ�9¦gÎq3¦3O¦Ÿ^.ÇŸÏÎ'bøúĞˆgÏEóâ5~à�bPEˆFz…E…ëèVş<5Ã‘şˆØ‰ÑIÃàx1šˆú½eä³÷¶sPfƒ8®¥ ‹Ñ¼Ù{ûf0ú½y1ªqü§jUQùU}–aÂ?·4¾êîÆÀöbPÌq—m»uM44«³G�å”tÉŠ[Ñ½÷x©¦Bî%¼K¸Ë­7ÁJ©øxl ŒM„qvkO´Y@vµ�lHÙ¯y;R•“u½Ú©¦[R×B«ÊJª�C)g@Ã=W\’.xº˜�½ç�Ï™"–»E÷¹YmÀö ¨¨[Ü5H"d.A£, ûİš^Qd�”ÒÑ`ÖZt¬•¸kø®3~ç�«Mì¨ºféŠR:2H�ŠT¹:â®¸ü–ĞÚN¬«É¢‡°áñçñbøtrıe<Mÿ¸Ş?zqt¤”Ê:©+‹GÊ&d›�(ZJˆ _œ~ıô€_«·â1^±ln ÆQëãÉñ¦<›‰«ó?á�ÔğI¦×¶?F{Ï¿�ŞÑxûnĞò¢Î?MÅäËr ±^N×b9æ­á³8]Ö›£{¦ÄÍÓVè�‹úağ¢„ª�ğèP0¾e�Àbğd>2}×û½Æ³‹Óé¢=YN´xÎ€ñ²ß›ŠøóÙø·ÙßbæÑ©ü?�¾ƒ‹ÏÓîò¯§ó²ÏDø²ÜAÂ^ÁÇ êú.ÓcËËWåŠ.Êïmß½êÜrÚVÏ‹—›Úüæùë²«¶^6.ãõ×vS�ù¸úí‚¼ò¾W¹ŠENµ�§œb¯rÁoö�Qsî�•‚#g™‚cWŠşvÂFP“ŠhëPK}¬ÅÊ±aºe)Â˜Ğ°1®�Ü¢±ô±ô�š5¾3w•Ë Ã"Íw*ÖnŞ À²ùÉµßuÖv$g,40l´!İÉèb·S¬K‰¦µOˆ‰ç4'œj*Ú@]Ôeœc_ïXAa©FYe‹ÃÉ‚s@ÌèX‚g…F­å4’Lâf-Ä"á¢©è¸MÉ�Dv�“�-c‘‰mª·MHFsZÜÓ,É@Ì�FŞC�9Lg»Tm½!¯*ÆF[†9Su�*¡Ëù��ˆ�bh”/aÏ5æÔÑ²?A�¯àŞéşüV÷÷õ´º´ÑŸ§`kû�[sè–¢Ó"¡W�1GƒuLğ@{›!dkjmæ;‹(±7ˆ¸Ÿí�m{½ü¬ì­6SIo‰ë¾ƒLÊz—öå�uƒèj¹:Eœ¹û$ÅŸ­g¿í2Ğ¥òÃ.C¯åğ…¶»O¢—©XeSÜ!7O¸ú’®÷Iô~)lo“}wÑ¶æ!‡<ÎÈãÕÃc1<XL„ÊÆs4Ö@pæL“¤õÌú�ç¦b½b?mZ±w/IÈ§Ù­ˆzòdõf�:¹�zkÂ9S’dL‘KC Ë×Íi>â/ÿÿÿÿ§¢Ï{endstreamendobj84 0 obj< >streamH‰”WK�7İ×)ê]E}¨uY%€á#4âd1�x‘ëçñ£êê�‘áÀ@µŞPÔã_ò-Ôó��Vi¿¥£R�&z+;Ty¿o7:RbÀÂ} Rºäò‘{ó�ù`öÓ=ö\Ş7aqE,)éšºà›`Í}KÇh-Ğ›"üæƒ…ö)Öc9ë²™FnD}¢¤fuÖuêº.RmWbã*I&82`{:B§F?Éá¯èßxè7‹àÛÆØ=÷Æ%Õì4ô@Ñ5—k¸ÏÜm›AœF¶·oP¥¢¤£L€èéQ41²˜Ï5Ü½…0!.n_¶OÛß;¢‚´—Ÿ`t2àï×M_s&1_İ"ß¯°"°Q—�ÕÉŞO`NÀË€ÈZfå²mS 4¦ÔB—6¤V°ÂÉ¦™WWëÑ‹Q¶>�&ÁêÒaÒE6â¤û{ç©�>¼Gş-øÓı¤©©C+IKœ­ÄÉ2�P…FK„°VF¬²‘åÑjÊ¾qpÓŒiı¿]0¸ôĞ{7ŠV&2Õ„z F�O€Âl‡€¥y¾Êğb�ÈCŠRÒ¢cü˜ÕµÑDV?–Ü�Âúb{©”�İkÍ1Â—´\¢Œ³�‚&ZïiX½—>XöÊy�a3õX{»İ/eù.™ÜÁšé%™…ÅÆ²öÙ¦ƒ"¦1‡tm]æ½�‹ÙUªîJ¤ßl­ŸR¶Y •{7­“› Ÿr`\¯�Ç•ÇÊ%çö\¦ ,Ù®¯j†ú¬P*�Oøv�ìˆ(>ÉG¬yP=µº‹UœÌ6Ön&rw`û¾0^~têÖ)ÅÖÕæİåâ.'­Õ¦°iU‘ˆ¢=ZÌ·™…ª >¦i@\½MtºşQ=b“�¢*ùQæ¸MŠ´\[üëw˜A�€*dk¬¿�ù×Ëîçs®“7YİĞá#İ÷u‚Öízµûaˆ•ÇÚĞjx{hÜ.'ù�:ìf{hÜfõ´>/Ç„¥§Ó^‚š1~jÖ 48× v»NÉÒ�}$'b+o[ª‡šßpÛu¦Â¤Vè¬˜§]Q×a[�–ÕÅ:`k}f¢Š›!é�ßmşU�Ø¼’¡µ"‡æÿ„Ğï5�j(ÍËó@±� 4kÜäzıáÂYEÀò�€t™€Ñnv3LÈ_X2úJÒ�5·6ıp>7Kj/Ù-Éš¼B’ÍØ&6ûù¤¥–îsôE¦vÁdwÄ­›kš˜ƒJ·ÌHrí¤]¿J{@Ü�xßœºT0QÆWX]cVF&µÛòş”e/£O[²´â[²}eß¿İÿÚ*#�xíu�Û�Û¡&à€¼ÿóû6´kRâ�¤a°ĞaCÎá97´~pş@¿i¯´½À§rU'ğÉ)ú¼H¿èÛÎZcØìèõ'£‹ Ò§Ñ§Ú$éŠ4Ä¯¤Ó£‡G§xRk3�%uHWÔ!^Q‡xA�Îè+ê)]POñ‚zŠWÔ]ßöKê�®¨C¼¢ñ+õ—óÿ�Ï˜FK;¦tı¯¢âUâÓ@#-©Cº¢ñŠ:Ä«è~—å>¥«è‡xı¯¨+ü£ÜåÊ¢“W.¤!›¤reÙd”§dşù7}¿Õıß�Òşë¾ıôËç¼ÿñír:�Óƒ®oN·ÿmûütƒ�ŞÛ? 1±'Å“‚pıˆ÷óGV!@„§w*OCğ¢0W\]+¦ìÅGF=Ï´µÆw„&â}3� ©¼H§…­?¾ÿ¬ÇUğ­³‚/V¬ï£÷ğáU!Jø;*]ÿ×ùÜ~¥ğNX¥ô{çïÿÿÿÿÿoÀt÷endstreamendobj85 0 obj< >streamH‰\�ÏjÄ Æï>Åw‹Ùœ%P¶rèšöŒNR¡ebyû�6l¡*ã÷ıäsô­ì)dĞoİ€¦@�q�;„ç@êÚ‚.]İİb“ÒûšqéiŠÊĞï"®™w8=ø8âYéWöÈ�f8}Ş†3èaKé¤txœä¡g›^ì‚ +vé½è!ïaş{Bhkıã¢Ç5Y‡liFe©Ì“T§�ü?ı ÆÉ}YV¦-Ş¦‘£x�ÛBÉçàÉmÌ’¦N Æ(á}H)&ª,õÿÿÿÿÙÆo0endstreamendobj86 0 obj< >endobj87 0 obj< >endobj88 0 obj< >streamH‰¬WÉnÜF½ó+ú(ÔÓÕÕëQ^b$€�$À‡$”±l+�Ûräïóªš¤8âÈ±¢Şt-]¯RİOİgCÆá?ï«MÅøÂ¶R"³»íäà¶KÙ²‡tÓ]4Èd]¡‰½Í43ˆğk„…ƒ0ÁÉ¦ª³ñ°AHÖú–I,–ü1·"/BToK9¡×?ÚÿHÓãK¼aä5f[ë^gË¼�´«l“�Oõ8Æ±Ç‰za‰Ù¥ÈÕüc1Ìu%Ã3ƒ'îÓŸ ÂÈ+,òšÖ�,óêĞ‹i¯³¼íBS^³��0ò‹Âkx�,/İš­s+x�…XØ¹GûŸĞ´`iåa\µ7ËkVíÌ`iÕÎ–VíÌ`?ëg[ıÙs¿»ë6¯.È¦¸ï6[úİÃÉö}—õ4›ˆ&‹Ø��‚ÇÙm÷ËÉù©wæäƒ>¯îvÿ�ş¶ı¡CÄ3[¡¾}w@Ë¦w}sµy~õEùzı«ã¼»üÚÎÍ›¿oÿÀ‘x¢b³ælêëöÙYİŸ/ïz·ªæ�eÇ{>²¹€I€ÖõÕ½ê!–Äzš)¼ÜvŸS²¬ñ�¥jªÍ!âÉÉ¦¹êŞš;¨€0'„^YX†Ş¥Ô3sMF]WSîİ”˜S’bl¾¿%óâ/”@‹ Œsc¼¨‹bÈ¡ÿˆdÓVœOBùÉ›ÍùéöÏ®Ø„şÑ†ŸğE¡� I9ë’?7g†N#òŠç{iEÜ÷²WDBO¦%g¡:.}Vœş‘i.¢LSïÆ•H}Z~’Ö<Ÿ,GÿK.›o.wWï^}¹üôñzg6¯ŸgóìÅsÓ½¦�2E`\™H>70w6†T‡Dæ¦@7¡DLl™KšN?ÚÊ'ùP1äŠ&wYä”DæP°“²ÎRPJx¾UO^\è9é#‚ëT K$(°²Ä¬á¢ÿYƒ�áj,r–‘*Y*)7E�ŞzŒ²xä£‰¸ë`ŠiR@6TÑ�PÈëí�Çû7t#ˆ5LÉf8) ~£ÈÕ%µ¡!ºr%/ù;ù5Åæ×yAAÖ•P‚¤T™j™�§íwò,z]b6C-`)ó®%“Ë‹ì¹¥$Z=¬AÎœPË uñuJ^ÈaÀ@…tç”ÊÄµ¯ˆ`Ù·»÷{+:Ô®Hâ‹Ó—:i5ìì¶Ô›t†%¯_ú=d¼˜4kä@±j•G ¹�8Å‹“:­À$�·2ÍÒYÿ¦ëkÏIù“€ÂÂµ»�Jhs6èDšCs´›eŸ0�)3²Çñ h2hò·��™¾'ÍØşÙ·¹ÑÉ üÊœlÃGõa4`î“×¢ÉÜLpöZõÈZbYdR=7"µÅÊê¡ÈQıhgô€É·�({‡[¹ZKìÁÖÒ#l¤:]ÊÑ«Î#Bü¾ºı©ÌbVClµI�û¦+,9é˜¢�IÛ™´ï¹jÊLµZ?? Öf°É¥—ÛÔí&�9ëæ„^ÂÈÀ'æ0=*gm“ÏST$O•KU¹êÄ·5ÊN9wrÒõèôú¡aşÿÿÿÿ�Šéendstreamendobj89 0 obj< >endobj90 0 obj< >endobj91 0 obj< >endobj92 0 obj< >streamH‰\“K‹Û0…÷şZÎ,?$]%`yt ‹>hÚàØJjhl£8‹üûêè„¨ÁÖ¾�ï İ¦wØÆaQù�0uG¿¨ó0öÁß¦{è¼:ùË0fe¥ú¡[�»ô
https://www.littelfuse.com/media?resourcetype=datasheets&itemid=f47a0bb7-8ede-4679-9646-7114c3787688&filename=littelfuse_fuse_251_253_datasheet.pdf | fuses | Fuse Datasheet© 2024 Littelfuse, Inc.Specifications are subject to change without notice.Revised: GD.03/28/241251/253 SeriesPICO® II Very Fast-Acting FuseDescriptionThe PICO® II Very Fast-Acting Fuse is designed to meet an extensive array of performance characteristics in a space-saving subminiature package.Agency ApprovalsFeatures and BenefitsElectrical Characteristics for Series% of Ampere RatingAmpere RatingOpening Time100%0.062A - 15A4 Hours, Min.200%0.062A - 7A1 Second, Max.10A3 Seconds, Max.12 - 15A10 Seconds, Max.275%0.500A, 1A, 2A, 2.5A, 3A, 4A, 5A300 msecs., Max.400%0.5A, 1A, 2A, 2.5A, 3A, 4A, 5A30 msecs., Max.1000%0.500A, 1A, 2A, 2.5A, 3A, 4A, 5A4 msecs., Max.ApplicationsPSE ■ Flat–panel display TV ■ LCD monitor ■ LCD backlight inverter ■ Office machines ■ Power supply ■ Audio/Video system ■ Lighting system ■ Medical equipmentSecondary protection for space constrained applicationsQPL ■ Very fast-acting ■ Small size ■ Wide current rating range (0.062A- 15A) ■ Halogen-free available ■ Wide operating temperature range ■ Low temperature re-ratingAgencyAgency File/Certificate NumberAmpere Range253 Series251 SeriesN/AN/A0.062A - 15AN/AN/A0.062A - 15A N/AE104800.062A - 15AN/A298620.062A - 15APSEN/APSE_NBK200416-JP10211A - 5AN/AJ501583790.500A - 10AQPLFM10N/A0.062A - 15AN/A20209702070000610.500A, 1A, 2A, 2.5A, 3A, 4A, 5ANote: See Electrical Specifications by Item table for specific approved ratings. Web ResourcesDownload ECAD models, order samples, and find technical recources at www.littelfuse.com/251Download ECAD models, order samples, and find technical recources at www.littelfuse.com/253Fuse Datasheet© 2024 Littelfuse, Inc.Specifications are subject to change without notice.Revised: GD.03/28/242251/253 SeriesPICO® II Very Fast-Acting FuseElectrical Specifications by ItemNote: Higher ampere ratings are available. Please contact Littelfuse Technical Support or your Littelfuse products representative for assistance.Ampere Rating(A)Amp CodeOrdering Number (Std.)Ordering Number (Mil.)MaxVoltage Rating (V)InterruptingRatingNominal Cold Resistance (Ohms)Nominal Melting I2t (A2 sec)NomVoltage Drop (V)Agency ApprovalsPSEQPL253 Series Only.062.062251.062253.062125300 A @ 125VDC50A@125VAC7.000 0.0001131.4xxxx--x-.125.125251.125253.1251251.700 0.001740.285xxxx--x-.200.200251.200253.2001250.8950.00480.345xxxx----.250.250251.250253.2501250.665 0.01160.24xxxx--x-.375.375251.375253.3751250.395 0.02960.215xxxx--x-.500.500251.500253.5001250.302 0.05980.2165xxxx-xxx.630.630251.6301250.2050.080.188xxxx----.750.750251.750253.7501250.175 0.1530.176xxxx-xx-1.00001.251001.253001.1250.128 0.2560.194xxxxxxxx1.251.252511.251250.100 0.3900.2xxxxx---1.5001.525101.525301.51250.0823 0.5870.21xxxxxxx-2.00002. 251002.253002.1250.0473 0.4050.141xxxxxxxx2.5002.525102.51250.0360 0.7210.132xxxxxx-x3.00003.251003.253003.1250.0295 1.190.131xxxxxxxx3.5003.525103.51250.0240 1.580.1205xxxxxx--4.00004.251004.253004.1250.0204 2.450.114xxxxxxxx5.00005.251005.253005.1250.0158 4.140.11xxxxxxxx7.00007.251007.253007.1250.010710.40.102xxxx-xx-10.0010.251010.253010.1250.007225.50.1xxxx-xx-12.0012.251012. 32300A@32VDC& 50A@32VAC0.005945.20.0878xxxx----15.0015.251015.253015. 320.0044668.80.071xxxx--x-Average Time Current Curves1001010.10.010.001.062A0.05 0.11101001000.125A.250A.375A.500A.750A.630A1A1.5A2A2.5A3A3.5A4A5A7A10A12A15ATIME IN SECONDSCURRENT IN AMPERES1.25ANote:1. Re-rating depicted in this curve is in addition to the standard derating of 25% for continuous operation.Temperature Re-rating CurveFuse Datasheet© 2024 Littelfuse, Inc.Specifications are subject to change without notice.Revised: GD.03/28/243251/253 SeriesPICO® II Very Fast-Acting FuseSoldering ParametersRecommended Hand Soldering Parameters:Solder Iron Temperature: 350°C +/- 5°C Heating Time: 5 seconds max.Note: These devices are not recommended for IR or Convection Reflow processRecommended Process Parameters:Wave ParameterLead-Free Recommendation for 251 Series onlyPreheat:(Depends on Flux Activation Temperature)(Typical Industry Recommendation)Temperature Minimum:100°CTemperature Maximum:150°CPreheat Time:60-180 secondsSolder Pot Temperature:260°C MaximumSolder Dwell Time:2-5 secondsMaterialsEncapsulated, Epoxy-coated Body251 Series: Pure tin-coated copper wire leads253 Series: Solder-coated copper wire leadsSolderabilityMIL-STD-202, Method 208Lead Pull ForceMIL-STD-202, Method 211, Test Condition A (will withstand a 7lbs. axial pull test)Fuses To MIL SPECFor fuses to MIL-PRF-23419, FM10 change the series number from 251 to 253Operating Temperature–55ºC to +125ºC (Consider re-rating)Product CharacteristicsVibrationMIL-STD-202, Method 201 (10–55 Hz); Method 204, Test Condition C (55–2000 Hz at 10 G’s Peak)ShockMIL-STD-202, Method 213, Test Condition I (100 G’s peak for 6 msecs.)Insulation Resistance(After Opening):MIL-STD-202, Method 302,Test Condition A (10,000 ohmsminimum at 100 volts)Moisture ResistanceMIL-STD-202, Method 106Resistance to Soldering Heat Withstands 60 seconds above 200OC and up to 260ºC, maximumFlammability RatingUL 94V–0DimensionsPart Numbering System 0251 xxxx N R T1 Lead LengthType of PackagingQuantityCurrent RatingSeriesThe default lead length for Ammo pack and Loose pack is now T1 for 251 series, and remains T3 for 253 series, therefore:T1 = 52.4mm (2.062”), 251 series only*Blank = 52.4mm (2.062”) for 251 series* or 73mm (2.874”) for 253 series**R = ReelA = Ammo PackX = Loose PackN = 5000P = 2000M = 1000H = 100Refer to Amp Code column of Electrical Speciﬁcations Table251 = Standard type253 = Military typeOption CodesL L = RoHS + HF(Only applies to 251 Series)Wire Diameter:0.64 (.025") for 0.062-10 amp,0.81 (.032") for 15 amp2.61 (.103")MAX6.35 (.25")tape5.0 (.197")6.35 (.25")tape38.1(1.5")38.1(1.5")7.11 (.280")83.31 (3.28")253 Series Markings (T3 lead length)L1 AL1 A73.0 (2.874")**Wire Diameter:0.64 (.025") for 0.062-10 amp,0.81 (.032") for 12-15 ampFL1 AFL1 A27.78(1.094")27.78(1.094")7.11 (.280")62.7 (2.468")52.4 (2.062")*2.80(.11")MAX6.35 (.25")tape5.0 (.197")6.35 (.25")tape251 Series Markings (T1 lead length)Wire Diameter:Wire Diameter:0.64 (.025") for 0.62-10.0 amp,0.64 (.025") for 0.62-10.0 amp,0.81 (.032") for 12-15 amp0.81 (.032") for 12-15 ampL1 A1 AFL1 A1 A27.7827.78(1.094")(1.094")27.7827.78(1.094")(1.094")7.11 (.280")7.11 (.280")62.7 (2.468")62.7 (2.468")52.4 (2.062")*52.4 (2.062")*2.802.80(.11")(.11")MAXMAX6.35 (.25")6.35 (.25")tapetape5.0 (.197")5.0 (.197")6.35 (.25")6.35 (.25")tapetape251 Series (Halogen-free Version) Markings 251 Series (Halogen-free Version) Markings (T1 lead length)(T1 lead length)FFFPackagingPackaging OptionPackaging SpecificationQuantity & Packaging Code*T1: 52.4mm (2.062") Tape and ReelEIA 296Please refer to available quantities above in "Part Numbering System”**T3: 73mm (2.874') Tape and ReelEIA 296The default lead length for both ammo pack and loose pack is T1 for 251 and is T3 for 253.Notes: * T1 dimension is defined as the length of the component between the two tapes. The full component length is 62.7mm (2.468"). T1 length is for 251 series only.** T3 dimension is defined as the length of the component between the two tapes. The full component length is 83.3.7mm (3.28”). T3 length is for 253 series only.Disclaimer Notice - Information furnished is believed to be accurate and reliable. However, users should independently evaluate the suitability of and test each product selected for their own applications. Littelfuse products are not designed for, and may not be used in, all applications. Read complete Disclaimer Notice at: www.littelfuse.com/disclaimer-electronics.
https://www.belfuse.com/resources/datasheets/circuitprotection/ds-cp-0adex-series.pdf | fuses | Type 0ADEC / 0ADEP Fast-Acting Fuse Series belfuse.com/circuit-protection 0ADEC/0ADEP Series, 6x32mm Ceramic Tube Fast-Acting Fuse RoHS Compliant Description A 500 VAC/VDC rated ceramic tube cartridge fuse in a compact 6.3 x 32mm package, Features - Fast-acting, high breaking capacity fuse - Available in cartridge and pigtail axial lead - Designed to UL 248-14 - Full compliance with EU Directive 2011/65/EU and amending directive 2015/863 - Halogen Free - Lead Free Applications - Industrial Power Supplies LEAD FREE = - DC/DC modules HALOGEN FREE = Physical Specifications Electrical Characteristics Safety Agency Approvals Materials Body : Ceramic Cap: Silver Plated Caps Pigtail Leads : Tin Plated Copper Marking On Fuse : "bel" "0ADE","Current Rating", "Voltage Rating", "Appropriate Safety Logos" On Label : "bel","0ADEC"or"0ADEP","Current Rating","Voltage Rating","Interrupting Rating", "Appropriate Safety Logos" and " ", " "(China RoHS compliant). Safety Agency Safety Agency Certificate Ampere Rating / Voltage Rating Ampere Range / Volt @ I.R. ability* E20624 10A–30A/500V AC/DC 10A–30A/500V@30KA AC /500V@20KA DC *I.R.= Interrupting Rating = Short Circuit Rating(Amps) Testing Current Opening Time Maximum 150% 30 minutes 200% 5 minutes 300% 10 seconds Specifications subject to change without notice Type 0ADEC /0ADEP 2 / 4 Bel Fuse Inc. 206 Van Vorst Street Jersey City, NJ 07302 USA +1 201.432.0463 Bel.US.CS@belf.com belfuse.com/circuit-protection © 2023 Bel Fuse, Inc. Rev. :0ADEC/0ADEP Apr2023 Environmental Specifications Electrical Specifications Part Number Ampere Rating Typical Cold Resistance (mOhms) Voltage and Interrupting Ratings Typical Pre–Arcing I²t (A²Sec) Total I2t (A2sec) 0ADEC9100-XX 10A 17.1 See Table of Ratings on Page 1 for Voltage and associated Interrupting Ratings 100 135 0ADEP9100- XX 0ADEC9120- XX 12A 12.3 140 180 0ADEP9120- XX 0ADEC9150- XX 15A 8.0 66 155 0ADEP9150- XX 0ADEC9160- XX 16A 8.0 62 150 0ADEP9160- XX 0ADEC9200- XX 20A 5.5 120 280 0ADEP9200- XX 0ADEC9250- XX 25A 4.6 200 470 0ADEP9250- XX 0ADEC9300- XX 30A 3.7 270 630 0ADEP9300- XX Consult manufacturer for other ratings *DC Cold Resistance are measured at <10% of rated current in ambient temperature of 25℃ *Typical Pre-arcing I2t are measured at 10In Current *Total I2t are measured at 500V IR test Operating Temperature -50℃ to +105℃ Terminal Strength MIL-STD-202G, Method 211 Test Condition A Lead Solderability MIL-STD-202, Method 208 Mechanical Vibration MIL-STD-202, Method 201 Thermal Shock MIL-STD-202, Method 107 Test Condition B ( 5 cycles -65℃ to+125℃ ) Humidity MIL-STD-202, Method 103, Test Condition A ( 95%RH and 40℃ for 240 hours ) Specifications subject to change without notice Type 0ADEC /0ADEP 3 / 4 Bel Fuse Inc. 206 Van Vorst Street Jersey City, NJ 07302 USA +1 201.432.0463 Bel.US.CS@belf.com belfuse.com/circuit-protection © 2023 Bel Fuse, Inc. Rev. :0ADEC/0ADEP Apr2023 Temperature Re-Rating Curve Average Time Current Curve Soldering parameters for Pigtail Type Wave Soldering Compatible: (260℃, 10 sec max) Hand-Solder: Solder Iron Temperature: (350℃+/-5℃) Heating Time:( 5 sec max) Specifications subject to change without notice Type 0ADEC /0ADEP 4 / 4 Bel Fuse Inc. 206 Van Vorst Street Jersey City, NJ 07302 USA +1 201.432.0463 Bel.US.CS@belf.com belfuse.com/circuit-protection © 2023 Bel Fuse, Inc. Rev. :0ADEC/0ADEP Apr2023 Fuse FGNO Explanation 0ADE X [XXXX] -XX 0ADEC/P=0ADEC/P; [XXXX]=Ampere Rating; XX=See Ordering Information as below Amps Bel FGNO[XXXX] 10 9100 12 9120 15 9150 16 9160 20 9200 25 9250 30 9300 Mechanical Dimensions Ordering Information Packaging Packaging Option Quantity Packaging Code Bulk 1000 BE Bulk (Pigtail standard length) 1000 RE Bulk (Pigtail long length) 1000 LE Specifications subject to change without notice
https://www.littelfuse.com/media?resourcetype=datasheets&itemid=d86b18f9-14fa-4764-87ff-8aec12e9a89d&filename=littelfuse_fuse_456_datasheet.pdf | fuses | Fuse Datasheet© 2021 Littelfuse, Inc.Specifications are subject to change without notice.Revised: GD. 08/24/211456 Series FuseVery Fast Acting FuseDescriptionThe High Current NANO2® Fuse is a small square surface mount fuse that is designed to support higher current requirements of various applications.Agency ApprovalsAgencyAgency File/Certificate NumberAmpere RatingE1048020A - 40AJ5044692920A - 40APSENBK030308-JP102120A - 30A2986220A - 40AElectrical CharacteristicsFeaturesRoHS% of Ampere RatingOpening Time100%4 hours, Minimum200%60 seconds, MaximumElectrical SpecificationsAmpere Rating (A)Amp CodeMaxVoltage Rating (V)Interrupting Rating4Nominal Cold Resistance (Ohms)Nominal Melting I2t (A2 Sec.)Nom Voltage Drop (mV)Agency ApprovalsPSE20020.125100A @125VAC 300A @ 65VAC300A @ 100VDC1000A @ 32VDC500A @ 72VDC0.002301864.7xxxx25025.125100A @ 125VAC 300A @ 65VAC500A @ 72VDC1000A @ 32VDC0.001924568.38xxxx30030.125100A @ 125VAC 300A @ 65VAC1000A @ 32VDC500A @ 72VDC0.001328169.9xxxx40040.72180A @ 72VDC600A @ 60VDC0.0010519155xx-xApplications ■ Voltage regulator module for PC server ■ Cooling fan system for PC server ■ Storage system power ■ Basestation power supply ■ Surface mount high current fuse ■ Fully compatible with lead-free solder alloys and higher temperature profiles associated with lead-free assembly ■ RoHS compliant and Halogen Free ■ Available in ratings of 20 to 40 Amperes ■ UL Recognized UL/CSA/NMX 248-1 and UL/CSA/NMX 248-14 ■ Conforms to IEC/EN 60127-1 and IEC/EN 60127-7 ■ Conforms to DENAN’s Appendix 3PSENotes: 1. Cold resistance measured at less than 10% of rated current at 23°C. 2. Agency Approval Table Key: X=Approved or Certified, P=Pending.3. I2t values stated for 1 msec opening time.4. Interrupting Rating may differ based on Agency Approval. See Agency Approval certificate for more details.40A20A, 25A, 30AResourcesAccessoriesSamplesAdditional InformationFuse Datasheet© 2021 Littelfuse, Inc.Specifications are subject to change without notice.Revised: GD. 08/24/212456 Series FuseVery Fast Acting FuseAverage Time Current CurvesTemperature Re-rating CurvePERCENT OF UPRATINGPERCENT OF DOWNUPRATINGAMBIENT TEMPERATURE248°F212°F176°F140°F104°F68°F32°F-4°F-40°F-76°F120°C264°F140°C100°C80°C60°C40°C20°C0°C-20°C-40°C-60°C00204060204060Soldering Parameters – Reflow SolderingReflow ConditionPb – Free assemblyPre Heat- Temperature Min (Ts(min))150°C - Temperature Max (Ts(max))200°C- Time (Min to Max) (ts)60 – 180 secsAverage ramp up rate (Liquidus Temp (TL) to peak 5°C/second max.TS(max) to TL - Ramp-up Rate5°C/second max.Reflow- Temperature (TL) (Liquidus)217°C - Temperature (tL)60 – 150 secondsPeak Temperature (TP)260+0/–5 °CTime within 5°C of actual peak Temperature (tp)20 – 40 secondsRamp-down Rate5°C/second max.Time 25°C to peak Temperature (TP)8 minutes max.Do not exceed260°CTimeTemperatureTPTLTS(max)TS(min)25tPtLtStime to peak temperature(t 25ºC to peak)Ramp-downRamp-upPreheatCritical ZoneTL to TP0.01 0.1 1 10 100 1 10 100 1000 TIME IN SECONDS CURRENT IN AMPS 40A 30A 20A 25A 1000 Note:1. Rerating depicted in this curve is in addition to the standard derating of 25% for continuous operation.Fuse Datasheet© 2021 Littelfuse, Inc.Specifications are subject to change without notice.Revised: GD. 08/24/213456 Series FuseVery Fast Acting FuseOperating Temperature-55OC to 125OC with proper derating Thermal ShockMIL-STD-202, Method 107, Test Condition B (5 cycles -65OC to 125OC) VibrationMIL-STD-202, Method 201 (10-55 Hz)Moisture Sensitivity LevelJ-STD-020, Level 1Moisture ResistanceMIL-STD-202 Method 106, High Humidity (90-98%RH), Heat (65OC)Salt SprayMIL-STD-202, Method 101, Test Condition BMechanical ShockMIL-STD-202, Method 213, Test Condition I (100 G’s peak for 6 milliseconds) Product CharacteristicsDimensionsPart Numbering SystemPackagingRatingPackaging OptionPackaging SpecificationQuantityQuantity & Packaging Code20A, 25A, 30A24 mm Tape and ReelEIA RS-481-22500ER40A24 mm Tape and ReelEIA RS-481-2 (IEC 286, part 3)1500DRMaterialsBody: CeramicCap: Silver Plated Brass Product MarkingBody: Brand Logo, Current RatingInsulation ResistanceMIL-STD-202, method 302, Test Condition A (10,000 ohms, Minimum)SolderabilityMIL-STD-202, Method 208Resistance to Soldering HeatMIL-STD-202, Method 210,Test Condition B (10 sec at 260OC)PCB Recommendation for Thermal ManagementMin. copper layer thickness = 100µmMin. copper trace width =20A, 3010mm (20A, 30A) / 15mm (40A)Alternate methods of thermal management may be used. In such cases, under normal operations, the maximum temperature of the fuse body should not exceed 90OC in a 25OC environment.10.08(.397”)3.05(.12”)12.50(.492)4.445(.175”)4.445(.175”)Recommended Pad LayoutRecommended Pad Layout2.173(.086”)2.79(.110”)0.30(.012”)3.79(.149”)5.72(.225”)13.3(.524”)5.65(.222”)3.05[.12”]1.70 typ(0.067”)3.25(.128”)3.43(.135”)12.60(.496”)6.10(.240”)20 A20A, 25A, 30A:40A:F40 AF0456 020. E RSeriesAmp CodeQuantity codePackaging codeRefer to Electricalcharacteristics tableE = 2500 pcsD = 1500 pcsR = Tape and ReelDisclaimer Notice - Littelfuse products are not designed for, and shall not be used for, any purpose (including, without limitation, automotive, military, aerospace, medical, life-saving, life-sustaining or nuclear facility applications, devices intended for surgical implant into the body, or any other application in which the failure or lack of desired operation of the product may result in personal injury, death, or property damage) other than those expressly set forth in applicable Littelfuse product documentation. Warranties granted by Littelfuse shall be deemed void for products used for any purpose not expressly set forth in applicable Littelfuse documentation. Littelfuse shall not be liable for any claims or damages arising out of products used in applications not expressly intended by Littelfuse as set forth in applicable Littelfuse documentation. The sale and use of Littelfuse products is subject to Littelfuse Terms and Conditions of Sale, unless otherwise agreed by Littelfuse. Information furnished is believed to be accurate and reliable. However, users should independently evaluate the suitability of and test each product selected for their own applications. Littelfuse products are not designed for, and may not be used in, all applications. Read complete Disclaimer Notice at www.littelfuse.com/disclaimer-electronics.
https://www.littelfuse.com/media?resourcetype=datasheets&itemid=5688ddaa-f0db-4dd2-936d-4e678e1f8f31&filename=littelfuse_fuse_505_datasheet.pdf | fuses | Axial Lead & Cartridge Fuses Datasheet© 2023 Littelfuse, Inc.Specifications are subject to change without notice.Revised: GD. 10/16/231505 SeriesLead-free 3AB, Fast-Acting FusePbRoHSThe 505 Series is a 500VAC/VDC rated ceramic fuse with a 20,000A interrupting rating in a compact 6.3 x 32mm package. Suitable for circuit protection in high energy applications.Agency ApprovalsAgencyAgency File/Certificate NumberAmpere RangeE1048010A - 30ASE-S-2300703 10A - 12AT5026910801*15A - 30AJ50521465 **15A - 16AN/A10A - 30AFeatures & BenefitsApplicationsElectrical Characteristics for Series% of Ampere RatingAmpere RatingOpening Time150%10A - 30A30 minutes, Maximum200%30 minutes, Maximum300%10 seconds, Maximum ■ Available in cartridge and axial lead form and with various lead forming dimensions. ■ RoHS compliant and Lead-free ■ Interrupting rating of 20,000 Amperes ■ Compact form factor of 6.3mm x 32mm ■ Recognized to UL/CSA/NMX 248-1 and UL/CSA/NMX 248-14 ■ Conforms to EN 60127-1 and EN 60127-7 ■ Uninterruptible Power Supplies (UPS) ■ Three-Phase Power SuppliesAmp CodeAmpere Rating(A)Voltage Rating (V)InterruptingRatingNominal Cold Resistance (Ohms)Nominal Melting I2t (A2 sec)Agency Approvals010.1045020kA@450VAC1000A@250VDC0.016791xx-x010.*10500200A@500VAC200A@500VDC0.016791x--x012.1245020kA@450VAC1000A@250VDC0.0117192xx-x015.1550050kA@500VAC20kA@500VDC0.007368x-xx016.165000.007368x-xx020.2050030kA@500VAC20kA@500VDC0.0056140x-xx025.255000.0048210x-xx030.305000.0038280x-xxElectrical Characteristic Specifications by ItemNotes: 1. 20kA @ 500VAC and 20kA @ 500VDC interrupting rating available for TUV certification of 30A2. *200A @ 500VAC and 200A @ 500VDC interrupting rating available for 10A. Add suffix “500”. Example: 0505010.MX500P, and 0505010.MXE500P”Additional InformationFor recommended fuse accessories for this product series, see ‘Recommended Accessories’ section.DescriptionResourcesAccessoriesSamplesNotes: * Conforms to UL 248-1 and UL 248-14** Conformos to EN/IEC 60127-1 and EN/IEC 60127-7Axial Lead & Cartridge Fuses Datasheet© 2023 Littelfuse, Inc.Specifications are subject to change without notice.Revised: GD. 10/16/232505 SeriesLead-free 3AB, Fast-Acting Fuse0.0010.010.11101001000100000.010.1110100100012A15A20A25A30A16A10ATIME IN SECONDSCURRENT IN AMPERESSoldering Parameters - Wave SolderingDwell Time0204060801001201401601802002202402602803000102030405060708090100110120130140150160170180190200210220230240Time (Seconds)Temperature (°C) - Measured on bottom side of boardCooling TimePreheat TimeTemperature Re-rating CurveAverage Time Current CurvesWave ParameterLead-Free RecommendationPreheat:(Depends on Flux Activation Temperature)(Typical Industry Recommendation) Temperature Minimum:100° C Temperature Maximum:150°C Preheat Time:60-180 secondsSolder Pot Temperature:270°CSolder Dwell Time:10 seconds MaximumRecommended Hand-Solder Parameters:Solder Iron Temperature: 350°C +/- 5°C Heating Time: 5 seconds max.Note: These devices are not recommended for IR or Convection Reflow process.Recommended Process Parameters:Note: Rerating depicted in this curve is in addition to the standard derating of 25% for continuous operation.Axial Lead & Cartridge Fuses Datasheet© 2023 Littelfuse, Inc.Specifications are subject to change without notice.Revised: GD. 10/16/233505 SeriesLead-free 3AB, Fast-Acting FusePackaging OptionPackaging SpecificationQuantityQuantity & Packaging CodeReel Size505 SeriesBulkN/A1000MXN/ABulkN/A1000MXEN/ABulkN/A1000MX52LEN/ATubeN/A1500DXTN/APackagingProduct CharacteristicsMaterialsBody : CeramicCap : Nickel–plated brassLeads : Tin-plated CopperTerminal StrengthMIL-STD-202, Method 211, Test Condition ASolderabilityMIL-STD-202, Method 208Product Marking Cap1 : Brand logo, current and voltage ratingsCap2 : Series and agency approval marksOperating Temperature:–55ºC to 125ºC.Thermal Shock: MIL-STD-202, Method 107, Test Condition B (5 Cycles -65ºC to +125ºC).VibrationMIL-STD-202, Method 201HumidityMIL-STD-202, Method 103, Test Condition A: High relative humidity (95%) and elevated temp (40ºC) for 240 hoursSalt SprayMIL-STD-202, Method 101, Test Condition B0505 xxxx M X ESeriesQuantity CodeM = 1000Amp CodeRefer to Amp Code column ofElectrical Characteristics TableOption CodesE : Axial Leaded52LE : 52mm lengthOthers : special options. Please call Littelfuse for detail.Blank : CartridgeLead-FreePackaging CodeX = FillerPPart Numbering System505 000P Series(cartridge)505 000P Series(axial leaded)6.35±0.3 (.25")32.72±1.12(1.288")31.75±1.12(1.25")6.985±0.3 (.275")Axial Lead Diameter:0.81±0.05 (.032") for(10A - 16A)1.02±0.06 (.040") for(20A - 30A)Axial Lead Length:38.1±3.15 (1.50") TYP.52±1 (2.0") for long leadAxial Lead Material: Tin-coated copperDimensionsMeasurements displayed in millimeters (inches)Recommended AccessoriesAccessory TypeSeriesDescriptionMax Application VoltageMax Application AmperageHolder150322In-Line Fuseholder50015Block354Low Profile OMNI-BLOK® Fuse Block60030359High Current Screw Terminal Fuse Block 30Clip122High Current Traditional PC Board Fuse Clip 100030101Rivet/Eyelet Type Fuse Clip100015Notes: 1. Do not use in applications above rating. 2. Please refer to fuseholder data sheet for specific re-rating information.3. Please contact factory for applications greater than the max voltage and amperage shown.Disclaimer Notice - Information furnished is believed to be accurate and reliable. However, users should independently evaluate the suitability of and test each product selected for their own applications. Littelfuse products are not designed for, and may not be used in, all applications. Read complete Disclaimer Notice at: www.littelfuse.com/disclaimer-electronics.
https://www.littelfuse.com/media?resourcetype=datasheets&itemid=5688ddaa-f0db-4dd2-936d-4e678e1f8f31&filename=littelfuse_fuse_505_datasheet.pdf | fuses | Axial Lead & Cartridge Fuses Datasheet© 2023 Littelfuse, Inc.Specifications are subject to change without notice.Revised: GD. 10/16/231505 SeriesLead-free 3AB, Fast-Acting FusePbRoHSThe 505 Series is a 500VAC/VDC rated ceramic fuse with a 20,000A interrupting rating in a compact 6.3 x 32mm package. Suitable for circuit protection in high energy applications.Agency ApprovalsAgencyAgency File/Certificate NumberAmpere RangeE1048010A - 30ASE-S-2300703 10A - 12AT5026910801*15A - 30AJ50521465 **15A - 16AN/A10A - 30AFeatures & BenefitsApplicationsElectrical Characteristics for Series% of Ampere RatingAmpere RatingOpening Time150%10A - 30A30 minutes, Maximum200%30 minutes, Maximum300%10 seconds, Maximum ■ Available in cartridge and axial lead form and with various lead forming dimensions. ■ RoHS compliant and Lead-free ■ Interrupting rating of 20,000 Amperes ■ Compact form factor of 6.3mm x 32mm ■ Recognized to UL/CSA/NMX 248-1 and UL/CSA/NMX 248-14 ■ Conforms to EN 60127-1 and EN 60127-7 ■ Uninterruptible Power Supplies (UPS) ■ Three-Phase Power SuppliesAmp CodeAmpere Rating(A)Voltage Rating (V)InterruptingRatingNominal Cold Resistance (Ohms)Nominal Melting I2t (A2 sec)Agency Approvals010.1045020kA@450VAC1000A@250VDC0.016791xx-x010.*10500200A@500VAC200A@500VDC0.016791x--x012.1245020kA@450VAC1000A@250VDC0.0117192xx-x015.1550050kA@500VAC20kA@500VDC0.007368x-xx016.165000.007368x-xx020.2050030kA@500VAC20kA@500VDC0.0056140x-xx025.255000.0048210x-xx030.305000.0038280x-xxElectrical Characteristic Specifications by ItemNotes: 1. 20kA @ 500VAC and 20kA @ 500VDC interrupting rating available for TUV certification of 30A2. *200A @ 500VAC and 200A @ 500VDC interrupting rating available for 10A. Add suffix “500”. Example: 0505010.MX500P, and 0505010.MXE500P”Additional InformationFor recommended fuse accessories for this product series, see ‘Recommended Accessories’ section.DescriptionResourcesAccessoriesSamplesNotes: * Conforms to UL 248-1 and UL 248-14** Conformos to EN/IEC 60127-1 and EN/IEC 60127-7Axial Lead & Cartridge Fuses Datasheet© 2023 Littelfuse, Inc.Specifications are subject to change without notice.Revised: GD. 10/16/232505 SeriesLead-free 3AB, Fast-Acting Fuse0.0010.010.11101001000100000.010.1110100100012A15A20A25A30A16A10ATIME IN SECONDSCURRENT IN AMPERESSoldering Parameters - Wave SolderingDwell Time0204060801001201401601802002202402602803000102030405060708090100110120130140150160170180190200210220230240Time (Seconds)Temperature (°C) - Measured on bottom side of boardCooling TimePreheat TimeTemperature Re-rating CurveAverage Time Current CurvesWave ParameterLead-Free RecommendationPreheat:(Depends on Flux Activation Temperature)(Typical Industry Recommendation) Temperature Minimum:100° C Temperature Maximum:150°C Preheat Time:60-180 secondsSolder Pot Temperature:270°CSolder Dwell Time:10 seconds MaximumRecommended Hand-Solder Parameters:Solder Iron Temperature: 350°C +/- 5°C Heating Time: 5 seconds max.Note: These devices are not recommended for IR or Convection Reflow process.Recommended Process Parameters:Note: Rerating depicted in this curve is in addition to the standard derating of 25% for continuous operation.Axial Lead & Cartridge Fuses Datasheet© 2023 Littelfuse, Inc.Specifications are subject to change without notice.Revised: GD. 10/16/233505 SeriesLead-free 3AB, Fast-Acting FusePackaging OptionPackaging SpecificationQuantityQuantity & Packaging CodeReel Size505 SeriesBulkN/A1000MXN/ABulkN/A1000MXEN/ABulkN/A1000MX52LEN/ATubeN/A1500DXTN/APackagingProduct CharacteristicsMaterialsBody : CeramicCap : Nickel–plated brassLeads : Tin-plated CopperTerminal StrengthMIL-STD-202, Method 211, Test Condition ASolderabilityMIL-STD-202, Method 208Product Marking Cap1 : Brand logo, current and voltage ratingsCap2 : Series and agency approval marksOperating Temperature:–55ºC to 125ºC.Thermal Shock: MIL-STD-202, Method 107, Test Condition B (5 Cycles -65ºC to +125ºC).VibrationMIL-STD-202, Method 201HumidityMIL-STD-202, Method 103, Test Condition A: High relative humidity (95%) and elevated temp (40ºC) for 240 hoursSalt SprayMIL-STD-202, Method 101, Test Condition B0505 xxxx M X ESeriesQuantity CodeM = 1000Amp CodeRefer to Amp Code column ofElectrical Characteristics TableOption CodesE : Axial Leaded52LE : 52mm lengthOthers : special options. Please call Littelfuse for detail.Blank : CartridgeLead-FreePackaging CodeX = FillerPPart Numbering System505 000P Series(cartridge)505 000P Series(axial leaded)6.35±0.3 (.25")32.72±1.12(1.288")31.75±1.12(1.25")6.985±0.3 (.275")Axial Lead Diameter:0.81±0.05 (.032") for(10A - 16A)1.02±0.06 (.040") for(20A - 30A)Axial Lead Length:38.1±3.15 (1.50") TYP.52±1 (2.0") for long leadAxial Lead Material: Tin-coated copperDimensionsMeasurements displayed in millimeters (inches)Recommended AccessoriesAccessory TypeSeriesDescriptionMax Application VoltageMax Application AmperageHolder150322In-Line Fuseholder50015Block354Low Profile OMNI-BLOK® Fuse Block60030359High Current Screw Terminal Fuse Block 30Clip122High Current Traditional PC Board Fuse Clip 100030101Rivet/Eyelet Type Fuse Clip100015Notes: 1. Do not use in applications above rating. 2. Please refer to fuseholder data sheet for specific re-rating information.3. Please contact factory for applications greater than the max voltage and amperage shown.Disclaimer Notice - Information furnished is believed to be accurate and reliable. However, users should independently evaluate the suitability of and test each product selected for their own applications. Littelfuse products are not designed for, and may not be used in, all applications. Read complete Disclaimer Notice at: www.littelfuse.com/disclaimer-electronics.
https://www.littelfuse.com/media?resourcetype=datasheets&itemid=d86b18f9-14fa-4764-87ff-8aec12e9a89d&filename=littelfuse_fuse_456_datasheet.pdf | fuses | Fuse Datasheet© 2021 Littelfuse, Inc.Specifications are subject to change without notice.Revised: GD. 08/24/211456 Series FuseVery Fast Acting FuseDescriptionThe High Current NANO2® Fuse is a small square surface mount fuse that is designed to support higher current requirements of various applications.Agency ApprovalsAgencyAgency File/Certificate NumberAmpere RatingE1048020A - 40AJ5044692920A - 40APSENBK030308-JP102120A - 30A2986220A - 40AElectrical CharacteristicsFeaturesRoHS% of Ampere RatingOpening Time100%4 hours, Minimum200%60 seconds, MaximumElectrical SpecificationsAmpere Rating (A)Amp CodeMaxVoltage Rating (V)Interrupting Rating4Nominal Cold Resistance (Ohms)Nominal Melting I2t (A2 Sec.)Nom Voltage Drop (mV)Agency ApprovalsPSE20020.125100A @125VAC 300A @ 65VAC300A @ 100VDC1000A @ 32VDC500A @ 72VDC0.002301864.7xxxx25025.125100A @ 125VAC 300A @ 65VAC500A @ 72VDC1000A @ 32VDC0.001924568.38xxxx30030.125100A @ 125VAC 300A @ 65VAC1000A @ 32VDC500A @ 72VDC0.001328169.9xxxx40040.72180A @ 72VDC600A @ 60VDC0.0010519155xx-xApplications ■ Voltage regulator module for PC server ■ Cooling fan system for PC server ■ Storage system power ■ Basestation power supply ■ Surface mount high current fuse ■ Fully compatible with lead-free solder alloys and higher temperature profiles associated with lead-free assembly ■ RoHS compliant and Halogen Free ■ Available in ratings of 20 to 40 Amperes ■ UL Recognized UL/CSA/NMX 248-1 and UL/CSA/NMX 248-14 ■ Conforms to IEC/EN 60127-1 and IEC/EN 60127-7 ■ Conforms to DENAN’s Appendix 3PSENotes: 1. Cold resistance measured at less than 10% of rated current at 23°C. 2. Agency Approval Table Key: X=Approved or Certified, P=Pending.3. I2t values stated for 1 msec opening time.4. Interrupting Rating may differ based on Agency Approval. See Agency Approval certificate for more details.40A20A, 25A, 30AResourcesAccessoriesSamplesAdditional InformationFuse Datasheet© 2021 Littelfuse, Inc.Specifications are subject to change without notice.Revised: GD. 08/24/212456 Series FuseVery Fast Acting FuseAverage Time Current CurvesTemperature Re-rating CurvePERCENT OF UPRATINGPERCENT OF DOWNUPRATINGAMBIENT TEMPERATURE248°F212°F176°F140°F104°F68°F32°F-4°F-40°F-76°F120°C264°F140°C100°C80°C60°C40°C20°C0°C-20°C-40°C-60°C00204060204060Soldering Parameters – Reflow SolderingReflow ConditionPb – Free assemblyPre Heat- Temperature Min (Ts(min))150°C - Temperature Max (Ts(max))200°C- Time (Min to Max) (ts)60 – 180 secsAverage ramp up rate (Liquidus Temp (TL) to peak 5°C/second max.TS(max) to TL - Ramp-up Rate5°C/second max.Reflow- Temperature (TL) (Liquidus)217°C - Temperature (tL)60 – 150 secondsPeak Temperature (TP)260+0/–5 °CTime within 5°C of actual peak Temperature (tp)20 – 40 secondsRamp-down Rate5°C/second max.Time 25°C to peak Temperature (TP)8 minutes max.Do not exceed260°CTimeTemperatureTPTLTS(max)TS(min)25tPtLtStime to peak temperature(t 25ºC to peak)Ramp-downRamp-upPreheatCritical ZoneTL to TP0.01 0.1 1 10 100 1 10 100 1000 TIME IN SECONDS CURRENT IN AMPS 40A 30A 20A 25A 1000 Note:1. Rerating depicted in this curve is in addition to the standard derating of 25% for continuous operation.Fuse Datasheet© 2021 Littelfuse, Inc.Specifications are subject to change without notice.Revised: GD. 08/24/213456 Series FuseVery Fast Acting FuseOperating Temperature-55OC to 125OC with proper derating Thermal ShockMIL-STD-202, Method 107, Test Condition B (5 cycles -65OC to 125OC) VibrationMIL-STD-202, Method 201 (10-55 Hz)Moisture Sensitivity LevelJ-STD-020, Level 1Moisture ResistanceMIL-STD-202 Method 106, High Humidity (90-98%RH), Heat (65OC)Salt SprayMIL-STD-202, Method 101, Test Condition BMechanical ShockMIL-STD-202, Method 213, Test Condition I (100 G’s peak for 6 milliseconds) Product CharacteristicsDimensionsPart Numbering SystemPackagingRatingPackaging OptionPackaging SpecificationQuantityQuantity & Packaging Code20A, 25A, 30A24 mm Tape and ReelEIA RS-481-22500ER40A24 mm Tape and ReelEIA RS-481-2 (IEC 286, part 3)1500DRMaterialsBody: CeramicCap: Silver Plated Brass Product MarkingBody: Brand Logo, Current RatingInsulation ResistanceMIL-STD-202, method 302, Test Condition A (10,000 ohms, Minimum)SolderabilityMIL-STD-202, Method 208Resistance to Soldering HeatMIL-STD-202, Method 210,Test Condition B (10 sec at 260OC)PCB Recommendation for Thermal ManagementMin. copper layer thickness = 100µmMin. copper trace width =20A, 3010mm (20A, 30A) / 15mm (40A)Alternate methods of thermal management may be used. In such cases, under normal operations, the maximum temperature of the fuse body should not exceed 90OC in a 25OC environment.10.08(.397”)3.05(.12”)12.50(.492)4.445(.175”)4.445(.175”)Recommended Pad LayoutRecommended Pad Layout2.173(.086”)2.79(.110”)0.30(.012”)3.79(.149”)5.72(.225”)13.3(.524”)5.65(.222”)3.05[.12”]1.70 typ(0.067”)3.25(.128”)3.43(.135”)12.60(.496”)6.10(.240”)20 A20A, 25A, 30A:40A:F40 AF0456 020. E RSeriesAmp CodeQuantity codePackaging codeRefer to Electricalcharacteristics tableE = 2500 pcsD = 1500 pcsR = Tape and ReelDisclaimer Notice - Littelfuse products are not designed for, and shall not be used for, any purpose (including, without limitation, automotive, military, aerospace, medical, life-saving, life-sustaining or nuclear facility applications, devices intended for surgical implant into the body, or any other application in which the failure or lack of desired operation of the product may result in personal injury, death, or property damage) other than those expressly set forth in applicable Littelfuse product documentation. Warranties granted by Littelfuse shall be deemed void for products used for any purpose not expressly set forth in applicable Littelfuse documentation. Littelfuse shall not be liable for any claims or damages arising out of products used in applications not expressly intended by Littelfuse as set forth in applicable Littelfuse documentation. The sale and use of Littelfuse products is subject to Littelfuse Terms and Conditions of Sale, unless otherwise agreed by Littelfuse. Information furnished is believed to be accurate and reliable. However, users should independently evaluate the suitability of and test each product selected for their own applications. Littelfuse products are not designed for, and may not be used in, all applications. Read complete Disclaimer Notice at www.littelfuse.com/disclaimer-electronics.
https://us.schurter.com/en/datasheet/typ_MGA.pdf | fuses | 1FusesMGAhttps://www.schurter.com /PG01_2Circuit ProtectionSolid State, Thin Film, SMD 1206, Super-Quick-Acting FF, 125 VAC, 125 VDC, 150 °CSee below: Approvals and CompliancesUL 248-14 · 125 VAC · 125 VDC · Super-Quick-Acting FFDescription- Max. ambient temperature 150 °C- Impermeable to potting compound used to achieve hermetic seal for use in intrinsically safe applications according to ATEx and IECEx re-quirements.Unique Selling Proposition- Hermetically sealed and robust construction- High breaking capacity up to 300 A- Smallest sizeApplications- Applications where high reliability and availability is required- Medical Equipment- Offshore- DefenseReferencesAlternative: Space version Weblinkspdf data sheet, html datasheet, General Product Information, Distributor-Stock-Check, Detailed request for productTechnical DataRated Voltage32 - 125 VAC, 125 VDCRated current0.2 - 5 ABreaking Capacity50 ACharacteristicSuper-Quick-Acting FFMountingPCB,SMTAdmissible Ambient Temp.-55 °C to 150 °CClimatic Category55/150/21 acc. to IEC 60068-1Material: HousingCeramicsMaterial: TerminalsTin-Plated NickelUnit Weight0.03 gStorage Conditions0 °C to 60 °C, max. 70% r.h.Product Markingnone Soldering MethodsReflow, Wave Soldering ProfileSolderability245 °C / 3 sec acc. to IEC 60068-2-58, Test TdResistance to Soldering Heat260 +0/-5 °C / 30 sec acc. to IPC/JE-DEC J-STD-020D, Level 1Moisture Sensitivity LevelMSL 1, J-STD-020 Flammabilitymin. UL 94V-1 (acc. to EIA/IS-722, Test 4.12)Moisture Resistance TestMIL-STD-202, Method 106 (50 cycles in a temp./mister chamber)Thermal ShockMIL-STD-202, Method 107D (200 air-to-air cycles from -55 to +125°C)Operational LifeMIL-STD-202, Method 108 1000h @ 0.60 x In @ 70°CLoad Humidity TestMIL-STD-202, Method 103 0.1 x In @ 0.85 r.H. @ 85°CResistance to SolventsMIL-STD-202, Method 215Terminal StrengthMIL-STD-202, Method 211A (Deflection of board 1 mm for 1 minute)Approvals and CompliancesDetailed information on product approvals, code requirements, usage instructions and detailed test conditions can be looked up in Details about Approvals SCHURTER products are designed for use in industrial environments. They have approvals from independent testing bodies according to national and international standards. Products with specific characteristics and requirements such as required in the automotive sector according to IATF 16949, medical technology according to ISO 13485 or in the aerospace industry can be offered exclusively with customer-specific, individual agree-ments by SCHURTER.ApprovalsThe approval mark is used by the testing authorities to certify compliance with the safety requirements placed on electronic products. Approval Reference Type: MGAApproval LogoCertificatesCertification BodyDescriptionUL ApprovalsULUR File Number: E415992FusesMGAhttps://www.schurter.com /PG01_2Circuit ProtectionProduct standardsProduct standards that are referencedOrganizationDesignStandardDescriptionDesigned according toUL 248-14Low voltage fuses - Part 14: Supplemental fusesDesigned according toCSA22.2 No. 248.14Low-Voltage Fuses - Part 14: Supplemental FusesApplication standardsApplication standards where the product can be usedOrganizationDesignStandardDescriptionSuitable for applications acc.IEC/UL 62368-1Audio/video, information and communication technology equipment - Part 1: Safety requirementsCompliancesThe product complies with following Guide LinesIdentificationDetailsInitiatorDescriptionCE declaration of conformitySCHURTER AGThe CE marking declares that the product complies with the applicable requirements laid down in the harmonisation of Community legislation on its affixing in accordance with EU Regulation 765/2008.UKCA declaration of conformitySCHURTER AGThe UKCA marking declares that the product complies with the applicable requirements laid down in the British Amendment of Regulation (EC) 765/2008.RoHSSCHURTER AGDirective RoHS 2011/65/EU, Amendment (EU) 2015/863China RoHSSCHURTER AGThe law SJ / T 11363-2006 (China RoHS) has been in force since 1 March 2007. It is similar to the EU directive RoHS.REACHSCHURTER AGOn 1 June 2007, Regulation (EC) No 1907/2006 on the Registration, Evaluation, Authorization and Restriction of Chemicals 1 (abbreviated as "REACH") entered into force.Dimension [mm] 3.2 mm 3.20.51.551.55Reflow soldering pads 1.51.12Derating Curves 140130120110100908070605040-60 -40 -20 0 20 40 60 80 100 120 140 160233FusesMGAhttps://www.schurter.com /PG01_2Circuit ProtectionPre-Arcing TimeRated Current In1.0 x In min.2.5 x In max.0.2 A - 5 A4 h5 sTime-Current-CurvesTime in Seconds0.001 0.01 0.1 1 10 100 1000 10000 100000 1 10 Multiple of Rated Current In All Variants Rated Cur-rent [A]Rated Vol-tage [VAC]Rated Vol-tage [VDC]Breaking CapacityVoltage Drop 1.0 In typ. [mV]Cold Resi-stance typ. [mΩ]Melting I²t 4.0 In typ. [A²s]Order Number0.21251251)25810200.0008l3410.0021.01█0.21251251)25810200.0008l3410.0021.020.21251251)25810200.0008l3410.0021.030.21251251)25810200.0008l3410.0021.040.251251251)2508000.0009l3410.0022.010.251251251)2508000.0009l3410.0022.02█0.251251251)2508000.0009l3410.0022.030.251251251)2508000.0009l3410.0022.040.3751251251)1653610.0037l3410.0025.010.3751251251)1653610.0037l3410.0025.020.3751251251)1653610.0037l3410.0025.030.3751251251)1653610.0037l3410.0025.040.51251251)1502470.0042l3410.0027.01█0.51251251)1502470.0042l3410.0027.020.51251251)1502470.0042l3410.0027.030.51251251)1502470.0042l3410.0027.040.751251251)1001150.01l3410.0029.01█0.751251251)1001150.01l3410.0029.020.751251251)1001150.01l3410.0029.030.751251251)1001150.01l3410.0029.0411251251)12498.70.035l3410.0031.01█11251251)12498.70.035l3410.0031.0211251251)12498.70.035l3410.0031.034FusesMGAhttps://www.schurter.com /PG01_2Circuit ProtectionRated Cur-rent [A]Rated Vol-tage [VAC]Rated Vol-tage [VDC]Breaking CapacityVoltage Drop 1.0 In typ. [mV]Cold Resi-stance typ. [mΩ]Melting I²t 4.0 In typ. [A²s]Order Number11251251)12498.70.035l3410.0031.041.51251251)105560.064l3410.0033.01█1.51251251)105560.064l3410.0033.021.51251251)105560.064l3410.0033.031.51251251)105560.064l3410.0033.0421251251)98390.089l3410.0035.0121251251)98390.089l3410.0035.0221251251)98390.089l3410.0035.0321251251)98390.089l3410.0035.042.51251251)9029.50.15l3410.0036.012.51251251)9029.50.15l3410.0036.022.51251251)9029.50.15l3410.0036.032.51251251)9029.50.15l3410.0036.0431251251)8824.10.18l3410.0037.01█31251251)8824.10.18l3410.0037.0231251251)8824.10.18l3410.0037.0331251251)8824.10.18l3410.0037.044631252)83.5170.23l3410.0240.01█4631252)83.5170.23l3410.0240.024631252)83.5170.23l3410.0240.034631252)83.5170.23l3410.0240.045321253)9013.50.45l3410.0141.01█5321253)9013.50.45l3410.0141.025321253)9013.50.45l3410.0141.035321253)9013.50.45l3410.0141.04█ Most Popular.Availability for all products can be searched real-time: https://www.schurter.com/en/info-center/support-tools/stock-check-distributors1) 50 A @ 125 VAC / 300 A @ 125 VDC2) 50 A @ 63 VAC / 50 A @ 125 VDC / 300 A @ 32 VDC3) 50 A @ 32 VAC / 50 A @ 125 VDC / 300 A @ 32 VDCPackaging Unit acc. IEC 60286-3 Type 2a.xx = .01100 pcs. in tape in ESD-plastic bag.xx = .02750 pcs. in tape [W: 8mm and P1: 4mm] on reel [A: 18cm].xx = .033000 pcs. in tape [W:8mm and P1: 4mm]on reel [A: 33cm].xx = .0410000 pcs. in tape [W: 8mm and P1: 4mm] on reel [A: 33cm]The specifications, descriptions and illustrations indicated in this document are based on current information. All content is subject to modifications and amendments. Information furnished is believed to be accurate and reliable. However, users should independently evaluate the suitability and test each product selected for their own applications.26.03.2024
https://www.littelfuse.com/media?resourcetype=datasheets&itemid=5688ddaa-f0db-4dd2-936d-4e678e1f8f31&filename=littelfuse_fuse_505_datasheet.pdf | fuses | Axial Lead & Cartridge Fuses Datasheet© 2023 Littelfuse, Inc.Specifications are subject to change without notice.Revised: GD. 10/16/231505 SeriesLead-free 3AB, Fast-Acting FusePbRoHSThe 505 Series is a 500VAC/VDC rated ceramic fuse with a 20,000A interrupting rating in a compact 6.3 x 32mm package. Suitable for circuit protection in high energy applications.Agency ApprovalsAgencyAgency File/Certificate NumberAmpere RangeE1048010A - 30ASE-S-2300703 10A - 12AT5026910801*15A - 30AJ50521465 **15A - 16AN/A10A - 30AFeatures & BenefitsApplicationsElectrical Characteristics for Series% of Ampere RatingAmpere RatingOpening Time150%10A - 30A30 minutes, Maximum200%30 minutes, Maximum300%10 seconds, Maximum ■ Available in cartridge and axial lead form and with various lead forming dimensions. ■ RoHS compliant and Lead-free ■ Interrupting rating of 20,000 Amperes ■ Compact form factor of 6.3mm x 32mm ■ Recognized to UL/CSA/NMX 248-1 and UL/CSA/NMX 248-14 ■ Conforms to EN 60127-1 and EN 60127-7 ■ Uninterruptible Power Supplies (UPS) ■ Three-Phase Power SuppliesAmp CodeAmpere Rating(A)Voltage Rating (V)InterruptingRatingNominal Cold Resistance (Ohms)Nominal Melting I2t (A2 sec)Agency Approvals010.1045020kA@450VAC1000A@250VDC0.016791xx-x010.*10500200A@500VAC200A@500VDC0.016791x--x012.1245020kA@450VAC1000A@250VDC0.0117192xx-x015.1550050kA@500VAC20kA@500VDC0.007368x-xx016.165000.007368x-xx020.2050030kA@500VAC20kA@500VDC0.0056140x-xx025.255000.0048210x-xx030.305000.0038280x-xxElectrical Characteristic Specifications by ItemNotes: 1. 20kA @ 500VAC and 20kA @ 500VDC interrupting rating available for TUV certification of 30A2. *200A @ 500VAC and 200A @ 500VDC interrupting rating available for 10A. Add suffix “500”. Example: 0505010.MX500P, and 0505010.MXE500P”Additional InformationFor recommended fuse accessories for this product series, see ‘Recommended Accessories’ section.DescriptionResourcesAccessoriesSamplesNotes: * Conforms to UL 248-1 and UL 248-14** Conformos to EN/IEC 60127-1 and EN/IEC 60127-7Axial Lead & Cartridge Fuses Datasheet© 2023 Littelfuse, Inc.Specifications are subject to change without notice.Revised: GD. 10/16/232505 SeriesLead-free 3AB, Fast-Acting Fuse0.0010.010.11101001000100000.010.1110100100012A15A20A25A30A16A10ATIME IN SECONDSCURRENT IN AMPERESSoldering Parameters - Wave SolderingDwell Time0204060801001201401601802002202402602803000102030405060708090100110120130140150160170180190200210220230240Time (Seconds)Temperature (°C) - Measured on bottom side of boardCooling TimePreheat TimeTemperature Re-rating CurveAverage Time Current CurvesWave ParameterLead-Free RecommendationPreheat:(Depends on Flux Activation Temperature)(Typical Industry Recommendation) Temperature Minimum:100° C Temperature Maximum:150°C Preheat Time:60-180 secondsSolder Pot Temperature:270°CSolder Dwell Time:10 seconds MaximumRecommended Hand-Solder Parameters:Solder Iron Temperature: 350°C +/- 5°C Heating Time: 5 seconds max.Note: These devices are not recommended for IR or Convection Reflow process.Recommended Process Parameters:Note: Rerating depicted in this curve is in addition to the standard derating of 25% for continuous operation.Axial Lead & Cartridge Fuses Datasheet© 2023 Littelfuse, Inc.Specifications are subject to change without notice.Revised: GD. 10/16/233505 SeriesLead-free 3AB, Fast-Acting FusePackaging OptionPackaging SpecificationQuantityQuantity & Packaging CodeReel Size505 SeriesBulkN/A1000MXN/ABulkN/A1000MXEN/ABulkN/A1000MX52LEN/ATubeN/A1500DXTN/APackagingProduct CharacteristicsMaterialsBody : CeramicCap : Nickel–plated brassLeads : Tin-plated CopperTerminal StrengthMIL-STD-202, Method 211, Test Condition ASolderabilityMIL-STD-202, Method 208Product Marking Cap1 : Brand logo, current and voltage ratingsCap2 : Series and agency approval marksOperating Temperature:–55ºC to 125ºC.Thermal Shock: MIL-STD-202, Method 107, Test Condition B (5 Cycles -65ºC to +125ºC).VibrationMIL-STD-202, Method 201HumidityMIL-STD-202, Method 103, Test Condition A: High relative humidity (95%) and elevated temp (40ºC) for 240 hoursSalt SprayMIL-STD-202, Method 101, Test Condition B0505 xxxx M X ESeriesQuantity CodeM = 1000Amp CodeRefer to Amp Code column ofElectrical Characteristics TableOption CodesE : Axial Leaded52LE : 52mm lengthOthers : special options. Please call Littelfuse for detail.Blank : CartridgeLead-FreePackaging CodeX = FillerPPart Numbering System505 000P Series(cartridge)505 000P Series(axial leaded)6.35±0.3 (.25")32.72±1.12(1.288")31.75±1.12(1.25")6.985±0.3 (.275")Axial Lead Diameter:0.81±0.05 (.032") for(10A - 16A)1.02±0.06 (.040") for(20A - 30A)Axial Lead Length:38.1±3.15 (1.50") TYP.52±1 (2.0") for long leadAxial Lead Material: Tin-coated copperDimensionsMeasurements displayed in millimeters (inches)Recommended AccessoriesAccessory TypeSeriesDescriptionMax Application VoltageMax Application AmperageHolder150322In-Line Fuseholder50015Block354Low Profile OMNI-BLOK® Fuse Block60030359High Current Screw Terminal Fuse Block 30Clip122High Current Traditional PC Board Fuse Clip 100030101Rivet/Eyelet Type Fuse Clip100015Notes: 1. Do not use in applications above rating. 2. Please refer to fuseholder data sheet for specific re-rating information.3. Please contact factory for applications greater than the max voltage and amperage shown.Disclaimer Notice - Information furnished is believed to be accurate and reliable. However, users should independently evaluate the suitability of and test each product selected for their own applications. Littelfuse products are not designed for, and may not be used in, all applications. Read complete Disclaimer Notice at: www.littelfuse.com/disclaimer-electronics.
https://www.littelfuse.com/~/media/electronics/datasheets/fuses/littelfuse_fuse_487_datasheet.pdf.pdf | fuses | © 2019 Littelfuse, Inc.Specifications are subject to change without notice.Revised: 08/22/19Axial Lead & Cartridge Fuses5×20 mm > Fast-Acting > 487 Series487 Series, 5×20 mm, Fast-Acting FuseRoHSPbFeaturesApplicationsAgency ApprovalsAgencyAgency File NumberAmpere RangeE104808 - 20AJ 502932108 - 20AElectrical Characteristics for Series% of Ampere RatingOpening Time100%60 minutes, Minimum210%30 minutes, Maximum275%0.04 sec., Min.; 20 sec. Max.400%0.01 sec., Min.; 1.0 sec. Max.1000%0.03 sec., Max.• Telecom power supplies • Data center server power supplies • Higher energy and power efficient applications The 487 Series is a 420VAC/420VDC rated 5x20mm fast-acting ceramic body fuse, designed to ensure the best coordination between a power supply unit (PSU) and an electrical circuit breaker panel during short-circuit and over-current faults. When installed in a PSU, the 487 series fuse opens faster than the circuit breaker and removes the problematic PSU while preventing the circuit breaker from shutting down other critical systems. With 420VAC characteristics, the 487 Series is well suited for high-energy applications like 3-phase power supplies, inverters, and ballasts. With 420VDC characteristics, it is optimal for high-voltage DC power grid in data centers, telecom applications, and intelligent commercial buildings.• Lower I2t and faster tripping • High current ratings up to 20A in a 5x20mm footprint • Rated voltage @ 420VAC, 420VDC • Available in cartridge and axial leaded versions • RoHS compliant and Lead-free • Recognized to UL 248-1 and UL 248-14• Approved to EN 60127-1 and EN 60127-7DescriptionAdditional InformationDatasheetSamplesResources© 2019 Littelfuse, Inc.Specifications are subject to change without notice.Revised: 08/22/19Axial Lead & Cartridge Fuses5×20 mm > Fast-Acting > 487 SeriesAverage Time Current CurvesTemperature Rerating Curve0.001 0.01 0.1 1 10 10000 1 10 100 1000 TIME IN SECONDS CURRENT (Amps)100 1000 15A16A20A12.5A10A8A Amp CodeAmp RatingMax Voltage Rating (V)Interrupting RatingNominal Cold Resistance (Ohms)Nominal Melting I2t (A2 sec.)Agency Approvals008.8420VDC420VAC300A@420VDC200A@420VAC0.013465xx010.100.0093130xx12.512.50.0078170xx015.150.0075190xx016.160.0064260xx020.200.0043390x*xElectrical Characteristic Specifications by Item* Additional 750A@250VAC interrupting rating for 20A.Note:Rerating depicted in this curve is in addition to the standard derating of 25% for continuous operation.© 2019 Littelfuse, Inc.Specifications are subject to change without notice.Revised: 08/22/19Axial Lead & Cartridge Fuses5×20 mm > Fast-Acting > 487 SeriesPackagingPackaging OptionPackaging SpecificationQuantityQuantity & Packaging CodeReel Size487 SeriesBulkN/A1000MXN/ABulkN/A1000MXEN/ADimensionsPart Numbering System20±0.55.2+0.1/-0.25.1±0.621.5±1.0 Note:*Rating of 20A has 1.20±0.05 diameter lead5.5±0.3 ø1.00±0.05* 40.00±1.0 All dimensions in mm0487 xxxx M X E PSeriesOption CodeBlank: Cartridge Type FuseE = Axial Leaded FusePackaging CodeX = FillerQuantity CodeM = 1000Amp CodeRefer to Amp Code column of Electrical Characteristics TableP: Lead-FreeSoldering Parameters - Wave SolderingDwell Time0204060801001201401601802002202402602803000102030405060708090100110120130140150160170180190200210220230240Time (Seconds)Temperature (°C) - Measured on bottom side of boardCooling TimePreheat TimeWave ParameterLead-Free RecommendationPreheat: (Depends on Flux Activation Temperature)Typical Industry Recommendation) Temperature Minimum:100° C Temperature Maximum:150° C Preheat Time:60-180 secondsSolder Pot Temperature:260° C MaximumSolder Dwell Time:2-5 secondsRecommended Hand-Solder Parameters:Solder Iron Temperature: 350° C +/- 5°C Heating Time: 5 seconds max.Note: These devices are not recommended for IR or Convection Reflow process.Recommended Process Parameters:MaterialsBody: Ceramic Cap: Nickel–plated Brass Leads: Tin–plated CopperTerminal StrengthMIL-STD-202, Method 211, Test Condition ASolderabilityMIL-STD-202 Method 208Product MarkingCap 1: Brand logo, current and voltage ratingsCap 2: Series and agency approval markingsProduct CharacteristicsOperating Temperature–60ºC to +125ºCThermal ShockMIL-STD-202, Method 107, Test Condition BVibrationMIL-STD-202, Method 201Moisture ResistanceMIL-STD-202, Method 103, Test Condition ASalt SprayMIL-STD-202, Method 101, Test Condition BDisclaimer Notice - Information furnished is believed to be accurate and reliable. However, users should independently evaluate the suitability of and test each product selected for their own applications. Littelfuse products are not designed for, and may not be used in, all applications. Read complete Disclaimer Notice at: www.littelfuse.com/disclaimer-electronics.
https://www.littelfuse.com/~/media/electronics/datasheets/fuses/littelfuse_fuse_487_datasheet.pdf.pdf | fuses | © 2019 Littelfuse, Inc.Specifications are subject to change without notice.Revised: 08/22/19Axial Lead & Cartridge Fuses5×20 mm > Fast-Acting > 487 Series487 Series, 5×20 mm, Fast-Acting FuseRoHSPbFeaturesApplicationsAgency ApprovalsAgencyAgency File NumberAmpere RangeE104808 - 20AJ 502932108 - 20AElectrical Characteristics for Series% of Ampere RatingOpening Time100%60 minutes, Minimum210%30 minutes, Maximum275%0.04 sec., Min.; 20 sec. Max.400%0.01 sec., Min.; 1.0 sec. Max.1000%0.03 sec., Max.• Telecom power supplies • Data center server power supplies • Higher energy and power efficient applications The 487 Series is a 420VAC/420VDC rated 5x20mm fast-acting ceramic body fuse, designed to ensure the best coordination between a power supply unit (PSU) and an electrical circuit breaker panel during short-circuit and over-current faults. When installed in a PSU, the 487 series fuse opens faster than the circuit breaker and removes the problematic PSU while preventing the circuit breaker from shutting down other critical systems. With 420VAC characteristics, the 487 Series is well suited for high-energy applications like 3-phase power supplies, inverters, and ballasts. With 420VDC characteristics, it is optimal for high-voltage DC power grid in data centers, telecom applications, and intelligent commercial buildings.• Lower I2t and faster tripping • High current ratings up to 20A in a 5x20mm footprint • Rated voltage @ 420VAC, 420VDC • Available in cartridge and axial leaded versions • RoHS compliant and Lead-free • Recognized to UL 248-1 and UL 248-14• Approved to EN 60127-1 and EN 60127-7DescriptionAdditional InformationDatasheetSamplesResources© 2019 Littelfuse, Inc.Specifications are subject to change without notice.Revised: 08/22/19Axial Lead & Cartridge Fuses5×20 mm > Fast-Acting > 487 SeriesAverage Time Current CurvesTemperature Rerating Curve0.001 0.01 0.1 1 10 10000 1 10 100 1000 TIME IN SECONDS CURRENT (Amps)100 1000 15A16A20A12.5A10A8A Amp CodeAmp RatingMax Voltage Rating (V)Interrupting RatingNominal Cold Resistance (Ohms)Nominal Melting I2t (A2 sec.)Agency Approvals008.8420VDC420VAC300A@420VDC200A@420VAC0.013465xx010.100.0093130xx12.512.50.0078170xx015.150.0075190xx016.160.0064260xx020.200.0043390x*xElectrical Characteristic Specifications by Item* Additional 750A@250VAC interrupting rating for 20A.Note:Rerating depicted in this curve is in addition to the standard derating of 25% for continuous operation.© 2019 Littelfuse, Inc.Specifications are subject to change without notice.Revised: 08/22/19Axial Lead & Cartridge Fuses5×20 mm > Fast-Acting > 487 SeriesPackagingPackaging OptionPackaging SpecificationQuantityQuantity & Packaging CodeReel Size487 SeriesBulkN/A1000MXN/ABulkN/A1000MXEN/ADimensionsPart Numbering System20±0.55.2+0.1/-0.25.1±0.621.5±1.0 Note:*Rating of 20A has 1.20±0.05 diameter lead5.5±0.3 ø1.00±0.05* 40.00±1.0 All dimensions in mm0487 xxxx M X E PSeriesOption CodeBlank: Cartridge Type FuseE = Axial Leaded FusePackaging CodeX = FillerQuantity CodeM = 1000Amp CodeRefer to Amp Code column of Electrical Characteristics TableP: Lead-FreeSoldering Parameters - Wave SolderingDwell Time0204060801001201401601802002202402602803000102030405060708090100110120130140150160170180190200210220230240Time (Seconds)Temperature (°C) - Measured on bottom side of boardCooling TimePreheat TimeWave ParameterLead-Free RecommendationPreheat: (Depends on Flux Activation Temperature)Typical Industry Recommendation) Temperature Minimum:100° C Temperature Maximum:150° C Preheat Time:60-180 secondsSolder Pot Temperature:260° C MaximumSolder Dwell Time:2-5 secondsRecommended Hand-Solder Parameters:Solder Iron Temperature: 350° C +/- 5°C Heating Time: 5 seconds max.Note: These devices are not recommended for IR or Convection Reflow process.Recommended Process Parameters:MaterialsBody: Ceramic Cap: Nickel–plated Brass Leads: Tin–plated CopperTerminal StrengthMIL-STD-202, Method 211, Test Condition ASolderabilityMIL-STD-202 Method 208Product MarkingCap 1: Brand logo, current and voltage ratingsCap 2: Series and agency approval markingsProduct CharacteristicsOperating Temperature–60ºC to +125ºCThermal ShockMIL-STD-202, Method 107, Test Condition BVibrationMIL-STD-202, Method 201Moisture ResistanceMIL-STD-202, Method 103, Test Condition ASalt SprayMIL-STD-202, Method 101, Test Condition BDisclaimer Notice - Information furnished is believed to be accurate and reliable. However, users should independently evaluate the suitability of and test each product selected for their own applications. Littelfuse products are not designed for, and may not be used in, all applications. Read complete Disclaimer Notice at: www.littelfuse.com/disclaimer-electronics.
https://www.littelfuse.com/~/media/electronics/datasheets/fuses/littelfuse_fuse_456sde_datasheet.pdf.pdf | fuses | © 2021 Littelfuse, Inc.Specifications are subject to change without notice.Revised: 02/19/21Surface Mount FusesNANO2® > Fast Acting Fuse > 456SDE Series456SDE Series FuseDescriptionThe High Current NANO2® Fuse is a small square surface mount fuse that is designed to support higher current requirements of various applications.Agency ApprovalsAgencyAgency File NumberAmpere RatingE1048040 A –60 AElectrical CharacteristicsFeaturesRoHS% of Ampere RatingOpening Time100%4 hours, Minimum200%60 seconds, MaximumElectrical SpecificationsAmpere Rating (A)Amp CodeMaxVoltage Rating (V)Interrupting RatingNominal Cold Resistance (Ohms) 1Nominal Melting I2t (A2 Sec.) 3Nominal Voltage Drop (mV)Agency Approvals 240040.250150A @ 250VAC600A @ 80VDC0.001301700110x50050.250150A @ 250VAC600A @ 80VDC0.001052700115x60060.250150A @ 250VAC600A @ 80VDC0.000854260106xBenefitsApplications• Single fuse solution for high current application• Suitable for a wide variety of voltage requirements and applications• Enhances power efficiency• Avoids nuisance opening due to high inrush and surge current inherent in the system• Compatible with high volume assembly requirements• Voltage regulator Module for PC Server• Cooling Fan System for PC Server• Storage System Power• Basestation Power Supply• Power Tools• Available in ratings of 40 A to 60 A• High interrupting rating of 600 A @ 80 VDC• Very low cold resistance, temperature rise, and voltage drop• Surface mountable high current fuse• UL Recognized UL/CSA/NMX 248-1 and UL/CSA/NMX 248-14Notes: 1. Cold resistance measured at less than 10% of rated current at 23° C. 2. Agency Approval Table Key: X = Approved or Certified, P = Pending.3. I2t values stated for 8msec opening time.Additional InformationDatasheetSamplesResources© 2021 Littelfuse, Inc.Specifications are subject to change without notice.Revised: 02/19/21Surface Mount FusesNANO2® > Fast Acting Fuse > 456SDE SeriesAverage Time Current CurvesTemperature Re-rating CurvePERCENT OF UPRATINGPERCENT OF DOWNUPRATINGAMBIENT TEMPERATURE248°F212°F176°F140°F104°F68°F32°F-4°F-40°F-76°F120°C264°F140°C100°C80°C60°C40°C20°C0°C-20°C-40°C-60°C00204060204060Soldering Parameters – Reflow SolderingReflow ConditionPb – Free assemblyPre Heat- Temperature Min (Ts(min))150°C - Temperature Max (Ts(max))200°C- Time (Min to Max) (ts)60 – 180 secsAverage ramp up rate (Liquidus Temp (TL) to peak5°C/second max.TS(max) to TL - Ramp-up Rate5°C/second max.Reflow- Temperature (TL) (Liquidus)217°C - Temperature (tL)60 – 150 secondsPeak Temperature (TP)260+0/–5 °CTime within 5°C of actual peak Temperature (tp)20 – 40 secondsRamp-down Rate5°C/second max.Time 25°C to peak Temperature (TP)8 minutes max.Do not exceed260°CTimeTemperatureTPTLTS(max)TS(min)25tPtLtStime to peak temperature(t 25ºC to peak)Ramp-downRamp-upPreheatCritical ZoneTL to TP0.0010.010.111010010001101001000Opening in SecondsCurrent in Amperes40A50A60A Note:1. Rerating depicted in this curve is in addition to the standard derating of 25% for continuous operation.© 2021 Littelfuse, Inc.Specifications are subject to change without notice.Revised: 02/19/21Surface Mount FusesNANO2® > Fast Acting Fuse > 456SDE SeriesOperating Temperature-55OC to 125OC with proper derating Thermal ShockMIL-STD-202, Method 107, Test Condition B (5 cycles -65OC to 125OC) VibrationMIL-STD-202, Method 201 (10-55 Hz)Moisture Sensitivity LevelJ-STD-020, Level 1Moisture ResistanceMIL-STD-202 Method 106, High Humidity (90-98%RH), Heat (65OC)Salt SprayMIL-STD-202, Method 101, Test Condition BMechanical ShockMIL-STD-202, Method 213, Test Condition I (100 G’s peak for 6 milliseconds) Product CharacteristicsDimensionsPart Numbering SystemPackagingRatingPackaging OptionPackaging SpecificationQuantityQuantity & Packaging Code40 A–60 A24 mm Tape and ReelEIA RS-481-2(IEC 286, Part 3)1500DRMaterialsBody: CeramicCap: Silver Plated Brass Product MarkingBody: Brand Logo, Current RatingInsulation ResistanceMIL-STD-202, Method 302, Test Condition A (10,000 ohms, Minimum)SolderabilityMIL-STD-202, Method 208Resistance to Soldering HeatMIL-STD-202, Method 210,Test Condition B (10 sec at 260OC)PCB Recommendation for Thermal ManagementMinimum copper trace width = 15 mm (40 A)/25 mm (50 A/60 A) Recommended copper trace weight = 3oz (40A) / 6oz (50 A/60 A) For PSE requirements: Minimum Copper trace width = 35mm Rec-ommended Copper trace weight = 6ozAlternate methods of thermal management may be used. In such cases, under normal operations, the maximum temperature of the fuse body should not exceed 90OC in a 25OC environment.12.20 Max(.480)4.5(.175”)4.5(.177”)Recommended Pad Layout2.79(.110”)5.40(.213”)5.72(.225”)16.0(.63”)5.40(.213”)Recommended SolderPaste Stencil Layout3.70(.146”)16.0(.63”)5.00(.197”)60 AF0456 060. D R SDESeriesAmp CodeQuantity codePackaging codeImproved SpecsRefer to Electricalcharacteristics tableD = 1500 pcsR = Tape and ReelSDE = Higher Rating/ Higher BCNote: Recommended Stencil Thickness: 0.152 mm Dimensions are in millimeters (inches)Disclaimer Notice - Information furnished is believed to be accurate and reliable. However, users should independently evaluate the suitability of and test each product selected for their own applications. Littelfuse products are not designed for, and may not be used in, all applications. Read complete Disclaimer Notice at https://www.littelfuse.com/legal/disclaimers/product-disclaimer.aspx.
https://www.littelfuse.com/media?resourcetype=datasheets&itemid=d86b18f9-14fa-4764-87ff-8aec12e9a89d&filename=littelfuse_fuse_456_datasheet.pdf | fuses | Fuse Datasheet© 2021 Littelfuse, Inc.Specifications are subject to change without notice.Revised: GD. 08/24/211456 Series FuseVery Fast Acting FuseDescriptionThe High Current NANO2® Fuse is a small square surface mount fuse that is designed to support higher current requirements of various applications.Agency ApprovalsAgencyAgency File/Certificate NumberAmpere RatingE1048020A - 40AJ5044692920A - 40APSENBK030308-JP102120A - 30A2986220A - 40AElectrical CharacteristicsFeaturesRoHS% of Ampere RatingOpening Time100%4 hours, Minimum200%60 seconds, MaximumElectrical SpecificationsAmpere Rating (A)Amp CodeMaxVoltage Rating (V)Interrupting Rating4Nominal Cold Resistance (Ohms)Nominal Melting I2t (A2 Sec.)Nom Voltage Drop (mV)Agency ApprovalsPSE20020.125100A @125VAC 300A @ 65VAC300A @ 100VDC1000A @ 32VDC500A @ 72VDC0.002301864.7xxxx25025.125100A @ 125VAC 300A @ 65VAC500A @ 72VDC1000A @ 32VDC0.001924568.38xxxx30030.125100A @ 125VAC 300A @ 65VAC1000A @ 32VDC500A @ 72VDC0.001328169.9xxxx40040.72180A @ 72VDC600A @ 60VDC0.0010519155xx-xApplications ■ Voltage regulator module for PC server ■ Cooling fan system for PC server ■ Storage system power ■ Basestation power supply ■ Surface mount high current fuse ■ Fully compatible with lead-free solder alloys and higher temperature profiles associated with lead-free assembly ■ RoHS compliant and Halogen Free ■ Available in ratings of 20 to 40 Amperes ■ UL Recognized UL/CSA/NMX 248-1 and UL/CSA/NMX 248-14 ■ Conforms to IEC/EN 60127-1 and IEC/EN 60127-7 ■ Conforms to DENAN’s Appendix 3PSENotes: 1. Cold resistance measured at less than 10% of rated current at 23°C. 2. Agency Approval Table Key: X=Approved or Certified, P=Pending.3. I2t values stated for 1 msec opening time.4. Interrupting Rating may differ based on Agency Approval. See Agency Approval certificate for more details.40A20A, 25A, 30AResourcesAccessoriesSamplesAdditional InformationFuse Datasheet© 2021 Littelfuse, Inc.Specifications are subject to change without notice.Revised: GD. 08/24/212456 Series FuseVery Fast Acting FuseAverage Time Current CurvesTemperature Re-rating CurvePERCENT OF UPRATINGPERCENT OF DOWNUPRATINGAMBIENT TEMPERATURE248°F212°F176°F140°F104°F68°F32°F-4°F-40°F-76°F120°C264°F140°C100°C80°C60°C40°C20°C0°C-20°C-40°C-60°C00204060204060Soldering Parameters – Reflow SolderingReflow ConditionPb – Free assemblyPre Heat- Temperature Min (Ts(min))150°C - Temperature Max (Ts(max))200°C- Time (Min to Max) (ts)60 – 180 secsAverage ramp up rate (Liquidus Temp (TL) to peak 5°C/second max.TS(max) to TL - Ramp-up Rate5°C/second max.Reflow- Temperature (TL) (Liquidus)217°C - Temperature (tL)60 – 150 secondsPeak Temperature (TP)260+0/–5 °CTime within 5°C of actual peak Temperature (tp)20 – 40 secondsRamp-down Rate5°C/second max.Time 25°C to peak Temperature (TP)8 minutes max.Do not exceed260°CTimeTemperatureTPTLTS(max)TS(min)25tPtLtStime to peak temperature(t 25ºC to peak)Ramp-downRamp-upPreheatCritical ZoneTL to TP0.01 0.1 1 10 100 1 10 100 1000 TIME IN SECONDS CURRENT IN AMPS 40A 30A 20A 25A 1000 Note:1. Rerating depicted in this curve is in addition to the standard derating of 25% for continuous operation.Fuse Datasheet© 2021 Littelfuse, Inc.Specifications are subject to change without notice.Revised: GD. 08/24/213456 Series FuseVery Fast Acting FuseOperating Temperature-55OC to 125OC with proper derating Thermal ShockMIL-STD-202, Method 107, Test Condition B (5 cycles -65OC to 125OC) VibrationMIL-STD-202, Method 201 (10-55 Hz)Moisture Sensitivity LevelJ-STD-020, Level 1Moisture ResistanceMIL-STD-202 Method 106, High Humidity (90-98%RH), Heat (65OC)Salt SprayMIL-STD-202, Method 101, Test Condition BMechanical ShockMIL-STD-202, Method 213, Test Condition I (100 G’s peak for 6 milliseconds) Product CharacteristicsDimensionsPart Numbering SystemPackagingRatingPackaging OptionPackaging SpecificationQuantityQuantity & Packaging Code20A, 25A, 30A24 mm Tape and ReelEIA RS-481-22500ER40A24 mm Tape and ReelEIA RS-481-2 (IEC 286, part 3)1500DRMaterialsBody: CeramicCap: Silver Plated Brass Product MarkingBody: Brand Logo, Current RatingInsulation ResistanceMIL-STD-202, method 302, Test Condition A (10,000 ohms, Minimum)SolderabilityMIL-STD-202, Method 208Resistance to Soldering HeatMIL-STD-202, Method 210,Test Condition B (10 sec at 260OC)PCB Recommendation for Thermal ManagementMin. copper layer thickness = 100µmMin. copper trace width =20A, 3010mm (20A, 30A) / 15mm (40A)Alternate methods of thermal management may be used. In such cases, under normal operations, the maximum temperature of the fuse body should not exceed 90OC in a 25OC environment.10.08(.397”)3.05(.12”)12.50(.492)4.445(.175”)4.445(.175”)Recommended Pad LayoutRecommended Pad Layout2.173(.086”)2.79(.110”)0.30(.012”)3.79(.149”)5.72(.225”)13.3(.524”)5.65(.222”)3.05[.12”]1.70 typ(0.067”)3.25(.128”)3.43(.135”)12.60(.496”)6.10(.240”)20 A20A, 25A, 30A:40A:F40 AF0456 020. E RSeriesAmp CodeQuantity codePackaging codeRefer to Electricalcharacteristics tableE = 2500 pcsD = 1500 pcsR = Tape and ReelDisclaimer Notice - Littelfuse products are not designed for, and shall not be used for, any purpose (including, without limitation, automotive, military, aerospace, medical, life-saving, life-sustaining or nuclear facility applications, devices intended for surgical implant into the body, or any other application in which the failure or lack of desired operation of the product may result in personal injury, death, or property damage) other than those expressly set forth in applicable Littelfuse product documentation. Warranties granted by Littelfuse shall be deemed void for products used for any purpose not expressly set forth in applicable Littelfuse documentation. Littelfuse shall not be liable for any claims or damages arising out of products used in applications not expressly intended by Littelfuse as set forth in applicable Littelfuse documentation. The sale and use of Littelfuse products is subject to Littelfuse Terms and Conditions of Sale, unless otherwise agreed by Littelfuse. Information furnished is believed to be accurate and reliable. However, users should independently evaluate the suitability of and test each product selected for their own applications. Littelfuse products are not designed for, and may not be used in, all applications. Read complete Disclaimer Notice at www.littelfuse.com/disclaimer-electronics.
https://www.littelfuse.com/media?resourcetype=datasheets&itemid=63f61b85-5fc5-4f00-9ca9-8d59a6252d71&filename=littelfuse_fuse_154_154t_154l_154tl_datasheet.pdf | fuses | © 2020 Littelfuse, Inc.Specifications are subject to change without notice.Revised: 09/16/20NANO2® > 154 OMNI-BLOK® Fuse and Holder CombinationSurface Mount Fuses154/154T/154L/154TL Series OMNI-BLOK® Fuse and Holder AssemblyDescriptionThe RoHS compliant 154 Series OMNI-BLOK® Fuse and Holder Assembly offers a solution for efficient installation and easy replacement of miniature Nano2® surface mount fuses. Offered in a tape and reel package, this fuse and holder combination can be installed on a PC board as an efficient single step. Fuse replacement can be accomplished without exposing the PC board to the detrimental effects of solder heat.The fuse holder unit may be sold as a stand-alone item, shipped in bulk quantity using part number 01550900M and also pre-packaged in tape and reel cartridges using part number 01550900DR.Agency ApprovalsAgencyAgency File NumberAmpere RangeE147210.062A - 10A+ 0.375A - 7A++PSENBK030205-E10480ANBK030205-E10480BNBK101105-E184655NBK030205-E10480B1A - 1.6A+2A - 5A+6.3A - 10A+1A - 5A++FeaturesRoHSPSE• Easy fuse replacement • Miniature size• RoHS-compliant and Halogen-free• Very Fast-Acting and Time-Lag options available• Holder sized to fit a range of Nano2® type fuses• Wide range of current ratings available - Fast-Acting Fuses: 62mA - 10A - Slo-Blo Fuses: 375mA - 5A• Wide operating temperature range• Heat-resistant fuseholder, UL94 V-0• 260°C reflow capable fuseholder • Recognized to UL/CSA/NMX 248-1, UL/CSA/NMX 248-14 and UL/CSA/NMX 4248-1.Ordering Information Catalog NumberAmpere Rating (A)Amp CodeFuse Furnished*154.0620.0620.062453.062154.080.080.08453.08154.10.10.1453.1154.1250.1250.125453.125154.160.160.16453.16154.20.20.2453.2154.250.250.25453.25154.3150.3150.315453.315154.3750.3750.375453.375154.40.40.4453.4154.50.50.5453.5154.630.630.63453.63154.750.750.75453.75154.80.80.8453.8154001.011.0453001.01541.251.251.254531.2515401.51.51.545301.515401.61.61.645301.6154002.022.0453002.015402.52.52.545302.5154003.033.0453003.01543.153.153.154533.1515403.53.53.545303.5154004.044.0453004.0154005.055.0453005.015406.36.306.345306.3154007.077.0453007.0154008.088.0453008.0154010.01010.0453010.0With Very Fast-Acting Fuse InstalledCatalog NumberAmpere Rating (A)Amp CodeFuse Furnished*154.375 T0.3750.375454.375154.5 T0.50.5454.5154.75 T0.750.75454.75154001.0 T11.0454001.015401.5 T1.51.545401.5154002.0 T22.0454002.015402.5 T2.52.545402.5154003.0 T33.0454003.015403.5 T3.53.545403.5154004.0 T44.0454004.0154005.0 T55.0454005.0154007.0 T77.0454007.0With Slo-Blo® Fuse Installed* The 453 and 454 Series fuses identified above have silver-plated end caps, designed to accommodate solder reflow processes: For 453 Series fuse replacement, either 451, 453 or 448 Series may be used.For 454 Series fuse replacement, either 452, 454 or 449 Series may be used.For detailed operating characteristic and performance information for each of the fuse series mentioned above, please refer to their respective data available online at www.littelfuse.com.** 155900 is UL Recognized for the US and Canadian market. It is rated 125V, 10A.154/154T (Tan color holder like shown in this image)154L/154TL (Black color holder)+ Fast-acting Fuse++ Slo-Blo(R) FuseDatasheetAdditional InformationSamplesResources© 2020 Littelfuse, Inc.Specifications are subject to change without notice.Revised: 09/16/20NANO2® > 154 OMNI-BLOK® Fuse and Holder CombinationSurface Mount FusesLF7 ALF3.81(.150")2.13(.084")REF.10.62(.418")4.24(.167")9.73(.383") REF.3.81(.150")5.03(.198")155FUSERecommended Pad LayoutDimensionsPackagingPackaging OptionPackaging SpecificationQuantityQuantity & Packaging CodeReel PackEIA RS–481–2 (IEC 60286-3, part 3)1500DRSoldering ParametersTimeTemperatureTPTLTS(max)TS(min)25tPtLtStime to peak temperature(t 25ºC to peak)Ramp-downRamp-upPreheatCritical ZoneTL to TPPart Numbering SystemExample:1.5 amp Fast-acting product is 015401.5DR.1.5 amp Time-lag product is 015401.5DRT.(1 amp product shown above).0154 001. D R T LSeriesAMP CodeQuantity CodePackaging CodeRefer to Ordering information section on previous page.D = 1500 pcsR = Tape and ReelType Code“L” suffix for Black Color Holder“G” suffix for 451L (Au-Plated Caps)T = Time-Lag (Slo-Blo®)Reflow ConditionPb – Free assemblyPre Heat- Temperature Min (Ts(min))150°C - Temperature Max (Ts(max))200°C- Time (Min to Max) (ts)60 - 180 secondsAverage Ramp-up Rate (Liquidus Temp (TL) to peak)5°C/second max.TS(max) to TL - Ramp-up Rate5°C/second max.Reflow- Temperature (TL) (Liquidus)217°C - Temperature (tL)60 - 150 secondsPeak Temperature (TP)260+0/–5 °CTime within 5°C of actual peak Temperature (tp)20 – 40 secondsRamp-down Rate5°C/second max.Time 25°C to peak Temperature (TP)8 minutes max.Do not exceed260°CProduct CharacteristicsOperating Temperature-55ºC to 125ºCDisclaimer Notice - Information furnished is believed to be accurate and reliable. However, users should independently evaluate the suitability of and test each product selected for their own applications. Littelfuse products are not designed for, and may not be used in, all applications. Read complete Disclaimer Notice at: www.littelfuse.com/disclaimer-electronics.
https://www.belfuse.com/resources/datasheets/circuitprotection/ds-cp-0adbx-series.pdf | fuses | Type 0ADBC / 0ADBP Fast-Acting Fuse Series belfuse.com/circuit-protection 0ADBC/0ADBP Series, 6x32mm Ceramic Tube Fast-Acting Fuse RoHS Compliant Description A 1000 VAC/VDC rated ceramic tube cartridge fuse in a compact 6.3 x 32mm package, Features - Fast-acting, high breaking capacity up to 1000VDC/AC - Available in cartridge and pigtail axial lead - Designed to UL 248-1 - Full compliance with EU Directive 2011/65/EU and amending directive 2015/863 - Halogen Free - Lead Free Applications - Digital Measuring Instruments - Industrial Power Supplies LEAD FREE = - DC/DC modules HALOGEN FREE = Physical Specifications Electrical Characteristics Safety Agency Approvals Testing Current Opening Time 100% 4 hour Min. 250% 120 sec Max. Materials Body : Ceramic Cap: Silver Plated Caps Pigtail Leads: Tin Plated Copper Marking On Fuse : “bel” “0ADB”,“Current Rating”,“Voltage Rating”, ”Appropriate Safety Logos” On Label : "bel","0ADBC”or”0ADBP","Current Rating","Voltage Rating","Interrupting Rating", "Appropriate Safety Logos" and " ", " "(China RoHS compliant). Safety Agency Safety Agency Certificate Ampere Rating / Voltage Rating Ampere Range / Volt @ I.R. ability* E20624 200mA–3A /1000V AC/DC 200mA–3A /1000V@ 10KA AC /1000V@ 10KA DC *I.R.= Interrupting Rating = Short Circuit Rating(Amps) Specifications subject to change without notice Type 0ADBC /0ADBP 2 / 4 Bel Fuse Inc. 206 Van Vorst Street Jersey City, NJ 07302 USA +1 201.432.0463 Bel.US.CS@belf.com belfuse.com/circuit-protection © 2023 Bel Fuse, Inc. Rev. 0ADBC/0ADBP Apr2023 Environmental Specifications Electrical specifications Part Number Ampere Rating Typical Cold Resistance (mOhms) Voltage and Interrupting Ratings Typical Voltage Drop ( mV) Typical Pre–Arcing I²t (A²Sec) 0ADBC0200-BE 200mA 3900 See Table of Ratings on Page 1 for Voltage and associated Interrupting Ratings 850 0.003 0ADBP0200-RE 0ADBC0250-BE 250mA 2755 828 0.009 0ADBP0250-RE 0ADBC0315-BE 315mA 1900 568 0.030 0ADBP0315-RE 0ADBC0400-BE 400mA 1875 890 0.038 0ADBP0400-RE 0ADBC0500-BE 500mA 1160 616 0.041 0ADBP0500-RE 0ADBC0600-BE 600mA 1035 765 0.072 0ADBP0600-RE 0ADBC1000-BE 1A 450 553 0.23 0ADBP1000-RE 0ADBC1250-BE 1.25A 300 550 3 0ADBP1250-RE 0ADBC1600-BE 1.6A 173 380 0.768 0ADBP1600-RE 0ADBC2000-BE 2A 155 381 1.28 0ADBP2000-RE 0ADBC2500-BE 2.5A 89 275 3.91 0ADBP2500-RE 0ADBC3000-BE 3A 64 218 7.74 0ADBP3000-RE Consult manufacturer for other ratings *DC Cold Resistance are measured at <10% of rated current in ambient temperature of 25℃ *Typical Pre-arcing I2t are measured at 10In Current Operating Temperature -50℃ to +105℃ Terminal Strength MIL-STD-202G, Method 211 Test Condition A Lead Solderability MIL-STD-202, Method 208 Mechanical Vibration MIL-STD-202, Method 201 Thermal Shock MIL-STD-202, Method 107 Test Condition B (5 cycles -65℃ to +125℃) Humidity MIL-STD-202, Method 103 Test Condition A (95%RH and 40℃ for 240 hours) Specifications subject to change without notice Type 0ADBC /0ADBP 3 / 4 Bel Fuse Inc. 206 Van Vorst Street Jersey City, NJ 07302 USA +1 201.432.0463 Bel.US.CS@belf.com belfuse.com/circuit-protection © 2023 Bel Fuse, Inc. Rev. 0ADBC/0ADBP Apr2023 Temperature Re-Rating Curve Average Time Current Curve Soldering parameters for Pigtail Type Wave Soldering Compatible: (260℃,10 sec max) Hand-Solder: Solder Iron Temperature: (350℃+/-5℃) Heating Time：(5 sec max) Specifications subject to change without notice Type 0ADBC /0ADBP 4 / 4 Bel Fuse Inc. 206 Van Vorst Street Jersey City, NJ 07302 USA +1 201.432.0463 Bel.US.CS@belf.com belfuse.com/circuit-protection © 2023 Bel Fuse, Inc. Rev. 0ADBC/0ADBP Apr2023 Fuse FGNO Explanation 0ADB X [XXXX] -XX 0ADBC/P=0ADBC/P; [XXXX]=Ampere Rating; XX=See Ordering Information as below Mechanical Dimensions Ordering Information Packaging Packaging Option Quantity Packaging Code Bulk 1000 BE Bulk (Pigtail Version) 1000 RE Fraction Decimal Milliamps Bel FGNO[XXXX] 1/5 0.200 200 0200 1/4 .250 250 0250 .315 315 0315 4/10 .400 400 0400 1/2 .500 500 0500 6/10 .600 600 0600 Fraction Decimal Amps Bel FGNO[XXXX] 1.0 1 1000 1-1/4 1.25 1.25 1250 1.6 1.6 1600 2.0 2 2000 2-1/2 2.5 2.5 2500 3.0 3 3000 Specifications subject to change without notice 0ADB X XXXX – X X FUSE TYPE 0ADB MOUNTING TAB STYLE C = For Cartridge version P = For Axial lead pigtail AMPERE RATING Refer to fuse FGNO explanation table PACKAGING CODE B = Bulk（(Cartridge version) R = Bulk (Pigtail standard length) QUANTITY CODE E = 1k / box
https://www.littelfuse.com/media?resourcetype=datasheets&itemid=d86b18f9-14fa-4764-87ff-8aec12e9a89d&filename=littelfuse_fuse_456_datasheet.pdf | fuses | Fuse Datasheet© 2021 Littelfuse, Inc.Specifications are subject to change without notice.Revised: GD. 08/24/211456 Series FuseVery Fast Acting FuseDescriptionThe High Current NANO2® Fuse is a small square surface mount fuse that is designed to support higher current requirements of various applications.Agency ApprovalsAgencyAgency File/Certificate NumberAmpere RatingE1048020A - 40AJ5044692920A - 40APSENBK030308-JP102120A - 30A2986220A - 40AElectrical CharacteristicsFeaturesRoHS% of Ampere RatingOpening Time100%4 hours, Minimum200%60 seconds, MaximumElectrical SpecificationsAmpere Rating (A)Amp CodeMaxVoltage Rating (V)Interrupting Rating4Nominal Cold Resistance (Ohms)Nominal Melting I2t (A2 Sec.)Nom Voltage Drop (mV)Agency ApprovalsPSE20020.125100A @125VAC 300A @ 65VAC300A @ 100VDC1000A @ 32VDC500A @ 72VDC0.002301864.7xxxx25025.125100A @ 125VAC 300A @ 65VAC500A @ 72VDC1000A @ 32VDC0.001924568.38xxxx30030.125100A @ 125VAC 300A @ 65VAC1000A @ 32VDC500A @ 72VDC0.001328169.9xxxx40040.72180A @ 72VDC600A @ 60VDC0.0010519155xx-xApplications ■ Voltage regulator module for PC server ■ Cooling fan system for PC server ■ Storage system power ■ Basestation power supply ■ Surface mount high current fuse ■ Fully compatible with lead-free solder alloys and higher temperature profiles associated with lead-free assembly ■ RoHS compliant and Halogen Free ■ Available in ratings of 20 to 40 Amperes ■ UL Recognized UL/CSA/NMX 248-1 and UL/CSA/NMX 248-14 ■ Conforms to IEC/EN 60127-1 and IEC/EN 60127-7 ■ Conforms to DENAN’s Appendix 3PSENotes: 1. Cold resistance measured at less than 10% of rated current at 23°C. 2. Agency Approval Table Key: X=Approved or Certified, P=Pending.3. I2t values stated for 1 msec opening time.4. Interrupting Rating may differ based on Agency Approval. See Agency Approval certificate for more details.40A20A, 25A, 30AResourcesAccessoriesSamplesAdditional InformationFuse Datasheet© 2021 Littelfuse, Inc.Specifications are subject to change without notice.Revised: GD. 08/24/212456 Series FuseVery Fast Acting FuseAverage Time Current CurvesTemperature Re-rating CurvePERCENT OF UPRATINGPERCENT OF DOWNUPRATINGAMBIENT TEMPERATURE248°F212°F176°F140°F104°F68°F32°F-4°F-40°F-76°F120°C264°F140°C100°C80°C60°C40°C20°C0°C-20°C-40°C-60°C00204060204060Soldering Parameters – Reflow SolderingReflow ConditionPb – Free assemblyPre Heat- Temperature Min (Ts(min))150°C - Temperature Max (Ts(max))200°C- Time (Min to Max) (ts)60 – 180 secsAverage ramp up rate (Liquidus Temp (TL) to peak 5°C/second max.TS(max) to TL - Ramp-up Rate5°C/second max.Reflow- Temperature (TL) (Liquidus)217°C - Temperature (tL)60 – 150 secondsPeak Temperature (TP)260+0/–5 °CTime within 5°C of actual peak Temperature (tp)20 – 40 secondsRamp-down Rate5°C/second max.Time 25°C to peak Temperature (TP)8 minutes max.Do not exceed260°CTimeTemperatureTPTLTS(max)TS(min)25tPtLtStime to peak temperature(t 25ºC to peak)Ramp-downRamp-upPreheatCritical ZoneTL to TP0.01 0.1 1 10 100 1 10 100 1000 TIME IN SECONDS CURRENT IN AMPS 40A 30A 20A 25A 1000 Note:1. Rerating depicted in this curve is in addition to the standard derating of 25% for continuous operation.Fuse Datasheet© 2021 Littelfuse, Inc.Specifications are subject to change without notice.Revised: GD. 08/24/213456 Series FuseVery Fast Acting FuseOperating Temperature-55OC to 125OC with proper derating Thermal ShockMIL-STD-202, Method 107, Test Condition B (5 cycles -65OC to 125OC) VibrationMIL-STD-202, Method 201 (10-55 Hz)Moisture Sensitivity LevelJ-STD-020, Level 1Moisture ResistanceMIL-STD-202 Method 106, High Humidity (90-98%RH), Heat (65OC)Salt SprayMIL-STD-202, Method 101, Test Condition BMechanical ShockMIL-STD-202, Method 213, Test Condition I (100 G’s peak for 6 milliseconds) Product CharacteristicsDimensionsPart Numbering SystemPackagingRatingPackaging OptionPackaging SpecificationQuantityQuantity & Packaging Code20A, 25A, 30A24 mm Tape and ReelEIA RS-481-22500ER40A24 mm Tape and ReelEIA RS-481-2 (IEC 286, part 3)1500DRMaterialsBody: CeramicCap: Silver Plated Brass Product MarkingBody: Brand Logo, Current RatingInsulation ResistanceMIL-STD-202, method 302, Test Condition A (10,000 ohms, Minimum)SolderabilityMIL-STD-202, Method 208Resistance to Soldering HeatMIL-STD-202, Method 210,Test Condition B (10 sec at 260OC)PCB Recommendation for Thermal ManagementMin. copper layer thickness = 100µmMin. copper trace width =20A, 3010mm (20A, 30A) / 15mm (40A)Alternate methods of thermal management may be used. In such cases, under normal operations, the maximum temperature of the fuse body should not exceed 90OC in a 25OC environment.10.08(.397”)3.05(.12”)12.50(.492)4.445(.175”)4.445(.175”)Recommended Pad LayoutRecommended Pad Layout2.173(.086”)2.79(.110”)0.30(.012”)3.79(.149”)5.72(.225”)13.3(.524”)5.65(.222”)3.05[.12”]1.70 typ(0.067”)3.25(.128”)3.43(.135”)12.60(.496”)6.10(.240”)20 A20A, 25A, 30A:40A:F40 AF0456 020. E RSeriesAmp CodeQuantity codePackaging codeRefer to Electricalcharacteristics tableE = 2500 pcsD = 1500 pcsR = Tape and ReelDisclaimer Notice - Littelfuse products are not designed for, and shall not be used for, any purpose (including, without limitation, automotive, military, aerospace, medical, life-saving, life-sustaining or nuclear facility applications, devices intended for surgical implant into the body, or any other application in which the failure or lack of desired operation of the product may result in personal injury, death, or property damage) other than those expressly set forth in applicable Littelfuse product documentation. Warranties granted by Littelfuse shall be deemed void for products used for any purpose not expressly set forth in applicable Littelfuse documentation. Littelfuse shall not be liable for any claims or damages arising out of products used in applications not expressly intended by Littelfuse as set forth in applicable Littelfuse documentation. The sale and use of Littelfuse products is subject to Littelfuse Terms and Conditions of Sale, unless otherwise agreed by Littelfuse. Information furnished is believed to be accurate and reliable. However, users should independently evaluate the suitability of and test each product selected for their own applications. Littelfuse products are not designed for, and may not be used in, all applications. Read complete Disclaimer Notice at www.littelfuse.com/disclaimer-electronics.
https://www.littelfuse.com/media?resourcetype=datasheets&itemid=27d3d9c7-3ab9-468c-b61e-c74ef596ac7a&filename=littelfuse_fuse_456sd_datasheet.pdf | fuses | © 2019 Littelfuse, Inc.Specifications are subject to change without notice.Revised: April 1, 2019 9:40 AM Surface Mount FusesNANO2® > Fast Acting Fuse > 456SD Series456SD Series FuseDescriptionThe High Current NANO2® Fuse is a small square surface mount fuse that is designed to support higher current requirements of various applications.Agency ApprovalsAGENCYAGENCY FILE NUMBERAMPERE RATINGE1048040A – 50AElectrical CharacteristicsFeaturesBenefitsRoHS% of Ampere RatingOpening Time100%4 hours, Minimum200%60 seconds, MaximumElectrical SpecificationsAmpere Rating(A)Amp CodeMaxVoltage Rating (V)Interrupting RatingNominal Cold Resistance (Ohms)Nominal Melting I2t (A2 Sec.)Nom Voltage Drop (mV)Agency Approvals40040.125100A @ 125VAC600A @ 75VDC0.001301700110x50050.125100A @ 125VAC600A @ 75VDC0.001052700115xApplications• Voltage regulator module for PC server• Cooling fan system for PC server• Storage system power• Basestation power supply• Power tools• Available in ratings of 40 to 50A• High interrupting rating - 600A@75VDC• Very low cold resistance, temperature rise, and voltage drop• High inrush/surge current withstand capability• Surface mountable high current fuse• UL 248-1 and UL 248-14 recognized• Single fuse solution for high current application• Suitable for a wide variety of voltage requirement and application• Enhances power efficiency• Avoids nuisance opening due to high inrush and surge current inherent in the system• Compatible with high volume assembly requirementsNotes: 1. Cold resistance measured at less than 10% of rated current at 23°C. 2. Agency Approval Table Key: X = Approved or Certified, P = Pending.3. I2t values stated for 1 msec opening time.Application testing is strongly recommended.Additional InformationDatasheetSamplesResources© 2019 Littelfuse, Inc.Specifications are subject to change without notice.Revised: April 1, 2019 9:40 AMSurface Mount FusesNANO2® > Fast Acting Fuse > 456SD SeriesAverage Time Current CurvesTemperature Re-rating CurveSoldering Parameters – Reflow SolderingReflow ConditionPb-free assemblyPre Heat- Temperature Min (Ts(min))150°C - Temperature Max (Ts(max))200°C- Time (Min to Max) (ts)60 – 180 secsAverage ramp up rate (Liquidus Temp (TL) to peak5°C/second max.TS(max) to TL - Ramp-up Rate5°C/second max.Reflow- Temperature (TL) (Liquidus)217°C - Temperature (tL)60 – 150 secondsPeak Temperature (TP)260+0/–5 °CTime within 5°C of actual peak Temperature (tp)20 – 40 secondsRamp-down Rate5°C/second max.Time 25°C to peak Temperature (TP)8 minutes max.Do not exceed260°CTimeTemperatureTPTLTS(max)TS(min)25tPtLtStime to peak temperature(t 25ºC to peak)Ramp-downRamp-upPreheatCritical ZoneTL to TPNote: Rerating depicted in this curve is in addition to the standard derating of 25% for continuous operation.0.0010.010.111010010001101001000Opening in SecondsCurrent in Amperes40A50APERCENT OF UPRATINGPERCENT OF DOWNUPRATINGAMBIENT TEMPERATURE248°F212°F176°F140°F104°F68°F32°F-4°F-40°F-76°F120°C264°F140°C100°C80°C60°C40°C20°C0°C-20°C-40°C-60°C00204060204060© 2019 Littelfuse, Inc.Specifications are subject to change without notice.Revised: April 1, 2019 9:40 AM Surface Mount FusesNANO2® > Fast Acting Fuse > 456SD SeriesOperating Temperature-55OC to 125OC with proper derating Thermal ShockMIL-STD-202, Method 107, Test Condition B (5 cycles -65OC to 125OC) VibrationMIL-STD-202, Method 201 (10 – 55Hz)Moisture Sensitivity LevelJ-STD-020, Level 1Moisture ResistanceMIL-STD-202 Method 106, High Humidity (90-98%RH), Heat (65OC)Salt SprayMIL-STD-202, Method 101, Test Condition BMechanical ShockMIL-STD-202, Method 213, Test Condition I (100 G’s peak for 6 milliseconds) Product CharacteristicsDimensionsPart Numbering SystemPackagingRatingPackaging OptionPackaging SpecificationQuantityQuantity & Packaging Code40A50A24mm Tape and ReelEIA RS-481-2(IEC 286, Part 3)1500DRMaterialsBody: CeramicCap: Silver Plated Brass Product MarkingBody: Current Rating, Brand LogoInsulation ResistanceMIL-STD-202, method 302, Test Condition A (10,000ohms, Minimum)SolderabilityMIL-STD-202, Method 208Resistance to Soldering HeatMIL-STD-202, Method 210,Test Condition B (10 sec at 260OC)PCB Recommendation for Thermal ManagementMinimum copper trace width= 15mm (40A) / 25mm (50A)Recommended copper trace weight= 3oz (40A) / 6oz (50A)For PSE requirements: Minimum Copper trace width = 35mmRecommended Copper trace weight = 6ozAlternate methods of thermal management may be used. In such cases, under normal operations, the maximum temperature of the fuse body should not exceed 90OC in a 25OC environment.12.20 Max(.480)4.5(.177”)4.5(.177”)Recommended Pad LayoutRecommended SolderPaste Stencil Layout2.79(.110”)5.40(.213”)16.0(.63”)5.40(.213”)Recommended Stencil Thickness: 0.152mm3.70(.146”)16.0(.63”)5.00(.197”)50AF0456 050. D R SDSERIESAMP CodeQUANTITY CodePACKAGING CodeIMPROVED SPECSRefer to Electricalcharacteristics tableD = 1500 pcsR = Tape and ReelSD = Higher Rating/ Higher BCDisclaimer Notice - Information furnished is believed to be accurate and reliable. However, users should independently evaluate the suitability of and test each product selected for their own applications. Littelfuse products are not designed for, and may not be used in, all applications. Read complete Disclaimer Notice at www.littelfuse.com/disclaimer-electronics.
https://www.littelfuse.com/~/media/automotive/datasheets/fuses/passenger-car-and-commercial-vehicle/bolt-down-fuses/littelfuse_mega_datasheet.pdf | fuses | littelfuse.com33Littelfuse® products are not designed for, and shall not be used for, any purpose (including, without limitation, automotive, military, aerospace, medical, life-saving, life-sustaining or nuclear facility applications, devices intended for surgical implant into the body, or any other application in which the failure or lack of desired operation of the product may result in personal injury, death, or property damage) other than those expressly set forth in applicable Littelfuse® product documentation. Warranties granted by Littelfuse® shall be deemed void for products used for any purpose not expressly set forth in applicable Littelfuse® documentation. Littelfuse® shall not be liable for any claims or damages arising out of products used in applications not expressly intended by Littelfuse® as set forth in applicable Littelfuse® documentation. The sale and use of Littelfuse® products is subject to Littelfuse Terms and Conditions of Sale, unless otherwise agreed by Littelfuse®.High Current FusesSpecificationsVoltage Rating: 32 VDCInterrupting Rating: 2000A @ 32 VDCRecommended Environmental Temperature: -40˚C to + 125˚C Terminals Materials: Copper (Silver plated copper available)Housing Material: PPA-GF33HS (U.L. 94 Flammability rating - HB)Clear Top Housing Material: PES (top) (U.L. 94 Flammability rating - V0)PPA-GF33HS (bottom) (U.L. 94 Flammability rating - HB)Mounting Torque M6: 8-14 NmMounting Torque M8: 12-18 NmComplies with: ISO 8820-5Ordering InformationPart NumberRatingPackage SizePlatingBolt SizeBolt Hole Qty0298xxx.ZXEH80 - 250500NoneM820298xxx.ZXH300 - 500500NoneM820298xxx.UX1M880 - 500500NoneM810298xxx.ZXB40 - 250500AgM820298xxx.ZXA80 - 500500NoneM62MEGA Clear Top Housing Material Fuse0298xxx.UXT40 - 250500NoneM82Time-Current Characteristics% of RatingOpening Time Min / Max (s)40-250300-50075– / –14,400 / ∞10014,400 / ∞– / –135120 / 1800– / –2001 / 151 / 153500.3 / 50.5 / 56000.1 / 10.1 / 1MEGA® Clear Top Housing FuseMEGA® and MEGA® Clear Top Fuse Rated 32VThe MEGA® Fuse is designed for high current circuit protection up to 500A with “Diffusion Pill Technology.” The MEGA® Fuse also provides time delay characteristics. Designed and patented by Littelfuse, the MEGA® Fuse is ideal for battery and alternator protection application and other heavy gauge cables requiring ultra-high current protection.MEGA® FusesRatingsPart NumberCurrent Rating (A)Color Code 3Test Cable Size (mm2)Typ. Voltage Drop (mV)Typ. Cold Resistance (mΩ)Typ. I2t(A2s)0298040._140 –4132 2.518,700 0298060._160 –6119 1.5021,000 0298080._80 1087 0.72 21,500 0298100._100 1687 0.5631,100 0298125._125 1680 0.42 57,800 0298150._150 25920.35 100,000 0298175._175 2586 0.29 168,000 0298200._200 3583 0.26 204,000 0298225._225 3582 0.22257,000 0298250._250 5082 0.20 389,000 0298300._2300 7074 40.17 315,000 0298350._23507068 40.14 500,000 0298400._2400 7064 40.13610,000 0298450._2450 7060 40.111,050,000 0298500._2500 7058 40.09 2,050,000 REV07272021Time-Current Characteristic Curves0.010.111010010001000010100100010000TIME [s]CURRENT [A]TIME-CURRENT CHARACTERISTIC CURVES (RECORDED@23°C)60A100A175A200A250A300A150A125A225A80A0.1110100100010000100100010000TIME [s]CURRENT [A]350A400A450A500A1: Not mentioned in ISO standards 2: Short Circuit Protector only 3: 0298xxx.ZXB has white font color on all ratings.4: Voltage Drop measurements for short circuit protectors taken at 75% of rated current. The typical I2t is an average value calculated from the breaking capacity tests by using the melting time before the arcing occurs.littelfuse.com34Typical DeratingTemperature Security Margin is 20% Please contact Littelfuse® for Details Regarding Derating Test Set-Up.High Current FusesMEGA® Fuse Rated 32VDimensions Dimensions in mm for reference only.See outline drawing for dimensions and tolerances.max. allowed current load [A] at ambient temperature-20°C0°C20°C65°C85°C95°C105°C125°C40A353331262322201760A484643363230282380A8176726155524941100A10195907669656151125A1291231169888837866150A149141133112102969076175A1641561471241121069984200A18417516513912611911294225A194184174147134127119101250A230218205173157147138116300A272258242204184174162136350A311294277232209197184154400A317300283239216204191161450A337320302256232219206175500A378358337284257242227191REV07272021Littelfuse® products are not designed for, and shall not be used for, any purpose (including, without limitation, automotive, military, aerospace, medical, life-saving, life-sustaining or nuclear facility applications, devices intended for surgical implant into the body, or any other application in which the failure or lack of desired operation of the product may result in personal injury, death, or property damage) other than those expressly set forth in applicable Littelfuse® product documentation. Warranties granted by Littelfuse® shall be deemed void for products used for any purpose not expressly set forth in applicable Littelfuse® documentation. Littelfuse® shall not be liable for any claims or damages arising out of products used in applications not expressly intended by Littelfuse® as set forth in applicable Littelfuse® documentation. The sale and use of Littelfuse® products is subject to Littelfuse Terms and Conditions of Sale, unless otherwise agreed by Littelfuse®.Temperature TableDerating curves may change depending on the final condition of the application (terminals characteristics, wire size etc..).Please ask Littelfuse for more information.68.6M6: Ø6.6M8: Ø8.650.829.219.016.39.9 (40A-250A)10.7 (300A-500A)1.02 (40A-250A)1.8 (300A-500A)XXXAXXXAMP(25.4)ZX & UXT VersionsUX1M8 VersionMax Recommended EnvironmentalTemperature
https://www.littelfuse.com/~/media/electronics/datasheets/fuses/littelfuse_fuse_456sde_datasheet.pdf.pdf | fuses | © 2021 Littelfuse, Inc.Specifications are subject to change without notice.Revised: 02/19/21Surface Mount FusesNANO2® > Fast Acting Fuse > 456SDE Series456SDE Series FuseDescriptionThe High Current NANO2® Fuse is a small square surface mount fuse that is designed to support higher current requirements of various applications.Agency ApprovalsAgencyAgency File NumberAmpere RatingE1048040 A –60 AElectrical CharacteristicsFeaturesRoHS% of Ampere RatingOpening Time100%4 hours, Minimum200%60 seconds, MaximumElectrical SpecificationsAmpere Rating (A)Amp CodeMaxVoltage Rating (V)Interrupting RatingNominal Cold Resistance (Ohms) 1Nominal Melting I2t (A2 Sec.) 3Nominal Voltage Drop (mV)Agency Approvals 240040.250150A @ 250VAC600A @ 80VDC0.001301700110x50050.250150A @ 250VAC600A @ 80VDC0.001052700115x60060.250150A @ 250VAC600A @ 80VDC0.000854260106xBenefitsApplications• Single fuse solution for high current application• Suitable for a wide variety of voltage requirements and applications• Enhances power efficiency• Avoids nuisance opening due to high inrush and surge current inherent in the system• Compatible with high volume assembly requirements• Voltage regulator Module for PC Server• Cooling Fan System for PC Server• Storage System Power• Basestation Power Supply• Power Tools• Available in ratings of 40 A to 60 A• High interrupting rating of 600 A @ 80 VDC• Very low cold resistance, temperature rise, and voltage drop• Surface mountable high current fuse• UL Recognized UL/CSA/NMX 248-1 and UL/CSA/NMX 248-14Notes: 1. Cold resistance measured at less than 10% of rated current at 23° C. 2. Agency Approval Table Key: X = Approved or Certified, P = Pending.3. I2t values stated for 8msec opening time.Additional InformationDatasheetSamplesResources© 2021 Littelfuse, Inc.Specifications are subject to change without notice.Revised: 02/19/21Surface Mount FusesNANO2® > Fast Acting Fuse > 456SDE SeriesAverage Time Current CurvesTemperature Re-rating CurvePERCENT OF UPRATINGPERCENT OF DOWNUPRATINGAMBIENT TEMPERATURE248°F212°F176°F140°F104°F68°F32°F-4°F-40°F-76°F120°C264°F140°C100°C80°C60°C40°C20°C0°C-20°C-40°C-60°C00204060204060Soldering Parameters – Reflow SolderingReflow ConditionPb – Free assemblyPre Heat- Temperature Min (Ts(min))150°C - Temperature Max (Ts(max))200°C- Time (Min to Max) (ts)60 – 180 secsAverage ramp up rate (Liquidus Temp (TL) to peak5°C/second max.TS(max) to TL - Ramp-up Rate5°C/second max.Reflow- Temperature (TL) (Liquidus)217°C - Temperature (tL)60 – 150 secondsPeak Temperature (TP)260+0/–5 °CTime within 5°C of actual peak Temperature (tp)20 – 40 secondsRamp-down Rate5°C/second max.Time 25°C to peak Temperature (TP)8 minutes max.Do not exceed260°CTimeTemperatureTPTLTS(max)TS(min)25tPtLtStime to peak temperature(t 25ºC to peak)Ramp-downRamp-upPreheatCritical ZoneTL to TP0.0010.010.111010010001101001000Opening in SecondsCurrent in Amperes40A50A60A Note:1. Rerating depicted in this curve is in addition to the standard derating of 25% for continuous operation.© 2021 Littelfuse, Inc.Specifications are subject to change without notice.Revised: 02/19/21Surface Mount FusesNANO2® > Fast Acting Fuse > 456SDE SeriesOperating Temperature-55OC to 125OC with proper derating Thermal ShockMIL-STD-202, Method 107, Test Condition B (5 cycles -65OC to 125OC) VibrationMIL-STD-202, Method 201 (10-55 Hz)Moisture Sensitivity LevelJ-STD-020, Level 1Moisture ResistanceMIL-STD-202 Method 106, High Humidity (90-98%RH), Heat (65OC)Salt SprayMIL-STD-202, Method 101, Test Condition BMechanical ShockMIL-STD-202, Method 213, Test Condition I (100 G’s peak for 6 milliseconds) Product CharacteristicsDimensionsPart Numbering SystemPackagingRatingPackaging OptionPackaging SpecificationQuantityQuantity & Packaging Code40 A–60 A24 mm Tape and ReelEIA RS-481-2(IEC 286, Part 3)1500DRMaterialsBody: CeramicCap: Silver Plated Brass Product MarkingBody: Brand Logo, Current RatingInsulation ResistanceMIL-STD-202, Method 302, Test Condition A (10,000 ohms, Minimum)SolderabilityMIL-STD-202, Method 208Resistance to Soldering HeatMIL-STD-202, Method 210,Test Condition B (10 sec at 260OC)PCB Recommendation for Thermal ManagementMinimum copper trace width = 15 mm (40 A)/25 mm (50 A/60 A) Recommended copper trace weight = 3oz (40A) / 6oz (50 A/60 A) For PSE requirements: Minimum Copper trace width = 35mm Rec-ommended Copper trace weight = 6ozAlternate methods of thermal management may be used. In such cases, under normal operations, the maximum temperature of the fuse body should not exceed 90OC in a 25OC environment.12.20 Max(.480)4.5(.175”)4.5(.177”)Recommended Pad Layout2.79(.110”)5.40(.213”)5.72(.225”)16.0(.63”)5.40(.213”)Recommended SolderPaste Stencil Layout3.70(.146”)16.0(.63”)5.00(.197”)60 AF0456 060. D R SDESeriesAmp CodeQuantity codePackaging codeImproved SpecsRefer to Electricalcharacteristics tableD = 1500 pcsR = Tape and ReelSDE = Higher Rating/ Higher BCNote: Recommended Stencil Thickness: 0.152 mm Dimensions are in millimeters (inches)Disclaimer Notice - Information furnished is believed to be accurate and reliable. However, users should independently evaluate the suitability of and test each product selected for their own applications. Littelfuse products are not designed for, and may not be used in, all applications. Read complete Disclaimer Notice at https://www.littelfuse.com/legal/disclaimers/product-disclaimer.aspx.
https://www.littelfuse.com/~/media/electronics/datasheets/fuses/littelfuse_fuse_275_datasheet.pdf.pdf | fuses | © 2021 Littelfuse, Inc.Specifications are subject to change without notice.Revised: GD.02/23/21PICO® > Very Fast-Acting Fuse > 275 SeriesAxial Lead & Cartridge Fuses275 Series, PICO® Very Fast-Acting FuseDescriptionThe PICO® Very Fast-Acting Fuse is designed to meet an extensive array of performance characteristics in a space-saving subminiature package.Agency ApprovalsAgencyAgency File NumberAmpere RangeE1048020A - 30AFeaturesElectrical Characteristics• Very fast-acting• Small size • High current rating (20A- 30A)• RoHS compliant • Wide operating temperature range• Low temperature rerating% of Ampere RatingAmpere RatingOpening Time100%20A - 30A4 Hours, Min.200%20A - 30A10 Seconds, Max.ApplicationsAmpere Rating(A)Amp CodeOrdering NumberMaxVoltage Rating (V)InterruptingRatingNominal Cold Resistance (Ohms)Nominal Melting I2t (A2 sec)Agency Approvals20.0020.0275020.32300A@32VDC100A@32VAC0.0033203x25.0025.0275025.320.0024288x30.0030.0275030.320.0020355x Electrical CharacteristicsRoHS• Power supply• PC server• Networking equipment• Storage systemAdditional InformationDatasheetSamplesResources© 2021 Littelfuse, Inc.Specifications are subject to change without notice.Revised: GD.02/23/21PICO® > Very Fast-Acting Fuse > 275 SeriesAxial Lead & Cartridge FusesAverage Time Current CurvesTemperature Re-rating CurveSoldering Parameters1001010.10.010.0010.05 0.11101001000TIME IN SECONDSCURRENT IN AMPERES20A25A30AWave ParameterLead-Free RecommendationPreheat:(Depends on Flux Activation Temperature)(Typical Industry Recommendation)Temperature Minimum:100°CTemperature Maximum:150°CPreheat Time:60-180 secondsSolder Pot Temperature:260°C MaximumSolder Dwell Time:2-5 secondsRecommended Hand-Solder Parameters:Solder Iron Temperature: 350°C +/- 5°C Heating Time: 5 seconds max.Note: These devices are not recommended for IR or Convection Reflow process.Recommended Process Parameters:Note: Rerating depicted in this curve is in addition to the standard derating of 25% for continuous operation.© 2021 Littelfuse, Inc.Specifications are subject to change without notice.Revised: GD.02/23/21PICO® > Very Fast-Acting Fuse > 275 SeriesAxial Lead & Cartridge FusesMaterialsTransparent Polyvinylidene Fluoride sleeve covered body, pure tin plated copper wire leadsSolderabilityMIL-STD-202, Method 208Lead Pull ForceMIL-STD-202, Method 211, Test Condition A (will withstand a 5lbs. axial pull test)Product CharacteristicsOperating Temperature–60ºC to +125ºC (Consider re-rating)ShockMIL-STD-202, Method 213, Test Condition I (100 G’s peak for 6 milliseconds) and per method 2028 (78G’s peak for 11 milliseconds)VibrationMIL-STD-202, Method 201 (10–55 Hz); Method 204, Test Condition D (Vibrations of 10-2000 cps at 20 G’s)Moisture ResistanceMIL-STD-202, Method 1063/4 ATransparentInsulating SleeveBBACDIA.275 000 SeriesAmperage20 - 307.87(.31")27.78(1.094")3.38(.133")1.016(.040")DBCADDimensions in mm (inches)DimensionsPackagingPart Numbering SystemPackaging OptionPackaging SpecificationQuantity & Packaging CodeT1: 52.4mm (2.062") Tape and ReelEIA 296 Please refer to available quantities above in “Part Numbering System”0275 xxxx M R T1 LLead LengthT1 = 52.4mm (2.062”)Blank = For Loose pack (MXL,VXL)RoHSOnly RoHS parts are available for 275 SeriesType of PackagingR = ReelX = Loose PackQuantityM = 1000V = 5Current RatingRefer to Amp Code column of Electrical Characteristics TableSeries275The default lead length for loose pack is T1.Disclaimer Notice - Information furnished is believed to be accurate and reliable. However, users should independently evaluate the suitability of and test each product selected for their own applications. Littelfuse products are not designed for, and may not be used in, all applications. Read complete Disclaimer Notice at www.littelfuse.com/disclaimer-electronics.
https://www.littelfuse.com/media?resourcetype=datasheets&itemid=06e35cc6-24d4-4aa6-a45e-ceb2642de017&filename=littelfuse_fuse_272_273_274_278_279_datasheet.pdf | fuses | © 2019 Littelfuse, Inc.Specifications are subject to change without notice.Revised: 11/14/19Axial Lead & Cartridge FusesMICRO™ > Very Fast-Acting Fuse > 272/273/274/278/279 Series272/273/274/278/279 Series, MICRO™ Very Fast-Acting FuseDescriptionDeveloped originally for the U.S. Space Program, MICRO™ fuse provides reliability in a compact design. The MICRO™ fuse is available in plug–in or radial lead styles and a complete range of ampere ratings from 0.002A to 5A to suit a wide variety of design needs.Agency ApprovalsAgencyAgency File NumberAmpere RangeE104800.002A - 5A298620.002A - 5AQPLQPL-234190.002A - 5AFeaturesElectrical CharacteristicsApplicationsQPL% of Ampere RatingAmpere RatingOpening Time100%0.002 – 54 Hours, Min.200%0.002 – 0.35 Seconds, Max.0.4 - 52 Seconds, Max.Ampere Rating(A)Amp Code (for all above series)MaxVoltage Rating (V)InterruptingRatingNominal Cold Resistance (Ohms)Nominal Melting I2t (A2 sec)Agency ApprovalsQPL0.0020.00212510,000A@125VAC/VDC22000.00000000845XXX0.0050.0051252800.0000000766XXX0.0100.01012580.00.000000462XXX0.0150.01512544.00.00000123XXX0.0310.03112516.00.00000810XXX0.0500.0501253.520.0000666XXX0.0620.0621252.550.000115XXX0.1000.1001251.380.000385XXX0.1250.1251251.00.000691XXX0.2000.2001252.300.00409XXX0.2500.2501251.750.00640XXX0.3000.3001251.250.00945XXX0.4000.4001250.2270.0251XXX0.5000.5001250.1670.0716XXX0.6000.6001250.4300.0411XXX0.7000.7001250.3240.0710XXX0.7500.7501250.2930.0563XXX0.8000.8001250.2710.113XXX 1.00 001.01250.08800.0648XXX 01.5 01.51250.05780.160XXX 2.00 002.01250.04250.300XXX 3.00 003.01250.02750.759XXX *4.00 004.01250.02021.38XXX *5.00 005.01250.01562.21XXXElectrical Characteristics• Military grade available• High breaking capacity• Clear cover option to view fuse element status• Available from very low ampere of 0.002A to 5A• Plug-in with short or long leads option• Recognized to UL/CSA/NMX 248-1 and UL/CSA/NMX 248-14• Printed circuit boards and similar equipment• Electronic componentsSpecifications are subject to change without notice. Application testing is strongly recommended.* The fuses of 4A and 5A for 272 and 278 Series are obsolete.© 2019 Littelfuse, Inc.Specifications are subject to change without notice.Revised: 11/14/19Axial Lead & Cartridge FusesMICRO™ > Very Fast-Acting Fuse > 272/273/274/278/279 SeriesAverage Time Current Curves1001010.10.010.0011101000.010.10.005 1/64 A1/100 A1/200 A1/32 A1/16 A1/8 A1/4 A1/2 A3/4 A1 A1 1/2 A2 A3 A4 A5 ATIME IN SECONDSCURRENT IN AMPERESTemperature Re-rating CurveSoldering Parameters - Wave SolderingDwell Time0204060801001201401601802002202402602803000102030405060708090100110120130140150160170180190200210220230240Time (Seconds)Temperature (°C) - Measured on bottom side of boardCooling TimePreheat TimeWave ParameterLead-Free RecommendationPreheat:(Depends on Flux Activation Temperature)(Typical Industry Recommendation) Temperature Minimum:100° C Temperature Maximum:150° C Preheat Time:60-180 secondsSolder Pot Temperature:260° C MaximumSolder Dwell Time:2-5 secondsRecommended Hand-Solder Parameters:Solder Iron Temperature: 350° C +/- 5°C Heating Time: 5 seconds max.Note: These devices are not recommended for IR or Convection Reflow process.Recommended Process Parameters:Note:1. Rerating depicted in this curve is in addition to the standard derating of 25% forcontinuous operation.© 2019 Littelfuse, Inc.Specifications are subject to change without notice.Revised: 11/14/19Axial Lead & Cartridge FusesMICRO™ > Very Fast-Acting Fuse > 272/273/274/278/279 SeriesProduct CharacteristicsOperating Temperature:273 and 279: –55ºC to +85ºC;272 and 278: –55ºC to +125ºCFuses to MIL SPECMilitary QPL type (FM02). To order, change 273 to 274.Materials272 and 278 series cap: Nickel Plated Brass273, 274 and 279 series cap: Mirror polished PolycarbonateBase: R-4 RytonPins: Tin Plated CopperProduct MarkingCurrent and voltage ratings stamped on capDimensions7.30(.29")(.17")8.89(.35")2.54 (.10")7.30(.29")25.4 (1.0")2.54 (.10")25.4 (1.0")2.54 (.10")5.97(.235")6.35(.25")5.97(.235")2.54 (.10")8.89(.35")6.35(.25")272 000 Series273 000 and 274 000 Series278 000 Series279 000 Series(Short Lead, Metal Cap)(Short Lead, Clear Plastic Cap)(Long Lead, Metal Cap)(Long Lead, Clear Plastic Cap)NOTE: Amperage and voltage rating stamped on cap. Leads are tin plated copper; .025" diameter. (.17")4.324.32Part Numbering System0273 xxxx VPackaging CodeAmp. CodeSeriesRefer to Amp Code column ofElectrical Characteristics Table V = 5H = 100PackagingPackaging OptionPackaging SpecificationQuantityQuantity & Packaging CodeBulkN / A5VBulkN / A100H *Only V-pack version for low current rating from 0.002 - 0.062 (A) and for 274, 278, 279 SeriesAdditional InformationDatasheetSamplesResourcesDatasheetSamplesResourcesDatasheetSamplesResourcesDatasheetSamplesResourcesDatasheetSamplesResources272 Series273 Series272 Series273 Series272 Series273 Series274 Series278 Series274 Series278 Series274 Series278 Series279 Series279 Series279 SeriesDisclaimer Notice - Information furnished is believed to be accurate and reliable. However, users should independently evaluate the suitability of and test each product selected for their own applications. Littelfuse products are not designed for, and may not be used in, all applications. Read complete Disclaimer Notice at: www.littelfuse.com/disclaimer-electronics.
https://www.littelfuse.com/~/media/automotive/datasheets/fuses/passenger-car-and-commercial-vehicle/blade-fuses/littelfuse_fks_ato_80v_blade_fuses.pdf | fuses | www.littelfuse.com © 2012 Littelfuse • Transportation Products CatalogFKS ATO® STYLE BLADE FUSE RATED 80VDescription The FKS-80 is an ATO® style blade fuse rated at 80V, featuring a three part construction with copper contacts for excellent reliability in harsh environment conditions and low voltage drop. Current ratings 3A thru 30A. Filled with arc-quenching material.SpecificationsInterrupting Rating: 1000 A @ 80 VDC Insulating Body: Out of thermoplastic (UL 94-V0, heat-resistant)Cover: Out of thermoplastic (UL 94-V0, heat-resistant) Red, not transparentTerminals: Blade contacts Copper alloy, gal. Sn plated Edge-protectedComplies with: UL 248 Special Purpose FusescULus Recognized: File No. E10480Ordering InformationPart NumberPackage Size166.7000.xxx2500166.7000.xxx6100Corresponding holder see Section “Fuse Holders.”Time-Current Characteristics% of RatingOpening Time Min / Max (s)110 360,000 s / –150 0.500 s / 300 s200 0.150 s / 20 s350 0.040 s / 0.500 s600 0.020 s / 0.100 sRatingsPart NumberCurrent RatingHousing ColorTyp. Voltage DropCold ResistanceI2t166.7000.430_3 A145 mV39.0 mΩ8.10 A²s166.7000.440_4 A140 mV29.0 mΩ14.4 A²s166.7000.450_5 A140 mV20.6 mΩ24.3 A²s166.7000.475_7.5 A120 mV11.5 mΩ44.5 A²s166.7000.510_10 A110 mV7.90 mΩ86.4 A²s166.7000.515_15 A110 mV4.60 mΩ162 A²s166.7000.520_20 A110 mV3.30 mΩ475 A²s166.7000.525_25 A105 mV2.27 mΩ950 A²s166.7000.530_30 A100 mV1.79 mΩ1,500 A²sBlade Fuses© 2012 Littelfuse • Transportation Products Catalogwww.littelfuse.comFKS ATO® STYLE BLADE FUSE RATED 80VDimensionsDimensions in mm Pre-Arcing Time-LimitsFI = 1.43 (max.operating current: 0.7 x Irat at 23°C) Blade Fuses
https://www.littelfuse.com/~/media/automotive/datasheets/fuses/passenger-car-and-commercial-vehicle/blade-fuses/littelfuse_fks_ato_80v_blade_fuses.pdf | fuses | www.littelfuse.com © 2012 Littelfuse • Transportation Products CatalogFKS ATO® STYLE BLADE FUSE RATED 80VDescription The FKS-80 is an ATO® style blade fuse rated at 80V, featuring a three part construction with copper contacts for excellent reliability in harsh environment conditions and low voltage drop. Current ratings 3A thru 30A. Filled with arc-quenching material.SpecificationsInterrupting Rating: 1000 A @ 80 VDC Insulating Body: Out of thermoplastic (UL 94-V0, heat-resistant)Cover: Out of thermoplastic (UL 94-V0, heat-resistant) Red, not transparentTerminals: Blade contacts Copper alloy, gal. Sn plated Edge-protectedComplies with: UL 248 Special Purpose FusescULus Recognized: File No. E10480Ordering InformationPart NumberPackage Size166.7000.xxx2500166.7000.xxx6100Corresponding holder see Section “Fuse Holders.”Time-Current Characteristics% of RatingOpening Time Min / Max (s)110 360,000 s / –150 0.500 s / 300 s200 0.150 s / 20 s350 0.040 s / 0.500 s600 0.020 s / 0.100 sRatingsPart NumberCurrent RatingHousing ColorTyp. Voltage DropCold ResistanceI2t166.7000.430_3 A145 mV39.0 mΩ8.10 A²s166.7000.440_4 A140 mV29.0 mΩ14.4 A²s166.7000.450_5 A140 mV20.6 mΩ24.3 A²s166.7000.475_7.5 A120 mV11.5 mΩ44.5 A²s166.7000.510_10 A110 mV7.90 mΩ86.4 A²s166.7000.515_15 A110 mV4.60 mΩ162 A²s166.7000.520_20 A110 mV3.30 mΩ475 A²s166.7000.525_25 A105 mV2.27 mΩ950 A²s166.7000.530_30 A100 mV1.79 mΩ1,500 A²sBlade Fuses© 2012 Littelfuse • Transportation Products Catalogwww.littelfuse.comFKS ATO® STYLE BLADE FUSE RATED 80VDimensionsDimensions in mm Pre-Arcing Time-LimitsFI = 1.43 (max.operating current: 0.7 x Irat at 23°C) Blade Fuses
https://www.littelfuse.com/~/media/automotive/datasheets/fuses/passenger-car-and-commercial-vehicle/blade-fuses/littelfuse_fks_ato_80v_blade_fuses.pdf | fuses | www.littelfuse.com © 2012 Littelfuse • Transportation Products CatalogFKS ATO® STYLE BLADE FUSE RATED 80VDescription The FKS-80 is an ATO® style blade fuse rated at 80V, featuring a three part construction with copper contacts for excellent reliability in harsh environment conditions and low voltage drop. Current ratings 3A thru 30A. Filled with arc-quenching material.SpecificationsInterrupting Rating: 1000 A @ 80 VDC Insulating Body: Out of thermoplastic (UL 94-V0, heat-resistant)Cover: Out of thermoplastic (UL 94-V0, heat-resistant) Red, not transparentTerminals: Blade contacts Copper alloy, gal. Sn plated Edge-protectedComplies with: UL 248 Special Purpose FusescULus Recognized: File No. E10480Ordering InformationPart NumberPackage Size166.7000.xxx2500166.7000.xxx6100Corresponding holder see Section “Fuse Holders.”Time-Current Characteristics% of RatingOpening Time Min / Max (s)110 360,000 s / –150 0.500 s / 300 s200 0.150 s / 20 s350 0.040 s / 0.500 s600 0.020 s / 0.100 sRatingsPart NumberCurrent RatingHousing ColorTyp. Voltage DropCold ResistanceI2t166.7000.430_3 A145 mV39.0 mΩ8.10 A²s166.7000.440_4 A140 mV29.0 mΩ14.4 A²s166.7000.450_5 A140 mV20.6 mΩ24.3 A²s166.7000.475_7.5 A120 mV11.5 mΩ44.5 A²s166.7000.510_10 A110 mV7.90 mΩ86.4 A²s166.7000.515_15 A110 mV4.60 mΩ162 A²s166.7000.520_20 A110 mV3.30 mΩ475 A²s166.7000.525_25 A105 mV2.27 mΩ950 A²s166.7000.530_30 A100 mV1.79 mΩ1,500 A²sBlade Fuses© 2012 Littelfuse • Transportation Products Catalogwww.littelfuse.comFKS ATO® STYLE BLADE FUSE RATED 80VDimensionsDimensions in mm Pre-Arcing Time-LimitsFI = 1.43 (max.operating current: 0.7 x Irat at 23°C) Blade Fuses
https://www.littelfuse.com/~/media/automotive/datasheets/fuses/passenger-car-and-commercial-vehicle/blade-fuses/littelfuse_fks_ato_80v_blade_fuses.pdf | fuses | www.littelfuse.com © 2012 Littelfuse • Transportation Products CatalogFKS ATO® STYLE BLADE FUSE RATED 80VDescription The FKS-80 is an ATO® style blade fuse rated at 80V, featuring a three part construction with copper contacts for excellent reliability in harsh environment conditions and low voltage drop. Current ratings 3A thru 30A. Filled with arc-quenching material.SpecificationsInterrupting Rating: 1000 A @ 80 VDC Insulating Body: Out of thermoplastic (UL 94-V0, heat-resistant)Cover: Out of thermoplastic (UL 94-V0, heat-resistant) Red, not transparentTerminals: Blade contacts Copper alloy, gal. Sn plated Edge-protectedComplies with: UL 248 Special Purpose FusescULus Recognized: File No. E10480Ordering InformationPart NumberPackage Size166.7000.xxx2500166.7000.xxx6100Corresponding holder see Section “Fuse Holders.”Time-Current Characteristics% of RatingOpening Time Min / Max (s)110 360,000 s / –150 0.500 s / 300 s200 0.150 s / 20 s350 0.040 s / 0.500 s600 0.020 s / 0.100 sRatingsPart NumberCurrent RatingHousing ColorTyp. Voltage DropCold ResistanceI2t166.7000.430_3 A145 mV39.0 mΩ8.10 A²s166.7000.440_4 A140 mV29.0 mΩ14.4 A²s166.7000.450_5 A140 mV20.6 mΩ24.3 A²s166.7000.475_7.5 A120 mV11.5 mΩ44.5 A²s166.7000.510_10 A110 mV7.90 mΩ86.4 A²s166.7000.515_15 A110 mV4.60 mΩ162 A²s166.7000.520_20 A110 mV3.30 mΩ475 A²s166.7000.525_25 A105 mV2.27 mΩ950 A²s166.7000.530_30 A100 mV1.79 mΩ1,500 A²sBlade Fuses© 2012 Littelfuse • Transportation Products Catalogwww.littelfuse.comFKS ATO® STYLE BLADE FUSE RATED 80VDimensionsDimensions in mm Pre-Arcing Time-LimitsFI = 1.43 (max.operating current: 0.7 x Irat at 23°C) Blade Fuses
https://www.littelfuse.com/~/media/automotive/datasheets/fuses/passenger-car-and-commercial-vehicle/blade-fuses/littelfuse_fks_ato_80v_blade_fuses.pdf | fuses | www.littelfuse.com © 2012 Littelfuse • Transportation Products CatalogFKS ATO® STYLE BLADE FUSE RATED 80VDescription The FKS-80 is an ATO® style blade fuse rated at 80V, featuring a three part construction with copper contacts for excellent reliability in harsh environment conditions and low voltage drop. Current ratings 3A thru 30A. Filled with arc-quenching material.SpecificationsInterrupting Rating: 1000 A @ 80 VDC Insulating Body: Out of thermoplastic (UL 94-V0, heat-resistant)Cover: Out of thermoplastic (UL 94-V0, heat-resistant) Red, not transparentTerminals: Blade contacts Copper alloy, gal. Sn plated Edge-protectedComplies with: UL 248 Special Purpose FusescULus Recognized: File No. E10480Ordering InformationPart NumberPackage Size166.7000.xxx2500166.7000.xxx6100Corresponding holder see Section “Fuse Holders.”Time-Current Characteristics% of RatingOpening Time Min / Max (s)110 360,000 s / –150 0.500 s / 300 s200 0.150 s / 20 s350 0.040 s / 0.500 s600 0.020 s / 0.100 sRatingsPart NumberCurrent RatingHousing ColorTyp. Voltage DropCold ResistanceI2t166.7000.430_3 A145 mV39.0 mΩ8.10 A²s166.7000.440_4 A140 mV29.0 mΩ14.4 A²s166.7000.450_5 A140 mV20.6 mΩ24.3 A²s166.7000.475_7.5 A120 mV11.5 mΩ44.5 A²s166.7000.510_10 A110 mV7.90 mΩ86.4 A²s166.7000.515_15 A110 mV4.60 mΩ162 A²s166.7000.520_20 A110 mV3.30 mΩ475 A²s166.7000.525_25 A105 mV2.27 mΩ950 A²s166.7000.530_30 A100 mV1.79 mΩ1,500 A²sBlade Fuses© 2012 Littelfuse • Transportation Products Catalogwww.littelfuse.comFKS ATO® STYLE BLADE FUSE RATED 80VDimensionsDimensions in mm Pre-Arcing Time-LimitsFI = 1.43 (max.operating current: 0.7 x Irat at 23°C) Blade Fuses
https://www.littelfuse.com/~/media/automotive/datasheets/fuses/passenger-car-and-commercial-vehicle/blade-fuses/littelfuse_fks_ato_80v_blade_fuses.pdf | fuses | www.littelfuse.com © 2012 Littelfuse • Transportation Products CatalogFKS ATO® STYLE BLADE FUSE RATED 80VDescription The FKS-80 is an ATO® style blade fuse rated at 80V, featuring a three part construction with copper contacts for excellent reliability in harsh environment conditions and low voltage drop. Current ratings 3A thru 30A. Filled with arc-quenching material.SpecificationsInterrupting Rating: 1000 A @ 80 VDC Insulating Body: Out of thermoplastic (UL 94-V0, heat-resistant)Cover: Out of thermoplastic (UL 94-V0, heat-resistant) Red, not transparentTerminals: Blade contacts Copper alloy, gal. Sn plated Edge-protectedComplies with: UL 248 Special Purpose FusescULus Recognized: File No. E10480Ordering InformationPart NumberPackage Size166.7000.xxx2500166.7000.xxx6100Corresponding holder see Section “Fuse Holders.”Time-Current Characteristics% of RatingOpening Time Min / Max (s)110 360,000 s / –150 0.500 s / 300 s200 0.150 s / 20 s350 0.040 s / 0.500 s600 0.020 s / 0.100 sRatingsPart NumberCurrent RatingHousing ColorTyp. Voltage DropCold ResistanceI2t166.7000.430_3 A145 mV39.0 mΩ8.10 A²s166.7000.440_4 A140 mV29.0 mΩ14.4 A²s166.7000.450_5 A140 mV20.6 mΩ24.3 A²s166.7000.475_7.5 A120 mV11.5 mΩ44.5 A²s166.7000.510_10 A110 mV7.90 mΩ86.4 A²s166.7000.515_15 A110 mV4.60 mΩ162 A²s166.7000.520_20 A110 mV3.30 mΩ475 A²s166.7000.525_25 A105 mV2.27 mΩ950 A²s166.7000.530_30 A100 mV1.79 mΩ1,500 A²sBlade Fuses© 2012 Littelfuse • Transportation Products Catalogwww.littelfuse.comFKS ATO® STYLE BLADE FUSE RATED 80VDimensionsDimensions in mm Pre-Arcing Time-LimitsFI = 1.43 (max.operating current: 0.7 x Irat at 23°C) Blade Fuses
https://html5.dcatalog.com/?docid=8e9daddd-82b0-4ed4-a656-a8aa011ea6d3#page=153 | cable | Electronics Powered by Prysmian North America History Store Locator Catalogs Single Page Double Page Shopping Cart Crop Share Thumbnails Download PDF Wish list Note Print Toggle Audio Submit Form My Bookmark Magnifier View Documents Where to Go Guide Report Parts Issue Rotate User Guide My Catalog Full screen Exit full screen MY CATALOG Share Download Print × Electronics Search Advanced Search Find Any of these words All of these words Exact phrase match Sort By Closest Match Page number Hide thumbnail By Item Number By Keyword History Catalogs TOC Catalogs TOC Page Range - ADD PAGES PUBLISH SAVE AS PDF HISTORY Document History Title Name Pages Delete Url Empty CLEAR ALL PAGES Notes Add Place note on desired page. Download Notes × DISCLAIMER DECLINE PROCEED × × Share Crop From Email CC Me Recipient Email Subject Message Send Cancel OK A Archive A H X Contents A Advertisers ; See All Search Text Block Page #page_num #doc_title Hi $receivername¦$receiveremail, $sendername¦$senderemail wrote these comments for you: $message $sendername¦$senderemail would like for you to view the following digital edition. Please click on the page below to be directed to the digital edition: $thumbnail$pagenum $link$pagenum No Search Results Found × Page Number Hidden Clicker Hidden Clicker Hidden Clicker × Item Identifier Item Description Item is awesome. Add to Cart Add to Wishlist Find in Store × Share × My Bookmarks Enter a description for this bookmark Bookmark Color : Bookmark Text Color : Manage Bookmarks Save bookmark × Share Your Email Recipient's email Recipient's Name Subject Message Send Email × Form submission confirmation: Your form submission was a success. You will be contacted by Washington Gas with follow-up information regarding your request. Close × Download PDF Download all as PDF Download Range From: To: Enter page range separated by commas (e.g. 1, 3, 5-12) Download × Print Select Print Layout Format Single (1 per page) Facing (2 per page) For best results when printing in "Single" mode, set your printer layout orientation to "Portrait". For best results when printing in "Facing" mode, set your printer layout orientation to "Landscape". Enter Page Range From: To: Enter page range separated by commas (e.g. 1, 3, 5-12) Include Intro Print × Email Form Recipient Email: Subject Message Send × Signature Pad Save Clear × Help This digital edition is powered by DCatalog, Inc. software. For more information, please visit www.dcatalog.com This process might take longer please wait 0% 0% progress Message Abort
https://catalog.belden.com/techdata/EN/1855A_techdata.pdf | cable | Product: 1855A 75 Ohm SDI Coax, Mini RG-59, 23 AWG Solid BC, Foil + 95% TC Braid, PVCJkt, CMRProduct Description75 Ohm SDI Coax, Mini RG-59, 23 AWG Solid Bare Copper Conductor, PE Insulation, Foil + 95% Tinned Copper Braid Shield, PVC Jacket, CMRTechnical SpecificationsProduct OverviewSuitable Applications:Digital Video, 6 Gb/s UHDTV, HD-SDI 1080pConstruction DetailsRG Type:Mini 59ConductorSizeStrandingNom. DiameterMaterial23 AWGSolid0.023 inBC - Bare CopperInsulationMaterialNom. Insulation Diameter Color CodePE - Polyethylene (Foam)0.102 in (2.59 mm)WhiteOuter ShieldLayerOuter Shield TypeMaterialMaterial Trade NameCoverage1TapeTri-Laminate (Alum+Poly+Alum) Duofoil®100%2BraidTinned Copper (TC)95%Outer JacketMaterialNom. DiameterPVC - Polyvinyl Chloride 0.159 in (4.04 mm)Overall Cable Diameter (Nominal): 0.159 in (4.04 mm)Electrical CharacteristicsReturn Loss (RL)FrequencyMin. Return Loss5 - 1600 MHz23 dB1600 - 4500 MHz21 dB4500 - 6000 MHz15 dBAttenuationFrequency Nom. Attenuation1 MHz0.39 dB/100ft3.58 MHz0.78 dB/100ft5 MHz0.92 dB/100ft6 MHz1.00 dB/100ft7 MHz1.08 dB/100ft10 MHz1.2 dB/100ft12 MHz1.3 dB/100ft25 MHz1.8 dB/100ft67.5 MHz2.83 dB/100ft71.5 MHz2.93 dB/100ft88.5 MHz3.22 dB/100ft100 MHz3.39 dB/100ft135 MHz3.84 dB/100ft143 MHz4.00 dB/100ft180 MHz4.41 dB/100ft270 MHz5.44 dB/100ft360 MHz6.34 dB/100ft540 MHz7.85 dB/100ft720 MHz9.15 dB/100ft750 MHz9.31 dB/100ft1000 MHz10.89 dB/100ft1500 MHz13.38 dB/100ft2000 MHz15.64 dB/100ft2250 MHz16.68 dB/100ft3000 MHz19.65 dB/100ft4500 MHz24.35 dB/100ft6000 MHz28.97 dB/100ftElectricalsNom. Conductor DCRNom. Outer Shield DCRNom. Capacitance Cond-to-ShieldNom. Characteristic ImpedanceNom. Velocity of Prop.20.1 Ohm/1000ft3.7 Ohm/1000ft (12 Ohm/km)16.3 pF/ft (53.5 pF/m)75 Ohm82%VoltageUL Voltage Rating300 V (CMR, CMG)Mechanical CharacteristicsTemperatureUL TemperatureOperating75°C-30°C to +75°CBend RadiusInstallation Min.1.6 in (41 mm)Max. Pull Tension:33 lbs (15 kg)Bulk Cable Weight:17 lbs/1000ftStandards and ComplianceEnvironmental Suitability:Indoor/Outdoor, Indoor, UV Resistance, Aerial - Black only, When supported by messenger wireSustainability:CA Prop 65Flammability / Reaction to Fire:UL1666 Vertical ShaftCPR Compliance:CPR Euroclass: Eca; CPR UKCA Class: EcaNEC / UL Compliance:CMRCEC / C(UL) Compliance:CMGEuropean Directive Compliance:EU CE Mark, EU Directive 2015/863/EU (RoHS 2 amendment), REACH, EU Directive 2011/65/EU (RoHS 2), EU Directive 2012/19/EU (WEEE)UK Regulation Compliance:UKCA MarkAPAC Compliance:China RoHS II (GB/T 26572-2011)Plenum Number:1855PHistoryUpdate and Revision:Revision Number: 0.471 Revision Date: 04-24-2023Part NumbersVariantsItem #ColorPutup TypeLengthUPCFootnote1855A 010500BlackReel500 ft6128253569501855A 0101000BlackReel1,000 ft612825358503C1855A 010N1000BlackReel w/Small Barrel1,000 ft1855A 010Z1000BlackReelTuff Box1,000 ft6128254349931855A 0105000BlackReel5,000 ft6128254361261855A 0061000Blue, Light Reel1,000 ft612825358459C1855A 006N1000Blue, Light Reel w/Small Barrel1,000 ft1855A 006Z1000Blue, Light ReelTuff Box1,000 ft6128254349551855A 0065000Blue, Light Reel5,000 ft6128254360721855A 0011000BrownReel1,000 ft612825356851C1855A 001N1000BrownReel w/Small Barrel1,000 ft1855A 0015000BrownReel5,000 ft6128254360271855A 0081000GrayReel1,000 ft612825358510C1855A 008N1000GrayReel w/Small Barrel1,000 ft1855A 0085000GrayReel5,000 ft6128254360961855A N3U1000Green, MilReel1,000 ft612825358480C1855A N3UN1000Green, MilReel w/Small Barrel1,000 ft1855A N3UZ1000Green, MilReelTuff Box1,000 ft6128254350061855A N3U5000Green, MilReel5,000 ft6128254361331855A 0031000OrangeReel1,000 ft612825356844C1855A 003N1000OrangeReel w/Small Barrel1,000 ft1855A 003Z1000OrangeReelTuff Box1,000 ft6128254349311855A 0035000OrangeReel5,000 ft6128254360411855A 0021000RedReel1,000 ft612825358473C1855A 002N1000RedReel w/Small Barrel1,000 ft1855A 002Z1000RedReelTuff Box1,000 ft6128254349171855A 0025000RedReel5,000 ft6128254360341855A 0071000VioletReel1,000 ft612825356837C1855A 007N1000VioletReel w/Small Barrel1,000 ft1855A 007Z1000VioletReelTuff Box1,000 ft6128254349621855A 0075000VioletReel5,000 ft6128254360891855A 0091000WhiteReel1,000 ft612825358497C1855A 009N1000WhiteReel w/Small Barrel1,000 ft1855A 009Z1000WhiteReelTuff Box1,000 ft6128254349861855A 0095000WhiteReel5,000 ft6128254361021855A 0041000YellowReel1,000 ft612825358466C1855A 004N1000YellowReel w/Small Barrel1,000 ft1855A 004Z1000YellowReelTuff Box1,000 ft6128254349481855A 0045000YellowReel5,000 ft612825436065© 2024 Belden, IncAll Rights Reserved.Although Belden makes every reasonable effort to ensure their accuracy at the time of this publication, information and specifications described here in are subject to error or omission and to change withoutnotice, and the listing of such information and specifications does not ensure product availability.Belden provides the information and specifications herein on an "ASIS" basis, with no representations or warranties, whether express, statutory or implied. In no event will Belden be liable for any damages(including consequential, indirect, incidental, special, punitive, or exemplary damages) whatsoever, even if Belden has been advised of the possibility of such damages, whether in an action under contract,negligence or any other theory, arising out of or in connection with the use, or inability to use, the information or specifications described herein.All sales of Belden products are subject to Belden's standard terms and conditions of sale.Belden believes this product to be in compliance with all applicable environmental programs as listed in the data sheet. The information provided is correct to the best of Belden's knowledge, information and beliefat the date of its publication. This information is designed only as a general guide for the safe handling, storage, and any other operation of the product itself or the one that it becomes a part of. The ProductDisclosure is not to be considered a warranty or quality specification. Regulatory information is for guidance purposes only. Product users are responsible for determining the applicability of legislation andregulations based on their individual usage of the product.
https://catalog.belden.com/techdata/EN/8240_techdata.pdf | cable | Product: 8240 50 Ohm Wireless Transmission Coax, RG-58, 20 AWG Solid BC, 95% TCBraid, PVC Jkt, CMXProduct Description50 Ohm Wireless Transmission Coax, RG-58, 20 AWG Solid Bare Copper Conductor , PE Insulation, 95% Tinned Copper Braid Shield, PVC Jacket, CMXTechnical SpecificationsProduct OverviewSuitable Applications:Point-to-point and point-to-multipoint wireless antenna communication; Wireless microphones, Two-Way Radios, Amateur (Ham) Radio, Low Power FM, GPS, RFID (RadioFrequency Identification)Construction DetailsRG Type:58ConductorSizeStrandingNom. DiameterMaterial20 AWGSolid0.033 inBC - Bare CopperInsulationMaterialNom. Insulation Diameter Color CodePE - Polyethylene0.116 in (2.95 mm)WhiteOuter ShieldOuter Shield TypeMaterialCoverageBraidTinned Copper (TC) 95%Outer JacketMaterialNom. DiameterPVC - Polyvinyl Chloride 0.193 in (4.90 mm)Overall Cable Diameter(Nominal):0.193 in (4.90 mm)Electrical CharacteristicsAttenuationFrequency Nom. Attenuation1 MHz0.3 dB/100ft10 MHz1.1 dB/100ft50 MHz2.5 dB/100ft100 MHz3.8 dB/100ft200 MHz5.6 dB/100ft400 MHz8.4 dB/100ft700 MHz11.7 dB/100ft900 MHz13.7 dB/100ft1000 MHz14.5 dB/100ftPower RatingFrequency Max. Power Rating50 MHz530 W100 MHz350 W400 MHz160 W1,000 MHz90 WElectricalsNom. Conductor DCRNom. Outer Shield DCRNom. Capacitance Cond-to-ShieldNom. Characteristic ImpedanceNom. Velocity of Prop.9.4 Ohm/1000ft4.1 Ohm/1000ft (13 Ohm/km)28.5 pF/ft (93.5 pF/m)52 Ohm66%VoltageUL Voltage RatingVoltage Rating300 V (CMX), 30 V (UL AWM 1354)1900 VElectrical Characteristics Notes:Actual Impedance specification is 51.5 +/- 1.5 ohms.Mechanical CharacteristicsTemperatureUL TemperatureOperating60°C (UL AWM 1354)-40°C to +75°CBend RadiusInstallation Min.1.9 in (48 mm)Max. Pull Tension:47 lbs (21 kg)Bulk Cable Weight:26 lbs/1000ftStandards and ComplianceEnvironmental Suitability:Outdoor - Aerial, Indoor, Aerial - Black only, When supported by messenger wireSustainability:CA Prop 65Flammability / Reaction to Fire:UL1581CPR Compliance:CPR Euroclass: Eca; CPR UKCA Class: EcaNEC / UL Compliance:CMXAWM Compliance:AWM 1354CEC / C(UL) Compliance:CMXEuropean Directive Compliance: EU CE Mark, EU Directive 2015/863/EU (RoHS 2 amendment), REACH, EU Directive 2011/65/EU (RoHS 2), EU Directive 2012/19/EU (WEEE)UK Regulation Compliance:UKCA MarkAPAC Compliance:China RoHS II (GB/T 26572-2011)Plenum Number:88240, 82240HistoryUpdate and Revision:Revision Number: 0.538 Revision Date: 04-29-2024Part NumbersVariantsItem #ColorPutup TypeLengthUPCFootnote8240 010100BlackReel100 ft6128251967618240 010500BlackReel500 ft612825196785C8240 010U500BlackUnReel500 ft6128253586648240 0101000BlackReel1,000 ft612825196778C8240 010U1000BlackUnReel1,000 ft6128251967478240 0105000BlackReel5,000 ft612825196730C© 2024 Belden, IncAll Rights Reserved.Although Belden makes every reasonable effort to ensure their accuracy at the time of this publication, information and specifications described here in are subject to error or omission and to change withoutnotice, and the listing of such information and specifications does not ensure product availability.Belden provides the information and specifications herein on an "ASIS" basis, with no representations or warranties, whether express, statutory or implied. In no event will Belden be liable for any damages(including consequential, indirect, incidental, special, punitive, or exemplary damages) whatsoever, even if Belden has been advised of the possibility of such damages, whether in an action under contract,negligence or any other theory, arising out of or in connection with the use, or inability to use, the information or specifications described herein.All sales of Belden products are subject to Belden's standard terms and conditions of sale.Belden believes this product to be in compliance with all applicable environmental programs as listed in the data sheet. The information provided is correct to the best of Belden's knowledge, information and beliefat the date of its publication. This information is designed only as a general guide for the safe handling, storage, and any other operation of the product itself or the one that it becomes a part of. The ProductDisclosure is not to be considered a warranty or quality specification. Regulatory information is for guidance purposes only. Product users are responsible for determining the applicability of legislation andregulations based on their individual usage of the product.
https://catalog.belden.com/techdata/EN/8240_techdata.pdf | cable | Product: 8240 50 Ohm Wireless Transmission Coax, RG-58, 20 AWG Solid BC, 95% TCBraid, PVC Jkt, CMXProduct Description50 Ohm Wireless Transmission Coax, RG-58, 20 AWG Solid Bare Copper Conductor , PE Insulation, 95% Tinned Copper Braid Shield, PVC Jacket, CMXTechnical SpecificationsProduct OverviewSuitable Applications:Point-to-point and point-to-multipoint wireless antenna communication; Wireless microphones, Two-Way Radios, Amateur (Ham) Radio, Low Power FM, GPS, RFID (RadioFrequency Identification)Construction DetailsRG Type:58ConductorSizeStrandingNom. DiameterMaterial20 AWGSolid0.033 inBC - Bare CopperInsulationMaterialNom. Insulation Diameter Color CodePE - Polyethylene0.116 in (2.95 mm)WhiteOuter ShieldOuter Shield TypeMaterialCoverageBraidTinned Copper (TC) 95%Outer JacketMaterialNom. DiameterPVC - Polyvinyl Chloride 0.193 in (4.90 mm)Overall Cable Diameter(Nominal):0.193 in (4.90 mm)Electrical CharacteristicsAttenuationFrequency Nom. Attenuation1 MHz0.3 dB/100ft10 MHz1.1 dB/100ft50 MHz2.5 dB/100ft100 MHz3.8 dB/100ft200 MHz5.6 dB/100ft400 MHz8.4 dB/100ft700 MHz11.7 dB/100ft900 MHz13.7 dB/100ft1000 MHz14.5 dB/100ftPower RatingFrequency Max. Power Rating50 MHz530 W100 MHz350 W400 MHz160 W1,000 MHz90 WElectricalsNom. Conductor DCRNom. Outer Shield DCRNom. Capacitance Cond-to-ShieldNom. Characteristic ImpedanceNom. Velocity of Prop.9.4 Ohm/1000ft4.1 Ohm/1000ft (13 Ohm/km)28.5 pF/ft (93.5 pF/m)52 Ohm66%VoltageUL Voltage RatingVoltage Rating300 V (CMX), 30 V (UL AWM 1354)1900 VElectrical Characteristics Notes:Actual Impedance specification is 51.5 +/- 1.5 ohms.Mechanical CharacteristicsTemperatureUL TemperatureOperating60°C (UL AWM 1354)-40°C to +75°CBend RadiusInstallation Min.1.9 in (48 mm)Max. Pull Tension:47 lbs (21 kg)Bulk Cable Weight:26 lbs/1000ftStandards and ComplianceEnvironmental Suitability:Outdoor - Aerial, Indoor, Aerial - Black only, When supported by messenger wireSustainability:CA Prop 65Flammability / Reaction to Fire:UL1581CPR Compliance:CPR Euroclass: Eca; CPR UKCA Class: EcaNEC / UL Compliance:CMXAWM Compliance:AWM 1354CEC / C(UL) Compliance:CMXEuropean Directive Compliance: EU CE Mark, EU Directive 2015/863/EU (RoHS 2 amendment), REACH, EU Directive 2011/65/EU (RoHS 2), EU Directive 2012/19/EU (WEEE)UK Regulation Compliance:UKCA MarkAPAC Compliance:China RoHS II (GB/T 26572-2011)Plenum Number:88240, 82240HistoryUpdate and Revision:Revision Number: 0.538 Revision Date: 04-29-2024Part NumbersVariantsItem #ColorPutup TypeLengthUPCFootnote8240 010100BlackReel100 ft6128251967618240 010500BlackReel500 ft612825196785C8240 010U500BlackUnReel500 ft6128253586648240 0101000BlackReel1,000 ft612825196778C8240 010U1000BlackUnReel1,000 ft6128251967478240 0105000BlackReel5,000 ft612825196730C© 2024 Belden, IncAll Rights Reserved.Although Belden makes every reasonable effort to ensure their accuracy at the time of this publication, information and specifications described here in are subject to error or omission and to change withoutnotice, and the listing of such information and specifications does not ensure product availability.Belden provides the information and specifications herein on an "ASIS" basis, with no representations or warranties, whether express, statutory or implied. In no event will Belden be liable for any damages(including consequential, indirect, incidental, special, punitive, or exemplary damages) whatsoever, even if Belden has been advised of the possibility of such damages, whether in an action under contract,negligence or any other theory, arising out of or in connection with the use, or inability to use, the information or specifications described herein.All sales of Belden products are subject to Belden's standard terms and conditions of sale.Belden believes this product to be in compliance with all applicable environmental programs as listed in the data sheet. The information provided is correct to the best of Belden's knowledge, information and beliefat the date of its publication. This information is designed only as a general guide for the safe handling, storage, and any other operation of the product itself or the one that it becomes a part of. The ProductDisclosure is not to be considered a warranty or quality specification. Regulatory information is for guidance purposes only. Product users are responsible for determining the applicability of legislation andregulations based on their individual usage of the product.
https://catalog.belden.com/techdata/EN/8259_techdata.pdf | cable | Product: 8259 50 Ohm Wireless Transmission Coax, RG-58, 20 AWG Str TC, 95% TC Braid,PVC JktProduct Description50 Ohm Wireless Transmission Coax, RG-58, 20 AWG (19x33) Tinned Copper Conductor , PE Insulation, 95% Tinned Copper Braid Shield, PVC JacketTechnical SpecificationsProduct OverviewSuitable Applications:Point-to-point and point-to-multipoint wireless antenna communication; Wireless microphones, Two-Way Radios, Amateur (Ham) Radio, Low Power FM, GPS, RFID (RadioFrequency Identification)Construction DetailsRG Type:58ConductorSizeStrandingNom. DiameterMaterial20 AWG19x330.035 inTC - Tinned CopperInsulationMaterialNom. Insulation Diameter Color CodePE - Polyethylene0.117 in (2.97 mm)WhiteOuter ShieldOuter Shield TypeMaterialCoverageBraidTinned Copper (TC) 95%Outer JacketMaterialNom. DiameterPVC - Polyvinyl Chloride 0.193 in (4.90 mm)Overall Cable Diameter(Nominal):0.193 in (4.90 mm)Electrical CharacteristicsAttenuationFrequency Nom. Attenuation1 MHz0.4 dB/100ft10 MHz1.5 dB/100ft50 MHz3.7 dB/100ft100 MHz5.4 dB/100ft200 MHz8.1 dB/100ft400 MHz12.4 dB/100ft700 MHz17.7 dB/100ft900 MHz21.1 dB/100ft1000 MHz22.8 dB/100ftElectricalsNom. Conductor DCRNom. Outer Shield DCRNom. Capacitance Cond-to-ShieldNom. Characteristic ImpedanceNom. Velocity of Prop.9.7 Ohm/1000ft (32 Ohm/km)3.8 Ohm/1000ft (12 Ohm/km)30.8 pF/ft (101 pF/m)50 Ohm66%VoltageVoltage Rating1900 VMechanical CharacteristicsTemperatureOperating-30°C to +75°CBend RadiusInstallation Min.1.9 in (48 mm)Max. Pull Tension:42 lbs (19 kg)Bulk Cable Weight:25 lbs/1000ftStandards and ComplianceEnvironmental Suitability:Indoor (Not Riser or Plenum), Indoor, Aerial - Black only, When supported by messenger wireSustainability:CA Prop 65CPR Compliance:CPR Euroclass: Eca; CPR UKCA Class: EcaEuropean DirectiveCompliance:EU CE Mark, EU Directive 2015/863/EU (RoHS 2 amendment), REACH, EU Directive 2011/65/EU (RoHS 2), EU Directive 2012/19/EU (WEEE)UK Regulation Compliance:UKCA MarkAPAC Compliance:China RoHS II (GB/T 26572-2011)HistoryUpdate and Revision:Revision Number: 0.530 Revision Date: 04-29-2024Part NumbersVariantsItem #ColorPutup TypeLengthUPCFootnote8259 010100BlackReel100 ft6128251973798259 010500BlackReel500 ft612825197393C8259 010U500BlackUnReel500 ft6128253576368259 0101000BlackReel1,000 ft612825197386C8259 010U1000BlackUnReel1,000 ft6128251973558259 0105000BlackReel5,000 ft612825197348C© 2024 Belden, IncAll Rights Reserved.Although Belden makes every reasonable effort to ensure their accuracy at the time of this publication, information and specifications described here in are subject to error or omission and to change withoutnotice, and the listing of such information and specifications does not ensure product availability.Belden provides the information and specifications herein on an "ASIS" basis, with no representations or warranties, whether express, statutory or implied. In no event will Belden be liable for any damages(including consequential, indirect, incidental, special, punitive, or exemplary damages) whatsoever, even if Belden has been advised of the possibility of such damages, whether in an action under contract,negligence or any other theory, arising out of or in connection with the use, or inability to use, the information or specifications described herein.All sales of Belden products are subject to Belden's standard terms and conditions of sale.Belden believes this product to be in compliance with all applicable environmental programs as listed in the data sheet. The information provided is correct to the best of Belden's knowledge, information and beliefat the date of its publication. This information is designed only as a general guide for the safe handling, storage, and any other operation of the product itself or the one that it becomes a part of. The ProductDisclosure is not to be considered a warranty or quality specification. Regulatory information is for guidance purposes only. Product users are responsible for determining the applicability of legislation andregulations based on their individual usage of the product.
https://prysmian-group.dcatalog.com/v/Electronics/#page=162 | cable | Electronics Powered by Prysmian North America History Store Locator Catalogs Single Page Double Page Shopping Cart Crop Share Thumbnails Download PDF Wish list Note Print Toggle Audio Submit Form My Bookmark Magnifier View Documents Where to Go Guide Report Parts Issue Rotate User Guide My Catalog Full screen Exit full screen MY CATALOG Share Download Print × Electronics Search Advanced Search Find Any of these words All of these words Exact phrase match Sort By Closest Match Page number Hide thumbnail By Item Number By Keyword History Catalogs TOC Catalogs TOC Page Range - ADD PAGES PUBLISH SAVE AS PDF HISTORY Document History Title Name Pages Delete Url Empty CLEAR ALL PAGES Notes Add Place note on desired page. Download Notes × DISCLAIMER DECLINE PROCEED × × Share Crop From Email CC Me Recipient Email Subject Message Send Cancel OK A Archive A H X Contents A Advertisers ; See All Search Text Block Page #page_num #doc_title Hi $receivername¦$receiveremail, $sendername¦$senderemail wrote these comments for you: $message $sendername¦$senderemail would like for you to view the following digital edition. Please click on the page below to be directed to the digital edition: $thumbnail$pagenum $link$pagenum No Search Results Found × Page Number Hidden Clicker Hidden Clicker Hidden Clicker × Item Identifier Item Description Item is awesome. Add to Cart Add to Wishlist Find in Store × Share × My Bookmarks Enter a description for this bookmark Bookmark Color : Bookmark Text Color : Manage Bookmarks Save bookmark × Share Your Email Recipient's email Recipient's Name Subject Message Send Email × Form submission confirmation: Your form submission was a success. You will be contacted by Washington Gas with follow-up information regarding your request. Close × Download PDF Download all as PDF Download Range From: To: Enter page range separated by commas (e.g. 1, 3, 5-12) Download × Print Select Print Layout Format Single (1 per page) Facing (2 per page) For best results when printing in "Single" mode, set your printer layout orientation to "Portrait". For best results when printing in "Facing" mode, set your printer layout orientation to "Landscape". Enter Page Range From: To: Enter page range separated by commas (e.g. 1, 3, 5-12) Include Intro Print × Email Form Recipient Email: Subject Message Send × Signature Pad Save Clear × Help This digital edition is powered by DCatalog, Inc. software. For more information, please visit www.dcatalog.com This process might take longer please wait 0% 0% progress Message Abort
https://catalog.belden.com/techdata/EN/9239_techdata.pdf | cable | Product: 9239 Audio Coax, Low Noise, RG-174, 26 AWG Str BCCS, 90% TC Brd, PVC JktProduct DescriptionAudio Coax, Low Noise, RG-174, 26 AWG (7x34) Bare Copper Covered Steel Conductor, PE Insulation, PE Conductive Layer, 90% Tinned Copper BraidShield, PVC JacketTechnical SpecificationsProduct OverviewSuitable Applications:Low noise microphone, Analog audio, InstrumentationConstruction DetailsRG Type:174ConductorNo. of ElementsSizeStrandingNom. DiameterMaterial126 AWG7x340.006 inBCCS - Bare Copper Covered SteelInsulationMaterialNom. Insulation Diameter Color CodePE - Polyethylene0.044 in (1.1 mm)Clear, BlackPVC - Polyvinyl Chloride (Conductive)0.056 in (1.4 mm)Outer ShieldLayerOuter Shield TypeMaterialCoverage1BraidTinned Copper (TC) 90%Outer JacketMaterialNom. DiameterPVC - Polyvinyl Chloride 0.101 in (2.57 mm)Overall Cable Diameter (Nominal): 0.101 in (2.57 mm)Electrical CharacteristicsElectricalsNom. Conductor DCRNom. Outer Shield DCRNom. Capacitance Cond-to-ShieldNom. Velocity of Prop.89.6 Ohm/1000ft14 Ohm/1000ft (46 Ohm/km) 44 pF/ft (140 pF/m)57%VoltageVoltage Rating1100 VElectrical Characteristics Notes:NBS Low Noise Test (Modified), MIL-DTL-17J Paragraph 4.8.14, 8 mV Peak to Peak MaxMechanical CharacteristicsTemperatureOperating-40°C To +60°CBend RadiusStationary Min.Installation Min.1.01 in (25.7 mm)1.01 in (25.7 mm)Max. Pull Tension:43 lbs (20 kg)Bulk Cable Weight:7 lbs/1000ftStandards and ComplianceEnvironmental Suitability:Indoor (Not Riser or Plenum), IndoorFlammability / Reaction to Fire:IEC 60332-1-2CPR Compliance:CPR Euroclass: Eca; CPR UKCA Class: EcaEuropean Directive Compliance:EU CE Mark, EU Directive 2011/65/EU (RoHS 2), EU Directive 2012/19/EU (WEEE)UK Regulation Compliance:UKCA MarkAPAC Compliance:China RoHS II (GB/T 26572-2011)Product NotesNotes:Not recommended for RF use. Low noise audio applications.HistoryUpdate and Revision:Revision Number: 0.257 Revision Date: 04-04-2024Part NumbersVariantsItem #ColorPutup TypeLengthUPC9239 010100BlackReel100 ft6128253588249239 010500BlackReel500 ft6128253588559239 0101000 BlackReel1,000 ft612825357728© 2024 Belden, IncAll Rights Reserved.Although Belden makes every reasonable effort to ensure their accuracy at the time of this publication, information and specifications described here in are subject to error or omission and to change withoutnotice, and the listing of such information and specifications does not ensure product availability.Belden provides the information and specifications herein on an "ASIS" basis, with no representations or warranties, whether express, statutory or implied. In no event will Belden be liable for any damages(including consequential, indirect, incidental, special, punitive, or exemplary damages) whatsoever, even if Belden has been advised of the possibility of such damages, whether in an action under contract,negligence or any other theory, arising out of or in connection with the use, or inability to use, the information or specifications described herein.All sales of Belden products are subject to Belden's standard terms and conditions of sale.Belden believes this product to be in compliance with all applicable environmental programs as listed in the data sheet. The information provided is correct to the best of Belden's knowledge, information and beliefat the date of its publication. This information is designed only as a general guide for the safe handling, storage, and any other operation of the product itself or the one that it becomes a part of. The ProductDisclosure is not to be considered a warranty or quality specification. Regulatory information is for guidance purposes only. Product users are responsible for determining the applicability of legislation andregulations based on their individual usage of the product.
https://catalog.belden.com/techdata/EN/9239_techdata.pdf | cable | Product: 9239 Audio Coax, Low Noise, RG-174, 26 AWG Str BCCS, 90% TC Brd, PVC JktProduct DescriptionAudio Coax, Low Noise, RG-174, 26 AWG (7x34) Bare Copper Covered Steel Conductor, PE Insulation, PE Conductive Layer, 90% Tinned Copper BraidShield, PVC JacketTechnical SpecificationsProduct OverviewSuitable Applications:Low noise microphone, Analog audio, InstrumentationConstruction DetailsRG Type:174ConductorNo. of ElementsSizeStrandingNom. DiameterMaterial126 AWG7x340.006 inBCCS - Bare Copper Covered SteelInsulationMaterialNom. Insulation Diameter Color CodePE - Polyethylene0.044 in (1.1 mm)Clear, BlackPVC - Polyvinyl Chloride (Conductive)0.056 in (1.4 mm)Outer ShieldLayerOuter Shield TypeMaterialCoverage1BraidTinned Copper (TC) 90%Outer JacketMaterialNom. DiameterPVC - Polyvinyl Chloride 0.101 in (2.57 mm)Overall Cable Diameter (Nominal): 0.101 in (2.57 mm)Electrical CharacteristicsElectricalsNom. Conductor DCRNom. Outer Shield DCRNom. Capacitance Cond-to-ShieldNom. Velocity of Prop.89.6 Ohm/1000ft14 Ohm/1000ft (46 Ohm/km) 44 pF/ft (140 pF/m)57%VoltageVoltage Rating1100 VElectrical Characteristics Notes:NBS Low Noise Test (Modified), MIL-DTL-17J Paragraph 4.8.14, 8 mV Peak to Peak MaxMechanical CharacteristicsTemperatureOperating-40°C To +60°CBend RadiusStationary Min.Installation Min.1.01 in (25.7 mm)1.01 in (25.7 mm)Max. Pull Tension:43 lbs (20 kg)Bulk Cable Weight:7 lbs/1000ftStandards and ComplianceEnvironmental Suitability:Indoor (Not Riser or Plenum), IndoorFlammability / Reaction to Fire:IEC 60332-1-2CPR Compliance:CPR Euroclass: Eca; CPR UKCA Class: EcaEuropean Directive Compliance:EU CE Mark, EU Directive 2011/65/EU (RoHS 2), EU Directive 2012/19/EU (WEEE)UK Regulation Compliance:UKCA MarkAPAC Compliance:China RoHS II (GB/T 26572-2011)Product NotesNotes:Not recommended for RF use. Low noise audio applications.HistoryUpdate and Revision:Revision Number: 0.257 Revision Date: 04-04-2024Part NumbersVariantsItem #ColorPutup TypeLengthUPC9239 010100BlackReel100 ft6128253588249239 010500BlackReel500 ft6128253588559239 0101000 BlackReel1,000 ft612825357728© 2024 Belden, IncAll Rights Reserved.Although Belden makes every reasonable effort to ensure their accuracy at the time of this publication, information and specifications described here in are subject to error or omission and to change withoutnotice, and the listing of such information and specifications does not ensure product availability.Belden provides the information and specifications herein on an "ASIS" basis, with no representations or warranties, whether express, statutory or implied. In no event will Belden be liable for any damages(including consequential, indirect, incidental, special, punitive, or exemplary damages) whatsoever, even if Belden has been advised of the possibility of such damages, whether in an action under contract,negligence or any other theory, arising out of or in connection with the use, or inability to use, the information or specifications described herein.All sales of Belden products are subject to Belden's standard terms and conditions of sale.Belden believes this product to be in compliance with all applicable environmental programs as listed in the data sheet. The information provided is correct to the best of Belden's knowledge, information and beliefat the date of its publication. This information is designed only as a general guide for the safe handling, storage, and any other operation of the product itself or the one that it becomes a part of. The ProductDisclosure is not to be considered a warranty or quality specification. Regulatory information is for guidance purposes only. Product users are responsible for determining the applicability of legislation andregulations based on their individual usage of the product.
https://catalog.belden.com/techdata/EN/8216_techdata.pdf | cable | Product: 8216 50 Ohm Wireless Transmission Coax, RG-174, 26 AWG Str BCCS, 90% TCBraid, PVC JktProduct Description50 Ohm Wireless Transmission Coax, RG-174, 26 AWG (7x34) Bare Copper Covered Steel Conductor , PE Insulation, 90% Tinned Copper Braid Shield, PVCJacketTechnical SpecificationsProduct OverviewSuitable Applications:Point-to-point and point-to-multipoint wireless antenna communication; Wireless microphones, Two-Way Radios, Amateur (Ham) Radio, Low Power FM, GPS, RFID (RadioFrequency Identification)Construction DetailsRG Type:174ConductorSizeStrandingNom. DiameterMaterial26 AWG7x340.019 inBCCS - Bare Copper Covered SteelInsulationMaterialNom. Insulation Diameter Color CodePE - Polyethylene0.060 in (1.5 mm)WhiteOuter ShieldOuter Shield TypeMaterialCoverageBraidTinned Copper (TC) 90%Outer JacketMaterialNom. DiameterPVC - Polyvinyl Chloride 0.110 in (2.79 mm)Overall Cable Diameter(Nominal):0.110 in (2.79 mm)Electrical CharacteristicsAttenuationFrequency Nom. Attenuation1 MHz1.9 dB/100ft10 MHz3.3 dB/100ft50 MHz5.8 dB/100ft100 MHz8.4 dB/100ft200 MHz12.5 dB/100ft400 MHz19.0 dB/100ft700 MHz27.0 dB/100ft900 MHz31.0 dB/100ft1000 MHz34.0 dB/100ftPower RatingFrequency Max. Power Rating1 MHz976 W10 MHz354 W50 MHz197 W100 MHz161 W200 MHz136 W400 MHz120 W700 MHz112 W900 MHz109 W1,000 MHz108 WElectricalsNom. Conductor DCRNom. Outer Shield DCRNom. Capacitance Cond-to-ShieldNom. Characteristic ImpedanceNom. Velocity of Prop.97 Ohm/1000ft10.7 Ohm/1000ft (35.1 Ohm/km) 30.8 pF/ft (101 pF/m)50 Ohm66%VoltageUL Voltage RatingVoltage Rating30 V (UL AWM 1354)1100 VMechanical CharacteristicsTemperatureUL TemperatureOperating60°C (UL AWM 1354)-30°C to +75°CBend RadiusInstallation Min.1.1 in (28 mm)Max. Pull Tension:20 lbs (9.1 kg)Bulk Cable Weight:8 lbs/1000ftStandards and ComplianceEnvironmental Suitability:Outdoor - Aerial, Indoor, Aerial - Black only, When supported by messenger wireSustainability:CA Prop 65CPR Compliance:CPR Euroclass: Eca; CPR UKCA Class: EcaAWM Compliance:AWM 1354European DirectiveCompliance:EU CE Mark, EU Directive 2015/863/EU (RoHS 2 amendment), REACH, EU Directive 2011/65/EU (RoHS 2), EU Directive 2012/19/EU (WEEE)UK Regulation Compliance:UKCA MarkAPAC Compliance:China RoHS II (GB/T 26572-2011)HistoryUpdate and Revision:Revision Number: 0.537 Revision Date: 04-29-2024Part NumbersVariantsItem #ColorPutup TypeLengthUPCFootnote8216 010100BlackReel100 ft6128251962668216 010500BlackReel500 ft6128253554968216 0101000 BlackReel1,000 ft612825196273G N© 2024 Belden, IncAll Rights Reserved.Although Belden makes every reasonable effort to ensure their accuracy at the time of this publication, information and specifications described here in are subject to error or omission and to change withoutnotice, and the listing of such information and specifications does not ensure product availability.Belden provides the information and specifications herein on an "ASIS" basis, with no representations or warranties, whether express, statutory or implied. In no event will Belden be liable for any damages(including consequential, indirect, incidental, special, punitive, or exemplary damages) whatsoever, even if Belden has been advised of the possibility of such damages, whether in an action under contract,negligence or any other theory, arising out of or in connection with the use, or inability to use, the information or specifications described herein.All sales of Belden products are subject to Belden's standard terms and conditions of sale.Belden believes this product to be in compliance with all applicable environmental programs as listed in the data sheet. The information provided is correct to the best of Belden's knowledge, information and beliefat the date of its publication. This information is designed only as a general guide for the safe handling, storage, and any other operation of the product itself or the one that it becomes a part of. The ProductDisclosure is not to be considered a warranty or quality specification. Regulatory information is for guidance purposes only. Product users are responsible for determining the applicability of legislation andregulations based on their individual usage of the product.
https://catalog.belden.com/techdata/EN/83265_techdata.pdf | cable | Product: 83265 Mil-Spec Coax, 50 Ohm, RG-178, 30 AWG Str SCCS, 95% SC Braid, FEPJkt, Commercial Non-QPLProduct DescriptionMil-Spec Coax, 50 Ohm, RG-178, 30 AWG (7x38) Silvered Copper Covered Steel Conductor, PTFE Insulation, 95% Silvered Copper Braid Shield, FEP Jacket,Commercial, non-QPLTechnical SpecificationsProduct OverviewSuitable Applications:Aerospace wireless communicationConstruction DetailsRG Type:178ConductorSizeStrandingNom. DiameterMaterial30 AWG7x380.012 inSCCS - Silvered Copper Covered SteelInsulationMaterialNom. Insulation Diameter Color CodePTFE - Polytetrafluoroethylene0.033 in (0.84 mm)WhiteOuter ShieldLayerOuter Shield TypeMaterialCoverage1BraidSilvered Copper (SC)95%Outer JacketMaterialNom. DiameterFEP - Fluorinated Ethylene Propylene0.071 in (1.8 mm)Overall Cable Diameter (Nominal): 0.071 in (1.8 mm)Electrical CharacteristicsVSWRFrequencyMax. VSWR50 MHz - 1000 MHz per M17/93-RG178AttenuationFrequency Nom. Attenuation1 MHz2.6 dB/100ft10 MHz5.6 dB/100ft50 MHz10.5 dB/100ft100 MHz14.0 dB/100ft200 MHz19.0 dB/100ft400 MHz28.0 dB/100ft700 MHz37.0 dB/100ft900 MHz42.5 dB/100ft1000 MHz46.0 dB/100ftPower RatingFrequency Max. Power Rating50 MHz380 W100 MHz253 W200 MHz170 W400 MHz113 W700 MHz81 W900 MHz70 W1,000 MHz66 WElectricalsNom. Conductor DCRNom. Outer Shield DCRNom. Capacitance Cond-to-ShieldNom. Characteristic ImpedanceNom. Velocity of Prop.232 Ohm/1000ft (761 Ohm/km)14.6 Ohm/1000ft (47.9 Ohm/km) 29 pF/ft (95 pF/m)50 Ohm70%VoltageUL Voltage RatingVoltage Rating30 V (UL AWM 1637)750 V (Mil-Spec)Mechanical CharacteristicsTemperatureUL TemperatureOperating90°C (UL AWM 1637)-70°C to +200°CBend RadiusInstallation Min.1 in (25 mm)Max. Pull Tension:12 lbs (5.4 kg)Bulk Cable Weight:5 lbs/1000ftStandards and ComplianceEnvironmental Suitability:Indoor/Outdoor, Indoor, Outdoor, Aerial - When supported by messenger wireSustainability:CA Prop 65AWM Compliance:AWM 1637Military Compliance:Commercial, non-QPL product (M17/93-RG178)European Directive Compliance:EU CE Mark, EU Directive 2015/863/EU (RoHS 2 amendment), REACH, EU Directive 2011/65/EU (RoHS 2), EU Directive 2012/19/EU (WEEE)APAC Compliance:China RoHS II (GB/T 26572-2011)HistoryUpdate and Revision:Revision Number: 0.503 Revision Date: 04-29-2024Part NumbersVariantsItem #ColorPutup TypeLengthUPCFootnote83265 009100WhiteReel100 ft612825203698E83265 009500WhiteReel500 ft612825203711E83265 0091000WhiteReel1,000 ft612825203704E© 2024 Belden, IncAll Rights Reserved.Although Belden makes every reasonable effort to ensure their accuracy at the time of this publication, information and specifications described here in are subject to error or omission and to change withoutnotice, and the listing of such information and specifications does not ensure product availability.Belden provides the information and specifications herein on an "ASIS" basis, with no representations or warranties, whether express, statutory or implied. In no event will Belden be liable for any damages(including consequential, indirect, incidental, special, punitive, or exemplary damages) whatsoever, even if Belden has been advised of the possibility of such damages, whether in an action under contract,negligence or any other theory, arising out of or in connection with the use, or inability to use, the information or specifications described herein.All sales of Belden products are subject to Belden's standard terms and conditions of sale.Belden believes this product to be in compliance with all applicable environmental programs as listed in the data sheet. The information provided is correct to the best of Belden's knowledge, information and beliefat the date of its publication. This information is designed only as a general guide for the safe handling, storage, and any other operation of the product itself or the one that it becomes a part of. The ProductDisclosure is not to be considered a warranty or quality specification. Regulatory information is for guidance purposes only. Product users are responsible for determining the applicability of legislation andregulations based on their individual usage of the product.
https://media.distributordatasolutions.com/synd_belden/2023q2/documents/67f08701f6a3c08aca522546ee220fc22d0ed39a.pdf | cable | Product: 9463 Blue Hose®, 1 Pr #20 Str TC, PE Ins Blu, Clr, Foil+TC Brd, PVC Jkt, CMProduct DescriptionBlue Hose® for Data Highway Plus, 1 Pair 20AWG (7x28) Tinned Copper, PE Insulation Blue & Clear, Overall Beldfoil®+Tinned Copper Braid(55%) Shield,Blue PVC Outer Jacket, CMTechnical SpecificationsProduct OverviewSuitable Applications:harsh environment, Allen Bradley Data Highway communication interface between PLC processors, I/O devices, operator interfaces, computers and other intelligent devices, PLCprocessor interlocking, peer-to-peer messaging, remote programming, troubleshooting, I/O updates, etc.Construction DetailsConductorElement Number of ElementSizeStrandingMaterialPair(s)120 AWG7x28TC - Tinned CopperInsulationElementMaterialNom. ThicknessNom. Insulation DiameterColor CodeNotesPair(s)PE - Polyethylene0.019 in (0.48 mm) 0.0755 in (1.92 mm)Clear & BlueTwinax with rod fillersOuter ShieldShield TypeMaterialCoverageDrainwire TypeTapeBi-Laminate (Alum+Poly)100%20 AWG (7x28) TCBraidTinned Copper (TC)60%Outer JacketMaterialNom. ThicknessNom. DiameterPVC - Polyvinyl Chloride 0.037 in (0.94 mm) 0.238 in (6.05 mm)Table Notes:Jacket OD +/- 0.003Overall Cable Diameter(Nominal):0.238 in (6.05 mm)Electrical CharacteristicsElectricalsElementNom. ConductorDCRNom. CapacitanceCond-to-CondNom. CapacitanceCond-to-ShieldNom. Capacitance Cond-to-Other (Conds +Shield)Nom. CharacteristicImpedenceNom. Velocity ofProp.Pair(s)9.5 Ohm/1000ft19.7 pF/ft (64.6 pF/m)37 pF/ft36 pF/ft78 Ohm66%Nom. Outer Shield DCR:4.1 Ohm/1000ft (13 Ohm/km)High Frequency (Nominal/Typical)Element Frequency [MHz] Nom. Insertion Loss (Attenuation)Pair(s)10.6 dB/100ft102.1 dB/100ft505.0 dB/100ft1007.5 dB/100ft20011.0 dB/100ft40016.0 dB/100ftVoltageUL Voltage Rating300 V (CM, CL2), 300 V (UL AWM 2464)Mechanical CharacteristicsTemperatureUL TemperatureOperatingInstallationStorage80°C-40°C to +80°C-40°C To +80°C-40°C to +80°CBend RadiusStationary Min.Installation Min.2.4 in (61 mm)2.4 in (61 mm)Max. Pull Tension:48 lbs (22 kg)Bulk Cable Weight:36 lbs/1000ftStandards and ComplianceEnvironmental Suitability:Indoor, Sunlight ResistanceFlammability / Reaction toFire:UL 1685 UL Loading, IEC 60332-1-2CPR Compliance:CPR Euroclass: Eca; CPR UKCA Class: EcaNEC / UL Compliance:Article 725, Article 800, CM, CL2AWM Compliance:AWM 2464CEC / C(UL) Compliance:CMEuropean DirectiveCompliance:EU CE Mark, EU Directive 2015/863/EU (RoHS 2 amendment), EU Directive 2011/65/EU (RoHS 2), EU Directive 2012/19/EU (WEEE)UK RegulationCompliance:UKCA MarkOther StandardCompliance(s):P-7K-SC-182141-MSHA, Allen Bradley Part No. 1770-CDPlenum Number:89463HistoryUpdate and Revision:Revision Number: 0.576 Revision Date: 04-14-2023Part NumbersVariantsItem #ColorPutup TypeLengthUPC/EAN9463.0030BlueReel30 m87196050205509463.00U152BlueUnReel152 m87196050205749463.01152BlueReel152 m87196050205989463.00305BlueReel305 m87196050205679463.00U305BlueUnReel305 m87196050205819463.001000BlueReel1,000 m87196050205369463.001829BlueReel1,829 m87196050205439463 J22100Blue, StrongReel100 ft6128252535499463 J22500Blue, StrongReel500 ft6128252535709463 J22U500Blue, StrongUnReel500 ft6128252535329463 J221000Blue, StrongReel1,000 ft6128252535569463 J22U1000 Blue, StrongUnReel1,000 ft6128252535259463 J2212000Blue, StrongReel2,000 ft6128252535639463 J226000Blue, StrongReel6,000 ft6128252535879463.02305BrownReel305 m87196050206049463 0011000BrownReel1,000 ft6128252535949463 00112000BrownReel2,000 ft6128252536179463.023050BrownReel3,050 m87196050206119463 0016000BrownReel6,000 ft6128252536249463 00110000BrownReel10,000 ft 6128252536009463 0031000OrangeReel1,000 ft6128252536319463 00312000OrangeReel2,000 ft6128252536559463 0036000OrangeReel6,000 ft6128252536629463 00310000OrangeReel10,000 ft 6128252536489463 0071000VioletReel1,000 ft6128252536799463 0076000VioletReel6,000 ft612825253686© 2023 Belden, IncAll Rights Reserved.Although Belden makes every reasonable effort to ensure their accuracy at the time of this publication, information and specifications described here in are subject to error or omission and to change withoutnotice, and the listing of such information and specifications does not ensure product availability.Belden provides the information and specifications herein on an "ASIS" basis, with no representations or warranties, whether express, statutory or implied. In no event will Belden be liable for any damages(including consequential, indirect, incidental, special, punitive, or exemplary damages) whatsoever, even if Belden has been advised of the possibility of such damages, whether in an action under contract,negligence or any other theory, arising out of or in connection with the use, or inability to use, the information or specifications described herein.All sales of Belden products are subject to Belden's standard terms and conditions of sale.Belden believes this product to be in compliance with all applicable environmental programs as listed in the data sheet. The information provided is correct to the best of Belden's knowledge, information and beliefat the date of its publication. This information is designed only as a general guide for the safe handling, storage, and any other operation of the product itself or the one that it becomes a part of. The ProductDisclosure is not to be considered a warranty or quality specification. Regulatory information is for guidance purposes only. Product users are responsible for determining the applicability of legislation andregulations based on their individual usage of the product.
https://timesmicrowave.com/wp-content/uploads/2022/03/lmr-240-db-coax-cables-datasheet.pdf | cable | LMR®-240-DBFLEXIBLE LOW LOSS CABLE ASSEMBLIESTimes LMR cable assemblies are highperformance broadband, flexible, low-loss RFcoaxial cables that can be used virtuallyanywhere, either indoors or outdoors. As acompletely Times manufactured solution,performance and reliability are assured.• Antenna feeder runs• Inter/intra cabinet jumpers• Internal component equipment wiring• GPS system wiringKEY APPLICATIONSFEATURES• Excellent RF Shielding, better than 90 dB• Water blocked design• UV and weather resistant• Flexible and easy to use Impedance Maximum Frequency Capacitance Velocity of Propagation Delay Shielding Voltage WithstandJacket SparkElectrical Properties Diameter Weight Minimum Bend Radius Operating Temperature Tensile Strength Bending Moment Flat Plate CrushStorage Temp Mechanical PropertiesdB/ft0.070.120.20dB/m(0.23)(0.42)(0.66)Attenuation900 MHz2.5 GHz5.8 GHzUnits in (mm) 0.240 (6.096) lb/ft (kg/m ) 0.034 (0.05) in(mm) 0.75 (19.05) °F (°C) -40° to 185°(-40 to 85) lb (kg) 80 (36.3) ft lb (N-m) 0.25 (0.34) lb/in (kg/mm) 20 (0.36) °F (°C) -94 to 185 (-70 to 85) Units Ω 50 +/- 2 GHz 8.0 pF/ft (pF/m) 24.2 (79.4 ) 83%ns/ft (ns/m) 1.21 (3.97) >90dB minimum Volts DC 1500 Volts RMS 5000 12345Inner Conductor Solid BC Dielectric Foam PEOuter Conductor Aluminum Tape Overall Braid Tinned CopperJacket PE12345WORLD HEADQUARTERS358 Hall Avenue, Wallingford, CT 06492 1-800-867-2629 LMR®-240-DBFLEXIBLE LOW LOSS CABLE ASSEMBLIESAssembled and tested LMR assemblies provide assured performanceGlobal manufacturing capability:US, Mexico, India & ChinaHeritage—in the air and on the ground, thousands of assemblies built over decadesOrdering Guide LDB240- NMNM-3.0 F Interface NM N Male SM SMA Male QM QMA Male TM TNC Male BM BNC Male Units of Measure F Feet M Meters Length
https://catalog.belden.com/techdata/EN/9222_techdata.pdf | cable | Product: 9222 50Ω Triax RG-58A/U Type, #20, PO, TC Braids, PVC JktProduct Description50 Ohm Triax RG-58A/U Type, 20 AWG stranded (7x28) .037" tinned copper conductor, polyethylene insulation, double tinned copper braid shields (95%coverage), PVC jacket.Technical SpecificationsProduct OverviewSuitable Applications:Analog video, Composite Video, Video DistributionConstruction DetailsRG Type:58ConductorElementNo. of ElementsSizeStrandingNom. DiameterMaterialCoax(es) 120 AWG7x280.038 inTC - Tinned CopperInsulationElementMaterialNom. Insulation Diameter Color CodeCoax(es) PE - Polyethylene0.12 in (3.0 mm)WhiteInner ShieldElementLayerShield TypeMaterialCoverageCoax(es) 1BraidTinned Copper (TC) 95%Inner JacketMaterialNom. DiameterPE - Polyethylene0.177 in (4.50 mm)Outer ShieldLayerOuter Shield TypeMaterialCoverage1BraidTinned Copper (TC) 95%Outer JacketMaterialNom. DiameterPVC - Polyvinyl Chloride 0.241 in (6.12 mm)Electrical CharacteristicsAttenuationFrequency Nom. Attenuation1 MHz0.5 dB/100ft10 MHz1.5 dB/100ft50 MHz3.3 dB/100ft100 MHz4.9 dB/100ft200 MHz7.2 dB/100ft400 MHz12 dB/100ft500 MHz14 dB/100ft700 MHz18 dB/100ft900 MHz22 dB/100ft1000 MHz24 dB/100ftElectricalsNom. ConductorDCRNom. Inner Shield DCRNom. Outer Shield DCRNom. Capacitance Cond-to-ShieldNom. Characteristic ImpedanceNom. Velocity of Prop.Max. Delay Skew9.5 Ohm/1000ft4.7 Ohm/1000ft (15 Ohm/km)4.3 Ohm/1000ft (14 Ohm/km)30.8 pF/ft (101 pF/m)50 Ohm66%66 ns/100mVoltageVoltage Rating1400 V RMSMechanical CharacteristicsTemperatureUL TemperatureOperating75°C-40°C To +75°CBend RadiusStationary Min.Installation Min.2.41 in (61.2 mm)2.41 in (61.2 mm)Max. Pull Tension:92 lbs (42 kg)Bulk Cable Weight:39 lbs/1000ftStandards and ComplianceEnvironmental Suitability:Indoor, IndoorCPR Compliance:CPR Euroclass: FcaEuropean Directive Compliance:EU CE Mark, EU Directive 2015/863/EU (RoHS 2 amendment), EU Directive 2011/65/EU (RoHS 2), EU Directive 2012/19/EU (WEEE)HistoryUpdate and Revision:Revision Number: 0.478 Revision Date: 04-29-2024Part NumbersVariantsItem #ColorPutup TypeLengthUPCFootnote9222 004100YellowReel100 ft6128252254309222 004500YellowReel500 ft612825225447C9222 004U500 YellowUnReel500 ft612825225423© 2024 Belden, IncAll Rights Reserved.Although Belden makes every reasonable effort to ensure their accuracy at the time of this publication, information and specifications described here in are subject to error or omission and to change withoutnotice, and the listing of such information and specifications does not ensure product availability.Belden provides the information and specifications herein on an "ASIS" basis, with no representations or warranties, whether express, statutory or implied. In no event will Belden be liable for any damages(including consequential, indirect, incidental, special, punitive, or exemplary damages) whatsoever, even if Belden has been advised of the possibility of such damages, whether in an action under contract,negligence or any other theory, arising out of or in connection with the use, or inability to use, the information or specifications described herein.All sales of Belden products are subject to Belden's standard terms and conditions of sale.Belden believes this product to be in compliance with all applicable environmental programs as listed in the data sheet. The information provided is correct to the best of Belden's knowledge, information and beliefat the date of its publication. This information is designed only as a general guide for the safe handling, storage, and any other operation of the product itself or the one that it becomes a part of. The ProductDisclosure is not to be considered a warranty or quality specification. Regulatory information is for guidance purposes only. Product users are responsible for determining the applicability of legislation andregulations based on their individual usage of the product.
https://www.timesmicrowave.com/DataSheets/Literature/LMR-400.pdf | cable | LMR®-400FLEXIBLE LOW LOSS CABLE ASSEMBLIESTimes LMR cable assemblies are highperformance broadband, flexible, low-loss RFcoaxial cables that can be used virtuallyanywhere, either indoors or outdoors. As acompletely Times manufactured solution,performance and reliability are assured.• Antenna feeder runs• Inter/intra cabinet jumpers• Internal component equipment wiring• GPS system wiringKEY APPLICATIONSFEATURES• Excellent RF Shielding, better than 90 dB• UV and weather resistant• Flexible and easy to use Impedance Maximum Frequency Capacitance Velocity of Propagation Delay Shielding Voltage WithstandJacket SparkElectrical Properties Diameter Weight Minimum Bend Radius Operating Temperature Tensile Strength Bending Moment Flat Plate CrushStorage Temp Mechanical PropertiesdB/ft0.040.070.11dB/m(0.13)(0.23)(0.36)Attenuation900 MHz2.5 GHz5.8 GHzUnits in (mm) 0.405 (10.287) lb/ft (kg/m ) 0.068 (0.10) in(mm) 1.00 (25.4) °F (°C) -40° to 185°(-40 to 85) lb (kg) 160 (72.6) ft lb (N-m) 0.5 (0.68) lb/in (kg/mm) 40 (0.71) °F (°C) -94 to 185 (-70 to 85) Units Ω 50 +/- 2 GHz 8.0 pF/ft (pF/m) 23.9 (78.4 ) 84%ns/ft (ns/m) 1.20 (3.94) >90dB minimum Volts DC 2500 Volts RMS 8000 12345Inner Conductor Solid CCA Dielectric Foam PEOuter Conductor Aluminum Tape Overall Braid Tinned CopperJacket PE12345WORLD HEADQUARTERS358 Hall Avenue, Wallingford, CT 06492 1-800-867-2629 LMR®-400FLEXIBLE LOW LOSS CABLE ASSEMBLIESAssembled and tested LMR assemblies provide assured performanceGlobal manufacturing capability:US, Mexico, India & ChinaHeritage—in the air and on the ground, thousands of assemblies built over decadesOrdering Guide LMR400- NMNM-3.0 F Interface NM N Male TM TNC Male BM BNC Male Units of Measure F Feet M Meters Length
https://catalog.belden.com/techdata/EN/83284_techdata.pdf | cable | Product: 83284 Mil-Spec Coax, 50 Ohm, RG-316, 26 AWG Str SCCS, 95% SC Braid, FEPJkt, Commercial Non-QPLProduct DescriptionMil-Spec Coax, 50 Ohm, RG-316, 26 AWG (7x34) Silvered Copper Covered Steel Conductor, PTFE Insulation, 95% Silvered Copper Braid Shield, FEP Jacket,Commercial, non-QPLTechnical SpecificationsProduct OverviewSuitable Applications:Aerospace wireless communicationConstruction DetailsRG Type:316ConductorSizeStrandingNom. DiameterMaterial26 AWG7x340.020 inSCCS - Silvered Copper Covered SteelInsulationMaterialNom. Insulation Diameter Color CodePTFE - Polytetrafluoroethylene0.060 in (1.5 mm)WhiteOuter ShieldLayerOuter Shield TypeMaterialCoverage1BraidSilvered Copper (SC)95%Outer JacketMaterialNom. DiameterFEP - Fluorinated Ethylene Propylene0.098 in (2.5 mm)Overall Cable Diameter (Nominal): 0.098 in (2.5 mm)Electrical CharacteristicsVSWRFrequencyMax. VSWR1 MHz - 3000 MHzper M17/113-RG316AttenuationFrequency Nom. Attenuation1 MHz1.2 dB/100ft10 MHz2.7 dB/100ft50 MHz5.6 dB/100ft100 MHz8.3 dB/100ft200 MHz12.0 dB/100ft400 MHz17.5 dB/100ft700 MHz23.7 dB/100ft900 MHz27.3 dB/100ft1000 MHz29.0 dB/100ft1500 MHz36.5 dB/100ft2000 MHz42.5 dB/100ft2400 MHz47.2 dB/100ft3000 MHz53.6 dB/100ftElectricalsNom. Conductor DCRNom. Outer Shield DCRNom. Capacitance Cond-to-ShieldNom. Characteristic ImpedanceNom. Velocity of Prop.82.5 Ohm/1000ft (271 Ohm/km)8.5 Ohm/1000ft (28 Ohm/km)29 pF/ft (95 pF/m)50 Ohm70%VoltageVoltage Rating900 V (Mil-Spec)Mechanical CharacteristicsTemperatureOperating-70°C to +200°CBend RadiusInstallation Min.1 in (25 mm)Max. Pull Tension:21 lbs (9.5 kg)Bulk Cable Weight:10 lbs/1000ftStandards and ComplianceEnvironmental Suitability:Indoor/Outdoor, Indoor, Outdoor, Sunlight Resistance, Aerial - When supported by messenger wireSustainability:CA Prop 65Military Compliance:Commercial, non-QPL product (M17/113-RG316)European Directive Compliance:EU CE Mark, EU Directive 2015/863/EU (RoHS 2 amendment), REACH, EU Directive 2011/65/EU (RoHS 2), EU Directive 2012/19/EU (WEEE)APAC Compliance:China RoHS II (GB/T 26572-2011)HistoryUpdate and Revision:Revision Number: 0.510 Revision Date: 04-29-2024Part NumbersVariantsItem #ColorPutup TypeLengthUPCFootnote83284 009100WhiteReel100 ft612825203797E83284 009500WhiteReel500 ft612825206118E83284 0091000WhiteReel1,000 ft612825203803E© 2024 Belden, IncAll Rights Reserved.Although Belden makes every reasonable effort to ensure their accuracy at the time of this publication, information and specifications described here in are subject to error or omission and to change withoutnotice, and the listing of such information and specifications does not ensure product availability.Belden provides the information and specifications herein on an "ASIS" basis, with no representations or warranties, whether express, statutory or implied. In no event will Belden be liable for any damages(including consequential, indirect, incidental, special, punitive, or exemplary damages) whatsoever, even if Belden has been advised of the possibility of such damages, whether in an action under contract,negligence or any other theory, arising out of or in connection with the use, or inability to use, the information or specifications described herein.All sales of Belden products are subject to Belden's standard terms and conditions of sale.Belden believes this product to be in compliance with all applicable environmental programs as listed in the data sheet. The information provided is correct to the best of Belden's knowledge, information and beliefat the date of its publication. This information is designed only as a general guide for the safe handling, storage, and any other operation of the product itself or the one that it becomes a part of. The ProductDisclosure is not to be considered a warranty or quality specification. Regulatory information is for guidance purposes only. Product users are responsible for determining the applicability of legislation andregulations based on their individual usage of the product.
https://catalog.belden.com/techdata/EN/9463_techdata.pdf | cable | Product: 9463 Blue Hose®, 1 Pr #20 Str TC, PE Ins Blu, Clr, Foil+TC Brd, PVC Jkt, CMProduct DescriptionBlue Hose® for Data Highway Plus, 1 Pair 20AWG (7x28) Tinned Copper, PE Insulation Blue & Clear, Overall Beldfoil®+Tinned Copper Braid(55%) Shield,Blue PVC Outer Jacket, CMTechnical SpecificationsProduct OverviewSuitable Applications:harsh environment, Allen Bradley Data Highway communication interface between PLC processors, I/O devices, operator interfaces, computers and other intelligent devices, PLCprocessor interlocking, peer-to-peer messaging, remote programming, troubleshooting, I/O updates, etc.Construction DetailsConductorElement No. of ElementsSizeStrandingMaterialPair(s)120 AWG7x28TC - Tinned CopperInsulationElementMaterialNom. ThicknessNom. Insulation DiameterColor CodeNotesPair(s)PE - Polyethylene0.019 in (0.48 mm) 0.0755 in (1.92 mm)Clear & BlueTwinax with rod fillersOuter ShieldShield TypeMaterialCoverageDrainwire TypeTapeBi-Laminate (Alum+Poly)100%20 AWG (7x28) TCBraidTinned Copper (TC)60%Outer JacketMaterialNom. ThicknessNom. DiameterPVC - Polyvinyl Chloride 0.037 in (0.94 mm) 0.238 in (6.05 mm)Table Notes:Jacket OD +/- 0.003Overall Cable Diameter(Nominal):0.238 in (6.05 mm)Electrical CharacteristicsElectricalsElementNom. ConductorDCRNom. CapacitanceCond-to-CondNom. CapacitanceCond-to-ShieldNom. Capacitance Cond-to-Other (Conds +Shield)Nom. CharacteristicImpedenceNom. Velocity ofProp.Pair(s)9.5 Ohm/1000ft19.7 pF/ft (64.6 pF/m)37 pF/ft36 pF/ft78 Ohm66%Nom. Outer Shield DCR:4.1 Ohm/1000ft (13 Ohm/km)High Frequency (Nominal/Typical)Element Frequency [MHz] Nom. Insertion Loss (Attenuation)Pair(s)10.6 dB/100ft102.1 dB/100ft505.0 dB/100ft1007.5 dB/100ft20011.0 dB/100ft40016.0 dB/100ftVoltageUL Voltage Rating300 V (CM, CL2), 300 V (UL AWM 2464)Mechanical CharacteristicsTemperatureUL TemperatureOperatingInstallationStorage80°C-40°C to +80°C-40°C To +80°C-40°C to +80°CBend RadiusStationary Min.Installation Min.2.4 in (61 mm)2.4 in (61 mm)Max. Pull Tension:48 lbs (22 kg)Bulk Cable Weight:36 lbs/1000ftStandards and ComplianceEnvironmental Suitability:Indoor, Outdoor, Sunlight ResistanceFlammability / Reaction toFire:UL 1685 UL Loading, IEC 60332-1-2CPR Compliance:CPR Euroclass: Eca; CPR UKCA Class: EcaNEC / UL Compliance:Article 725, Article 800, CM, CL2AWM Compliance:AWM 2464CEC / C(UL) Compliance:CMEuropean DirectiveCompliance:EU CE Mark, EU Directive 2015/863/EU (RoHS 2 amendment), EU Directive 2011/65/EU (RoHS 2), EU Directive 2012/19/EU (WEEE)UK RegulationCompliance:UKCA MarkOther StandardCompliance(s):P-7K-SC-182141-MSHA, Allen Bradley Part No. 1770-CDPlenum Number:89463HistoryUpdate and Revision:Revision Number: 0.613 Revision Date: 04-30-2024Part NumbersVariantsItem #ColorPutup TypeLengthUPC/EANFootnote9463.0030BlueReel30 m87196050205509463.00U152BlueUnReel152 m87196050205749463.01152BlueReel152 m87196050205989463.00305BlueReel305 m87196050205679463.00U305BlueUnReel305 m87196050205819463.001000BlueReel1,000 m87196050205369463.001829BlueReel1,829 m87196050205439463 J22100Blue, StrongReel100 ft6128252535499463 J22500Blue, StrongReel500 ft6128252535709463 J22U500Blue, StrongUnReel500 ft6128252535329463 J221000Blue, StrongReel1,000 ft612825253556C9463 J22U1000 Blue, StrongUnReel1,000 ft6128252535259463 J2212000Blue, StrongReel2,000 ft612825253563C Y9463 J226000Blue, StrongReel6,000 ft612825253587C Z9463.02305BrownReel305 m87196050206049463 0011000BrownReel1,000 ft6128252535949463 00112000BrownReel2,000 ft612825253617C Y9463.023050BrownReel3,050 m87196050206119463 0016000BrownReel6,000 ft612825253624C Z9463 00110000BrownReel10,000 ft 612825253600C Z9463 0031000OrangeReel1,000 ft612825253631C9463 00312000OrangeReel2,000 ft612825253655C Y9463 0036000OrangeReel6,000 ft612825253662C Z9463 00310000OrangeReel10,000 ft 612825253648C Z9463 0071000VioletReel1,000 ft612825253679C9463 0076000VioletReel6,000 ft612825253686C Z© 2024 Belden, IncAll Rights Reserved.Although Belden makes every reasonable effort to ensure their accuracy at the time of this publication, information and specifications described here in are subject to error or omission and to change withoutnotice, and the listing of such information and specifications does not ensure product availability.Belden provides the information and specifications herein on an "ASIS" basis, with no representations or warranties, whether express, statutory or implied. In no event will Belden be liable for any damages(including consequential, indirect, incidental, special, punitive, or exemplary damages) whatsoever, even if Belden has been advised of the possibility of such damages, whether in an action under contract,negligence or any other theory, arising out of or in connection with the use, or inability to use, the information or specifications described herein.All sales of Belden products are subject to Belden's standard terms and conditions of sale.Belden believes this product to be in compliance with all applicable environmental programs as listed in the data sheet. The information provided is correct to the best of Belden's knowledge, information and beliefat the date of its publication. This information is designed only as a general guide for the safe handling, storage, and any other operation of the product itself or the one that it becomes a part of. The ProductDisclosure is not to be considered a warranty or quality specification. Regulatory information is for guidance purposes only. Product users are responsible for determining the applicability of legislation andregulations based on their individual usage of the product.
https://timesmicrowave.com/wp-content/uploads/2022/03/lmr-400-uf-coax-cables-datasheet.pdf | cable | LMR®-400-UFFLEXIBLE LOW LOSS CABLE ASSEMBLIESTimes LMR cable assemblies are highperformance broadband, flexible, low-loss RFcoaxial cables that can be used virtuallyanywhere, either indoors or outdoors. As acompletely Times manufactured solution,performance and reliability are assured.• Antenna feeder runs• Inter/intra cabinet jumpers• Internal component equipment wiring• GPS system wiringKEY APPLICATIONSFEATURES• Excellent RF Shielding, better than 90 dB• UV and weather resistant• Flexible and easy to use Impedance Maximum Frequency Capacitance Velocity of Propagation Delay Shielding Voltage WithstandJacket SparkElectrical Properties Diameter Weight Minimum Bend Radius Operating Temperature Tensile Strength Bending Moment Flat Plate CrushStorage Temp Mechanical PropertiesdB/ft0.050.080.13dB/m(0.16)(0.26)(0.43)Attenuation900 MHz2.5 GHz5.8 GHzUnits in (mm) 0.405 (10.287) lb/ft (kg/m ) 0.088 (0.131) in(mm) 1.00 (25.4) °F (°C) -40° to 185°(-40 to 85) lb (kg) 160 (72.6) ft lb (N-m) 0.375 (0.51) lb/in (kg/mm) 20 (0.36) °F (°C) -94 to 185 (-70 to 85) Units Ω 50 +/- 2 GHz 6.0 pF/ft (pF/m) 23.9 (78.4 ) 80%ns/ft (ns/m) 1.20 (3.94) >90dB minimum Volts DC 2500 Volts RMS 8000 12345Inner Conductor Stranded BC Dielectric Foam PEOuter Conductor Aluminum Tape Overall Braid Tinned CopperJacket TPR12345WORLD HEADQUARTERS358 Hall Avenue, Wallingford, CT 06492 1-800-867-2629 LMR®-400-UFFLEXIBLE LOW LOSS CABLE ASSEMBLIESAssembled and tested LMR assemblies provide assured performanceGlobal manufacturing capability:US, Mexico, India & ChinaHeritage—in the air and on the ground, thousands of assemblies built over decadesOrdering Guide LUF400- NMNM-3.0 F Interface NM N Male TM TNC Male BM BNC Male Units of Measure F Feet M Meters Length
https://timesmicrowave.com/wp-content/uploads/2022/03/lmr-400-uf-coax-cables-datasheet.pdf | cable | LMR®-400-UFFLEXIBLE LOW LOSS CABLE ASSEMBLIESTimes LMR cable assemblies are highperformance broadband, flexible, low-loss RFcoaxial cables that can be used virtuallyanywhere, either indoors or outdoors. As acompletely Times manufactured solution,performance and reliability are assured.• Antenna feeder runs• Inter/intra cabinet jumpers• Internal component equipment wiring• GPS system wiringKEY APPLICATIONSFEATURES• Excellent RF Shielding, better than 90 dB• UV and weather resistant• Flexible and easy to use Impedance Maximum Frequency Capacitance Velocity of Propagation Delay Shielding Voltage WithstandJacket SparkElectrical Properties Diameter Weight Minimum Bend Radius Operating Temperature Tensile Strength Bending Moment Flat Plate CrushStorage Temp Mechanical PropertiesdB/ft0.050.080.13dB/m(0.16)(0.26)(0.43)Attenuation900 MHz2.5 GHz5.8 GHzUnits in (mm) 0.405 (10.287) lb/ft (kg/m ) 0.088 (0.131) in(mm) 1.00 (25.4) °F (°C) -40° to 185°(-40 to 85) lb (kg) 160 (72.6) ft lb (N-m) 0.375 (0.51) lb/in (kg/mm) 20 (0.36) °F (°C) -94 to 185 (-70 to 85) Units Ω 50 +/- 2 GHz 6.0 pF/ft (pF/m) 23.9 (78.4 ) 80%ns/ft (ns/m) 1.20 (3.94) >90dB minimum Volts DC 2500 Volts RMS 8000 12345Inner Conductor Stranded BC Dielectric Foam PEOuter Conductor Aluminum Tape Overall Braid Tinned CopperJacket TPR12345WORLD HEADQUARTERS358 Hall Avenue, Wallingford, CT 06492 1-800-867-2629 LMR®-400-UFFLEXIBLE LOW LOSS CABLE ASSEMBLIESAssembled and tested LMR assemblies provide assured performanceGlobal manufacturing capability:US, Mexico, India & ChinaHeritage—in the air and on the ground, thousands of assemblies built over decadesOrdering Guide LUF400- NMNM-3.0 F Interface NM N Male TM TNC Male BM BNC Male Units of Measure F Feet M Meters Length
https://catalog.belden.com/techdata/EN/9207_techdata.pdf | cable | Product: 9207 100Ω Twinax, 1 Pr #20 Str-1c TC/1c BC, PE Jkt, Duofoil®+TC Braid, PVC Jkt,CMGProduct DescriptionTwinax 100Ω, 1 Pair, 20 AWG (7x28) one tinned copper, one bare copper conductor, polyethylene insulation, polyethylene inner jacket, Duofoil® (100%coverage) + a tinned copper braid shield (85% coverage), PVC outer jacket, CMGTechnical SpecificationsProduct OverviewSuitable Applications:Computer, InstrumentationConstruction DetailsConductorSizeStrandingNom. DiameterMaterial20 AWG7x280.036 inTC - Tinned Copper20 AWG7x280.036 inBC - Bare CopperInsulationMaterialNom. Insulation Diameter Color CodeNotesPE - Polyethylene0.083 in (2.1 mm)ClearPE on both conductorsPE - Polyethylene0.236 in (5.99 mm)ClearPE over pairOuter ShieldLayerOuter Shield TypeMaterialMaterial Trade NameCoverage1TapeTri-Laminate (Alum+Poly+Alum) Duofoil®100%2BraidTinned Copper (TC)85%Outer JacketMaterialNom. DiameterPVC - Polyvinyl Chloride 0.330 in (8.38 mm)Overall Cable Diameter (Nominal):0.330 in (8.38 mm)Electrical CharacteristicsAttenuationFrequency Nom. Attenuation1 MHz0.30 dB/100ft10 MHz1.20 dB/100ft50 MHz2.80 dB/100ft100 MHz4.10 dB/100ft200 MHz6.40 dB/100ft400 MHz10.20 dB/100ftElectricalsNom. ConductorDCRNom. Outer Shield DCRNom. Capacitance Cond-to-Cond (Mutual)Nom. Capacitance Cond-to-ShieldNom. Characteristic ImpedanceNom. Velocity of Prop.9.5 Ohm/1000ft2.0 Ohm/1000ft (6.6 Ohm/km)14.5 pF/ft (47.6 pF/m)23.0 pF/ft (75.5 pF/m)100 Ohm66%VoltageUL Voltage Rating300 V (CMG)Mechanical CharacteristicsTemperatureUL TemperatureOperating75°C-30°C to +75°CBend RadiusInstallation Min.3.5 in (89 mm)Max. Pull Tension:112 lbs (50.8 kg)Bulk Cable Weight:63 lbs/1000ftStandards and ComplianceEnvironmental Suitability:Indoor/Outdoor, Indoor, Aerial - Black only, When supported by messenger wireSustainability:CA Prop 65Flammability / Reaction to Fire:UL1685 FT4 Loading, FT4CPR Compliance:CPR Euroclass: Eca; CPR UKCA Class: EcaNEC / UL Compliance:CL2, CMGCEC / C(UL) Compliance:CMGEuropean Directive Compliance:EU CE Mark, EU Directive 2015/863/EU (RoHS 2 amendment), REACH, EU Directive 2011/65/EU (RoHS 2), EU Directive 2012/19/EU (WEEE)UK Regulation Compliance:UKCA MarkAPAC Compliance:China RoHS II (GB/T 26572-2011)Other Standard Compliance(s):IBM Part No. 7362211Plenum Number:89207HistoryUpdate and Revision:Revision Number: 0.532 Revision Date: 04-29-2024Part NumbersVariantsItem #ColorPutup TypeLengthUPCFootnote9207 010100BlackReel100 ft6128252252709207 010500BlackReel500 ft612825225324C9207 010U500 BlackUnReel500 ft6128252252639207 0101000BlackReel1,000 ft612825225287C9207 0101640BlackReel1,640 ft612825225294C9207 0103280BlackReel3,280 ft612825225317C9207 0105000BlackReel5,000 ft612825225331C© 2024 Belden, IncAll Rights Reserved.Although Belden makes every reasonable effort to ensure their accuracy at the time of this publication, information and specifications described here in are subject to error or omission and to change withoutnotice, and the listing of such information and specifications does not ensure product availability.Belden provides the information and specifications herein on an "ASIS" basis, with no representations or warranties, whether express, statutory or implied. In no event will Belden be liable for any damages(including consequential, indirect, incidental, special, punitive, or exemplary damages) whatsoever, even if Belden has been advised of the possibility of such damages, whether in an action under contract,negligence or any other theory, arising out of or in connection with the use, or inability to use, the information or specifications described herein.All sales of Belden products are subject to Belden's standard terms and conditions of sale.Belden believes this product to be in compliance with all applicable environmental programs as listed in the data sheet. The information provided is correct to the best of Belden's knowledge, information and beliefat the date of its publication. This information is designed only as a general guide for the safe handling, storage, and any other operation of the product itself or the one that it becomes a part of. The ProductDisclosure is not to be considered a warranty or quality specification. Regulatory information is for guidance purposes only. Product users are responsible for determining the applicability of legislation andregulations based on their individual usage of the product.
https://catalog.belden.com/techdata/EN/83264_techdata.pdf | cable | Product: 83264 Mil-Spec Coax, 75 Ohm, RG-179, 30 AWG Str SCCS, 95% SC Braid, FEPJkt, Commercial Non-QPLProduct DescriptionMil-Spec Coax, 75 Ohm, RG-179, 30 AWG (7x38) Silvered Copper Covered Steel Conductor, PTFE Insulation, 95% Silvered Copper Braid Shield, FEP Jacket,Commercial, non-QPLTechnical SpecificationsProduct OverviewSuitable Applications:Aerospace, analog videoConstruction DetailsRG Type:179ConductorSizeStrandingNom. DiameterMaterial30 AWG7x380.012 inSCCS - Silvered Copper Covered SteelInsulationMaterialNom. Insulation Diameter Color CodePTFE - Polytetrafluoroethylene0.063 in (1.6 mm)WhiteOuter ShieldLayerOuter Shield TypeMaterialCoverage1BraidSilvered Copper (SC)95%Outer JacketMaterialNom. DiameterFEP - Fluorinated Ethylene Propylene0.100 in (2.54 mm)Overall Cable Diameter (Nominal): 0.100 in (2.54 mm)Electrical CharacteristicsAttenuationFrequency Nom. Attenuation1 MHz3.0 dB/100ft10 MHz5.3 dB/100ft50 MHz8.5 dB/100ft100 MHz10.0 dB/100ft200 MHz12.5 dB/100ft400 MHz16.0 dB/100ft700 MHz19.7 dB/100ft900 MHz22.3 dB/100ft1000 MHz24.0 dB/100ftPower RatingFrequency Max. Power Rating50 MHz1,250 W100 MHz865 W200 MHz599 W400 MHz415 W700 MHz308 W900 MHz270 W1,000 MHz255 WElectricalsNom. Conductor DCRNom. Outer Shield DCRNom. Capacitance Cond-to-ShieldNom. Characteristic ImpedanceNom. Velocity of Prop.232 Ohm/1000ft (761 Ohm/km)8.5 Ohm/1000ft (28 Ohm/km)19.5 pF/ft (64.0 pF/m)75 Ohm70%VoltageVoltage Rating900 V (Mil-Spec)Mechanical CharacteristicsTemperatureOperating-70°C to +200°CBend RadiusInstallation Min.1 in (25 mm)Max. Pull Tension:17 lbs (7.7 kg)Bulk Cable Weight:10 lbs/1000ftStandards and ComplianceEnvironmental Suitability:Indoor/Outdoor, Indoor, Outdoor, Aerial - When supported by messenger wireSustainability:CA Prop 65Military Compliance:Commercial, non-QPL product (M17/94-RG179)European Directive Compliance:EU CE Mark, EU Directive 2015/863/EU (RoHS 2 amendment), REACH, EU Directive 2011/65/EU (RoHS 2), EU Directive 2012/19/EU (WEEE)APAC Compliance:China RoHS II (GB/T 26572-2011)HistoryUpdate and Revision:Revision Number: 0.503 Revision Date: 04-29-2024Part NumbersVariantsItem #ColorPutup TypeLengthUPCFootnote83264 001100BrownReel100 ft612825203667E83264 001500BrownReel500 ft612825203681E83264 0011000BrownReel1,000 ft612825203674C E© 2024 Belden, IncAll Rights Reserved.Although Belden makes every reasonable effort to ensure their accuracy at the time of this publication, information and specifications described here in are subject to error or omission and to change withoutnotice, and the listing of such information and specifications does not ensure product availability.Belden provides the information and specifications herein on an "ASIS" basis, with no representations or warranties, whether express, statutory or implied. In no event will Belden be liable for any damages(including consequential, indirect, incidental, special, punitive, or exemplary damages) whatsoever, even if Belden has been advised of the possibility of such damages, whether in an action under contract,negligence or any other theory, arising out of or in connection with the use, or inability to use, the information or specifications described herein.All sales of Belden products are subject to Belden's standard terms and conditions of sale.Belden believes this product to be in compliance with all applicable environmental programs as listed in the data sheet. The information provided is correct to the best of Belden's knowledge, information and beliefat the date of its publication. This information is designed only as a general guide for the safe handling, storage, and any other operation of the product itself or the one that it becomes a part of. The ProductDisclosure is not to be considered a warranty or quality specification. Regulatory information is for guidance purposes only. Product users are responsible for determining the applicability of legislation andregulations based on their individual usage of the product.
https://source.z2data.com/2022/5/25/4/22/48/517622/50228/PdfFile_157513.pdf | cable | DescriptionRG: RG type RF cablesRG174, 50 Ohm, 1 GHz, 85°C, ø2.8 mm, PVC jacketTechnical DataConstructionMaterialDetailDiameterCentre conductorSteel, Copper platedStrand-070.48 mmDielectricPE (Polyethylene)1.48 mmOuter conductorCopper, Tin platedBraid, 87%2 mmJacketPVC II (low migration)RAL 9005 - bk2.8 mm +/- 0.12Print: HUBER+SUHNER RG 174 A/U 50 Ohm (production order number)Electrical DataImpedance50 Ω +/- 2Operating Frequency1 GHzCapacitance101 pF/mVelocity of signal propagation66 %Signal delay5.03 ns/mScreening effectiveness≥ 40 dB (up to 1 GHz)Operating voltage≤ 1.5 kVrms (at sea level)Test voltage3 kVrms (50 Hz/1 min)Mechanical DataWeight1.2 kg/100 mMin. bending radiusstatic15 mm28 mmdynamic55 mmEnvironmental DataTemperature range-25 °C ... +85 °CInstallation temperature-20 °C... +60 °CHalogen freeNo2011/65/EU (RoHS - including2015/863 and 2017/2102)compliant1907/2006/EC (REACH)compliantAdditional InformationMIL reference: M17/196-00001 (former reference: M17/119-RG174)Remarks(For details refer to the HUBER+SUHNER RF CABLES GENERAL CATALOGUE or contact your nearest HUBER+SUHNER partner)Suitable ConnectorsCable groupU2 2 mm / 50 OhmData SheetFlexible RF cableRG_174_A/UItem: 22511579Page 1/2Document: DOC-0000177743 AR / PDO O / date of publication: 14.10.2020 17:58:10 / uncontrolled copyMatrixtypical Attenuation [ formula: (a*f^0.5 + b*f) ] and maximum Power CW [ formula: (p/f^0.5) ]Coefficients:a = 0.888b = 0.034fmax = 1P at 1GHz = 37FrequencyNom. attenuationNom. attenuationMax. CW power(GHz)(dB / m)(dB / ft)(W)sea level 25° Cambienttemperaturesea level 25° Cambienttemperaturesea level 40° Cambienttemperature0,050,20,0611650,10,280,0871170,150,350,106960,20,40,123830,250,450,138740,30,50,151680,350,540,164630,40,580,175590,450,610,186550,50,640,197520,550,680,206500,60,710,216480,650,740,225460,70,770,234440,750,790,242430,80,820,250410,850,850,258400,90,870,266390,950,90,274381,00,920,28137www.hubersuhner.comHUBER+SUHNER is certified according to ISO 9001, ISO 14001, AS/EN9100, ISO/TS 16949 and IRIS.Waiver: Fact and figures herein are for information only and do not represent any warranty of any kind.Data SheetFlexible RF cableRG_174_A/UItem: 22511579Page 2/2Document: DOC-0000177743 AR / PDO O / date of publication: 14.10.2020 17:58:10 / uncontrolled copy
https://timesmicrowave.com/wp-content/uploads/2022/06/lmr-600-uf-datasheet.pdf | cable | (800) TMS-COAX • www.timesmicrowave.com72TIMES MICROWAVE SYSTEMSLMR®-600-UF UltraFlex Communications CoaxLMR-600-UF Environmental Specifications Performance Property 0F oC Installation Temperature Range -40/+185 -40/+85 Storage Temperature Range -94/+185 -70/+85 Operating Temperature Range -40/+185 -40/+85Electrical Specifications Performance Property Units US (metric) Velocity of Propagation % 87 Dielectric Constant NA 1.32 Time Delay nS/ft (nS/m) 1.17 (3.83) Impedance ohms 50 Capacitance pF/ft (pF/m) 23.4 (76.6) Inductance uH/ft (uH/m) 0.058 (0.19) Shielding Effectiveness dB >90 DC Resistance Inner Conductor ohms/1000ft (/km) 0.43 (1.42) Outer Conductor ohms/1000ft (/km) 1.2 (3.9) Voltage Withstand Volts DC 4000 Jacket Spark Volts RMS 8000 Peak Power kW 40 Part Description Stock Part Number Application Jacket Color Code LMR-600-UF Indoor/Outdoor TPE Black 54044Ideal for… • Jumper Assemblies in Wireless Communications Systems • Short Antenna Feeder runs • Any application that requires periodic/repeated flexingConstruction Specifications Description Material In. (mm) Inner Conductor Stranded BC 0.176 (4.47) Dielectric Foam Polyethylene 0.455 (11.56) Outer Conductor Aluminum Tape 0.461 (11.71) Overall Braid Tinned Copper 0.490 (12.45) Jacket Black Thermoplastic Elastomer 0.590 (14.99)Mechanical Specifications Performance Property Units US (metric) Bend Radius: installation in. (mm) 1.5 (38.1) Bend Radius: repeated in. (mm) 6.0 (152.4) Bending Moment ft-lb (N-m) 1.75 (2.37) Weight lb/ft (kg/m) 0.165 (0.25) Tensile Strength lb (kg) 350 (158.9) Flat Plate Crush lb/in. (kg/mm) 40 (0.71)(800) TMS-COAX • www.timesmicrowave.com73TIMES MICROWAVE SYSTEMSLMR-600-UFAttenuation vs. Frequency (typical)Attenuation(db per 100 feet)10.01.00.110 100 1,000 10,000 Calculate Attenuation = (0.090660) • FMHz + (0.000312) • FMHz (interactive calculator available at http://www.timesmicrowave.com/cable_calculators)Attenuation: VSWR=1.0; Ambient = +25°C (77°F) Power: VSWR=1.0; Ambient = +40°C; Inner Conductor = 100°C (212°F); Sea Level; dry air; atmospheric pressure; no solar loadingFrequency (MHz) Frequency (MHz) 30 50 150 220 450 900 1500 1800 2000 2500 5800 Attenuation dB/100 ft 0.5 0.7 1.2 1.4 2.1 3.0 4.0 4.4 4.7 5.3 8.7 Attenuation dB/100 m 1.7 2.2 3.8 4.6 6.8 9.8 13.1 14.5 15.3 17.4 28.6 Avg. Power kW 4.59 3.53 2.00 1.64 1.12 0.77 0.58 0.52 0.49 0.43 0.26(800) TMS-COAX • www.timesmicrowave.com74TIMES MICROWAVE SYSTEMSLMR®-600-UF UltraFlex Communications CoaxLMR-600-UFTC-600-716-FC3190-3751TC-600-NF-BH3190-589TC-600-UMC3190-213TC-600-NMH-X3190-2628TC-600-BM-RA3190-2734TC-600-NFC-BH3190-466 Connectors Inner Outer Finish* Part Stock VSWR** Coupling Contact Contact Body Length Width Weight Interface Description Number Code Freq. (GHz) Nut Attach Attach /Pin in (mm) in (mm) lb (g) 1. 7-16 DIN Female Straight Jack TC-600-716-FC 3190-375 <1.25:1 (2.5) NA Solder Clamp S/S 1.1 (28) 1.00 (25.4) 0.249 (112.9) 2. 7-16 DIN Male Straight Plug TC-600-716-MC 3190-502 <1.25:1 (2.5) Hex Solder Clamp S/S 2.0 (51) 1.30 (33.0) 0.347 (157.4) 3. 7-16 DIN Male Right Angle TC-600-716M-RA 3190-395 <1.35:1 (2.5) Hex Solder Crimp S/S 1.4 (36) 1.40 (35.6) 0.354 (160.8) 4. N Male Straight Plug TC-600-NMC 3190-357* <1.25:1 (2.5) Hex Solder Clamp S/G 2.1 (53) 0.92 (23.4) 0.208 (93.4) 5. N Male Right Angle TC-600-NMC-RA 3190-233 <1.35:1 (2.5) Hex Solder Clamp S/G 2.1 (53) 0.92 (23.4) 0.280 (117.9) 6. N Male Right Angle TC-600-NMH-RA-D 3190-2427 <1.35:1 (6) Hex Solder Crimp A/G 1.8 (46.5) 1.62 (41.2) 0.185 (84.3) 7. N Male Straight Plug TC-600-NMH-75/50 3190-1610 <1.35:1 (6) Hex Solder Crimp N/G 2.1 (52.8) 0.91 (23.1) 0.130 (59.0) 8. TNC Straight Plug TC-600-TM-RP 3190-1064 <<1.35:1 (6) Knurl Solder Crimp N/G 1.6 (40.2) 0.68 (17.0) 0.090 (40.8) 9. TNC Straight Plug TC-600-TM-X 3190-2530 <1.25:1 (6) Hex/Knurl Solder Crimp A/G 2.3 (57.6) 0.75 (19.0) 0.100 (45.6) 10. BNC Male Right Angle TC-600-BM-RA 3190-2734 <1.30:1 (4) Knurl Solder Crimp A/G 1.8 (45.5) 1.54 (39.0) 0.164 (74.3) 11. N Female Bulkhead Jack TC-600-NF-BH 3190-589* <1.25:1 (2.5) NA Solder Crimp S/G 2.4 (61) 0.88 (22.4) 0.195 (88.5) 12. N Female Bulkhead Jack TC-600-NFC-BH 3190-466 <1.25:1 (2.5) NA Solder Clamp S/G 2.2 (56) 0.94 (23.9) 0.214 (97.1) 13. UHF Male Straight Plug TC-600-UMC 3190-213 <1.25:1 (2.5) Knurl Solder Clamp S/G 1.7 (43) 0.88 (22.4) 0.198 (89.8) 14. N Male Straight Plug TC-600-NMH-X 3190-2628 <1.25:1 (8) Hex/Knurl Solder Crimp A/G 2.1 (53) 0.92 (23.4) 0.166 (75.3) 15. BNC Male Right Angle TC-600-BM-RA 3190-2734 <1.30:1 (4) Knurl Solder Crimp A/G 1.8 (45.5) 1.54 (39.0) 0.164 (74.3) * Finish metals: N=Nickel, S=Silver, G=Gold, SS=Stainless Steel, A=Alballoy **VSWR spec based on 3 foot cable with a connector pair TC-600-TM-X3190-2530TC-600-BM-RA3190-2734TC-600-TM-RP3190-1064TC-600-NMH-75/503190-1610TC-600-NMC-RA3190--233TC-600-716M-RA3190-395TC-600-716-MC3190-502TC-600-NMH-RA-D3190-242723813141512119107654TC-600-NMC3190-357(800) TMS-COAX • www.timesmicrowave.com75TIMES MICROWAVE SYSTEMSLMR-600-UFSC-600TStandard Entry PanelsAccessories Part Stock Type Number Code Description Ground Kit GK-S600TT GK-S600TT Standard Grounding Kit (each) Hoisting Grip HG-600T HG-600T Split/Laced Type (each) Cold Shrink CS-A600T CS-A600T Cable to Antenna Junction (each) Cold Shrink CS-60120T CS-60120T LMR-600 to -1200 Junction (each) Cold Shrink CS-60170T CS-60170T LMR-600 to -1700 Junction (each) Standard Entry Port Cushion SC-600T-3 SC-600T-3 Three Cables (each) Standard Entry Panels Full Range of Port Styles/Combinations Available Hanger Blocks CB-600T CB-600T Dual Cable Support Block (kit of 10) Hanger Block Supporting Hardware Complete Range of Supporting Hardware & Adapters Available GK-S600TTCS-A600T, CS-60120T, CS-60170THanger Block Supporting HardwareCB-600THG-600TInstall Tools Part Stock Type Number Code Description Crimp Tool CT-U 3192-181 Crimp Handle (Dies Required) Crimp Dies Y1720 3190-203 .610" Hex Dies Crimp Tool CT-600 3192-170 Crimp tool for LMR-600 connectors Cutting Tool CCT-02 3192-165 Cable end flush cut tool Replacement Blade RB-01 3190-1609 Replacement blade for cutting toolCCT-023192-165CT-U3192-181CT-6003192-600Y17203190-203
https://www.alphawire.com/disteAPI/SpecPDF/DownloadProductSpecPdf?productPartNumber=9432 | cable | %PDF-1.4%����1 0 obj<</CreationDate(D:20240802170041+00'00')/Creator(PDFsharp 1.50.5147 \(www.pdfsharp.com\))/Producer(PDFsharp 1.50.5147 \(www.pdfsharp.com\))>>endobj2 0 obj<</Type/Catalog/Pages 3 0 R>>endobj3 0 obj<</Type/Pages/Count 4/Kids[22 0 R 30 0 R 32 0 R 48 0 R]>>endobj4 0 obj<</Type/ExtGState/ca 1>>endobj5 0 obj<</Type/ExtGState/CA 1>>endobj6 0 obj<</Type/XObject/Subtype/Image/Length 1997/Filter/FlateDecode/Width 166/Height 45/BitsPerComponent 8/ColorSpace[/Indexed/DeviceRGB 127 7 0 R]/Interpolate true>>streamx�͙{W�H�}10�(�`(**V�(�O���u��W�B5UK˺�Wߙ�H���lW�?Ln2�/w�+�J¦�e{u2�¦]_��Qz�'�(,ˢ�˞��w��Io�>��a�,¦�H�6ɂ��\��F>0����D�#R3B�p�/[n�k�i���`OW�$Asv���f����3�۲C^�/.�fۍM��N���xa�6�5����n鉙z^VZ�A~0SMJO������&N)���/����l>�n4���N�D���%���FSJWZ�����K����li�oƦ��=*�{D9�1Eoz�^7����g��F�M�L�؏1&J����E�;BW���.��g��וo滾��ؓ��.���)�N����/������1�3��am�G�3ѱ�SZ�L��v��HJf�R'ϒ¡N9K6�_y�r�_��Cl#d���↎�ͧl[ݒet����J��&^���3��4����E�������A��¦ʀ����5}�%2�����6M\&�4>�3���z���pY�S�9w�D�����CS~W��'�Mm^�7<�Xm�J0D�T��}��2�#w���1�mk�-�Z)�-�8���&��i�Ӈw}e�&�'�Su��s�d&TV�Ⲳ�6�7��8��u8��땜��ܢ�?�,֯!�����Ζ���~�&*�I�R���.�ga͖�x����XB�q�cG���E�)��/uS���0����(�8h*�.�L��脙�z�N�Ζ�R�@�^��j�_����%�ǡL��X���9)�ϗ�M'����w��▇��p�)��wm��g�5G�gl$/6\���1�������Q��r�������F�G��p��C�'R9����2��9W!!T�� ر���+�%��Ed2)e�Z�̈́� W!��¦��mZ븞LaDR�LӴ,��=�@���`��)�_� $8^�S��B�='W����D�N��~#I$I��G�1����6�>I�!z�v�P�딟�q�,?B��V�z�!8b˟���BYz�����r1�>��J��c_T���Ԛw@Hf��&j�T��^��.r17��{�jo�<���-;*9ȯK�_*�r/D+.RGw��k�<���z�ؕ�L+5�ɕ��[?�TZo�Y�A�Ru^�1۲�%���F�5�Ƚ԰ڱY(3T��n�����7����>C�^È�G�e���蔤]Q��$�󎇸MA�*]�J�9�ą��;���F��M>Z��{��Ҫv���(�bF��C0]��a_��ْ>���N���JY^$w����.TT�A�w�����R#%��{�k��Nj,�SjRj�D�c3�"����A��ϒ�(_���$geD�Q�ZƳ9dr����cՖ0RZ>���VJ1E��c�7��ܦU�:�¦ہ�Yɨ�a�J�\;�[9��V!%߾���<�9���*Ef��ߝK&��ƩoK��}E���p�Hh]q`u�;!�����PA�(i����=���&Y����ޢ��l(r~P�D5Ɲy�;������n*���8��j�q�R���on߻�U;P���պaS��0I�c#��ʠ��~��tK�_��d�����f�e�ed�N�)�����$�����A���̜�dk��w�b[��r���H��)ij�G?�������Ζ�KF�0Ų��D:>����u?�^��b���6�=�Z>D��/.�endstreamendobj7 0 obj<</Length 384>>stream�������j������؈���������z(�ֽ����u!��]���,���r��S����x&�}.���q�����X������5����ƣ�����b�p��������:C�����g��������#���Ý���������ͭ������<���������������E��G����Ѵ�Ժ�������{�u ����������� �w#����t�����������Ӹ�������������������������{+�˫�����W��o��p��7������q�ӹ���������endstreamendobj8 0 obj<</Type/Font/Subtype/Type0/Encoding/Identity-H/ToUnicode 9 0 R/BaseFont/USKXUI+Segoe#20UI/DescendantFonts[10 0 R]>>endobj9 0 obj<</Filter/FlateDecode/Length 676>>streamx�]�ˊ�P��B��Yv/�sU����b.�3`�c#�1D{��OR����� ����t���_�>��dr�����y8t�i����Ѫ����f�k�?��8���yԁ�Β�)]%6� e�ER'6�!�_��7��K�֤�6�bF�>!L�'e�q����K��,)�lR3���H�<�.D�\�zaDBEʸ��&e�_�.���z#�m�ӆ��9�$�Ws$�C��3:��)��)#z�9aD.���nOB�0���Z�����[�B�{-Gzĳґ7(I�p�E�kR����0�s�����B e�/�e�Ź��#����}�W/L聳��Ф�.m�L�����􏽄������%)S�/g+t�9���Lȹ��=�KR����6+^2������{V��lI页Q�ʸ��)}�6U��П�Jt�m��pS4�$e@~I�[�̄�O��V<��yL��B� ����R����߆�O������h��Srޒ2"�W/\/eO�>�vƸ،n���0�ˈ�o�i�������f��~{�Uendstreamendobj10 0 obj<</Type/Font/Subtype/CIDFontType2/CIDSystemInfo<</Ordering(Identity)/Registry(Adobe)/Supplement 0>>/FontDescriptor 11 0 R/BaseFont/USKXUI+Segoe#20UI/W[3[273]5[392]8[818]10[229]11[301]12[301]14[684]15[216]16[399]17[216]18[389]19[539]20[539]21[539]22[539]23[539]24[539]25[539]26[539]27[539]28[539]29[216]35[955]36[645]37[573]38[619]39[701]40[505]41[488]42[686]43[709]44[266]45[356]47[470]48[897]49[748]50[753]51[560]53[598]54[531]55[523]56[687]57[621]58[934]59[589]60[552]68[508]69[587]70[461]71[588]72[522]73[312]74[588]75[565]76[242]77[242]78[497]79[242]80[861]81[565]82[585]83[587]84[588]85[347]86[424]87[338]88[565]89[479]90[722]91[458]92[483]93[452]131[376]140[890]180[376]181[376]469[808]]>>endobj11 0 obj<</Type/FontDescriptor/Ascent 1079/CapHeight 700/Descent 251/Flags 32/FontBBox[-573 -411 1999 1298]/ItalicAngle 0/StemV 0/XHeight 500/FontName/USKXUI+Segoe#20UI/FontFile2 12 0 R>>endobj12 0 obj<</Length1 65992/Filter/FlateDecode/Length 23956>>streamx��y¦TU�7\�n���^�/�Nb@l @B�1A��������� *( "���0�� ����㠌2�OuT`�a���[��n��������¦����=��s�Tթ�S�6� "�I*�FM��K�!j���L�����߿����7N�9f�����:�{È����%�v�vcQ���h=�ø�l��Sf7�j���DW�9�Q#�/�PA��\ϿyČI9���D����I�o������q}�3���"}5ež?Y5ѣ�E��f�跲=����ʡ�W�����]��d��{bOѯ�R�z�L��\�nn��qڠY����[m¦����H������"����占�ʏ����ôĦl���Q:���?���Z:"��{w�����GB��QWCK�1�s�7�7�rM��h`�}o���{7K� ������m�GSh4f�Et�ƣm?�3�^�uk�y���ȯR���F���y�F�J�o�1���iݮ¦� J�VF�E��'h���9ƙ���9��v���Z��h���x��9!Q2G��\?-zWt�~L���O;��ֲi"��>J���e��F��翟�~����翟�?��G�����V��fFm���i��u���g�����U�1�c������zY}I_�x���,}ݐ�A�W�߯o�޽��٭�k�KE�N��Xޡ}����mZ�*i٢y�f�7mR¦YQaA�q~��ܜ�̌��Ԁ��MI�$�]N��k�"��Ȋdu��1>�ݭ.�)�^�F<N�/�P ���,-�ma�������U�l�p�ڈj�d@D-�}]����{D�b�-�3bt��Ꚃ"ߟs��k�L$�[MAAnD)��޸��}FGG¦U�/ȵjzG���aW�����������.kk/F$���d�}�<�ݺG(my>�P:7;��h���!�CI�F%��uD�FDz�¦��ا.���=]w���,�W��KQ�D���:�f[��[Q�ܨ YA��I�I�t1i��TYP<=:nSș����#�{�P(���N�;����$�"<+�Z%����-Ⰸ���GD�����/�壑u!���#��D�h����cE��VA�ԍ����/^����b\s�:¦ug��W?z�u�&���;�,,؟���C�d4K��H���Gָ _.^�0Yr��7� �/�Q���Y��,���ؤ6�-��wD0r����X���ž��H����A�����3��G�4{�.��9�%rj��`����Ah?]�����[��܀�8jq�g"�!~p��L�Ѡ�"7���k"7$@O�Hx�D4H�#�Gt����C�1�S׽����;�F���E��ܣ�8����{�[4�[]ӣ{��}D�V����ܯP�[�Yh���\�G}�.�;�҂����A�V�GS����PV�!�{��[��gQ����#vE�Y�-���,�ԣ.(W�@��{s#=��F¦ucEG���gu�H���X<=�cGXƢKQA��m�Mեn����u��w�y`�r�=ټ�Uȍ�:�2%��`��:+��>�F繼R���㮶m����@����wW�F�"r���:H#s�S�$�����;���;cw��AVY}���N�����@��D�_��ё��0��"���S�ը��]RrU.�C0_�"�!� �Vr��(�fQ����j��v���0omz�x����YtP���4_Dt���'�Ri����W�`��u�v%N�v��^¦nh�+��r���@��ui�lK]ܓ�Rn�բOm$��q$�����j��>X�e!�#8���u�f�67�zW�Ӻ�l�@27ɵ��k�׵���wB��.�펄���eV��A56�:�ګ����S9�~���6r����e�P���kPM�g(֕u}e(7�W�۽c���{3S�:�W���*ؑٹ��?QD�"q��maq��Cj��*���T�]J����m��~��AC�V�Z�� _P_��+N�>��0ѝ�&+���]�d�3V'h�.Ū�Y5��I�ͺ���P���u�x�a�v�]a����n\�5��Kг�,r��jY�Kܹ�εZ܉a��{�97�5Cj������?`��`x�Ƹ.�c!"��s�.����Ԇؤ}�vp�d[���*qNC#i}��ˍ����@��ק�J�'9�����.�J�Ku9ԺU���_\�/ؠ~¦v�����>���������r��Z�PN�j���E�M�4�j(U�.��ڈ�7�u+�/BgE~�v��h����*^d@�KU��FX�PeR.5�Rz&�&;K-����0%/�eum^�A���%��T�Z���������b��ސ'������$��{a�>���8˃/j���T���]���Hw�.ݻW�Å��V��gQ���B�����<�\^R2���(��r߲t�%�]a����J� �6�B#=-��B�&ŢH�^�X�<���G~����'N6¦�8�ڳcPn�<�gͪM{ﭻYV+������m��2��Y3.�}�3C��g�^^����Oo~C������u�¦h7$#�J�x�U�!Qb̷8Oh��ܭF;u�t_��/���"���qC'Jr:���qW}�B`��?�.]��PH��'J�z���h��<`�#������L�13P�����dDO=�N&��B{��8�[��*��C;��q\��G�r9��¦Ӄ��y`9�v�i�[�oq��`����汏��r--�.PS4g�#��á���:D���镺�!�jРg1s#���a�*�~���?@��9Y��¦_axV邲?V��ܜ���Y<�@,W\�[ ==_U��`��C3���w�%��#ͯW-X�wȃc���z�>�T���/+D&7�5&,���o�<^�fȜ~��5g���8�M��B�T�W����RÛ�Ԝ^��Z��x��lE���2������4�W��[���"i��)�Z�k׺����?��ԼL�{�̉���W�ψ�������y���oޟ6����¦?Z��:� �Yu�'�Bud��7u���ʱ����]�o\�bL���+�"w^9�7�<�h���f������<��nF��Z��j�/�̭k_2h*�f$��אM�Z rG�k����{F��\3�G�W7��s��Yː�q�p�A���'�Γ�Rӟi�-�*^Ĵ40��[�-��_"p��b>/�Л��X��í��w�m�v7��[�u���>wS�n#T��l����{�<�//���P��닂���dR]��~�.o�4�\-�W�U�j1�~�!�}�J�Z,��-�d�/�w�Բ]/�.��ղQ��K��A��$��J8?�gIb�5�tYh�*�����a4L� 1��Y�~<=�cq=RA���]�wĜ�kK��^��/����OS��K�Ox�\o�n�g�.~)ʿ�i��\nvo��� ����p���8��eb��?n�L��tȻ����w�T1Ԭ3_5��o�#���D�9�¦����r�i�¦���Y�]�,����f�9b�!\>�Vq��I")9ūjU!¦��YLO�Į��\�@���R)�RJ�˭�I'�?�p ���;����^����$�J�+��t]� ���p˙��7��)tm�08q*)�7O���}/��>�^F-A@,��������[�/}�~Ą����H���M�U�^U����&[?�����?��<PF�Wv.����=��%���1�5�q%#�X0@c*[B�Y~ֲZ�?[P��Z߲Z���=O����gv#l9�E���Kp�Q#����H������lf\6WesU�lcNs��q¦�'�q�F�*���j���k���Y6;�R�@Z���X�{Ī��?e�V���3[?f~��#˟47�w>xێ&���廎��z�̷�Wן]r��~mx�(z;��G��nћDUx3�Gu��x�E*/]w�sE7���S��e�J*%�]RR�3yY�S��V�R]��I�>f���曭�P֙Iz*8��3�@�4!x�K�R�T�8a�c��R�.��i�-y�+�O�R�x��ջ�G������u$�����`s�y� ^*Fo܈��ҢG�J�9��IX!�.��0�*ֹ����l�9��ċ�xѓSNΝ����9�3�snwJ���$��>�)�x������/UB��vP�v���QQ���Y����j{5�u:�vM�OIϳ>ɮS6ۤ�8I�Ϻ%��Y����Y�ƽt�q��{��.�����m�#�Ok�������JX_}ƴym���K���利��Ij�Ter�ȐaEr,���@{.e�ݕl����]����a�a�aؖ��¦�Q*;�L�HMNX1<�?�����2��� ����OV*'V�;�LԄ�����(D�@`���&d�'J�ɿNѲR͌j33=Cs��X�*����Q_��Ԉ+~خ�l5j��ς)g�n-��Q=bqFG������19I�P�l!�X��(�{�6_N#¦�(+ t��V]�{�J�?���gV���l��'�Nn��Nn�����AE����Z��憼@hl1C��$3�gB�2��S}~^�pn���ɚ{�6=T�����W��hϜ�����꨾֒w s����L5<�4ZC�7;�V�t;��X�Q��V�Jzz�����^~�;[eS��m�s���̻��J=��H����¦�\&��J�L�d.1����B�~tB���Y�A�k�I�^�s����m~�?{E[�.�D;;JКA�n������4���C�j=U�I0 ��u��s�r;f�x}���b�g���¦i�����g+�(���FJQ�d����0a�¦�/�e��8$;����_ԛ_�cod�sfDɯ�L_��믛g�#�;_&��Y�Ǭ�)����+�p�����Ng>L���(�Ѳ�$U�3]~����<��f�g*�6!�آ�ME��,�)~mօ\���/�ֺܶ���mGny��3��l�����R�TR� ��vo�(�T�d�-�M�W3�?�����z���kߒ�Ŗ�O�lq��ޗ��*iT��H��4_q�x��Um2��W��=P�w�����Y�+Kԫ�O7����s1��ѣ����2��pz�2ѧ��Y,�爞�mB�+X���KKM���#�Q��]W��B-�uz�E����s�4�"p�ukcYm�����̵Bft!3�pvj�h�u͹�9�5��b����.W{ᴬ�\�l���'S2r��,�!����c�ȟ�e���7�T��T��F,����d����,�~���>R:d֕}�k?xɳ��q�+�'n׬�־���¦�}���;���V�['t¦e�˚>�j��-K��d���E��ʊ�&���^5���͒��3͠���'�0�bC�}�T��g��\D����7t��N�٣0{f�2G�0L��������s�y���,�2��,���\^쿻�;��<�ȍ�(�o�r����6!N¦4&�m�֊;�F�p*I����У��6[ >�LJ�d�F��������s�A5�.�ܚu�d3���=�l�I[H{�����6�)�ƍJ���J�泏�W�M�/Aq\�BFs��ݳ����Hy�Y���D�����Z+�j�d��ey�h��)ḜW��U/� 5{�I7�ЂY�����Jqv��V�*o)Mg�6�M�7���:����p����\B�j ǥ�5Qؚ(�e�\�p�4�z�l"�!�m�A/4����1�r����!NvC��n@¦�ՙM7��/��F#՝'��?;�����.����W�N��!��,J�ƴ)\m��[>͐������I>i�"]���V��^���כH^Q��������¦�X;�o���p&�=Q�͞��pP���)� +=6���W4�d�m�-�C�YI`_q��H.������k7���ӢZ������� ƭ�~�jo{¦��uw��%!���Xg޵��7�ƾ�o�Ǳ���A��Q#Z�[�5]�{�W�z3����.�F3���0�C%����VVVcCp�7p��¦�������1sㄔ�y1�́�����y���h�t'���b��~�6��>9��k��c�o[�������u��_}iF�ה�ܱ��k�_z�Z--H���jT��f{�$JG�#s�+j��:YQ��Q�(�E����I�\��p�7O�wtn�%�K�CB�%��;_ҺǉŐ-��%;����^����C�_���7N��W�>~���+E��Ջ�6�?���Z�"f��l)>��5 �<��J���,�Sғ �$����7��ni�i[sO�����8�'����f�s��p��2����BL��%B$�B��X�&i���,Qj���䓿�Rлo�A�����Խ�6o= R�2E��m?���۷���m�X�V?��M�������1�HJ�e�����fgk^���f@�}w J�ఀ��pмTy�N���0�vd��9�KM���0��"�yf����F�l�B��p�����L�Π ���F �if�C����Y����pZx��F�pƔu��ͻ'�)2��!Z�g�,���ws�PXk(�h��'Б���uz��dϊ�do@���0�f�GOq�\<-O�5�m�%�6>_�[q.)#�$CK�'����*⡒sg�~������d�ӭ���J�]���U�-�N=��3����\���cK�.Q�,�������� �,*�?�}nM����2�����JQ�LR�$/g��j��(������7Jm��6է�gg\��w�v.�''�(!�����An��y>����Ǌ�+izN�,wfi,�y��b1[�t��b_�̱������eտ�Ⱦ�����M������7Fc<5kՖ��Y�tu���׉'�,�_]��p�߶��W6z��`�z6�O+×+>��>M���=�Wc�wӅ�\�-��O����O�4���w)�L�y�N��I=?��Јw����>��߶�A�zz��X�ڴ��!�~~Y����/��C�bZc��+�Ҁp���o�k���QGF[5�I�mڒmڒ��>Ka��T�*\�N�SAϙ��[t�R�~��ujٲs��+Μ埙+юf�����)�VQ����Q�%'yezvE���1���(�&��n�0�M�۝�m6�);`�s쳕���l�ٷ���ޞ�}*?]_e�:k�#�H1F=%��'j�~�w�GLO��t�[���>�U!oB�.��t�� wR��DI�$�� *ué)�i��e�kD��9%��^��{���գ16�1}���G��D>��oT���n�G�£���Zr��FY�T�[~l��<?;��4?7�sC?7���F�5GH)!�6LB�w����06bɣ��[Y~4��dr�=�6P�S��JJK�t���2Kex�'����r{��ס¦/)#��1h����=��؄%���o�[�h�g�Z�i����w)u��o����h��׿��.�������7fu.Ơ�.as�~��I��ͱM�Em�5�t6:�����u�v�����}<�M/}pȎ��0#�/e����XQK���k(�y��S25j��wE?�!���z����<+w̎X;H�#���YC:bC�1NO��7��꿙�9�>���G��ڽ��͛�D㯄"�/�¦k~�nxo����Ӿ�or�o6�X�ϋ�scѾ�5�x�?���v�a����E�q��H���3�2)�ׯ���q�h��f2��y��Y���U��;;;8N��\4���3K/�s��_Bd\vad¦ӿ~wL���3���;�o�0o�f����U�Q����s�~�ʶ��V��G`Ƶϓ&�)Oّ����u��_�w��+���3N�9tyt�v�i�iS�%�ŗ�������)ZZ.T��\��FoO����b,�u/�В�g;�5C�.�p��F��$��e\rw�����¦-�EfvZ���4��P�T��PWԶ��̼<��K���sF�G�tE�[K�����2��y�x��z��m��¦s�zN7��?�l{��w��u�{UN���q�¦�e��F�:T�v�ЯY�IV=V��Yy����=j~�떾MZn�ޤ,xy�+�r��R�oR�˘C��qe�^�H���/T��ii%��Q�ۑb$aǿ��!&�9�_�����¦�>���Y������m,toSR����x�[Rp�__�˨��¦'A�E���7����i�X��͕�KΔ�o-��ƚB�>?d��&?dܮ�!�WM�����c�tգ{x���N��0V�/�ҭD�Y����r�y��_��p�SԊT�Ԇ�ܱ����.��ݨ��fۂ ��ژ?�>yzƣ���;���;�=�P`nPb�5~�f��g�@j��4!�I���d�O��i¦MÖS�f��P�t՛�w9�J"��2Z����XF�dd��MH��].s˱�]bbY}���y��5rh�,":K�gUw�_�pt��RS4����3f��ib�G�r�)Btp���ˆ-I�w�+?n�Z����Jc�z��P�r[���gL�^/������~�27�+�ip(U$�ǒ^�����\r������o �I����M�GE�A��)�H��]k�/��zo�o)�)���g�����o���MgwzM�(b+$�l�ɹ��$�~��Mg��v}����~��y��Гv�E�����*Zg,�*�F�.ޣ'����F,>���=�T-���������3Q�7fR��F��s{~V�)¦�cu%�s��-z3��V�������(��g�z+�QR���/�G=���k�l¦υi�֚��w�&�43)G��@m)`�����e���s/�j쓆h;h���괝��S�R�,/���{*�Q=#��#�����9n����o���N��R�]J�_�,u娟@����ip%���-�y�cs��3MIc���j@��ۀ�q��J������.�x�����&��¦ gGc���:QB��JZ�V�l}5>#7�j,�j)�Y����c���A�h�GH��_��d`�i��s�Pk��@L�d�R�����˩<�DKb��1�0��5P�a<`�x��&r_�fx3�e/F����1�BʠM�l<���R��qm�*)����3���Y�?QΕ�e��4��NE�,�P&R�XC���TYEa���i��s�`�e�a�da����fb~�]�:�zf���U)'�k'i.xQ���X3y�f�>���_Rob�Y�y�r�Ы8���o�:Iϟu�Ƽ�0��+S���.�-�\�����5���������X]@!������"��ֺ�iǡ;[���#4B���U�¦������t��;��A�=��.��>c"�TV���҃ʻ4����q>\��<���/�[m^l�R>t�M�ɧ!�T�����U�e{�kl[�m�}�`���z�!?b��l�b�%Nb{�r]c}�c�f��o���c�1�نh��G���9��8�h��O2��WZҟ��ѿ��F�`���AuDc�o郣�k�o)���q�������Iw��hi�Q��(�:)���i�a��2��m�]Y������R���+#��ZS��Eԏ�m4B�kY����g���ȣ>@�m[���]+�@�h�1����d]D��4���d5�:��O!+�����ޫ�s�S'}�mw�5����K��}��ת�_&�L�#��a��7b<`�<�>�D¦�O�]��X���OQ3�;ڲ��-q6�M��X�;c�>� c�,�=^#l1��¦��/C���4��>��6��te�_#��r��W0�MX;h)��fe}�X``��6U�0�������������p����i¦){��S�=���5���x;�5mJ���m����<�)�}q�w��0��c,F��jZ>�t��+zܨ M��*��_���A�d���?9��X/���6�eĹ%T�?d^�I�� Ч4�,�rZ���\WZ>�l�!��i�3���刯9ƽ��j��/�]�v��>�5�;1���>l���gl¦�Ɵ���8�!n��~�^��X)�ϏA.�1��S8!f��)��m�/�A_�Sa�����~6���e���^��A����8�G O�'�{��=�#/��{���h�=�����?F��^�>����~�^������倉��E9�8`?�jD�����OG�kWD�hm1����b�֋�w"�]�q֞��O� �g,����þ�Ga�Y��7�����o�g]��=�G�/�g[k�h�Ǐ���q/�w6~��{~R.�1�sri�μ�$̻!��ho�!���#��6JA�`it�eп�O�P��@gN�p,i�'�w9���(G�[9�D��r��z�8O¹�tc%`��A�"B��K�gǴƳ6F,�m��G���p�$ʏ\jan}Pc_���-9T\aC/2�ʣ���h�r�2��`�0k,��6������lZu�kmH�}`�5?��p+{N�Z��m?�clm�w�5G����a#�է������(���m��RY����_�����-�r��w`]��@��$�ht���6�0a?�.����ge�'��~�]v�g��Y�d�a?�����7�/��F�F�?ƾ��2<:O��P=dajy�Է�.�~��Ev�,�p�9�՞(W��*�����ڔ���8mA�E�@��#q�g��h��v�ĺ/a¦��w9b�}�k��ǹ�z�=�٘_���1N���{µ�n�׍��¦0ګ��q�Hs�9�a������h�a�(���F�F_�Oq�x�i-¦�f�����I>u�����]�k,�^1y���S�E���p��P�I��"<�T���n�a]�uV^�qh�:���"��X̯Ctn�M'�C\�n�NXy:*Y䆎.W�R?�"zBU�'x߮�m�#c�M�������)�J�ˀ���$�[��ي��:��P��֙胊/��2 �A��]� ��5��K�q��oz�ã��Y���K�p\9Ay@�_c^����X�����h֛���9T�� ��*�hw�B��o�QȨ
https://source.z2data.com/2021/4/8/0/15/49/512/846441549/22510043.pdf | cable | DescriptionRG: RG type RF cablesRG178, 50 Ohm, 3 GHz, 200°C, ø1.8 mm, FEP jacketTechnical DataConstructionMaterialDetailDiameterCentre conductorSteel, Copper+Silver platedStrand-070.31 mmDielectricPTFE (Polytetrafluoroethylene)0.83 mmOuter conductorCopper, Silver platedBraid, 95%1.33 mmJacketFEP (Fluorinated ethylene propylene)RAL 8015 - br1.8 mm +/- 0.1Print: HUBER+SUHNER RG 178 B/U 50 Ohm (production order number)Electrical DataImpedance50 Ω +/- 2Operating Frequency3 GHzCapacitance97 pF/mVelocity of signal propagation69 %Signal delay4.84 ns/mScreening effectiveness≥ 40 dB (up to 1 GHz)Operating voltage≤ 0.5 kVrms (at sea level)Test voltage1 kVrms (50 Hz/1 min)Mechanical DataWeight0.84 kg/100 mMin. bending radiusstatic10 mm18 mmdynamic27 mmEnvironmental DataTemperature range-65 °C ... +200 °CInstallation temperature-20 °C... +60 °CFlame propagation testIEC 60332-3,Halogen freeNo2011/65/EU (RoHS - including2015/863 and 2017/2102)compliant1907/2006/EC (REACH)compliantAdditional InformationMIL reference: M17/93-RG178 and M17/93-00001Remarks(For details refer to the HUBER+SUHNER RF CABLES GENERAL CATALOGUE or contact your nearest HUBER+SUHNER partner)Suitable ConnectorsCable groupU1 1 mm / 50 OhmData SheetFlexible RF cableRG_178_B/UItem: 22510043Page 1/2Document: DOC-0000177747 AT / PDO P / date of publication: 14.10.2020 17:37:54 / uncontrolled copyMatrixtypical Attenuation [ formula: (a*f^0.5 + b*f) ] and maximum Power CW [ formula: (p/f^0.5) ]Coefficients:a = 1.414b = 0.173fmax = 3P at 1GHz = 52FrequencyNom. attenuationNom. attenuationMax. CW power(GHz)(dB / m)(dB / ft)(W)sea level 25° Cambienttemperaturesea level 25° Cambienttemperaturesea level 40° Cambienttemperature0,150,570,1751340,30,830,252950,451,030,313780,61,20,365670,751,350,413600,91,50,456551,051,630,497511,21,760,535471,351,880,572451,51,990,607421,652,10,641401,82,210,673391,952,310,705372,12,410,735362,252,510,765352,42,610,794342,552,70,823332,72,790,851322,852,880,878313,02,970,90530www.hubersuhner.comHUBER+SUHNER is certified according to ISO 9001, ISO 14001, AS/EN9100, ISO/TS 16949 and IRIS.Waiver: Fact and figures herein are for information only and do not represent any warranty of any kind.Data SheetFlexible RF cableRG_178_B/UItem: 22510043Page 2/2Document: DOC-0000177747 AT / PDO P / date of publication: 14.10.2020 17:37:54 / uncontrolled copy
https://source.z2data.com/2022/1/25/7/5/48/474558/HUBERSUHNERRG316UDataSheet.pdf | cable | DescriptionRG: RG type RF cablesRG316, 50 Ohm, 3 GHz, 200°C, ø2.5 mm, FEP jacketTechnical DataConstructionMaterialDetailDiameterCentre conductorSteel, Copper+Silver platedStrand-070.54 mmDielectricPTFE (Polytetrafluoroethylene)1.55 mmOuter conductorCopper, Silver platedBraid, 95%2 mmJacketFEP (Fluorinated ethylene propylene)RAL 8015 - br2.5 mm +/- 0.1Print: HUBER+SUHNER RG 316 U 50 Ohm (production order number)Electrical DataImpedance50 Ω +/- 2Operating Frequency3 GHzCapacitance97 pF/mVelocity of signal propagation69 %Signal delay4.86 ns/mScreening effectiveness≥ 38 dB (up to 1 GHz)Operating voltage≤ 1.5 kVrms (at sea level)Test voltage3 kVrms (50 Hz/1 min)Mechanical DataWeight1.6 kg/100 mMin. bending radiusstatic15 mm25 mmdynamic37.5 mmEnvironmental DataTemperature range-65 °C ... +200 °CInstallation temperature-20 °C... +60 °CFlame propagation testIEC 60332-3,Halogen freeNo2011/65/EU (RoHS - including2015/863 and 2017/2102)compliant1907/2006/EC (REACH)compliantAdditional InformationMIL reference: M17/113-RG316Remarks(For details refer to the HUBER+SUHNER RF CABLES GENERAL CATALOGUE or contact your nearest HUBER+SUHNER partner)Suitable ConnectorsCable groupU2 2 mm / 50 OhmData SheetFlexible RF cableRG_316_/UItem: 22510079Page 1/2Document: DOC-0000177782 AS / PDO P / date of publication: 14.10.2020 17:53:59 / uncontrolled copyMatrixtypical Attenuation [ formula: (a*f^0.5 + b*f) ] and maximum Power CW [ formula: (p/f^0.5) ]Coefficients:a = 0.7727b = 0.0972fmax = 3P at 1GHz = 135FrequencyNom. attenuationNom. attenuationMax. CW power(GHz)(dB / m)(dB / ft)(W)sea level 25° Cambienttemperaturesea level 25° Cambienttemperaturesea level 40° Cambienttemperature0,150,310,0963490,30,450,1382460,450,560,1712010,60,660,2001740,750,740,2261560,90,820,2501421,050,890,2721321,20,960,2941231,351,030,3141161,51,090,3331101,651,150,3511051,81,210,3691011,951,270,387972,11,320,403932,251,380,420902,41,430,436872,551,480,452852,71,530,467822,851,580,482803,01,630,49778www.hubersuhner.comHUBER+SUHNER is certified according to ISO 9001, ISO 14001, AS/EN9100, ISO/TS 16949 and IRIS.Waiver: Fact and figures herein are for information only and do not represent any warranty of any kind.Data SheetFlexible RF cableRG_316_/UItem: 22510079Page 2/2Document: DOC-0000177782 AS / PDO P / date of publication: 14.10.2020 17:53:59 / uncontrolled copy
https://timesmicrowave.com/wp-content/uploads/2022/03/lmr-900-coax-cables-datasheet.pdf | cable | (800) TMS-COAX • www.timesmicrowave.com36TIMES MICROWAVE SYSTEMSIdeal for… • Medium Antenna Feeder runs (no jumpers required) • Jumper Assemblies for 1-5/8” & 2-1/4” Feeders • Any application (e.g. WLL, GPS, LMR, WLAN, WISP, WiMax, SCADA, Mobile Antennas) requiring an easily routed, low loss RF cableElectrical Specifications Performance Property Units US (metric) Velocity of Propagation % 87 Dielectric Constant NA 1.32 Time Delay nS/ft (nS/m) 1.17 (3.83) Impedance ohms 50 Capacitance pF/ft (pF/m) 23.4 (76.6) Inductance uH/ft (uH/m) 0.058 (0.19) Shielding Effectiveness dB >90 DC Resistance Inner Conductor ohms/1000ft (/km) 0.54 (1.77) Outer Conductor ohms/1000ft (/km) 0.55 (1.8) Voltage Withstand Volts DC 5000 Jacket Spark Volts RMS 8000 Peak Power kW 62 LMR®-900 Flexible Low Loss Communications CoaxLMR-900Construction Specifications Description Material In. (mm) Inner Conductor BC Tube (.222" ID) 0.262 (6.65) Dielectric Foam PE 0.680 (17.27) Outer Conductor Aluminum Tape 0.686 (17.42) Overall Braid Tinned Copper 0.732 (18.59) Jacket (see table) 0.870 (22.10) Environmental Specifications Performance Property 0F oC Installation Temperature Range -40/+185 -40/+85 Storage Temperature Range -94/+185 -70/+85 Operating Temperature Range -40/+185 -40/+85Mechanical Specifications Performance Property Units US (metric) Bend Radius: installation in. (mm) 3.00 (76.2) Bend Radius: repeated in. (mm) 9.0 (228.6) Bending Moment ft-lb (N-m) 9.0 (12.20) Weight lb/ft (kg/m) 0.266 (0.40) Tensile Strength lb (kg) 750 (340.5) Flat Plate Crush lb/in. (kg/mm) 100 (1.79) Part Description Stock Part Number Application Jacket Color Code LMR-900-DB Outdoor/Watertight PE Black 54094 LMR-900-FR Indoor/Outdoor Riser CMR FRPE Black 54033 PVC: Poly Vinyl Chloride (800) TMS-COAX • www.timesmicrowave.com37TIMES MICROWAVE SYSTEMSLMR-900Attenuation vs. Frequency (typical)Attenuation(db per 100 feet)10.01.00.110 100 1,000 10,000 Calculate Attenuation = (0.051770) • FMHz + (0.000160) • FMHz (interactive calculator available at http://www.timesmicrowave.com/cable_calculators)Attenuation: VSWR=1.0 ; Ambient = +25°C (77°F) Power: VSWR=1.0; Ambient = +40°C; Inner Conductor = 100°C (212°F); Sea Level; dry air; atmospheric pressure; no solar loadingFrequency (MHz) Frequency (MHz) 30 50 150 220 450 900 1500 1800 2000 2500 5800 Attenuation dB/100 ft 0.3 0.4 0.7 0.8 1.2 1.7 2.2 2.5 2.6 3.0 4.9 Attenuation dB/100 m 0.9 1.2 2.2 2.6 3.8 5.6 7.4 8.2 8.6 9.8 16.0 Avg. Power kW 8.89 6.85 3.89 3.19 2.19 1.51 1.14 1.03 0.97 0.86 0.52(800) TMS-COAX • www.timesmicrowave.com38TIMES MICROWAVE SYSTEMSLMR®-900 Flexible Low Loss Communications CoaxInstall ToolsLMR-900EZ-900-NMC-23190-1262EZ-900-NFC-23190-1263EZ-900-716MC-23190-1641EZ-900-716FC-23190-1550EZ-900-78EIA-23190-1282WR-9003190-509ST-900C3190-1310GST-900A3190-435CCT-023192-165 Part Stock Type Number Code Description Strip Tool ST-900C 3190-1310 For LMR 900 Clamp Style Connectors Midspan Strip Tool GST-900A 3190-435 For Ground Strap Attachment Wrenches WR-900 3190-509 1-1/4" Box Wrench (2 required) Cutting Tool CCT-02 3192-165 Cable end flush cut tool Replacement Blade RB-02 3192-166 Replacement blade for cutting toolEZ-900-78EIA-RA3190-1450 Connectors Inner Outer Finish* Part Stock VSWR ** Coupling Contact Contact Body Length Width Weight Interface Description Number Code Freq. (GHz) Nut Attach Attach /Pin in (mm) in (mm) lb (g) 1. 7-16 DIN Female Straight Jack EZ-900-716FC-2 3190-1550 <1.25:1 (2.5) NA Press Fit Clamp S/S 2.0 (51) 1.38 (35.1) 0.379 (171.9) 2. 7-16 DIN Male Straight Plug EZ-900-716MC-2 3190-1641 <1.25:1 (2.5) Hex Press Fit Clamp S/S 2.0 (51) 1.44 (36.6) 0.485 (220.0) 3. 7-16 DIN Male Right Angle EZ-900-716-MC-RA 3190-614 <1.35:1 (2.5) Hex Press Fit Clamp S/S 2.7 (69) 2.15 (55.0) 1.150 (521.6) 4. 7/8 EIA Male Straight Plug EZ-900-78EIA-2 3190-1282 <1.25:1 (2.5) NA Press Fit Clamp S/S 3.0 (76) 2.24 (56.9) 1.013 (459.5) 5. 7/8 EIA Male Right Angle EZ-900-78EIA-RA 3190-1450 <1.25:1 (1) Flange Press Fit Clamp S/S 2.95 (75.0) 2.60 (66.0) 1.50 (680.4) 6. N Female Straight Jack EZ-900-NFC-2 3190-1263 <1.25:1 (6) NA Press Fit Clamp S/S 2.0 (51) 1.38 (35.1) 0.443 (200.9) 7. N Male Straight Plug EZ-900-NMC-2 3190-1262 <1.25:1 (6) Hex/Knurl Press Fit Clamp S/S 2.0 (51) 1.38 (35.1) 0.463 (210.0) * Finish metals: N=Nickel, S=Silver, G=Gold, SS=Stainless Steel, A=Alballoy **VSWR spec based on 3 foot cable with a connector pairEZ-900-716-MC-RA3190-6141756432(800) TMS-COAX • www.timesmicrowave.com39TIMES MICROWAVE SYSTEMSLMR-900Accessories Part Stock Type Number Code Description Ground Kit GK-S900TT GK-S900TT Standard Grounding Kit (each) Hoisting Grip HG-900T HG-900T Split/Laced Type (each) Cold Shrink CS-A900T CS-A900T Cable to Antenna Junction (each) Cold Shrink CS-90120T CS-90120T LMR-900 to -1200 Junction (each) Cold Shrink CS-90170T CS-90170T LMR-900 to -1700 Junction (each) Stand. Entry Port Cushion SC-900T-3 SC-900T-3 Three Cables (each) Standard Entry Panels Full Range of Port Styles/Combinations Available Hanger Blocks CB-900T CB-900T Dual Cable Support Block (kit of 10) Hanger Block Supporting Hardware Complete Range of Supporting Hardware & Adapters Available Snap-in Hangers SH-U900T SH-U900T Snap-in Hanger (Kit of 10)HG-900TCS-A900T, CS-90120T, CS-90170TSC-900TStandard Entry PanelsCB-900TGK-S900TTSH-U900THanger Block Hardware
https://source.z2data.com/2022/9/7/12/36/21/82456/7466811/PdfFile_104171.pdf | cable | DescriptionEnviroflex: LSFH alternatives to RG cablesRG316D/RD316 LSFH, 50 Ohm, 6 GHz, 105°C, ø3.16 mm,RADOX® jacket, Flame retardant, UL AWM style 3651, CPRqualifiedTechnical DataConstructionMaterialDetailDiameterCentre conductorSteel, Copper+Silver platedStrand-070.54 mmDielectricSPEX (Crosslink Foam PE)1.53 mmOuter conductorCopper, Silver platedBraid, 96%1.99 mmOuter conductorCopper, Silver platedBraid, 90 %2.44 mmJacketRADOXblack/bl line3.16 mm +/- 0.08Print: HUBER+SUHNER ENVIROFLEX 316 D 50 Ohm (UL logo) AWM Style 3651 Dca-s1b,d1,a1 (production order number)Electrical DataImpedance50 Ω +/- 2Operating Frequency6 GHzCapacitance94.5 pF/mVelocity of signal propagation70.1 %Signal delay4.72 ns/mScreening effectiveness≥ 70 dB (up to 6 GHz)Operating voltage≤ 1.3 kVrms (at sea level)Test voltage3 kVrms (50 Hz/1 min)Voltage Rating UL300 VPhase vs Temperature-40°C... + 100°C10000 ppmPhase vs Bending0.7 °/GHzMechanical DataWeight2.1 kg/100 mMin. bending radiusstatic5 mmrepeated (for ≤ 30000 bendings)30 mmdynamic30 mmAbrasion testMIL-T-81490 - §4.7.19 - prod. II -modifiedEnvironmental DataTemperature range-40 °C ... +105 °CTemperature rating UL105 °CInstallation temperature-20 °C... +60 °CCold bend testMIL-C-17 § 4.8.19Ageing testMIL-C-17 § 4.8.16Thermal stress testIEC 61196-1 § 10.9Uv resistance testIEC 60068-2-5, proc. CFlame propagation testEN 60332-1-2, UL 1581 § 1100, EN50305, 9.1.2, FAR 25.869Smoke density testEN 61034-2Halogen testIEC 60754Halogen freeYes2011/65/EU (RoHS - including2015/863 and 2017/2102)compliant1907/2006/EC (REACH)compliant2000/53/EC (ELV)compliant2012/19/EU (WEEE)no special marking needed2011/305/EU (CPR)compliant, Dca-s1b,d1,a1Flex life testMIL-T-81490 - §4.7.15 - prod. II -modifiedAdditional InformationRailway certificates discontinued by end of 2017. Replacement type for railway: RADOX_RF_316_D.Data SheetFlexible RF cableENVIROFLEX_316_DItem: 22512281Page 1/3Document: DOC-0000177941 BT / PDO AM / date of publication: 10.11.2020 17:25:20 / uncontrolled copyRemarks(For details refer to the HUBER+SUHNER RF CABLES GENERAL CATALOGUE or contact your nearest HUBER+SUHNER partner)Suitable ConnectorsCable groupU4 2 mm / 50 OhmData SheetFlexible RF cableENVIROFLEX_316_DItem: 22512281Page 2/3Document: DOC-0000177941 BT / PDO AM / date of publication: 10.11.2020 17:25:20 / uncontrolled copyMatrixtypical Attenuation [ formula: (a*f^0.5 + b*f) ] and maximum Power CW [ formula: (p/f^0.5) ]Coefficients:a = 0.7648b = 0.1301fmax = 6P at 1GHz = 110FrequencyNom. attenuationNom. attenuationMax. CW power(GHz)(dB / m)(dB / ft)(W)sea level 25° Cambienttemperaturesea level 25° Cambienttemperaturesea level 40° Cambienttemperature0,30,460,1402010,60,670,2041420,90,840,2571161,20,990,3031001,51,130,345901,81,260,384822,11,380,421762,41,50,456712,71,610,490673,01,710,523643,31,820,554613,61,920,585583,92,020,615564,22,110,644544,52,210,673524,82,30,701505,12,390,729495,42,480,756475,72,570,783466,02,650,80945www.hubersuhner.comHUBER+SUHNER is certified according to ISO 9001, ISO 14001, AS/EN9100, ISO/TS 16949 and IRIS.Waiver: Fact and figures herein are for information only and do not represent any warranty of any kind.Data SheetFlexible RF cableENVIROFLEX_316_DItem: 22512281Page 3/3Document: DOC-0000177941 BT / PDO AM / date of publication: 10.11.2020 17:25:20 / uncontrolled copy
https://source.z2data.com/2021/3/25/9/48/37/151/841181257/22511635.pdf | cable | DescriptionSucoform: Formstable, hand-formable alternatives to semi-rigid microwave cablesRG402 dimension, non-magnetic, 50 Ohm, 33 GHz, 165°C, ø3.58mm, no jacketTechnical DataConstructionMaterialDetailDiameterCentre conductorCopper, Silver platedWire0.95 mmDielectricPTFE (Polytetrafluoroethylene)2.95 mmOuter conductorCopper, Tin platedTin soaked braid, 100%3.58 mmPrint: HUBER+SUHNER SUCOFORM 141 Cu 50 Ohm (PA no.)Electrical DataImpedance50 Ω +/- 2Operating Frequency33 GHzCapacitance92 pF/mVelocity of signal propagation71 %Signal delay4.7 ns/mScreening effectiveness≥ 100 dB (up to 18 GHz)Operating voltage≤ 1.9 kVrms (at sea level)Test voltage5 kVrms (50 Hz/1 min)Mechanical DataWeight4 kg/100 mMin. bending radiusstatic8 mmrepeated (for ≤ 50 bendings)40 mmEnvironmental DataTemperature range-65 °C ... +165 °CInstallation temperature-20 °C... +60 °CFlame propagation testIEC 60332-1, UL 1581 § 1080 (VW-1)Halogen freeNo2011/65/EU (RoHS - including2015/863 and 2017/2102)compliant1907/2006/EC (REACH)compliant2000/53/EC (ELV)compliant2012/19/EU (WEEE)no special marking neededAdditional InformationRemarks(For details refer to the HUBER+SUHNER RF CABLES GENERAL CATALOGUE or contact your nearest HUBER+SUHNER partner)Suitable ConnectorsCable groupY12 3 mm / 50 OhmData SheetFormable microwave cableSUCOFORM_141_CUItem: 22511635Page 1/2Document: DOC-0000177916 AS / PDO J / date of publication: 14.10.2020 17:36:23 / uncontrolled copyMatrixtypical Attenuation [ formula: (a*f^0.5 + b*f) ] and maximum Power CW [ formula: (p/f^0.5) ]Coefficients:a = 0.355b = 0.04fmax = 33P at 1GHz = 425FrequencyNom. attenuationNom. attenuationMax. CW power(GHz)(dB / m)(dB / ft)(W)sea level 25° Cambienttemperaturesea level 25° Cambienttemperaturesea level 40° Cambienttemperature1,650,520,1593313,30,780,2372344,950,990,3011916,61,180,3581658,251,350,4111489,91,510,46113511,551,670,50912513,21,820,55411714,851,960,59811016,52,10,64110518,152,240,68210019,82,370,7239621,452,50,7639223,12,630,8028824,752,760,8408526,42,880,8788328,053,00,9158029,73,120,9527831,353,240,9887633,03,361,02474www.hubersuhner.comHUBER+SUHNER is certified according to ISO 9001, ISO 14001, AS/EN9100, ISO/TS 16949 and IRIS.Waiver: Fact and figures herein are for information only and do not represent any warranty of any kind.Data SheetFormable microwave cableSUCOFORM_141_CUItem: 22511635Page 2/2Document: DOC-0000177916 AS / PDO J / date of publication: 14.10.2020 17:36:23 / uncontrolled copy
https://source.z2data.com/2022/4/15/4/22/30/628915/PdfFile_850243.pdf | cable | DescriptionSucoform: Formstable, hand-formable alternatives to semi-rigid microwave cablesRG403 dimension, 50 Ohm, 40 GHz, 165°C, ø2.5 mm, FEP jacketTechnical DataConstructionMaterialDetailDiameterCentre conductorSteel, Copper+Silver platedWire0.53 mmDielectricPTFE (Polytetrafluoroethylene)1.65 mmOuter conductorCopper, Tin platedTin soaked braid, 100%2.1 mmJacketFEP (Fluorinated ethylene propylene)RAL 3027 - rd2.5 mm +/- 0.1Print: HUBER+SUHNER SUCOFORM 86 FEP 50 Ohm (production order number)Electrical DataImpedance50 Ω +/- 2Operating Frequency40 GHzCapacitance95 pF/mVelocity of signal propagation71 %Signal delay4.7 ns/mScreening effectiveness≥ 100 dB (up to 18 GHz)Operating voltage≤ 1.5 kVrms (at sea level)Test voltage3 kVrms (50 Hz/1 min)Mechanical DataWeight1.8 kg/100 mMin. bending radiusstatic6 mmrepeated (for ≤ 50 bendings)20 mmEnvironmental DataTemperature range-65 °C ... +165 °CInstallation temperature-20 °C... +60 °CFlame propagation testIEC 60332-1, UL 1581 § 1080 (VW-1)Halogen freeNo2011/65/EU (RoHS - including2015/863 and 2017/2102)compliant1907/2006/EC (REACH)compliant2000/53/EC (ELV)compliant2012/19/EU (WEEE)no special marking neededAdditional InformationRemarks(For details refer to the HUBER+SUHNER RF CABLES GENERAL CATALOGUE or contact your nearest HUBER+SUHNER partner)Suitable ConnectorsCable groupY16 2 mm / 50 OhmData SheetFormable microwave cableSUCOFORM_86_FEPItem: 22511942Page 1/2Document: DOC-0000177910 BC / PDO P / date of publication: 14.10.2020 17:28:08 / uncontrolled copyMatrixtypical Attenuation [ formula: (a*f^0.5 + b*f) ] and maximum Power CW [ formula: (p/f^0.5) ]Coefficients:a = 0.6283b = 0.04fmax = 40P at 1GHz = 280FrequencyNom. attenuationNom. attenuationMax. CW power(GHz)(dB / m)(dB / ft)(W)sea level 25° Cambienttemperaturesea level 25° Cambienttemperaturesea level 40° Cambienttemperature2,00,970,2951984,01,420,4321406,01,780,5421148,02,10,6399910,02,390,7278912,02,660,8108114,02,910,8877516,03,150,9617018,03,391,0326620,03,611,1006322,03,831,1666024,04,041,2315726,04,241,2935528,04,441,3555330,04,641,4155132,04,831,4734934,05,021,5314836,05,211,5884738,05,391,6444540,05,571,69944www.hubersuhner.comHUBER+SUHNER is certified according to ISO 9001, ISO 14001, AS/EN9100, ISO/TS 16949 and IRIS.Waiver: Fact and figures herein are for information only and do not represent any warranty of any kind.Data SheetFormable microwave cableSUCOFORM_86_FEPItem: 22511942Page 2/2Document: DOC-0000177910 BC / PDO P / date of publication: 14.10.2020 17:28:08 / uncontrolled copy
https://source.z2data.com/2022/7/6/3/39/6/197219/9879548/PdfFile406593.pdf | cable | DescriptionEnviroflex: LSFH alternatives to RG cablesRG400 LSFH, 50 Ohm, 6 GHz, 105°C, ø5 mm, RADOX® jacket,Flame retardant, UL AWM style 3651, CPR qualifiedTechnical DataConstructionMaterialDetailDiameterCentre conductorCopper, Silver platedStrand-191 mmDielectricSPEX (Crosslink Foam PE)2.98 mmOuter conductorCopper, Silver platedBraid, 96%3.61 mmOuter conductorCopper, Silver platedBraid, 94 %4.2 mmJacketRADOXblack/bl line5 mm +/- 0.1Print: HUBER+SUHNER ENVIROFLEX 400 50 Ohm (UL logo) AWM Style 3651 Eca (production order number)Electrical DataImpedance50 Ω +/- 2Operating Frequency6 GHzCapacitance94 pF/mVelocity of signal propagation70.3 %Signal delay4.74 ns/mScreening effectiveness≥ 70 dB (up to 6 GHz)Operating voltage≤ 2.5 kVrms (at sea level)Test voltage5 kVrms (50 Hz/1 min)Voltage Rating UL300 VPhase vs Temperature-40°C... + 100°C10000 ppmPhase vs Bending0.5 °/GHzMechanical DataWeight6 kg/100 mMin. bending radiusstatic10 mmrepeated (for ≤ 30000 bendings)40 mmdynamic40 mmAbrasion testMIL-T-81490 - §4.7.19 - prod. II -modifiedEnvironmental DataTemperature range-40 °C ... +105 °CTemperature rating UL105 °CInstallation temperature-20 °C... +60 °CCold bend testMIL-C-17 § 4.8.19Ageing testMIL-C-17 § 4.8.16Thermal stress testIEC 61196-1 § 10.9Uv resistance testIEC 60068-2-5, proc. CFlame propagation testEN 60332-1-2, UL 1581 § 1100, IEC60332-1Smoke density testEN 61034-2Toxicity testNF X 70-100Halogen testIEC 60754Halogen freeYes2011/65/EU (RoHS - including2015/863 and 2017/2102)compliant1907/2006/EC (REACH)compliant2000/53/EC (ELV)compliant2012/19/EU (WEEE)no special marking needed2011/305/EU (CPR)compliant, EcaAdditional InformationRailway certificates discontinued by end of 2017. Replacement type for railway: RADOX_RF_400.Remarks(For details refer to the HUBER+SUHNER RF CABLES GENERAL CATALOGUE or contact your nearest HUBER+SUHNER partner)Data SheetFlexible RF cableENVIROFLEX_400Item: 22512280Page 1/3Document: DOC-0000177943 BN / PDO AH / date of publication: 14.10.2020 17:38:30 / uncontrolled copySuitable ConnectorsCable groupU11 3 mm / 50 OhmData SheetFlexible RF cableENVIROFLEX_400Item: 22512280Page 2/3Document: DOC-0000177943 BN / PDO AH / date of publication: 14.10.2020 17:38:30 / uncontrolled copyMatrixtypical Attenuation [ formula: (a*f^0.5 + b*f) ] and maximum Power CW [ formula: (p/f^0.5) ]Coefficients:a = 0.402b = 0.142fmax = 6P at 1GHz = 225FrequencyNom. attenuationNom. attenuationMax. CW power(GHz)(dB / m)(dB / ft)(W)sea level 25° Cambienttemperaturesea level 25° Cambienttemperaturesea level 40° Cambienttemperature0,30,260,0804110,60,40,1212900,90,510,1552371,20,610,1862051,50,710,2151841,80,790,2421682,10,880,2681552,40,960,2941452,71,040,3181373,01,120,3421303,31,20,3651243,61,270,3881193,91,350,4111144,21,420,4331104,51,490,4551064,81,560,4761035,11,630,4971005,41,70,518975,71,770,539946,01,840,56092www.hubersuhner.comHUBER+SUHNER is certified according to ISO 9001, ISO 14001, AS/EN9100, ISO/TS 16949 and IRIS.Waiver: Fact and figures herein are for information only and do not represent any warranty of any kind.Data SheetFlexible RF cableENVIROFLEX_400Item: 22512280Page 3/3Document: DOC-0000177943 BN / PDO AH / date of publication: 14.10.2020 17:38:30 / uncontrolled copy
https://source.z2data.com/2022/1/25/11/57/59/180375/PdfFile_275503.pdf | cable | DescriptionK: RF cables with PTFE/FEP/PFA dielectrics50 Ohm, 1 GHz, 205°C, ø1.25 mm, PFA jacketTechnical DataConstructionMaterialDetailDiameterCentre conductorCopper, Silver platedStrand-070.19 mmDielectricPFA (Perfluoroalkoxy)0.52 mmOuter conductorCopper, Silver platedBraid, 87%0.9 mmJacketPFA (Perfluoroalkoxy)RAL 9010 - wh1.25 mm +/- 0.05Print: (no print)Electrical DataImpedance50 Ω +/- 5Operating Frequency1 GHzCapacitance96.6 pF/mVelocity of signal propagation69 %Signal delay4.83 ns/mScreening effectiveness≥ 40 dB (up to 1 GHz)Operating voltage≤ 0.4 kVrms (at sea level)Test voltage0.8 kVrms (50 Hz/1 min)Mechanical DataWeight0.9 kg/100 mMin. bending radiusstatic6 mm12 mmdynamic20 mmEnvironmental DataTemperature range-80 °C ... +205 °CInstallation temperature-20 °C... +60 °CFlame propagation testIEC 60332-3 (A), UL (horizontal flametest)Halogen freeNo2011/65/EU (RoHS - including2015/863 and 2017/2102)compliant1907/2006/EC (REACH)compliant2000/53/EC (ELV)compliant2012/19/EU (WEEE)no special marking neededAdditional InformationRemarks(For details refer to the HUBER+SUHNER RF CABLES GENERAL CATALOGUE or contact your nearest HUBER+SUHNER partner)Suitable ConnectorsCable groupU0 1 mm / 50 OhmData SheetFlexible RF cableK_01152-07Item: 22511192Page 1/2Document: DOC-0000178000 AS / PDO N / date of publication: 14.10.2020 18:02:44 / uncontrolled copyMatrixtypical Attenuation [ formula: (a*f^0.5 + b*f) ] and maximum Power CW [ formula: (p/f^0.5) ]Coefficients:a = 2.21b = 0.259fmax = 1P at 1GHz = 27FrequencyNom. attenuationNom. attenuationMax. CW power(GHz)(dB / m)(dB / ft)(W)sea level 25° Cambienttemperaturesea level 25° Cambienttemperaturesea level 40° Cambienttemperature0,050,510,1551210,10,720,221850,150,890,273700,21,040,317600,251,170,357540,31,290,393490,351,40,426460,41,50,458430,451,60,487400,51,690,516380,551,780,543360,61,870,569350,651,950,594330,72,030,619320,752,110,643310,82,180,666300,852,260,688290,92,330,710280,952,40,732281,02,470,75327www.hubersuhner.comHUBER+SUHNER is certified according to ISO 9001, ISO 14001, AS/EN9100, ISO/TS 16949 and IRIS.Waiver: Fact and figures herein are for information only and do not represent any warranty of any kind.Data SheetFlexible RF cableK_01152-07Item: 22511192Page 2/2Document: DOC-0000178000 AS / PDO N / date of publication: 14.10.2020 18:02:44 / uncontrolled copy
https://source.z2data.com/2022/10/20/15/21/51/862754/4249297/PdfFile_264574.pdf | cable | DescriptionRG: RG type RF cablesRG142, 50 Ohm, 6 GHz, 200°C, ø4.95 mm, FEP jacketTechnical DataConstructionMaterialDetailDiameterCentre conductorSteel, Copper+Silver platedWire0.95 mmDielectricPTFE (Polytetrafluoroethylene)2.95 mmOuter conductorCopper, Silver platedBraid, 97%3.6 mmOuter conductorCopper, Silver platedBraid, 94 %4.25 mmJacketFEP (Fluorinated ethylene propylene)RAL 8015 - br4.95 mm +/- 0.1Print: HUBER+SUHNER RG 142 B/U 50 Ohm (production order number)Electrical DataImpedance50 Ω +/- 2Operating Frequency6 GHzCapacitance95 pF/mVelocity of signal propagation69 %Signal delay4.75 ns/mScreening effectiveness≥ 85 dB (up to 6 GHz)Operating voltage≤ 2.5 kVrms (at sea level)Test voltage5 kVrms (50 Hz/1 min)Mechanical DataWeight6.4 kg/100 mMin. bending radiusstatic30 mm50 mmEnvironmental DataTemperature range-65 °C ... +200 °CInstallation temperature-20 °C... +60 °CFlame propagation testIEC 60332-3,Halogen freeNo2011/65/EU (RoHS - including2015/863 and 2017/2102)compliant1907/2006/EC (REACH)compliantAdditional InformationMIL reference: M17/60-RG142 (former reference: M17/158-00001)Remarks(For details refer to the HUBER+SUHNER RF CABLES GENERAL CATALOGUE or contact your nearest HUBER+SUHNER partner)Suitable ConnectorsCable groupU9 3 mm / 50 OhmData SheetFlexible RF cableRG_142_B/UItem: 22510037Page 1/2Document: DOC-0000177741 AW / PDO O / date of publication: 14.10.2020 17:37:57 / uncontrolled copyMatrixtypical Attenuation [ formula: (a*f^0.5 + b*f) ] and maximum Power CW [ formula: (p/f^0.5) ]Coefficients:a = 0.3956b = 0.0645fmax = 6P at 1GHz = 407FrequencyNom. attenuationNom. attenuationMax. CW power(GHz)(dB / m)(dB / ft)(W)sea level 25° Cambienttemperaturesea level 25° Cambienttemperaturesea level 40° Cambienttemperature0,30,240,0727430,60,350,1055250,90,430,1324291,20,510,1563721,50,580,1773321,80,650,1973032,10,710,2162812,40,770,2342632,70,820,2512483,00,880,2682353,30,930,2842243,60,980,3002153,91,030,3152064,21,080,3301994,51,130,3441924,81,180,3591865,11,220,3731805,41,270,3861755,71,310,4001706,01,360,413166www.hubersuhner.comHUBER+SUHNER is certified according to ISO 9001, ISO 14001, AS/EN9100, ISO/TS 16949 and IRIS.Waiver: Fact and figures herein are for information only and do not represent any warranty of any kind.Data SheetFlexible RF cableRG_142_B/UItem: 22510037Page 2/2Document: DOC-0000177741 AW / PDO O / date of publication: 14.10.2020 17:37:57 / uncontrolled copy
https://source.z2data.com/2022/1/25/7/5/48/474558/HUBERSUHNERRG400UDataSheet.pdf | cable | DescriptionRG: RG type RF cablesRG400, 50 Ohm, 6 GHz, 200°C, ø4.95 mm, FEP jacketTechnical DataConstructionMaterialDetailDiameterCentre conductorCopper, Silver platedStrand-191 mmDielectricPTFE (Polytetrafluoroethylene)2.95 mmOuter conductorCopper, Silver platedBraid, 97%3.6 mmOuter conductorCopper, Silver platedBraid, 94 %4.2 mmJacketFEP (Fluorinated ethylene propylene)RAL 8015 - br4.95 mm +/- 0.1Print: HUBER+SUHNER RG 400 U 50 Ohm (production order number)Electrical DataImpedance50 Ω +/- 2Operating Frequency6 GHzCapacitance94 pF/mVelocity of signal propagation69 %Signal delay4.75 ns/mScreening effectiveness≥ 81 dB (up to 6 GHz)Operating voltage≤ 1.7 kVrms (at sea level)Test voltage3.4 kVrms (50 Hz/1 min)Mechanical DataWeight6.4 kg/100 mMin. bending radiusstatic30 mm50 mmdynamic75 mmEnvironmental DataTemperature range-65 °C ... +200 °CInstallation temperature-20 °C... +60 °CFlame propagation testIEC 60332-3,Halogen freeNo2011/65/EU (RoHS - including2015/863 and 2017/2102)compliant1907/2006/EC (REACH)compliantAdditional InformationMIL reference: M17/128-RG400Remarks(For details refer to the HUBER+SUHNER RF CABLES GENERAL CATALOGUE or contact your nearest HUBER+SUHNER partner)Suitable ConnectorsCable groupU11 3 mm / 50 OhmData SheetFlexible RF cableRG_400_/UItem: 22510080Page 1/2Document: DOC-0000177787 AY / PDO O / date of publication: 03.03.2021 17:29:15 / uncontrolled copyMatrixtypical Attenuation [ formula: (a*f^0.5 + b*f) ] and maximum Power CW [ formula: (p/f^0.5) ]Coefficients:a = 0.3894b = 0.0925fmax = 6P at 1GHz = 365FrequencyNom. attenuationNom. attenuationMax. CW power(GHz)(dB / m)(dB / ft)(W)sea level 25° Cambienttemperaturesea level 25° Cambienttemperaturesea level 40° Cambienttemperature0,30,240,0736660,60,360,1094710,90,450,1383851,20,540,1643331,50,620,1882981,80,690,2102722,10,760,2312522,40,830,2522362,70,890,2712223,00,950,2902113,31,010,3092013,61,070,3271923,91,130,3441854,21,190,3621784,51,240,3791724,81,30,3951675,11,350,4121625,41,40,4281575,71,460,4441536,01,510,460149www.hubersuhner.comHUBER+SUHNER is certified according to ISO 9001, ISO 14001, AS/EN9100, ISO/TS 16949 and IRIS.Waiver: Fact and figures herein are for information only and do not represent any warranty of any kind.Data SheetFlexible RF cableRG_400_/UItem: 22510080Page 2/2Document: DOC-0000177787 AY / PDO O / date of publication: 03.03.2021 17:29:15 / uncontrolled copy
https://source.z2data.com/2022/5/1/21/51/36/167901/PdfFile_119251.pdf | cable | DescriptionRG: RG type RF cablesRG214, 50 Ohm, 6 GHz, 85°C, ø10.8 mm, PVC jacketTechnical DataConstructionMaterialDetailDiameterCentre conductorCopper, Silver platedStrand-072.25 mmDielectricPE (Polyethylene)7.28 mmOuter conductorCopper, Silver platedBraid, 90.7%8 mmOuter conductorCopper, Silver platedBraid, 93.9 %8.7 mmJacketPVC II (low migration)RAL 9005 - bk10.8 mm +/- 0.15Print: HUBER+SUHNER RG 214 U 50 Ohm (production order number)Electrical DataImpedance50 Ω +/- 1Operating Frequency6 GHzCapacitance101 pF/mVelocity of signal propagation66 %Signal delay5 ns/mScreening effectiveness≥ 71 dB (up to 1 GHz)Operating voltage≤ 5 kVrms (at sea level)Test voltage10 kVrms (50 Hz/1 min)Phase vs Temperature-40°C... + 70°CPhase vs Bending9 °/GHzMechanical DataWeight18.5 kg/100 mMin. bending radiusstatic55 mmrepeated (for ≤ 50 bendings)108 mmEnvironmental DataTemperature range-25 °C ... +85 °CInstallation temperature-20 °C... +60 °CHalogen freeNo2011/65/EU (RoHS - including2015/863 and 2017/2102)compliant1907/2006/EC (REACH)compliantAdditional InformationMIL reference: M17/190-00001 (former reference: M17/75-RG214)Remarks(For details refer to the HUBER+SUHNER RF CABLES GENERAL CATALOGUE or contact your nearest HUBER+SUHNER partner)Suitable ConnectorsCable groupU32 7 mm / 50 OhmData SheetFlexible RF cableRG_214_/UItem: 22510057Page 1/2Document: DOC-0000177761 AW / PDO P / date of publication: 14.10.2020 17:56:49 / uncontrolled copyMatrixtypical Attenuation [ formula: (a*f^0.5 + b*f) ] and maximum Power CW [ formula: (p/f^0.5) ]Coefficients:a = 0.202b = 0.063fmax = 6P at 1GHz = 325FrequencyNom. attenuationNom. attenuationMax. CW power(GHz)(dB / m)(dB / ft)(W)sea level 25° Cambienttemperaturesea level 25° Cambienttemperaturesea level 40° Cambienttemperature0,30,130,0395930,60,190,0594200,90,250,0763431,20,30,0902971,50,340,1042651,80,380,1172422,10,430,1302242,40,460,1412102,70,50,1531983,00,540,1641883,30,570,1751793,60,610,1861713,90,640,1961654,20,680,2071594,50,710,2171534,80,740,2271485,10,780,2371445,40,810,2471405,70,840,2561366,00,870,266133www.hubersuhner.comHUBER+SUHNER is certified according to ISO 9001, ISO 14001, AS/EN9100, ISO/TS 16949 and IRIS.Waiver: Fact and figures herein are for information only and do not represent any warranty of any kind.Data SheetFlexible RF cableRG_214_/UItem: 22510057Page 2/2Document: DOC-0000177761 AW / PDO P / date of publication: 14.10.2020 17:56:49 / uncontrolled copy
https://timesmicrowave.com/wp-content/uploads/2022/03/lmr-1200-coax-cables-datasheet.pdf | cable | (800) TMS-COAX • www.timesmicrowave.com40TIMES MICROWAVE SYSTEMSLMR®-1200 Flexible Low Loss Communications CoaxLMR-1200Ideal for… • Medium Antenna Feeder runs • Jumper Assemblies for 1-5/8” & 2-1/4” Feeders • Building-Top Sites • Any application (e.g. WLL, GPS, LMR, WLAN, WISP, WiMax, SCADA, Mobile Antennas) requiring an easily routed, low loss RF cable Environmental Specifications Performance Property 0F oC Installation Temperature Range -40/+185 -40/+85 Storage Temperature Range -94/+185 -70/+85 Operating Temperature Range -40/+185 -40/+85Electrical Specifications Performance Property Units US (metric) Velocity of Propagation % 88 Dielectric Constant NA 1.29 Time Delay nS/ft (nS/m) 1.15 (3.79) Impedance ohms 50 Capacitance pF/ft (pF/m) 23.1 (75.8) Inductance uH/ft (uH/m) 0.058 (0.19) Shielding Effectiveness dB >90 DC Resistance Inner Conductor ohms/1000ft (/km) 0.32 (1.0) Outer Conductor ohms/1000ft (/km) 0.37 (1.2) Voltage Withstand Volts DC 6000 Jacket Spark Volts RMS 8000 Peak Power kW 90 Mechanical Specifications Performance Property Units US (metric) Bend Radius: installation in. (mm) 6.50 (165.1) Bend Radius: repeated in. (mm) 12.0 (304.8) Bending Moment ft-lb (N-m) 15 (20.34) Weight lb/ft (kg/m) 0.448 (0.67) Tensile Strength lb (kg) 1300 (590.2) Flat Plate Crush lb/in. (kg/mm) 250 (4.47) Part Description Stock Part Number Application Jacket Color Code LMR-1200-DB Outdoor/Watertight PE Black 54095 LMR-1200-FR Indoor/Outdoor Riser CMR FRPE Black 54034Construction Specifications Description Material In. (mm) Inner Conductor BC Tube (.309" ID) 0.349 (8.86) Dielectric Foam PE 0.920 (23.37) Outer Conductor Aluminum Tape 0.926 (23.52) Overall Braid Tinned Copper 0.972 (24.69) Jacket (see table) 1.200 (30.48)(800) TMS-COAX • www.timesmicrowave.com41TIMES MICROWAVE SYSTEMSLMR-1200Attenuation vs. Frequency (typical)Attenuation(db per 100 feet)10.01.00.110 100 1,000 10,000 Calculate Attenuation = (0.037370) • FMHz + (0.000160) • FMHz (interactive calculator available at http://www.timesmicrowave.com/cable_calculators)Attenuation: VSWR=1.0 ; Ambient = +25°C (77°F) Power: VSWR=1.0; Ambient = +40°C; Inner Conductor = 100°C (212°F); Sea Level; dry air; atmospheric pressure; no solar loading Frequency (MHz) 30 50 150 220 450 900 1500 1800 2000 2500 Attenuation dB/100 ft 0.2 0.3 0.5 0.6 0.9 1.3 1.7 1.9 2.0 2.3 Attenuation dB/100 m 0.7 0.9 1.6 1.9 2.8 4.2 5.5 6.1 6.5 7.4 Avg. Power kW 12.63 9.72 5.54 4.49 3.06 2.09 1.57 1.41 1.33 1.16 Frequency (MHz)(800) TMS-COAX • www.timesmicrowave.com42TIMES MICROWAVE SYSTEMSLMR-1200LMR®-1200 Flexible Low Loss Communications Coax Connectors Inner Outer Finish* Part Stock VSWR** Coupling Contact Contact Body Length Width Weight Interface Description Number Code Freq. (GHz) Nut Attach Attach /Pin in (mm) in (mm) lb (g) 1. 7-16 DIN Female Straight Jack EZ-1200-716FC-2 3190-2784 <1.20:1 (2.5) NA Spring Finger Clamp A/S 2.3 (58) 1.73 (44.0) 0.586 - (265.8) 2. 7-16 DIN Male Straight Plug EZ-1200-716MC-2 3190-2781 <1.20:1 (2.5) Hex Spring Finger Clamp A/S 2.3 (58) 1.73 (44.0) 0.848 (384.6) 3. N Female Straight Jack EZ-1200-NFC-2 3190-2785 <1.20:1 (2.5) NA Spring Finger Clamp A/S 2.2 (51) 1.73 (44.0) 0.630 (285.9) 4. N Male Straight Plug EZ-1200-NMC-2 3190-2783 <1.20:1 (2.5) Hex/Knurl Spring Finger Clamp A/S 2.4 (61) 1.73 (44.0) 0.651 (295.3) 5. 7/8 EIA Straight Plug EZ-1200-78EIA-2 3190-2780 <1.15:1 (0.5) NA Spring Finger Clamp A/S 3.8 (96) 2.22 (56.5) 1.206 (547.0) 6. 7/8 EIA Right Angle EZ-1200-78EIA-RA-2 3190-2782 <1.15:1 (0.5) NA Spring Finger Clamp A/S 3.1 (80) 3.07 (78.1) 1.800 (816.5) * Finishes: N=Nickel, S=Silver, G=Gold, SS=Stainless Steel, A=Alballoy **VSWR spec based on 3 foot cable with a connector pairCCT-023192-1653192-124ST-1200-CHWR-1200A - 3190-512WR-1200B - 3190-511GST-1200A3190-436EZ-1200-716-FC-23190-2784EZ-1200-78EIA-23190-2780EZ-1200-716MC-23190-2781EZ-1200-NFC-23190-2785EZ-1200-NMC-23190-2783Install Tools Part Stock Type Number Code Description Midspan Strip Tool GST-1200A 3190-436 For Ground Strap Attachment Wrench WR-1200A 3190-512 1-9/16" Box Wrench (1 required) Wrench WR-1200B 3190-511 1-7/16" Box Wrench (1 required) Strip Tool ST-1200-CH 3192-124 For LMR-1200 clamp style connectors Cutting Tool CCT-02 3192-165 Cable end flush cut tool Replacement Blade RB-02 3192-166 Replacement blade for cutting toolEZ-1200-78EIA-RA-23190-27825.1.6.4.3.2.(800) TMS-COAX • www.timesmicrowave.com43TIMES MICROWAVE SYSTEMSLMR-1200CB-1200TSH-U1200THanger Block HardwareStandard Entry PanelsHG-1200TSC-1200TCS-60120T, CS-90120TGK-S1200TTHardware Accessories Part Stock Type Number Code Description Ground Kit GK-S1200TT GK-S1200TT Standard Grounding Kit (each) Hoisting Grip HG-1200T HG-1200T Split/Laced Type (each) Cold Shrink CS-90120T CS-90120T LMR-900 to -1200 Junction (each) Cold Shrink CS-60120T CS-60120T LMR-600 to -1200 Junction (each) Standard Entry Port Cushion SC-1200T SC-1200T Three Cables (each) Standard Entry Panels Full Range of Port Styles/Combinations Available Hanger Blocks CB-1200T CB-1200T Dual Cable Support Block (kit of 10) Hanger Block Supporting Hardware Complete Range of Supporting Hardware & Adapters Available Snap-In Hangers SH-U1200T SH-U1200T Snap-In Hangers (Kit of 10)
https://www.alphawire.com/products/cable/alpha-essentials/coaxial-cable/9174/ | cable | Coaxial Cable ¦ Alpha Essentials ¦ 9174 ¦ Alpha Wire English English Spanish 简体中文 Region Africa & Middle East APAC Europe North America South America Dashboard Join Welcome User LOGOUT LOGIN 0 Unsupported Browser It looks like you’re using a web browser that we don’t support. To get the best experience, please use one of these supported browsers. ✓ Chrome ✓ Firefox ✓ Edge ✓ Opera ✓ Safari Products Cable Wire Accessories Custom Markets Aerospace and Defense Automated Systems Consumer Electronics Energy Industrial Packaging Medical Devices Pulp and Paper Robotics Semiconductor Resources Knowledge Center Regulation and Compliance Terms and Conditions Tools RoHS Certification Search Help Partners Find a Distributor Alpha Wire > Products > Cable > Alpha Essentials > Coaxial Cable > 9174 > Coaxial Cable 9174 Products > Cable > Alpha Essentials > Coaxial Cable > 9174 > Cable Alpha Essentials Alpha Wire Industrial Series Cable EcoGen®️ Pro-Tekt™: The European Cable System Xtra-Guard® Performance Cable Coaxial Cable 9174 This picture is representative only and may not match the specific configuration of the product listed on this page. Please refer to the product specifications for more information on this part number and its exact configuration. Download RoHS Certificate Coaxial Cable 9174 Part Number: 9174 Download RoHS Certificate Share Alpha Wire's Coaxial Cable 9174 twitter linkedin email facebook copy url send as sms Alpha Wire offers 50-, 75-, 93-, and 100-ohm coaxial, twinaxial, and triaxial cables in a wide range of insulation and jacket materials and rated for UL, CSA and military specifications. We now also provide non-magnetic coaxial cable options 9849 and 9851 , which provide better signal transmission with minimal distortion while handling higher frequencies. Looking for a space-saving option? We also offer Micro Coaxial cable, ideal for customers looking for uninterrupted signal transmission in compact spaces. Request Samples View Pricing Add to Cart Find a Stocking Distributor Construction Applicable specifications Environmental Other Properties View Pricing View Pricing Find a Stocking Distributor Construction Diameter ("in") 1) Component 1 1 x 1 COAX a) Conductor 26 (7/34) AWG BCW 0.019 b) Insulation 0.0205" Wall, Nom. Polyethylene (PE) 0.060 (1) Color(s) Cond Color Cond Color Cond Color 1 CLEAR 2) Shield TC BRAID Shield, 85% Coverage (min.) 3) Jacket 0.012" Wall, Nom., Type I PVC 0.102+/- 0.002 a) Color(s) Black, Red b) Print ALPHA WIRE-* P/N 9174 RG 174/U RU AWM STYLE 1354 CE ROHS * = Factory Code Applicable Specifications 1) UL AWM/STYLE 1354 60°C / 30 V RMS 2) Military MIL-C-17D/119F RG 174/U 85°C / 1100 V RMS 3) CE EU Low Voltage Directive 2006/95/EC Environmental 1) CE: EU Directive 2011/65/EU(RoHS2) This product complies with European Directive 2011/65/EU (RoHS Directive) of the European Parliament and of the Council of 8 June 2011. No exemptions are required for RoHS Compliance on this item. Refer to Alpha Wire RoHS Certificate Search . 2) REACH Regulation (EC 1907/2006) This product does not contain Substances of Very High Concern (SVHC) listed on the European Union's REACH candidate list in excess of 0.1% mass of the item. For up-to-date information, see Alpha's REACH SVHC Declaration . 3) California Proposition 65 Outer surface materials used in manufacturing this part meet the requirements of California Proposition 65. Properties Physical & Mechanical Properties 1) Temperature Range -40 to 80°C 2) Bend Radius 10X Cable Diameter 3) Pull Tension 3.9 lbs. max. Electrical Properties Engineering purposes only 1) Voltage Rating 1100 V RMS 2) Characteristic Impedance 50 Ω +/- 2 3) Ground Capacitance 30.8 pf/ft @1 kHz, Nominal 4) Velocity of Propagation 66 % 5) Conductor DCR 96.7 Ω/1000ft @20°C, Nominal 6) OA Shield DCR 11.8 Ω/1000ft @20°C, Nominal 7) Voltage Withstanding 4.5 kV (min.) 8) Corona Extinction 1.5 kV (min.) 9) SRL 20 db (min.) 10) Attenuation (max. dB/100ft) 6 @ 50 MHz 48 @ 1 GHz Other Packaging Flange x Traverse x Barrel (inches) a) 1200 FT 12 x 4.5 x 3.5 Continuous Length b) 1000 FT 6.5 x 6 x 1.9 Continuous Length c) 500 FT 6.5 x 4 x 2.5 Continuous Length d) 100 FT 3.5 x 3 x 1.125 Continuous Length Spool dimensions may vary slightly. Notes a) Red jacket & 1200 ft. put-up available by special order only. Minimums may apply. Prompt Text I Agree OK Cart Added ( ) ' ' to your cart Get a Sample Request a free product sample Get Sample Quick Links RoHS Search Competitor Cross REACH Find a Distributor Resources Request a Sample Heat Shrink Size Guide Regulation and Compliance Speak to Sales Product Changes About Alpha Wire About Alpha Wire About Eco Gen News and Events Career Opportunities Help ISO Certifications Follow Us Facebook LinkedIn 1-800-52-ALPHA Terms and Conditions Privacy Policy Customer Support Sitemap Copyright © 2024 Alpha Wire, All Rights Reserved. Cookie Settings
https://www.alphawire.com/products/cable/alpha-essentials/coaxial-cable/9316/ | cable | Coaxial Cable ¦ Alpha Essentials ¦ 9316 ¦ Alpha Wire English English Spanish 简体中文 Region Africa & Middle East APAC Europe North America South America Dashboard Join Welcome User LOGOUT LOGIN 0 Unsupported Browser It looks like you’re using a web browser that we don’t support. To get the best experience, please use one of these supported browsers. ✓ Chrome ✓ Firefox ✓ Edge ✓ Opera ✓ Safari Products Cable Wire Accessories Custom Markets Aerospace and Defense Automated Systems Consumer Electronics Energy Industrial Packaging Medical Devices Pulp and Paper Robotics Semiconductor Resources Knowledge Center Regulation and Compliance Terms and Conditions Tools RoHS Certification Search Help Partners Find a Distributor Alpha Wire > Products > Cable > Alpha Essentials > Coaxial Cable > 9316 > Coaxial Cable 9316 Products > Cable > Alpha Essentials > Coaxial Cable > 9316 > Cable Alpha Essentials Alpha Wire Industrial Series Cable EcoGen®️ Pro-Tekt™: The European Cable System Xtra-Guard® Performance Cable Coaxial Cable 9316 This picture is representative only and may not match the specific configuration of the product listed on this page. Please refer to the product specifications for more information on this part number and its exact configuration. Download RoHS Certificate Coaxial Cable 9316 Part Number: 9316 Download RoHS Certificate Share Alpha Wire's Coaxial Cable 9316 twitter linkedin email facebook copy url send as sms Alpha Wire offers 50-, 75-, 93-, and 100-ohm coaxial, twinaxial, and triaxial cables in a wide range of insulation and jacket materials and rated for UL, CSA and military specifications. We now also provide non-magnetic coaxial cable options 9849 and 9851 , which provide better signal transmission with minimal distortion while handling higher frequencies. Looking for a space-saving option? We also offer Micro Coaxial cable, ideal for customers looking for uninterrupted signal transmission in compact spaces. Request Samples View Pricing Add to Cart Find a Stocking Distributor Construction Applicable specifications Environmental Other Properties View Pricing View Pricing Find a Stocking Distributor Construction Diameter ("in") 1) Component 1 1 x 1 COAX a) Conductor 25 (7/.0067) AWG SCW 0.020 b) Insulation 0.020" Wall, Nom. PTFE 0.060 (1) Color(s) Cond Color Cond Color Cond Color 1 CLEAR 2) Shield SPC BRAID Shield, 94% Coverage, min. 3) Jacket 0.010" Wall, Nom., FEP 0.098 (0.102 max.) a) Color(s) NATURAL TAN b) Print ALPHA WIRE-* P/N 9316 MIL-DTL-17 M17/113-RG 316 12814 E346462 1C 26 AWG SHIELDED 200C (UL) C(UL) CMG FT4 OR AWM 1971 150C 125V CE ROHS * = Factory Code Note: Product may have c(UL) or CSA markings depending upon plant of manufacture. Applicable Specifications 1) UL AWM/STYLE 1971 150°C / 125 V RMS CMG 200°C 2) CSA International C(UL) TYPE CMG 200°C FT4 3) Military MIL-C-17/113 RG 316/U 200°C / 900 V RMS 4) CE EU Low Voltage Directive 2006/95/EC Environmental 1) CE: EU Directive 2011/65/EU(RoHS2) This product complies with European Directive 2011/65/EU (RoHS Directive) of the European Parliament and of the Council of 8 June 2011. No exemptions are required for RoHS Compliance on this item. Refer to the RoHS Certificate of Compliance for more detail. 2) REACH Regulation (EC 1907/2006) This product does not contain Substances of Very High Concern (SVHC) listed on the European Union's REACH candidate list in excess of 0.1% mass of the item. For up-to-date information, please see Alpha's REACH SVHC Declaration . 3) California Proposition 65 Outer surface materials used in manufacturing this part meet the requirements of California Proposition 65. Properties Physical & Mechanical Properties 1) Temperature Range -55 to 200°C 2) Bend Radius 10X Cable Diameter 3) Pull Tension 2.11 lbs. max. Electrical Properties Engineering purposes only 1) Voltage Rating 900 V RMS 2) Characteristic Impedance 50 Ω +/- 2 3) Ground Capacitance 29.3 pf/ft @1 kHz, Nominal 4) Velocity of Propagation 70 % 5) Conductor DCR 85.8 Ω/1000ft @20°C, Nominal 6) OA Shield DCR 8.5 Ω/1000ft @20°C, Nominal 7) Voltage Withstanding 2 kV, min. 8) Corona Extinction 1.2 kV, min. 9) SRL 30 db @ 50 MHz 30 @ 100 MHz 23 @ 400 MHz 21 @ 1 GHz 17 db @ 3 GHz 10) Attenuation (max. dB/100ft) 7.5 @ 50 MHz 11 @ 100 MHz 21 @ 400 MHz 38 @ 1 GHz 58 @ 3 GHz Other Packaging Flange x Traverse x Barrel (inches) a) 1000 FT 9 x 4.5 x 3.5 max. 3 separate pieces; Min length/piece 100 FT. b) 500 FT 6.5 x 4 x 2.5 max. 2 separate pieces; Min length/piece 100 FT. c) 100 FT 3.5 x 3 x 1.125 Continuous Length d) Bulk (made-to-order) Max. 3 pieces per 1000 FT./Min length 100 FT. [Spool dimensions may vary slightly] Prompt Text I Agree OK Cart Added ( ) ' ' to your cart Get a Sample Request a free product sample Get Sample Quick Links RoHS Search Competitor Cross REACH Find a Distributor Resources Request a Sample Heat Shrink Size Guide Regulation and Compliance Speak to Sales Product Changes About Alpha Wire About Alpha Wire About Eco Gen News and Events Career Opportunities Help ISO Certifications Follow Us Facebook LinkedIn 1-800-52-ALPHA Terms and Conditions Privacy Policy Customer Support Sitemap Copyright © 2024 Alpha Wire, All Rights Reserved. Cookie Settings
https://www.alphawire.com/disteAPI/SpecPDF/DownloadProductSpecPdf?productPartNumber=9436 | cable | %PDF-1.4%����1 0 obj<</CreationDate(D:20240802170043+00'00')/Creator(PDFsharp 1.50.5147 \(www.pdfsharp.com\))/Producer(PDFsharp 1.50.5147 \(www.pdfsharp.com\))>>endobj2 0 obj<</Type/Catalog/Pages 3 0 R>>endobj3 0 obj<</Type/Pages/Count 3/Kids[22 0 R 30 0 R 46 0 R]>>endobj4 0 obj<</Type/ExtGState/ca 1>>endobj5 0 obj<</Type/ExtGState/CA 1>>endobj6 0 obj<</Type/XObject/Subtype/Image/Length 1997/Filter/FlateDecode/Width 166/Height 45/BitsPerComponent 8/ColorSpace[/Indexed/DeviceRGB 127 7 0 R]/Interpolate true>>streamx�͙{W�H�}10�(�`(**V�(�O���u��W�B5UK˺�Wߙ�H���lW�?Ln2�/w�+�J¦�e{u2�¦]_��Qz�'�(,ˢ�˞��w��Io�>��a�,¦�H�6ɂ��\��F>0����D�#R3B�p�/[n�k�i���`OW�$Asv���f����3�۲C^�/.�fۍM��N���xa�6�5����n鉙z^VZ�A~0SMJO������&N)���/����l>�n4���N�D���%���FSJWZ�����K����li�oƦ��=*�{D9�1Eoz�^7����g��F�M�L�؏1&J����E�;BW���.��g��וo滾��ؓ��.���)�N����/������1�3��am�G�3ѱ�SZ�L��v��HJf�R'ϒ¡N9K6�_y�r�_��Cl#d���↎�ͧl[ݒet����J��&^���3��4����E�������A��¦ʀ����5}�%2�����6M\&�4>�3���z���pY�S�9w�D�����CS~W��'�Mm^�7<�Xm�J0D�T��}��2�#w���1�mk�-�Z)�-�8���&��i�Ӈw}e�&�'�Su��s�d&TV�Ⲳ�6�7��8��u8��땜��ܢ�?�,֯!�����Ζ���~�&*�I�R���.�ga͖�x����XB�q�cG���E�)��/uS���0����(�8h*�.�L��脙�z�N�Ζ�R�@�^��j�_����%�ǡL��X���9)�ϗ�M'����w��▇��p�)��wm��g�5G�gl$/6\���1�������Q��r�������F�G��p��C�'R9����2��9W!!T�� ر���+�%��Ed2)e�Z�̈́� W!��¦��mZ븞LaDR�LӴ,��=�@���`��)�_� $8^�S��B�='W����D�N��~#I$I��G�1����6�>I�!z�v�P�딟�q�,?B��V�z�!8b˟���BYz�����r1�>��J��c_T���Ԛw@Hf��&j�T��^��.r17��{�jo�<���-;*9ȯK�_*�r/D+.RGw��k�<���z�ؕ�L+5�ɕ��[?�TZo�Y�A�Ru^�1۲�%���F�5�Ƚ԰ڱY(3T��n�����7����>C�^È�G�e���蔤]Q��$�󎇸MA�*]�J�9�ą��;���F��M>Z��{��Ҫv���(�bF��C0]��a_��ْ>���N���JY^$w����.TT�A�w�����R#%��{�k��Nj,�SjRj�D�c3�"����A��ϒ�(_���$geD�Q�ZƳ9dr����cՖ0RZ>���VJ1E��c�7��ܦU�:�¦ہ�Yɨ�a�J�\;�[9��V!%߾���<�9���*Ef��ߝK&��ƩoK��}E���p�Hh]q`u�;!�����PA�(i����=���&Y����ޢ��l(r~P�D5Ɲy�;������n*���8��j�q�R���on߻�U;P���պaS��0I�c#��ʠ��~��tK�_��d�����f�e�ed�N�)�����$�����A���̜�dk��w�b[��r���H��)ij�G?�������Ζ�KF�0Ų��D:>����u?�^��b���6�=�Z>D��/.�endstreamendobj7 0 obj<</Length 384>>stream�������j������؈���������z(�ֽ����u!��]���,���r��S����x&�}.���q�����X������5����ƣ�����b�p��������:C�����g��������#���Ý���������ͭ������<���������������E��G����Ѵ�Ժ�������{�u ����������� �w#����t�����������Ӹ�������������������������{+�˫�����W��o��p��7������q�ӹ���������endstreamendobj8 0 obj<</Type/Font/Subtype/Type0/Encoding/Identity-H/ToUnicode 9 0 R/BaseFont/PRIJYI+Segoe#20UI/DescendantFonts[10 0 R]>>endobj9 0 obj<</Filter/FlateDecode/Length 684>>streamx�]�M�"A�����:���SA�΀��`���]��6�s��ow�T���$��IY�f��u给���}��ӹk�¦�~�l��ǹ��ִ��]�1��C?�����=_v��jV+3�9�x��e�^���������}�/����¦����%wwS�6��,_���%�9Ǽ�������2FL�=~=�l,GԨ�xm�?�p�>��lUU��UUo=�r���¦?���)�%�)]�[�2�ER�ݐ�/`�)�RlkR�$6D1���S�󤌵�qv0�5G�Nb�%e¦�b&�-$R&/�B� PwF� T��[�դ�����(gTo���hڐ�Ko�3�^�՜t����@'��D� ~~A�(x��RK�%�[��':�G�݃V4�y�����¦"��\˙@/�,y�MB����隔��O�e�Y9Њ~��2I�H�$�o�Њ_����Ȳ�/��݃I4p��^v�A��l&j^�r�u8�=@[�8h%�eE@/��\-����LRs�݃V4�KRz���j�WR�7�xڠ-��3���ے�ˮ�WRF�g���iI�P��ƃ�����Q��'e���X9Њ~�pS��7�������5�s����b���=�D�W6�NӃ�U�h�ۉ޶���0�F�F�\/�v�1�#�cg��:~��@��/��&����f��5}��_endstreamendobj10 0 obj<</Type/Font/Subtype/CIDFontType2/CIDSystemInfo<</Ordering(Identity)/Registry(Adobe)/Supplement 0>>/FontDescriptor 11 0 R/BaseFont/PRIJYI+Segoe#20UI/W[3[273]5[392]8[818]10[229]11[301]12[301]14[684]15[216]16[399]17[216]18[389]19[539]20[539]21[539]22[539]23[539]24[539]25[539]26[539]27[539]28[539]29[216]35[955]36[645]37[573]38[619]39[701]40[505]41[488]42[686]43[709]44[266]45[356]46[580]47[470]48[897]49[748]50[753]51[560]53[598]54[531]55[523]56[687]57[621]58[934]59[589]60[552]68[508]69[587]70[461]71[588]72[522]73[312]74[588]75[565]76[242]77[242]78[497]79[242]80[861]81[565]82[585]83[587]84[588]85[347]86[424]87[338]88[565]89[479]90[722]91[458]92[483]93[452]131[376]140[890]180[376]181[376]469[808]]>>endobj11 0 obj<</Type/FontDescriptor/Ascent 1079/CapHeight 700/Descent 251/Flags 32/FontBBox[-573 -411 1999 1298]/ItalicAngle 0/StemV 0/XHeight 500/FontName/PRIJYI+Segoe#20UI/FontFile2 12 0 R>>endobj12 0 obj<</Length1 66216/Filter/FlateDecode/Length 24091>>streamx��y¦TE�7¦�n�&�d_�Ā�@� �f������,�("���("2 6� " �8(*���Q�qT`�a���{��n��������¦����[�nU���9u�6� "�N*�GM��C�!jV���L��>=޿�}���M�1��W]D��O��ձ׎�/�����x��XT��6ZGtE���a����e�q�p��G�����*��/�z�#�Oʍ�%:��C�&_;����z,�3��L"}eǿ�?Y5�ñEg�́f��w�=���������㔢��]����{rO���2�:�Dw�\�fn��qڠY����m¦=�&�n$]��g���?Q�@���̌�ʏ������Ğ�<���t��O>ş5tH��9����?����4�.�?�?D]-,�g>o�o�r:M�[i`�}o���{7H¦?����Ѓ�m�OSh4�J¦�b:@�Ѷ?�G��Z�5���<�EP)��p�����G�h%�3w��`��4�f)�C?�R���� �9\O����t�v�yT;Hc�I��v�b����¦"12G��P?5vGl�~D���W;���rh"��>B���e����翟�~����翟�?��G���؂���fF:m���e��u���g������c¦F�R?D�c���e5��g�H�!�H�r�談���l�������}i��ݺF�Tv����ڷ+o[֦u�Җ-��/ivq�&%�4��������HO������r:]SA�Ev4�{M��ќ�uQoq�b(�xb@i��y�ŁPYim�UTG)�_4��f+E:�F�p�&�j���B<< /�3���oq���W������_�g���k�J���-��;"4:�B}a�U�'JU5;c�w@%u(��wuM� ~Y[{�I"���k0́b��7�{�(�o%��Q��f': ��8���Q��QiT�iQ�1S>{~����A���{����;��GC�C��ke(�I���ry�V��{q�kݨ YA[��x�]L�*��Boώ[r��}A�nO�����u(��p'�̝��}K�o��Ҭ�5���=�&����ݡ���-^��O#����ţG���#�`+�%=������*�bq��_,�Pϱ�Ÿ�u�.��B?�~��k�XMD]q�su�YX�//���)h�r� /C����܎��Ov�:;��N�^��)vI�S���¦u�f���X����Л�Q8�w�ٗש6������U+�f������Q�)*2��`K�IW�:�fByB=��ڕL��F�=?mh�/yyV�@��)¦]�4�R��ⵔWh��[Me{M=&�0߼�5!X���e!�34�����f�6/�zg�Ӻl�0en�g�5�-֞�k�\�o���]R;��\B�V��A56�:�٫���ä�}?��x�s��o�YWI��C(����?�&�+�ʺ�4��¦ٻ��>��N�}���?�Ϊ�¦#V���[ٟ(���bq��[#�+����u{�O�kP�6E(���n��k�!���r%_������Mq��y�E�n�w5Y!�G�$��:A�v*V����(B�h֝H���:�Uw�������G�z�qE�J���Up�6��D.A�xE��ۊ��e�Nq�VW$�jq;ZD��u噡�R����@��v��Wa-a���~"«h(�@�b?��hm�M�l�AM������iM�W}u^TԶ@�z"m�>�TrPn���F���4*=�(=��`�Ve��@Ia�p����ʎ����S��k������*�Cq$ݧ5�J��74]�\��8T���l#J�֭߰D��D�e�e�*��x��.UŎ=Jʢ �*,�����oq��n��K�v.��~� ���"�B�QC%�8�����8��~�?���`�g���tA���aQL�(×2�~�U�n����%F*�%&��M���13Q����sd�N<�N&�A��K�A��t�wIᡝa���Q�\>'OK��~��ܿ_��T����e�_�C��y��t��\C��D�T͙ꈸ��ph{k}��:(Uhz7��{4h�3�\�H���e�^3¦X8����l����1<�taya+E[nNX`� X �+A.�)0o��M͓��DzFU����Q�i�t1�ەH ���3v�Ge̪���b�`�A����܃L��8MtZs�-��tq�i[*N)۔�!?�W������p#$�(�-��*��?V�ĩ��ܤ�QQE��'��ѫ)��tc�zS���o���\V�Ҳkז�ݺevkٲ{��-���ءXPm!u.'�2M�{h���RZJr�����E}���}տ�w���}��ַ����Y$���"n_�*�D�ZU���5�%��>�kH����FqQ�&Jy�`�ve!�_��]g>3y�o�t�r��n�`~d-D3�����F]�C�6��?��(���?"R��wQ*5���8h�p:��Àe����e�[aۗ�:�+��e�;���\}m�v3nۤR{/�u�K��}e]z2Wo R?U�P�HAA�"7j�7Z)�F��F׆��n=U_U��q*�.�"�*Nc��kl�EۖJqQ��(�m��t�SՌ��J�JU՚]Zס�Ы./�if�ʉ]�^6��k�h��z���0p\$O+�6�k(�e�i���e#��r�:�S[��K�.�3�cƌügB�a��hr�k�ܴ�TgQ��E¦��3'W�r�G���n�����`ZZpUmZ�����S���9U��t�u�-7I�0棤�L�t�_@mV�j*�mZ�X������B���E�^��3T��>vM:8c���f\UjN�v�i~�ЂE{��?����Ϭ!eb��n��ܤ���ȹ[8��Xu�!s��_\�9��L��!m����Tʠ�H�*��Fğj�,���9WպD ��3Pe+B�����)���r��m��e-�(�v������;w��>¦��+�̋đ~wΘ��:=`��������<��M�({��i�]�/����K1UG��/��ʲx^�l7n����{�6�2�!��X�7�4,�gq�\��m"5*:�ZZ��`�ͯ���ၳkJw?�(��Zy���F�������*v��xk�N[�����s�c�����ͫ�Ӎ�3/o��M�M��R��EA7-*,l��B�o��67?��/L���E�*iQ�ٳ=���w^�����[��MV��wF����^�S��=��1aӴ�+~��!7ά[5�WڨC����&����yl��%��E*���X�<.z��C~���ϋ�Lm�H��_¦�3�[�N�7}P�����U߹u�K�²���d�ϑC�F¦N'��õ���_����\f{��(��v� V*̮�Mᰱ�_��]3~�9��ե��*6��y��n���#��W/ǀ4$vD��bjO���Hi�E�n��zFЉ?���e�-�P�^ֹs٪�Ν��4n�pm㜔KWզ8��4B����p$� ��ī+Gv����M׍�8��f����e��p���U�м����֭��4)�\զ��.Ebi�ͣ���>1�;G��0�΁��h�]=���o���q����7����n��U��^�-��kI��W�i[�a��;vF�i�3��o^��z���Dg5�w��n��'Y޲���/�b�RE�E�h߱�+�_¦�iG<<��6���U�*{�������ik����_��&\ߵ��~a�����wol���U�칮�֍���U���}�]#�K���g��W4�ŴI��e�ȸS$Ӡ�Ն��^�Ms�O7���bZs��+͑A�M\l=���B���6V;��G"p맷%�B�c=���jC�鹈��T����/G����">����G���#^��u�PвQ�B��Uֿ��k��V��k}�O-A`ӿ6�Q��HIQ�B%���%����N�Z��m���Y�[6�}q�g��� �T�UF���鳤1ښ��,�n�`�x�0&X��=ڳ����g�s,���G*l�>ð��N���vm���ϋ~����7�5�9�tڄ��u���{�,q������zs��]�-���޿������n�
https://catalog.belden.com/techdata/EN/83265_techdata.pdf | cable | Product: 83265 Mil-Spec Coax, 50 Ohm, RG-178, 30 AWG Str SCCS, 95% SC Braid, FEPJkt, Commercial Non-QPLProduct DescriptionMil-Spec Coax, 50 Ohm, RG-178, 30 AWG (7x38) Silvered Copper Covered Steel Conductor, PTFE Insulation, 95% Silvered Copper Braid Shield, FEP Jacket,Commercial, non-QPLTechnical SpecificationsProduct OverviewSuitable Applications:Aerospace wireless communicationConstruction DetailsRG Type:178ConductorSizeStrandingNom. DiameterMaterial30 AWG7x380.012 inSCCS - Silvered Copper Covered SteelInsulationMaterialNom. Insulation Diameter Color CodePTFE - Polytetrafluoroethylene0.033 in (0.84 mm)WhiteOuter ShieldLayerOuter Shield TypeMaterialCoverage1BraidSilvered Copper (SC)95%Outer JacketMaterialNom. DiameterFEP - Fluorinated Ethylene Propylene0.071 in (1.8 mm)Overall Cable Diameter (Nominal): 0.071 in (1.8 mm)Electrical CharacteristicsVSWRFrequencyMax. VSWR50 MHz - 1000 MHz per M17/93-RG178AttenuationFrequency Nom. Attenuation1 MHz2.6 dB/100ft10 MHz5.6 dB/100ft50 MHz10.5 dB/100ft100 MHz14.0 dB/100ft200 MHz19.0 dB/100ft400 MHz28.0 dB/100ft700 MHz37.0 dB/100ft900 MHz42.5 dB/100ft1000 MHz46.0 dB/100ftPower RatingFrequency Max. Power Rating50 MHz380 W100 MHz253 W200 MHz170 W400 MHz113 W700 MHz81 W900 MHz70 W1,000 MHz66 WElectricalsNom. Conductor DCRNom. Outer Shield DCRNom. Capacitance Cond-to-ShieldNom. Characteristic ImpedanceNom. Velocity of Prop.232 Ohm/1000ft (761 Ohm/km)14.6 Ohm/1000ft (47.9 Ohm/km) 29 pF/ft (95 pF/m)50 Ohm70%VoltageUL Voltage RatingVoltage Rating30 V (UL AWM 1637)750 V (Mil-Spec)Mechanical CharacteristicsTemperatureUL TemperatureOperating90°C (UL AWM 1637)-70°C to +200°CBend RadiusInstallation Min.1 in (25 mm)Max. Pull Tension:12 lbs (5.4 kg)Bulk Cable Weight:5 lbs/1000ftStandards and ComplianceEnvironmental Suitability:Indoor/Outdoor, Indoor, Outdoor, Aerial - When supported by messenger wireSustainability:CA Prop 65AWM Compliance:AWM 1637Military Compliance:Commercial, non-QPL product (M17/93-RG178)European Directive Compliance:EU CE Mark, EU Directive 2015/863/EU (RoHS 2 amendment), REACH, EU Directive 2011/65/EU (RoHS 2), EU Directive 2012/19/EU (WEEE)APAC Compliance:China RoHS II (GB/T 26572-2011)HistoryUpdate and Revision:Revision Number: 0.503 Revision Date: 04-29-2024Part NumbersVariantsItem #ColorPutup TypeLengthUPCFootnote83265 009100WhiteReel100 ft612825203698E83265 009500WhiteReel500 ft612825203711E83265 0091000WhiteReel1,000 ft612825203704E© 2024 Belden, IncAll Rights Reserved.Although Belden makes every reasonable effort to ensure their accuracy at the time of this publication, information and specifications described here in are subject to error or omission and to change withoutnotice, and the listing of such information and specifications does not ensure product availability.Belden provides the information and specifications herein on an "ASIS" basis, with no representations or warranties, whether express, statutory or implied. In no event will Belden be liable for any damages(including consequential, indirect, incidental, special, punitive, or exemplary damages) whatsoever, even if Belden has been advised of the possibility of such damages, whether in an action under contract,negligence or any other theory, arising out of or in connection with the use, or inability to use, the information or specifications described herein.All sales of Belden products are subject to Belden's standard terms and conditions of sale.Belden believes this product to be in compliance with all applicable environmental programs as listed in the data sheet. The information provided is correct to the best of Belden's knowledge, information and beliefat the date of its publication. This information is designed only as a general guide for the safe handling, storage, and any other operation of the product itself or the one that it becomes a part of. The ProductDisclosure is not to be considered a warranty or quality specification. Regulatory information is for guidance purposes only. Product users are responsible for determining the applicability of legislation andregulations based on their individual usage of the product.
https://www.alphawire.com/disteAPI/SpecPDF/DownloadProductSpecPdf?productPartNumber=9442 | cable | %PDF-1.4%����1 0 obj<</CreationDate(D:20240802170043+00'00')/Creator(PDFsharp 1.50.5147 \(www.pdfsharp.com\))/Producer(PDFsharp 1.50.5147 \(www.pdfsharp.com\))>>endobj2 0 obj<</Type/Catalog/Pages 3 0 R>>endobj3 0 obj<</Type/Pages/Count 3/Kids[22 0 R 30 0 R 46 0 R]>>endobj4 0 obj<</Type/ExtGState/ca 1>>endobj5 0 obj<</Type/ExtGState/CA 1>>endobj6 0 obj<</Type/XObject/Subtype/Image/Length 1997/Filter/FlateDecode/Width 166/Height 45/BitsPerComponent 8/ColorSpace[/Indexed/DeviceRGB 127 7 0 R]/Interpolate true>>streamx�͙{W�H�}10�(�`(**V�(�O���u��W�B5UK˺�Wߙ�H���lW�?Ln2�/w�+�J¦�e{u2�¦]_��Qz�'�(,ˢ�˞��w��Io�>��a�,¦�H�6ɂ��\��F>0����D�#R3B�p�/[n�k�i���`OW�$Asv���f����3�۲C^�/.�fۍM��N���xa�6�5����n鉙z^VZ�A~0SMJO������&N)���/����l>�n4���N�D���%���FSJWZ�����K����li�oƦ��=*�{D9�1Eoz�^7����g��F�M�L�؏1&J����E�;BW���.��g��וo滾��ؓ��.���)�N����/������1�3��am�G�3ѱ�SZ�L��v��HJf�R'ϒ¡N9K6�_y�r�_��Cl#d���↎�ͧl[ݒet����J��&^���3��4����E�������A��¦ʀ����5}�%2�����6M\&�4>�3���z���pY�S�9w�D�����CS~W��'�Mm^�7<�Xm�J0D�T��}��2�#w���1�mk�-�Z)�-�8���&��i�Ӈw}e�&�'�Su��s�d&TV�Ⲳ�6�7��8��u8��땜��ܢ�?�,֯!�����Ζ���~�&*�I�R���.�ga͖�x����XB�q�cG���E�)��/uS���0����(�8h*�.�L��脙�z�N�Ζ�R�@�^��j�_����%�ǡL��X���9)�ϗ�M'����w��▇��p�)��wm��g�5G�gl$/6\���1�������Q��r�������F�G��p��C�'R9����2��9W!!T�� ر���+�%��Ed2)e�Z�̈́� W!��¦��mZ븞LaDR�LӴ,��=�@���`��)�_� $8^�S��B�='W����D�N��~#I$I��G�1����6�>I�!z�v�P�딟�q�,?B��V�z�!8b˟���BYz�����r1�>��J��c_T���Ԛw@Hf��&j�T��^��.r17��{�jo�<���-;*9ȯK�_*�r/D+.RGw��k�<���z�ؕ�L+5�ɕ��[?�TZo�Y�A�Ru^�1۲�%���F�5�Ƚ԰ڱY(3T��n�����7����>C�^È�G�e���蔤]Q��$�󎇸MA�*]�J�9�ą��;���F��M>Z��{��Ҫv���(�bF��C0]��a_��ْ>���N���JY^$w����.TT�A�w�����R#%��{�k��Nj,�SjRj�D�c3�"����A��ϒ�(_���$geD�Q�ZƳ9dr����cՖ0RZ>���VJ1E��c�7��ܦU�:�¦ہ�Yɨ�a�J�\;�[9��V!%߾���<�9���*Ef��ߝK&��ƩoK��}E���p�Hh]q`u�;!�����PA�(i����=���&Y����ޢ��l(r~P�D5Ɲy�;������n*���8��j�q�R���on߻�U;P���պaS��0I�c#��ʠ��~��tK�_��d�����f�e�ed�N�)�����$�����A���̜�dk��w�b[��r���H��)ij�G?�������Ζ�KF�0Ų��D:>����u?�^��b���6�=�Z>D��/.�endstreamendobj7 0 obj<</Length 384>>stream�������j������؈���������z(�ֽ����u!��]���,���r��S����x&�}.���q�����X������5����ƣ�����b�p��������:C�����g��������#���Ý���������ͭ������<���������������E��G����Ѵ�Ժ�������{�u ����������� �w#����t�����������Ӹ�������������������������{+�˫�����W��o��p��7������q�ӹ���������endstreamendobj8 0 obj<</Type/Font/Subtype/Type0/Encoding/Identity-H/ToUnicode 9 0 R/BaseFont/ASDNYD+Segoe#20UI/DescendantFonts[10 0 R]>>endobj9 0 obj<</Filter/FlateDecode/Length 682>>streamx�]�M��@��H���=�H�$d®ġ*�`ɰB*!��įǕz��bl�~��̛�vם�f�c���nN����9�y��nV[Ӟ�wyb/�~6��{���լVf�s��v�˺��������ù�0_~7��������K��"2m>�Y��o�K6s�yٵ�����e��<{�z��X��Q����[8���}�٪�*G���z����!-�~�QR:K�9R�6� eb��6�!�_��Rƥ�֤�Il�bF�����Ik���`�w�:����Ml芙���H�����d@-�=E�P�2n�V�2�J,g���z#�mDӆ�^zs�����L��¦5W:��%R��RF��s`�Z�-)�Zl<�� >/FontDescriptor 11 0 R/BaseFont/ASDNYD+Segoe#20UI/W[3[273]5[392]8[818]10[229]11[301]12[301]14[684]15[216]16[399]17[216]18[389]19[539]20[539]21[539]22[539]23[539]24[539]25[539]26[539]27[539]28[539]29[216]35[955]36[645]37[573]38[619]39[701]40[505]41[488]42[686]43[709]44[266]45[356]46[580]47[470]48[897]49[748]50[753]51[560]53[598]54[531]55[523]56[687]57[621]58[934]59[589]60[552]68[508]69[587]70[461]71[588]72[522]73[312]74[588]75[565]76[242]77[242]78[497]79[242]80[861]81[565]82[585]83[587]84[588]85[347]86[424]87[338]88[565]89[479]90[722]91[458]92[483]93[452]131[376]140[890]180[376]181[376]469[808]]>>endobj11 0 obj<</Type/FontDescriptor/Ascent 1079/CapHeight 700/Descent 251/Flags 32/FontBBox[-573 -411 1999 1298]/ItalicAngle 0/StemV 0/XHeight 500/FontName/ASDNYD+Segoe#20UI/FontFile2 12 0 R>>endobj12 0 obj<</Length1 66216/Filter/FlateDecode/Length 24091>>streamx��y¦TE�7¦�n�&�d_�Ā�@� �f������,�("���("2 6� " �8(*���Q�qT`�a���{��n��������¦����[�nU���9u�6� "�N*�GM��C�!jV���L��>=޿�}���M�1��W]D��O��ձ׎�/�����x��XT��6ZGtE���a����e�q�p��G�����*��/�z�#�Oʍ�%:��C�&_;����z,�3��L"}eǿ�?Y5�ñEg�́f��w�=���������㔢��]����{rO���2�:�Dw�\�fn��qڠY����m¦=�&�n$]��g���?Q�@���̌�ʏ������Ğ�<���t��O>ş5tH��9����?����4�.�?�?D]-,�g>o�o�r:M�[i`�}o���{7H¦?����Ѓ�m�OSh4�J¦�b:@�Ѷ?�G��Z�5���<�EP)��p�����G�h%�3w��`��4�f)�C?�R���� �9\O����t�v�yT;Hc�I��v�b����¦"12G��P?5vGl�~D���W;���rh"��>B���e����翟�~����翟�?��G���؂���fF:m���e��u���g������c¦F�R?D�c���e5��g�H�!�H�r�談���l�������}i��ݺF�Tv����ڷ+o[֦u�Җ-��/ivq�&%�4��������HO������r:]SA�Ev4�{M��ќ�uQoq�b(�xb@i��y�ŁPYim�UTG)�_4��f+E:�F�p�&�j���B<< /�3���oq���W������_�g���k�J���-��;"4:�B}a�U�'JU5;c�w@%u(��wuM� ~Y[{�I"���k0́b��7�{�(�o%��Q��f': ��8���Q��QiT�iQ�1S>{~����A���{����;��GC�C��ke(�I���ry�V��{q�kݨ YA[��x�]L�*��Boώ[r��}A�nO�����u(��p'�̝��}K�o��Ҭ�5���=�&����ݡ���-^��O#����ţG���#�`+�%=������*�bq��_,�Pϱ�Ÿ�u�.��B?�~��k�XMD]q�su�YX�//���)h�r� /C����܎��Ov�:;��N�^��)vI�S���¦u�f���X����Л�Q8�w�ٗש6������U+�f������Q�)*2��`K�IW�:�fByB=��ڕL��F�=?mh�/yyV�@��)¦]�4�R��ⵔWh��[Me{M=&�0߼�5!X���e!�34�����f�6/�zg�Ӻl�0en�g�5�-֞�k�\�o���]R;��\B�V��A56�:�٫���ä�}?��x�s��o�YWI��C(����?�&�+�ʺ�4��¦ٻ��>��N�}���?�Ϊ�¦#V���[ٟ(���bq��[#�+����u{�O�kP�6E(���n��k�!���r%_������Mq��y�E�n�w5Y!�G�$��:A�v*V����(B�h֝H���:�Uw�������G�z�qE�J���Up�6��D.A�xE��ۊ��e�Nq�VW$�jq;ZD��u噡�R����@��v��Wa-a���~"«h(�@�b?��hm�M�l�AM������iM�W}u^TԶ@�z"m�>�TrPn���F���4*=�(=��`�Ve��@Ia�p����ʎ����S��k������*�Cq$ݧ5�J��74]�\��8T���l#J�֭߰D��D�e�e�*��x��.UŎ=Jʢ �*,�����oq��n��K�v.��~� ���"�B�QC%�8�����8��~�?���`�g���tA���aQL�(×2�~�U�n����%F*�%&��M���13Q����sd�N<�N&�A��K�A��t�wIᡝa���Q�\>'OK��~��ܿ_��T����e�_�C��y��t��\C��D�T͙ꈸ��ph{k}��:(Uhz7��{4h�3�\�H���e�^3¦X8����l����1<�taya+E[nNX`� X �+A.�)0o��M͓��DzFU����Q�i�t1�ەH ���3v�Ge̪���b�`�A����܃L��8MtZs�-��tq�i[*N)۔�!?�W������p#$�(�-��*��?V�ĩ��ܤ�QQE��'��ѫ)��tc�zS���o���\V�Ҳkז�ݺevkٲ{��-���ءXPm!u.'�2M�{h���RZJr�����E}���}տ�w���}��ַ����Y$���"n_�*�D�ZU���5�%��>�kH����FqQ�&Jy�`�ve!�_��]g>3y�o�t�r��n�`~d-D3�����F]�C�6��?��(���?"R��wQ*5���8h�p:��Àe����e�[aۗ�:�+��e�;���\}m�v3nۤR{/�u�K��}e]z2Wo R?U�P�HAA�"7j�7Z)�F��F׆��n=U_U��q*�.�"�*Nc��kl�EۖJqQ��(�m��t�SՌ��J�JU՚]Zס�Ы./�if�ʉ]�^6��k�h��z���0p\$O+�6�k(�e�i���e#��r�:�S[��K�.�3�cƌügB�a��hr�k�ܴ�TgQ��E¦��3'W�r�G���n�����`ZZpUmZ�����S���9U��t�u�-7I�0棤�L�t�_@mV�j*�mZ�X������B���E�^��3T��>vM:8c���f\UjN�v�i~�ЂE{��?����Ϭ!eb��n��ܤ���ȹ[8��Xu�!s��_\�9��L��!m����Tʠ�H�*��Fğj�,���9WպD ��3Pe+B�����)���r��m��e-�(�v������;w��>¦��+�̋đ~wΘ��:=`��������<��M�({��i�]�/����K1UG��/��ʲx^�l7n����{�6�2�!��X�7�4,�gq�\��m"5*:�ZZ��`�ͯ���ၳkJw?�(��Zy���F�������*v��xk�N[�����s�c�����ͫ�Ӎ�3/o��M�M��R��EA7-*,l��B�o��67?��/L���E�*iQ�ٳ=���w^�����[��MV��wF����^�S��=��1aӴ�+~��!7ά[5�WڨC����&����yl��%��E*���X�<.z��C~���ϋ�Lm�H��_¦�3�[�N�7}P�����U߹u�K�²���d�ϑC�F¦N'��õ���_����\f{��(��v� V*̮�Mᰱ�_��]3~�9��ե��*6��y��n���#��W/ǀ4$vD��bjO���Hi�E�n��zFЉ?���e�-�P�^ֹs٪�Ν��4n�pm㜔KWզ8��4B����p$� ��ī+Gv����M׍�8��f����e��p���U�м����֭��4)�\զ��.Ebi�ͣ���>1�;G��0�΁��h�]=���o���q����7����n��U��^�-��kI��W�i[�a��;vF�i�3��o^��z���Dg5�w��n��'Y޲���/�b�RE�E�h߱�+�_¦�iG<<��6���U�*{�������ik����_��&\ߵ��~a�����wol���U�칮�֍���U���}�]#�K���g��W4�ŴI��e�ȸS$Ӡ�Ն��^�Ms�O7���bZs��+͑A�M\l=���B���6V;��G"p맷%�B�c=���jC�鹈��T����/G����">����G���#^��u�PвQ�B��Uֿ��k��V��k}�O-A`ӿ6�Q��HIQ�B%���%����N�Z��m���Y�[6�}q�g��� �T�UF���鳤1ښ��,�n�`�x�0&X��=ڳ����g�s,���G*l�>ð��N���vm���ϋ~����7�5�9�tڄ��u���{�,q������zs��]�-���޿������n�eb��W7}.�};�_U������D�j֙��ͅճ��g�(1Q¦nN0�?n���{z�]?��g�~W$� �i���i��U�.�GxRR}��U5�¯����_���/�!�J�RS\nM�x���x#���^#��)�ʲZx=�C���Q�TW��i��NBG�T�3e�o襁2�ڰap�TZ�n���/�_����Z��X��KݷϿ_��}����j�(KS�4-6���P����W�ly�3�Gs�¦"�7�yާ�*�ֹ���lw�{��'>����׈ו"v�`�Ƴl�sf��j�A9�j)(��j����L���/,��F�r<�:�����V�F:7�gߖ!2x'd�39̸��᪜9�Ɯ�>���>�:�;O*�E�0����U;���*�5�1�lvr�:22��b5 ��0�w��v�e��e[̓Nm^�����-�\���q��ۛh���<�+f�3ު_Uzɭ&����P�m�~��z�E}U��^��J���t�����(gd�)i�j�4�Ǔ�LYV���ӊU�tѓ�g���k�ٺe������M1g�eI��]�ʤ�0�}�Ql�K���X֦��䱯�?�Kţ���;W��!~�#�?�i�X,"�Fl��3���1�y��W�E��WЃ�&�bg�E.�NV�ũ�L5�6;eg�[c��)�X��F��$%%�bR]L����5G������s��Q�ńifj��bR!V�b]�¦o^m>�ΟE��X�C_U���nޠ+?�-E��Re�vP�I���1�{_ne��]AE��@��$J1� ���?��E�wf����#oKD/1@l�k"4�y�<�]���%��?3"��0�NCwBDP�UCu�@�Bop2�1AV��Ը��-4n���mC��+H/m`�¼��+���\c��͆���/7(��O��߭�(��e~����赊.D�g��21z���;��Q���,N��sA���T���4���m笟�/z�EONI�;�ׇ�s��X����;hI*,�}�S¦���=V P����ݠv��m����/��7s�U6��bv~Zɟ�*��V�*���Q(�l/l��Sp�q��<"]�;�/t����M��OBw¦3�)��[g)X�����:a� �!^BN�~�T���m)�B�iv�������$Q&��G���ءmؠ�f+�o�?�,-I��I�����T_e�H]�t�3���>�����2���BzX�=~�-�ϸ$��v7��s4Kؚ���I�ɶ�6�Ҷv�,�J]W��A��N��,(�ѮHƭ��4�$�]�29SdJN�ę/���\���+��AU;Gir�"��k��mG9�)�1��p#-%�0=�9���l�`��a�m@Kð2IX�%"���AB���.)�����!�(3&�&U�N33�ͬ�L͹�c���g�s���G}q�#.�q�֫ը�8��ξ�bjG���5�FOER�y�d�����Bxx� �s�¦9���cȠ�5�[u߹v" ̏@�Y�grp#��ѝ���m���9�e���U˝��Z��憼@�o1C&�z�M�ez�O��Aù�/ʟZ�h�ڴpi��V_��
https://html5.dcatalog.com/?docid=8e9daddd-82b0-4ed4-a656-a8aa011ea6d3#page=153 | cable | Electronics Powered by Prysmian North America History Store Locator Catalogs Single Page Double Page Shopping Cart Crop Share Thumbnails Download PDF Wish list Note Print Toggle Audio Submit Form My Bookmark Magnifier View Documents Where to Go Guide Report Parts Issue Rotate User Guide My Catalog Full screen Exit full screen MY CATALOG Share Download Print × Electronics Search Advanced Search Find Any of these words All of these words Exact phrase match Sort By Closest Match Page number Hide thumbnail By Item Number By Keyword History Catalogs TOC Catalogs TOC Page Range - ADD PAGES PUBLISH SAVE AS PDF HISTORY Document History Title Name Pages Delete Url Empty CLEAR ALL PAGES Notes Add Place note on desired page. Download Notes × DISCLAIMER DECLINE PROCEED × × Share Crop From Email CC Me Recipient Email Subject Message Send Cancel OK A Archive A H X Contents A Advertisers ; See All Search Text Block Page #page_num #doc_title Hi $receivername¦$receiveremail, $sendername¦$senderemail wrote these comments for you: $message $sendername¦$senderemail would like for you to view the following digital edition. Please click on the page below to be directed to the digital edition: $thumbnail$pagenum $link$pagenum No Search Results Found × Page Number Hidden Clicker Hidden Clicker Hidden Clicker × Item Identifier Item Description Item is awesome. Add to Cart Add to Wishlist Find in Store × Share × My Bookmarks Enter a description for this bookmark Bookmark Color : Bookmark Text Color : Manage Bookmarks Save bookmark × Share Your Email Recipient's email Recipient's Name Subject Message Send Email × Form submission confirmation: Your form submission was a success. You will be contacted by Washington Gas with follow-up information regarding your request. Close × Download PDF Download all as PDF Download Range From: To: Enter page range separated by commas (e.g. 1, 3, 5-12) Download × Print Select Print Layout Format Single (1 per page) Facing (2 per page) For best results when printing in "Single" mode, set your printer layout orientation to "Portrait". For best results when printing in "Facing" mode, set your printer layout orientation to "Landscape". Enter Page Range From: To: Enter page range separated by commas (e.g. 1, 3, 5-12) Include Intro Print × Email Form Recipient Email: Subject Message Send × Signature Pad Save Clear × Help This digital edition is powered by DCatalog, Inc. software. For more information, please visit www.dcatalog.com This process might take longer please wait 0% 0% progress Message Abort
https://www.alphawire.com/products/cable/alpha-essentials/coaxial-cable/9178b/ | cable | Coaxial Cable ¦ Alpha Essentials ¦ 9178B ¦ Alpha Wire English English Spanish 简体中文 Region Africa & Middle East APAC Europe North America South America Dashboard Join Welcome User LOGOUT LOGIN 0 Unsupported Browser It looks like you’re using a web browser that we don’t support. To get the best experience, please use one of these supported browsers. ✓ Chrome ✓ Firefox ✓ Edge ✓ Opera ✓ Safari Products Cable Wire Accessories Custom Markets Aerospace and Defense Automated Systems Consumer Electronics Energy Industrial Packaging Medical Devices Pulp and Paper Robotics Semiconductor Resources Knowledge Center Regulation and Compliance Terms and Conditions Tools RoHS Certification Search Help Partners Find a Distributor Alpha Wire > Products > Cable > Alpha Essentials > Coaxial Cable > 9178B > Coaxial Cable 9178B Products > Cable > Alpha Essentials > Coaxial Cable > 9178B > Cable Alpha Essentials Alpha Wire Industrial Series Cable EcoGen®️ Pro-Tekt™: The European Cable System Xtra-Guard® Performance Cable Coaxial Cable 9178B This picture is representative only and may not match the specific configuration of the product listed on this page. Please refer to the product specifications for more information on this part number and its exact configuration. Download RoHS Certificate Coaxial Cable 9178B Part Number: 9178B Download RoHS Certificate Share Alpha Wire's Coaxial Cable 9178B twitter linkedin email facebook copy url send as sms Alpha Wire offers 50-, 75-, 93-, and 100-ohm coaxial, twinaxial, and triaxial cables in a wide range of insulation and jacket materials and rated for UL, CSA and military specifications. We now also provide non-magnetic coaxial cable options 9849 and 9851 , which provide better signal transmission with minimal distortion while handling higher frequencies. Looking for a space-saving option? We also offer Micro Coaxial cable, ideal for customers looking for uninterrupted signal transmission in compact spaces. Request Samples View Pricing Add to Cart Find a Stocking Distributor Construction Applicable specifications Environmental Other Properties View Pricing View Pricing Find a Stocking Distributor Construction Diameter ("in") 1) Component 1 1 x 1 COAX a) Conductor 30 (7/38) AWG SCW 0.012 b) Insulation 0.011" Wall, Nom. PTFE 0.034 (1) Color(s) Cond Color Cond Color Cond Color 1 CLEAR 2) Shield SPC BRAID Shield,94% Coverage (min.) 3) Jacket 0.010" Wall, Nom., FEP 0.071+/- 0.004 a) Color(s) NATURAL TAN Applicable Specifications 1) Military MIL-C-17/RG 178B/U 200°C / 750 V RMS 2) CE EU Low Voltage Directive 2006/95/EC Environmental 1) CE: EU Directive 2011/65/EU(RoHS2) This product complies with European Directive 2011/65/EU (RoHS Directive) of the European Parliament and of the Council of 8 June 2011. No exemptions are required for RoHS Compliance on this item. Refer to RoHS Certificate Search for more detail. 2) REACH Regulation (EC 1907/2006) This product does not contain Substances of Very High Concern (SVHC) listed on the European Union's REACH candidate list in excess of 0.1% mass of the item. For up-to-date information, see Alpha's REACH SVHC Declaration . 3) California Proposition 65 Outer surface materials used in manufacturing this part meet the requirements of California Proposition 65. Properties Physical & Mechanical Properties 1) Temperature Range -55 to 200°C 2) Bend Radius 10X Cable Diameter 3) Pull Tension 2.15 lbs. max. Electrical Properties Engineering purposes only 1) Voltage Rating 750 V RMS 2) Characteristic Impedance 50 Ω +/- 2 3) Ground Capacitance 29.3 pf/ft @1 kHz, Nominal 4) Velocity of Propagation 70 % 5) Conductor DCR 241 Ω/1000ft @20°C, Nominal 6) OA Shield DCR 14.6 Ω/1000ft @20°C, Nominal 7) Voltage Withstanding 2 kV, min. 8) Corona Extinction 1 kV, min. 9) Attenuation (max. dB/100ft) 29 @ 400 MHz Other Packaging Flange x Traverse x Barrel (inches) a) 1000 FT 6.5 x 4 x 2.5 max. 3 separate pieces; Min. length/piece 100 FT. b) 500 FT 6.5 x 2 x 1.9 max. 2 separate pieces; Min. length/piece 100 FT. c) 100 FT 2.75 x 2 x 1.125 Continuous Length d) Bulk (made-to-order) Max. 3 pieces per 1000 FT/min length 100 FT. Spool dimensions may vary slightly. Prompt Text I Agree OK Cart Added ( ) ' ' to your cart Get a Sample Request a free product sample Get Sample Quick Links RoHS Search Competitor Cross REACH Find a Distributor Resources Request a Sample Heat Shrink Size Guide Regulation and Compliance Speak to Sales Product Changes About Alpha Wire About Alpha Wire About Eco Gen News and Events Career Opportunities Help ISO Certifications Follow Us Facebook LinkedIn 1-800-52-ALPHA Terms and Conditions Privacy Policy Customer Support Sitemap Copyright © 2024 Alpha Wire, All Rights Reserved. Cookie Settings
https://catalog.belden.com/techdata/EN/83284_techdata.pdf | cable | Product: 83284 Mil-Spec Coax, 50 Ohm, RG-316, 26 AWG Str SCCS, 95% SC Braid, FEPJkt, Commercial Non-QPLProduct DescriptionMil-Spec Coax, 50 Ohm, RG-316, 26 AWG (7x34) Silvered Copper Covered Steel Conductor, PTFE Insulation, 95% Silvered Copper Braid Shield, FEP Jacket,Commercial, non-QPLTechnical SpecificationsProduct OverviewSuitable Applications:Aerospace wireless communicationConstruction DetailsRG Type:316ConductorSizeStrandingNom. DiameterMaterial26 AWG7x340.020 inSCCS - Silvered Copper Covered SteelInsulationMaterialNom. Insulation Diameter Color CodePTFE - Polytetrafluoroethylene0.060 in (1.5 mm)WhiteOuter ShieldLayerOuter Shield TypeMaterialCoverage1BraidSilvered Copper (SC)95%Outer JacketMaterialNom. DiameterFEP - Fluorinated Ethylene Propylene0.098 in (2.5 mm)Overall Cable Diameter (Nominal): 0.098 in (2.5 mm)Electrical CharacteristicsVSWRFrequencyMax. VSWR1 MHz - 3000 MHzper M17/113-RG316AttenuationFrequency Nom. Attenuation1 MHz1.2 dB/100ft10 MHz2.7 dB/100ft50 MHz5.6 dB/100ft100 MHz8.3 dB/100ft200 MHz12.0 dB/100ft400 MHz17.5 dB/100ft700 MHz23.7 dB/100ft900 MHz27.3 dB/100ft1000 MHz29.0 dB/100ft1500 MHz36.5 dB/100ft2000 MHz42.5 dB/100ft2400 MHz47.2 dB/100ft3000 MHz53.6 dB/100ftElectricalsNom. Conductor DCRNom. Outer Shield DCRNom. Capacitance Cond-to-ShieldNom. Characteristic ImpedanceNom. Velocity of Prop.82.5 Ohm/1000ft (271 Ohm/km)8.5 Ohm/1000ft (28 Ohm/km)29 pF/ft (95 pF/m)50 Ohm70%VoltageVoltage Rating900 V (Mil-Spec)Mechanical CharacteristicsTemperatureOperating-70°C to +200°CBend RadiusInstallation Min.1 in (25 mm)Max. Pull Tension:21 lbs (9.5 kg)Bulk Cable Weight:10 lbs/1000ftStandards and ComplianceEnvironmental Suitability:Indoor/Outdoor, Indoor, Outdoor, Sunlight Resistance, Aerial - When supported by messenger wireSustainability:CA Prop 65Military Compliance:Commercial, non-QPL product (M17/113-RG316)European Directive Compliance:EU CE Mark, EU Directive 2015/863/EU (RoHS 2 amendment), REACH, EU Directive 2011/65/EU (RoHS 2), EU Directive 2012/19/EU (WEEE)APAC Compliance:China RoHS II (GB/T 26572-2011)HistoryUpdate and Revision:Revision Number: 0.510 Revision Date: 04-29-2024Part NumbersVariantsItem #ColorPutup TypeLengthUPCFootnote83284 009100WhiteReel100 ft612825203797E83284 009500WhiteReel500 ft612825206118E83284 0091000WhiteReel1,000 ft612825203803E© 2024 Belden, IncAll Rights Reserved.Although Belden makes every reasonable effort to ensure their accuracy at the time of this publication, information and specifications described here in are subject to error or omission and to change withoutnotice, and the listing of such information and specifications does not ensure product availability.Belden provides the information and specifications herein on an "ASIS" basis, with no representations or warranties, whether express, statutory or implied. In no event will Belden be liable for any damages(including consequential, indirect, incidental, special, punitive, or exemplary damages) whatsoever, even if Belden has been advised of the possibility of such damages, whether in an action under contract,negligence or any other theory, arising out of or in connection with the use, or inability to use, the information or specifications described herein.All sales of Belden products are subject to Belden's standard terms and conditions of sale.Belden believes this product to be in compliance with all applicable environmental programs as listed in the data sheet. The information provided is correct to the best of Belden's knowledge, information and beliefat the date of its publication. This information is designed only as a general guide for the safe handling, storage, and any other operation of the product itself or the one that it becomes a part of. The ProductDisclosure is not to be considered a warranty or quality specification. Regulatory information is for guidance purposes only. Product users are responsible for determining the applicability of legislation andregulations based on their individual usage of the product.
https://media.distributordatasolutions.com/synd_belden/2023q2/documents/5f0c6b432af3b0b140ff34944263e5d45e841124.pdf | cable | Product: 84316 Mil-Spec Coax, 50 Ohm, RG-316, 26 AWG Str SCCS, 95% SC Braid, FEPJkt, Commercial Non-QPLProduct DescriptionMil-Spec Coax, 50 Ohm, RG-316, 26 AWG (7x34) Silvered Copper Covered Steel Conductor, PTFE Insulation, 95% Silvered Copper Braid Shield, FEP Jacket,Commercial, non-QPLTechnical SpecificationsProduct OverviewSuitable Applications:Aerospace wireless communicationConstruction DetailsRG Type:316ConductorSizeStrandingNom. DiameterMaterial26 AWG7x340.020 inSCCS - Silvered Copper Covered SteelInsulationMaterialNom. Insulation Diameter Color CodePTFE - Polytetrafluoroethylene0.060 in (1.5 mm)WhiteOuter ShieldLayerOuter Shield TypeMaterialCoverage1BraidSilvered Copper (SC)95%Outer JacketMaterialNom. DiameterFEP - Fluorinated Ethylene Propylene0.098 in (2.5 mm)Overall Cable Diameter (Nominal): 0.098 in (2.5 mm)Electrical CharacteristicsVSWRFrequencyMax. VSWR1 MHz - 3000 MHzper M17/113-RG316AttenuationFrequency Nom. Attenuation1 MHz1.2 dB/100ft10 MHz2.7 dB/100ft50 MHz5.6 dB/100ft100 MHz8.3 dB/100ft200 MHz12.0 dB/100ft400 MHz17.5 dB/100ft700 MHz23.7 dB/100ft900 MHz27.3 dB/100ft1000 MHz29.0 dB/100ft1500 MHz36.5 dB/100ft2000 MHz42.5 dB/100ft2400 MHz47.2 dB/100ft3000 MHz53.6 dB/100ftElectricalsNom. Conductor DCRNom. Outer Shield DCRNom. Capacitance Cond-to-ShieldNom. Characteristic ImpedanceNom. Velocity of Prop.82.5 Ohm/1000ft (271 Ohm/km)8.5 Ohm/1000ft (28 Ohm/km)29 pF/ft (95 pF/m)50 Ohm70%VoltageVoltage Rating900 V (Mil-Spec)Mechanical CharacteristicsTemperatureOperating-70°C to +200°CBend RadiusInstallation Min.1 in (25 mm)Max. Pull Tension:27 lbs (12 kg)Bulk Cable Weight:10 lbs/1000ftStandards and ComplianceEnvironmental Suitability:Indoor/Outdoor, Indoor, Outdoor, Sunlight Resistance, Aerial - When supported by messenger wireSustainability:CA Prop 65Military Compliance:Commercial, non-QPL product (M17/113-RG316)European Directive Compliance:EU CE Mark, EU Directive 2015/863/EU (RoHS 2 amendment), REACH, EU Directive 2011/65/EU (RoHS 2), EU Directive 2012/19/EU (WEEE)APAC Compliance:China RoHS II (GB/T 26572-2011)HistoryUpdate and Revision:Revision Number: 0.502 Revision Date: 04-13-2023Part NumbersVariantsItem #ColorPutup TypeLengthUPC84316 001100BrownReel100 ft61282520701684316 001500BrownReel500 ft61282520713984316 0011000BrownReel1,000 ft612825207023© 2023 Belden, IncAll Rights Reserved.Although Belden makes every reasonable effort to ensure their accuracy at the time of this publication, information and specifications described here in are subject to error or omission and to change withoutnotice, and the listing of such information and specifications does not ensure product availability.Belden provides the information and specifications herein on an "ASIS" basis, with no representations or warranties, whether express, statutory or implied. In no event will Belden be liable for any damages(including consequential, indirect, incidental, special, punitive, or exemplary damages) whatsoever, even if Belden has been advised of the possibility of such damages, whether in an action under contract,negligence or any other theory, arising out of or in connection with the use, or inability to use, the information or specifications described herein.All sales of Belden products are subject to Belden's standard terms and conditions of sale.Belden believes this product to be in compliance with all applicable environmental programs as listed in the data sheet. The information provided is correct to the best of Belden's knowledge, information and beliefat the date of its publication. This information is designed only as a general guide for the safe handling, storage, and any other operation of the product itself or the one that it becomes a part of. The ProductDisclosure is not to be considered a warranty or quality specification. Regulatory information is for guidance purposes only. Product users are responsible for determining the applicability of legislation andregulations based on their individual usage of the product.
https://catalog.belden.com/techdata/EN/8216_techdata.pdf | cable | Product: 8216 50 Ohm Wireless Transmission Coax, RG-174, 26 AWG Str BCCS, 90% TCBraid, PVC JktProduct Description50 Ohm Wireless Transmission Coax, RG-174, 26 AWG (7x34) Bare Copper Covered Steel Conductor , PE Insulation, 90% Tinned Copper Braid Shield, PVCJacketTechnical SpecificationsProduct OverviewSuitable Applications:Point-to-point and point-to-multipoint wireless antenna communication; Wireless microphones, Two-Way Radios, Amateur (Ham) Radio, Low Power FM, GPS, RFID (RadioFrequency Identification)Construction DetailsRG Type:174ConductorSizeStrandingNom. DiameterMaterial26 AWG7x340.019 inBCCS - Bare Copper Covered SteelInsulationMaterialNom. Insulation Diameter Color CodePE - Polyethylene0.060 in (1.5 mm)WhiteOuter ShieldOuter Shield TypeMaterialCoverageBraidTinned Copper (TC) 90%Outer JacketMaterialNom. DiameterPVC - Polyvinyl Chloride 0.110 in (2.79 mm)Overall Cable Diameter(Nominal):0.110 in (2.79 mm)Electrical CharacteristicsAttenuationFrequency Nom. Attenuation1 MHz1.9 dB/100ft10 MHz3.3 dB/100ft50 MHz5.8 dB/100ft100 MHz8.4 dB/100ft200 MHz12.5 dB/100ft400 MHz19.0 dB/100ft700 MHz27.0 dB/100ft900 MHz31.0 dB/100ft1000 MHz34.0 dB/100ftPower RatingFrequency Max. Power Rating1 MHz976 W10 MHz354 W50 MHz197 W100 MHz161 W200 MHz136 W400 MHz120 W700 MHz112 W900 MHz109 W1,000 MHz108 WElectricalsNom. Conductor DCRNom. Outer Shield DCRNom. Capacitance Cond-to-ShieldNom. Characteristic ImpedanceNom. Velocity of Prop.97 Ohm/1000ft10.7 Ohm/1000ft (35.1 Ohm/km) 30.8 pF/ft (101 pF/m)50 Ohm66%VoltageUL Voltage RatingVoltage Rating30 V (UL AWM 1354)1100 VMechanical CharacteristicsTemperatureUL TemperatureOperating60°C (UL AWM 1354)-30°C to +75°CBend RadiusInstallation Min.1.1 in (28 mm)Max. Pull Tension:20 lbs (9.1 kg)Bulk Cable Weight:8 lbs/1000ftStandards and ComplianceEnvironmental Suitability:Outdoor - Aerial, Indoor, Aerial - Black only, When supported by messenger wireSustainability:CA Prop 65CPR Compliance:CPR Euroclass: Eca; CPR UKCA Class: EcaAWM Compliance:AWM 1354European DirectiveCompliance:EU CE Mark, EU Directive 2015/863/EU (RoHS 2 amendment), REACH, EU Directive 2011/65/EU (RoHS 2), EU Directive 2012/19/EU (WEEE)UK Regulation Compliance:UKCA MarkAPAC Compliance:China RoHS II (GB/T 26572-2011)HistoryUpdate and Revision:Revision Number: 0.537 Revision Date: 04-29-2024Part NumbersVariantsItem #ColorPutup TypeLengthUPCFootnote8216 010100BlackReel100 ft6128251962668216 010500BlackReel500 ft6128253554968216 0101000 BlackReel1,000 ft612825196273G N© 2024 Belden, IncAll Rights Reserved.Although Belden makes every reasonable effort to ensure their accuracy at the time of this publication, information and specifications described here in are subject to error or omission and to change withoutnotice, and the listing of such information and specifications does not ensure product availability.Belden provides the information and specifications herein on an "ASIS" basis, with no representations or warranties, whether express, statutory or implied. In no event will Belden be liable for any damages(including consequential, indirect, incidental, special, punitive, or exemplary damages) whatsoever, even if Belden has been advised of the possibility of such damages, whether in an action under contract,negligence or any other theory, arising out of or in connection with the use, or inability to use, the information or specifications described herein.All sales of Belden products are subject to Belden's standard terms and conditions of sale.Belden believes this product to be in compliance with all applicable environmental programs as listed in the data sheet. The information provided is correct to the best of Belden's knowledge, information and beliefat the date of its publication. This information is designed only as a general guide for the safe handling, storage, and any other operation of the product itself or the one that it becomes a part of. The ProductDisclosure is not to be considered a warranty or quality specification. Regulatory information is for guidance purposes only. Product users are responsible for determining the applicability of legislation andregulations based on their individual usage of the product.
https://catalog.belden.com/techdata/EN/1525A_techdata.pdf | cable | Product: 1525A Broadband Coax, Series 11, 14 AWG Solid BCCS, Foil + 60% AL Braid, PEJkt, WaterblockedProduct DescriptionBroadband Coax, Series 11, 14 AWG Solid Bare Copper Covered Steel Conductor, PE Insulation, Foil + 60% Aluminum Braid Shield, PE Jacket, WaterblockedTechnical SpecificationsProduct OverviewSuitable Applications:Broadband, Cable Television (CATV), RF drop cable, Over-The-Air (OTA) antennasConstruction DetailsSeries Type:11ConductorSizeStrandingNom. DiameterMaterial14 AWGSolid0.064 inBCCS - Bare Copper Covered SteelInsulationMaterialNom. Insulation Diameter Color CodePE - Polyethylene (Foam)0.280 in (7.11 mm)WhiteOuter ShieldLayerOuter Shield TypeMaterialMaterial Trade NameCoverage1TapeTri-Laminate (Alum+Poly+Alum) Duobond® II100%2BraidAluminum60%Waterblocking:GreaseOuter JacketMaterialNom. DiameterPE - Polyethylene0.393 in (9.98 mm)Overall Cable Diameter (Nominal): 0.393 in (9.98 mm)Electrical CharacteristicsReturn Loss (RL)FrequencyMin. Structural Return Loss5 - 1000 MHz20 dBAttenuationFrequency Max. Attenuation5 MHz0.38 dB/100ft55 MHz0.96 dB/100ft211 MHz1.90 dB/100ft250 MHz2.05 dB/100ft270 MHz2.13 dB/100ft300 MHz2.25 dB/100ft330 MHz2.35 dB/100ft350 MHz2.42 dB/100ft400 MHz2.47 dB/100ft450 MHz2.75 dB/100ft500 MHz2.90 dB/100ft550 MHz3.04 dB/100ft600 MHz3.18 dB/100ft750 MHz3.65 dB/100ft870 MHz3.84 dB/100ft1000 MHz4.35 dB/100ftElectricalsNom. Conductor DCRNom. Outer Shield DCRNom. Capacitance Cond-to-ShieldNom. Characteristic ImpedanceNom. Velocity of Prop.12 Ohm/1000ft4.1 Ohm/1000ft (13 Ohm/km)16.3 pF/ft (53.5 pF/m)75 Ohm83%VoltageVoltage Rating300 VMechanical CharacteristicsTemperatureOperating-55°C to +80°CBend RadiusInstallation Min.4.5 in (110 mm)Max. Pull Tension:199 lbs (90.3 kg)Bulk Cable Weight:44 lbs/1000ft (65 kg/km)Standards and ComplianceEnvironmental Suitability:Outdoor - Water Exposure, Outdoor, UV Resistance, Aerial - When supported by messenger wire, BurialSustainability:CA Prop 65European Directive Compliance:EU CE Mark, EU Directive 2015/863/EU (RoHS 2 amendment), REACH, EU Directive 2011/65/EU (RoHS 2), EU Directive 2012/19/EU (WEEE)APAC Compliance:China RoHS II (GB/T 26572-2011)Other Standard Compliance(s):ANSI/SCTE 74HistoryUpdate and Revision:Revision Number: 0.506 Revision Date: 04-29-2024Part NumbersVariantsItem #ColorPutup TypeLengthUPC1525A 0101000 BlackReel1,000 ft6128253164351525A 0031000 OrangeReel1,000 ft612825117162© 2024 Belden, IncAll Rights Reserved.Although Belden makes every reasonable effort to ensure their accuracy at the time of this publication, information and specifications described here in are subject to error or omission and to change withoutnotice, and the listing of such information and specifications does not ensure product availability.Belden provides the information and specifications herein on an "ASIS" basis, with no representations or warranties, whether express, statutory or implied. In no event will Belden be liable for any damages(including consequential, indirect, incidental, special, punitive, or exemplary damages) whatsoever, even if Belden has been advised of the possibility of such damages, whether in an action under contract,negligence or any other theory, arising out of or in connection with the use, or inability to use, the information or specifications described herein.All sales of Belden products are subject to Belden's standard terms and conditions of sale.Belden believes this product to be in compliance with all applicable environmental programs as listed in the data sheet. The information provided is correct to the best of Belden's knowledge, information and beliefat the date of its publication. This information is designed only as a general guide for the safe handling, storage, and any other operation of the product itself or the one that it becomes a part of. The ProductDisclosure is not to be considered a warranty or quality specification. Regulatory information is for guidance purposes only. Product users are responsible for determining the applicability of legislation andregulations based on their individual usage of the product.
https://catalog.belden.com/techdata/EN/7805R_techdata.pdf | cable | Product: 7805R 50 Ohm Wireless Transmission Coax, RF 100, RG174, 25 AWG Solid BC,Foil + 90% TC Braid, PVC Jkt, CMRProduct Description50 Ohm Wireless Transmission Coax, RF 100, RG174, 25 AWG Solid Bare Copper Conductor, PE Insulation, Beldfoil® + 90% Tinned Copper Braid Shield,PVC Jacket, CMRTechnical SpecificationsProduct OverviewSuitable Applications:Point-to-point and point-to-multipoint wireless antenna communication; Wireless microphones, Two-Way Radios, Amateur (Ham) Radio, Low Power FM, GPS, RFID (RadioFrequency Identification)Construction DetailsRG Type:174ConductorSizeStrandingNom. DiameterMaterial25 AWGSolid0.020 inBC - Bare CopperInsulationMaterialNom. Insulation Diameter Color CodePE - Polyethylene (Foam)0.060 in (1.5 mm)WhiteOuter ShieldLayerOuter Shield TypeMaterialMaterial Trade NameCoverage1TapeBi-Laminate (Alum+Poly)Beldfoil®100%2BraidTinned Copper (TC)90%Outer JacketMaterialNom. DiameterPVC - Polyvinyl Chloride 0.110 in (2.79 mm)Overall Cable Diameter(Nominal):0.110 in (2.79 mm)Electrical CharacteristicsVSWRFrequencyMax. VSWR5 - 6000 MHz1.25:1AttenuationFrequency Nom. Attenuation5 MHz1.4 dB/100ft10 MHz2 dB/100ft30 MHz3.5 dB/100ft50 MHz4.6 dB/100ft150 MHz8.0 dB/100ft220 MHz9.6 dB/100ft450 MHz14.0 dB/100ft900 MHz20.2 dB/100ft1500 MHz26.6 dB/100ft1800 MHz29.5 dB/100ft2000 MHz31.2 dB/100ft2500 MHz35.4 dB/100ft3000 MHz39.4 dB/100ft3500 MHz43.0 dB/100ft4500 MHz50.0 dB/100ft5800 MHz59.0 dB/100ft6000 MHz60.6 dB/100ftPower RatingFrequency Max. Power Rating30 MHz216 W50 MHz154 W150 MHz74 W220 MHz57 W450 MHz34 W900 MHz21 W1,500 MHz14 W2,000 MHz12 W2,500 MHz10 W3,500 MHz8 W4,500 MHz7 W6,000 MHz5 WElectricalsNom. Conductor DCRNom. Outer Shield DCRNom. Capacitance Cond-to-ShieldNom. Characteristic ImpedanceNom. Velocity of Prop.27.3 Ohm/1000ft9.3 Ohm/1000ft (31 Ohm/km)26.2 pF/ft (86.0 pF/m)50 Ohm74%VoltageUL Voltage Rating300 V (CMR, CMG)Mechanical CharacteristicsTemperatureUL TemperatureOperating60°C-40°C to +80°CBend RadiusInstallation Min.0.25 in (6.4 mm)Max. Pull Tension:20 lbs (9.1 kg)Bulk Cable Weight:9 lbs/1000ftStandards and ComplianceEnvironmental Suitability:Indoor - Riser, IndoorSustainability:CA Prop 65Flammability / Reaction to Fire:UL1666 Vertical ShaftNEC / UL Compliance:CMRCEC / C(UL) Compliance:CMGEuropean DirectiveCompliance:EU CE Mark, EU Directive 2015/863/EU (RoHS 2 amendment), EU Directive 2011/65/EU (RoHS 2), EU Directive 2012/19/EU (WEEE)APAC Compliance:China RoHS II (GB/T 26572-2011)HistoryUpdate and Revision:Revision Number: 0.494 Revision Date: 04-29-2024Part NumbersVariantsItem #ColorPutup TypeLengthUPCFootnote7805R 008100GrayReel100 ft612825189558E7805R 008500GrayReel500 ft6128251895727805R 0081000GrayReel1,000 ft612825189565© 2024 Belden, IncAll Rights Reserved.Although Belden makes every reasonable effort to ensure their accuracy at the time of this publication, information and specifications described here in are subject to error or omission and to change withoutnotice, and the listing of such information and specifications does not ensure product availability.Belden provides the information and specifications herein on an "ASIS" basis, with no representations or warranties, whether express, statutory or implied. In no event will Belden be liable for any damages(including consequential, indirect, incidental, special, punitive, or exemplary damages) whatsoever, even if Belden has been advised of the possibility of such damages, whether in an action under contract,negligence or any other theory, arising out of or in connection with the use, or inability to use, the information or specifications described herein.All sales of Belden products are subject to Belden's standard terms and conditions of sale.Belden believes this product to be in compliance with all applicable environmental programs as listed in the data sheet. The information provided is correct to the best of Belden's knowledge, information and beliefat the date of its publication. This information is designed only as a general guide for the safe handling, storage, and any other operation of the product itself or the one that it becomes a part of. The ProductDisclosure is not to be considered a warranty or quality specification. Regulatory information is for guidance purposes only. Product users are responsible for determining the applicability of legislation andregulations based on their individual usage of the product.
https://www.alphawire.com/products/cable/alpha-essentials/coaxial-cable/9174/ | cable | Coaxial Cable ¦ Alpha Essentials ¦ 9174 ¦ Alpha Wire English English Spanish 简体中文 Region Africa & Middle East APAC Europe North America South America Dashboard Join Welcome User LOGOUT LOGIN 0 Unsupported Browser It looks like you’re using a web browser that we don’t support. To get the best experience, please use one of these supported browsers. ✓ Chrome ✓ Firefox ✓ Edge ✓ Opera ✓ Safari Products Cable Wire Accessories Custom Markets Aerospace and Defense Automated Systems Consumer Electronics Energy Industrial Packaging Medical Devices Pulp and Paper Robotics Semiconductor Resources Knowledge Center Regulation and Compliance Terms and Conditions Tools RoHS Certification Search Help Partners Find a Distributor Alpha Wire > Products > Cable > Alpha Essentials > Coaxial Cable > 9174 > Coaxial Cable 9174 Products > Cable > Alpha Essentials > Coaxial Cable > 9174 > Cable Alpha Essentials Alpha Wire Industrial Series Cable EcoGen®️ Pro-Tekt™: The European Cable System Xtra-Guard® Performance Cable Coaxial Cable 9174 This picture is representative only and may not match the specific configuration of the product listed on this page. Please refer to the product specifications for more information on this part number and its exact configuration. Download RoHS Certificate Coaxial Cable 9174 Part Number: 9174 Download RoHS Certificate Share Alpha Wire's Coaxial Cable 9174 twitter linkedin email facebook copy url send as sms Alpha Wire offers 50-, 75-, 93-, and 100-ohm coaxial, twinaxial, and triaxial cables in a wide range of insulation and jacket materials and rated for UL, CSA and military specifications. We now also provide non-magnetic coaxial cable options 9849 and 9851 , which provide better signal transmission with minimal distortion while handling higher frequencies. Looking for a space-saving option? We also offer Micro Coaxial cable, ideal for customers looking for uninterrupted signal transmission in compact spaces. Request Samples View Pricing Add to Cart Find a Stocking Distributor Construction Applicable specifications Environmental Other Properties View Pricing View Pricing Find a Stocking Distributor Construction Diameter ("in") 1) Component 1 1 x 1 COAX a) Conductor 26 (7/34) AWG BCW 0.019 b) Insulation 0.0205" Wall, Nom. Polyethylene (PE) 0.060 (1) Color(s) Cond Color Cond Color Cond Color 1 CLEAR 2) Shield TC BRAID Shield, 85% Coverage (min.) 3) Jacket 0.012" Wall, Nom., Type I PVC 0.102+/- 0.002 a) Color(s) Black, Red b) Print ALPHA WIRE-* P/N 9174 RG 174/U RU AWM STYLE 1354 CE ROHS * = Factory Code Applicable Specifications 1) UL AWM/STYLE 1354 60°C / 30 V RMS 2) Military MIL-C-17D/119F RG 174/U 85°C / 1100 V RMS 3) CE EU Low Voltage Directive 2006/95/EC Environmental 1) CE: EU Directive 2011/65/EU(RoHS2) This product complies with European Directive 2011/65/EU (RoHS Directive) of the European Parliament and of the Council of 8 June 2011. No exemptions are required for RoHS Compliance on this item. Refer to Alpha Wire RoHS Certificate Search . 2) REACH Regulation (EC 1907/2006) This product does not contain Substances of Very High Concern (SVHC) listed on the European Union's REACH candidate list in excess of 0.1% mass of the item. For up-to-date information, see Alpha's REACH SVHC Declaration . 3) California Proposition 65 Outer surface materials used in manufacturing this part meet the requirements of California Proposition 65. Properties Physical & Mechanical Properties 1) Temperature Range -40 to 80°C 2) Bend Radius 10X Cable Diameter 3) Pull Tension 3.9 lbs. max. Electrical Properties Engineering purposes only 1) Voltage Rating 1100 V RMS 2) Characteristic Impedance 50 Ω +/- 2 3) Ground Capacitance 30.8 pf/ft @1 kHz, Nominal 4) Velocity of Propagation 66 % 5) Conductor DCR 96.7 Ω/1000ft @20°C, Nominal 6) OA Shield DCR 11.8 Ω/1000ft @20°C, Nominal 7) Voltage Withstanding 4.5 kV (min.) 8) Corona Extinction 1.5 kV (min.) 9) SRL 20 db (min.) 10) Attenuation (max. dB/100ft) 6 @ 50 MHz 48 @ 1 GHz Other Packaging Flange x Traverse x Barrel (inches) a) 1200 FT 12 x 4.5 x 3.5 Continuous Length b) 1000 FT 6.5 x 6 x 1.9 Continuous Length c) 500 FT 6.5 x 4 x 2.5 Continuous Length d) 100 FT 3.5 x 3 x 1.125 Continuous Length Spool dimensions may vary slightly. Notes a) Red jacket & 1200 ft. put-up available by special order only. Minimums may apply. Prompt Text I Agree OK Cart Added ( ) ' ' to your cart Get a Sample Request a free product sample Get Sample Quick Links RoHS Search Competitor Cross REACH Find a Distributor Resources Request a Sample Heat Shrink Size Guide Regulation and Compliance Speak to Sales Product Changes About Alpha Wire About Alpha Wire About Eco Gen News and Events Career Opportunities Help ISO Certifications Follow Us Facebook LinkedIn 1-800-52-ALPHA Terms and Conditions Privacy Policy Customer Support Sitemap Copyright © 2024 Alpha Wire, All Rights Reserved. Cookie Settings
https://timesmicrowave.com/wp-content/uploads/2022/03/lmr-100a-coax-cables-datasheet.pdf | cable | (800) TMS-COAX • www.timesmicrowave.com10TIMES MICROWAVE SYSTEMSLMR® 100A Flexible Low Loss Communications CoaxLMR-100AIdeal for… • Drop-in Replacement for RG-316/RG-174 (uses standard connectors) • Jumper Assemblies in Wireless Communications Systems • Short Antenna Feeder runs • Any application (e.g. WLL, GPS, LMR, WLAN, WISP, WiMax, SCADA, Mobile Antennas) requiring an easily routed, low loss RF cable Part Description Stock Part Number Application Jacket Color CodeLMR-100A-FR Indoor/Outdoor-FR FRPE Black 54037LMR-100A-PVC Indoor/Outdoor PVC Black 54119LMR-100A-PVC-W Indoor/Outdoor PVC White 54200LMR-100A-UF Indoor TPE Black 54274LMR-100-PUR Indoor PUR Black 54363PVC = Poly Vinyl ChlorideConstruction Specifications Description Material In. (mm) Inner Conductor Solid BCCS 0.018 (0.46) Dielectric Solid PE 0.060 (1.52) Outer Conductor Aluminum Tape 0.065 (1.65) Overall Braid Tinned Copper 0.083 (2.11) Jacket See Table 0.110 (2.79)Attenuation vs. Frequency (typical)Attenuation(db per 100 feet)10010 1 10 100 1,000 10,000Frequency (MHz) Calculate Attenuation = (0.709140) • FMHz + (0.001740) • FMHz (interactive calculator available at http://www.timesmicrowave/telecom)Attenuation: VSWR=1.0 ; Ambient = +25°C (77°F) Power: VSWR=1.0; Ambient = +40°C; Inner Conductor = 100°C (212°F);Sea Level; dry air; atmospheric pressure; no solar loading Frequency (MHz) 30 50 150 220 450 900 1500 1800 2000 2500 5800 80000 Attenuation dB/100 ft 3.9 5.1 8.9 10.9 15.8 22.8 30.1 33.2 35.2 39.8 64.1 77.3 Attenuation dB/100 m 12.9 16.7 29.4 35.8 51.9 74.9 98.7 109.0 115.5 130.6 210.3 253.8 Avg. Power kW 0.230 0.180 0.100 0.083 0.057 0.039 0.029 0.027 0.025 0.022 0.013 0.01(800) TMS-COAX • www.timesmicrowave.com11TIMES MICROWAVE SYSTEMSLMR-100AElectrical Specifications Performance Property Units US (metric) Velocity of Propagation % 66 Dielectric Constant NA 2.30 Time Delay nS/ft (nS/m) 1.54 (5.05) Impedance ohms 50 Capacitance pF/ft (pF/m) 30.8 (101.1) Inductance uH/ft (uH/m) 0.077 (0.25) Shielding Effectiveness dB >90 DC Resistance Inner Conductor ohms/1000ft (/km) 81.0 (266) Outer Conductor ohms/1000ft (/km) 9.5 (31.2) Voltage Withstand Volts DC 500 Jacket Spark Volts RMS 2000 Peak Power kW 0.6 Environmental Specifications Performance Property 0F oC Installation Temperature Range -40/+185 -40/+85 Storage Temperature Range -94/+185 -70/+85 Operating Temperature Range -40/+185 -40/+85 Connectors Inner Outer Finish* Part Stock VSWR ** Coupling Contact Contact Body Length Width Weight Interface Description Number Code Freq. (GHz) Nut Attach Attach /Pin in (mm) in (mm) lb (g) 1. SMA Male Straight Plug TC-100-SM 3190-1551 <1.25:1 (3) Hex Solder Crimp SS/G 1.0 (25.4) 0.32 (8.1) 0.015 (6.8) 2. TNC Male Straight Plug TC-100-TM 3190-1552 <1.25:1 (3) Knurl Solder Crimp S/G 1.4 (35.6) 0.59 (15.0) 0.045 (20.4) 3. N Female Straight Jack TC-100-NF 3190-3030 <1.25:1 (3) N/A Solder Crimp A/G 1.3 (32.4) 0.62 (15.8) 0.055 (25.0) 4. N Male Straight Plug TC-100-NM 3190-3029 <1.25:1 (3) Hex Solder Crimp A/G 1.1 (28.2) 0.9 (22.6) 0.066 (30.0) * Finish metals: N=Nickel, S=Silver, G=Gold, SS=Stainless Steel, A=Alballoy **VSWR spec based on 3 foot cable with a connector pairMechanical Specifications Performance Property Units US (metric) Bend Radius: installation in. (mm) 0.25 (6.4) Bend Radius: repeated in. (mm) 1 (25.4) Bending Moment ft-lb (N-m) 0.1 (0.014) Weight lb/ft (kg/m) 0.0092 (.014) Tensile Strength lb (kg) 15 (6.8) Flat Plate Crush lb/in. (kg/mm) 10 (0.18)CCT-023192-165 Install Tools Type Part Number Stock Code Description Crimp Tool CT-240/200/195/100 3190-667 Crimp tool for LMR-100, 195, 200 and 240 connectors Cutting Tool CCT-02 3192-165 Cable end flush cut tool Replacement Blade RB-02 3192-166 Replacement blade for cutting toolTC-100-SM3190-1551TC-100-TM3190-1552TC-100-NF3190-3030TC-100-NM3190-30291234CT-240/200/195/100 - 3190-667
https://timesmicrowave.com/wp-content/uploads/2022/03/lmr-100a-coax-cables-datasheet.pdf | cable | (800) TMS-COAX • www.timesmicrowave.com10TIMES MICROWAVE SYSTEMSLMR® 100A Flexible Low Loss Communications CoaxLMR-100AIdeal for… • Drop-in Replacement for RG-316/RG-174 (uses standard connectors) • Jumper Assemblies in Wireless Communications Systems • Short Antenna Feeder runs • Any application (e.g. WLL, GPS, LMR, WLAN, WISP, WiMax, SCADA, Mobile Antennas) requiring an easily routed, low loss RF cable Part Description Stock Part Number Application Jacket Color CodeLMR-100A-FR Indoor/Outdoor-FR FRPE Black 54037LMR-100A-PVC Indoor/Outdoor PVC Black 54119LMR-100A-PVC-W Indoor/Outdoor PVC White 54200LMR-100A-UF Indoor TPE Black 54274LMR-100-PUR Indoor PUR Black 54363PVC = Poly Vinyl ChlorideConstruction Specifications Description Material In. (mm) Inner Conductor Solid BCCS 0.018 (0.46) Dielectric Solid PE 0.060 (1.52) Outer Conductor Aluminum Tape 0.065 (1.65) Overall Braid Tinned Copper 0.083 (2.11) Jacket See Table 0.110 (2.79)Attenuation vs. Frequency (typical)Attenuation(db per 100 feet)10010 1 10 100 1,000 10,000Frequency (MHz) Calculate Attenuation = (0.709140) • FMHz + (0.001740) • FMHz (interactive calculator available at http://www.timesmicrowave/telecom)Attenuation: VSWR=1.0 ; Ambient = +25°C (77°F) Power: VSWR=1.0; Ambient = +40°C; Inner Conductor = 100°C (212°F);Sea Level; dry air; atmospheric pressure; no solar loading Frequency (MHz) 30 50 150 220 450 900 1500 1800 2000 2500 5800 80000 Attenuation dB/100 ft 3.9 5.1 8.9 10.9 15.8 22.8 30.1 33.2 35.2 39.8 64.1 77.3 Attenuation dB/100 m 12.9 16.7 29.4 35.8 51.9 74.9 98.7 109.0 115.5 130.6 210.3 253.8 Avg. Power kW 0.230 0.180 0.100 0.083 0.057 0.039 0.029 0.027 0.025 0.022 0.013 0.01(800) TMS-COAX • www.timesmicrowave.com11TIMES MICROWAVE SYSTEMSLMR-100AElectrical Specifications Performance Property Units US (metric) Velocity of Propagation % 66 Dielectric Constant NA 2.30 Time Delay nS/ft (nS/m) 1.54 (5.05) Impedance ohms 50 Capacitance pF/ft (pF/m) 30.8 (101.1) Inductance uH/ft (uH/m) 0.077 (0.25) Shielding Effectiveness dB >90 DC Resistance Inner Conductor ohms/1000ft (/km) 81.0 (266) Outer Conductor ohms/1000ft (/km) 9.5 (31.2) Voltage Withstand Volts DC 500 Jacket Spark Volts RMS 2000 Peak Power kW 0.6 Environmental Specifications Performance Property 0F oC Installation Temperature Range -40/+185 -40/+85 Storage Temperature Range -94/+185 -70/+85 Operating Temperature Range -40/+185 -40/+85 Connectors Inner Outer Finish* Part Stock VSWR ** Coupling Contact Contact Body Length Width Weight Interface Description Number Code Freq. (GHz) Nut Attach Attach /Pin in (mm) in (mm) lb (g) 1. SMA Male Straight Plug TC-100-SM 3190-1551 <1.25:1 (3) Hex Solder Crimp SS/G 1.0 (25.4) 0.32 (8.1) 0.015 (6.8) 2. TNC Male Straight Plug TC-100-TM 3190-1552 <1.25:1 (3) Knurl Solder Crimp S/G 1.4 (35.6) 0.59 (15.0) 0.045 (20.4) 3. N Female Straight Jack TC-100-NF 3190-3030 <1.25:1 (3) N/A Solder Crimp A/G 1.3 (32.4) 0.62 (15.8) 0.055 (25.0) 4. N Male Straight Plug TC-100-NM 3190-3029 <1.25:1 (3) Hex Solder Crimp A/G 1.1 (28.2) 0.9 (22.6) 0.066 (30.0) * Finish metals: N=Nickel, S=Silver, G=Gold, SS=Stainless Steel, A=Alballoy **VSWR spec based on 3 foot cable with a connector pairMechanical Specifications Performance Property Units US (metric) Bend Radius: installation in. (mm) 0.25 (6.4) Bend Radius: repeated in. (mm) 1 (25.4) Bending Moment ft-lb (N-m) 0.1 (0.014) Weight lb/ft (kg/m) 0.0092 (.014) Tensile Strength lb (kg) 15 (6.8) Flat Plate Crush lb/in. (kg/mm) 10 (0.18)CCT-023192-165 Install Tools Type Part Number Stock Code Description Crimp Tool CT-240/200/195/100 3190-667 Crimp tool for LMR-100, 195, 200 and 240 connectors Cutting Tool CCT-02 3192-165 Cable end flush cut tool Replacement Blade RB-02 3192-166 Replacement blade for cutting toolTC-100-SM3190-1551TC-100-TM3190-1552TC-100-NF3190-3030TC-100-NM3190-30291234CT-240/200/195/100 - 3190-667
https://timesmicrowave.com/wp-content/uploads/2022/06/lmr-195-uf-datasheet.pdf | cable | (800) TMS-COAX • www.timesmicrowave.com58TIMES MICROWAVE SYSTEMSLMR®-195-UF UltraFlex Communications Coax Environmental Specifications Performance Property 0F oC Installation Temperature Range -40/+185 -40/+85 Storage Temperature Range -94/+185 -70/+85 Operating Temperature Range -40/+185 -40/+85Electrical Specifications Performance Property Units US (metric) Velocity of Propagation % 74 Dielectric Constant NA 1.56 Time Delay nS/ft (nS/m) 1.27 (4.17) Impedance ohms 50 Capacitance pF/ft (pF/m) 25.4 (83.3) Inductance uH/ft (uH/m) 0.064 (0.21) Shielding Effectiveness dB >90 DC Resistance Inner Conductor ohms/1000ft (/km) 9.5 (31.2) Outer Conductor ohms/1000ft (/km) 4.9 (16.1) Voltage Withstand Volts DC 1000 Jacket Spark Volts RMS 3000 Peak Power kW 2.5 • LMR®- UltraFlex has a stranded center conductor and rubber outer jacket designed for multiple bending/flexing cycles. It is used for both indoor and outdoor applications. • Flexibility and bendability are hallmarks of the LMR- UF cable design. The flexible outer conductor enables the tightest bend radius available for any cable of similar size and performance.• Low Loss is another hallmark feature of LMR- UF. Size for size LMR has the lowest loss of any flexible cable and comparable loss to semirigid hard-line cables.• RF Shielding is 50 dB greater than typical single shielded coax (40 dB). The multi-ply bonded foil outer conductor is rated conservatively at > 90 dB (i.e. >180 dB between two adjacent cables). • Weatherability: LMR-UF cables are designed for outdoor exposure and have a life expectancy in excess of 10 years.• Connectors: A wide variety of connectors are available for LMR cable, including all common interface types, reverse polarity, and solder-on center pins. Most LMR connectors employ crimp outer attachment using standard hex crimp sizes.• Cable Assemblies: All LMR-UF cable types are available as pre-terminated cable assemblies. Refer to the section on FlexTech for further details. Part Description Stock Part Number Application Jacket Color Code LMR-195-UF Indoor/Outdoor TPE Black 54212Ideal for… • Jumper Assemblies in Wireless Communications Systems • Short Antenna Feeder runs • Any application that requires additional flexibilityConstruction Specifications Description Material In. (mm) Inner Conductor Stranded BC 0.038 (0.97) Dielectric Foam Polyethylene 0.110 (2.79) Outer Conductor Aluminum Tape 0.116 (2.95) Overall Braid Tinned Copper 0.139 (3.53) Jacket Black Thermoplastic Elastomer 0.195 (4.95)Mechanical Specifications Performance Property Units US (metric) Bend Radius: installation in. (mm) 0.5 (12.7) Bend Radius: repeated in. (mm) 2 (50.8) Bending Moment ft-lb (N-m) 0.1 (0.14) Weight lb/ft (kg/m) 0.021 (0.03) Tensile Strength lb (kg) 40 (18.2) Flat Plate Crush lb/in. (kg/mm) 10 (0.18)LMR-195-UF(800) TMS-COAX • www.timesmicrowave.com59TIMES MICROWAVE SYSTEMSLMR-195-UFInstall Tools Part Stock Type Number Code Description Crimp Tool CT-240/200/195/100 3190-667 Crimp tool for LMR-100, 195, 200 and 240 connectors Cutting Tool CCT-02 3192-165 Cable end flush cut tool Replacement Blade RB-02 3192-166 Replacement blade for cutting toolCT-240/200/195/1003190-667CCT-023192-165 Connectors Inner Outer Finish* Part Stock VSWR ** Coupling Contact Contact Body Length Width Weight Interface Description Number Code Freq. (GHz) Nut Attach Attach /Pin in (mm) in (mm) lbs (g) 1. N Male Straight Plug TC-195-NMH-X 3190-2880 <1.25:1 (2.5) Knurl Solder Crimp S/G 1.5 (38.1) 0.75 (19.1) 0.073 (33.1) 2. SMA Male Straight Plug TC-195-SM-SS-X 3190-2878 <1.25:1 (2.5) Hex Solder Crimp SS/G 1.0 (25.4) 0.32 (8.1) 0.015 (6.8) 3. TNC Male Straight Plug TC-195-TM-X 3190-2879 <1.25:1 (2.5) Knurl Solder Crimp S/G 1.4 (35.6) 0.59 (15.0) 0.045 (20.4) 4. FME Female Straight Jack TC-195-FMEF-X 3190-6249 <1.25:1 (2) Hex Solder Crimp A/G 1.2 (29.3) 0.36 (9.2) 0.240 (6.1) 5. FME Male Straight Plug TC-200-FMEM-X 3190-6250 <1.25:1 (2) Hex Solder Crimp A/G 1.1 (28.1) 0.42 (10.8) 0.421 (10.7) TC-195-NMH-X 3190-2880TC-195-SM-SS-X 3190-2878TC-195-TM-X 3190-2879TC-195-FMEM-X3190-6250TC-195-FMEF-X3190-6249Attenuation vs. Frequency (typical)Attenuation(db per 100 feet)100.010.01.0 10 100 1,000 10,000 Calculate Attenuation = (0.424232) • FMHz + (0.000563) • FMHz (interactive calculator available at http://www.timesmicrowave.com/cable_calculators)Attenuation: VSWR=1.0 ; Ambient = +25°C (77°F) Power: VSWR=1.0; Ambient = +40°C; Inner Conductor = 100°C (212°F);Sea Level; dry air; atmospheric pressure; no solar loading Frequency (MHz) 30 50 150 220 450 900 1500 1800 2000 2500 5800 Attenuation dB/100 ft 2.3 3.0 5.3 6.4 9.3 13.2 17.3 19.0 20.1 22.6 35.6 Attenuation dB/100 m 7.7 9.9 17.3 21.1 30.4 43.4 56.77 62.4 65.9 74.2 116.7 Avg. Power kW 0.78 0.61 0.35 0.28 0.20 0.14 0.10 0.09 0.09 0.08 0.05Frequency (MHz)1. 2.3. 4. 5.
https://catalog.belden.com/techdata/EN/9222_techdata.pdf | cable | Product: 9222 50Ω Triax RG-58A/U Type, #20, PO, TC Braids, PVC JktProduct Description50 Ohm Triax RG-58A/U Type, 20 AWG stranded (7x28) .037" tinned copper conductor, polyethylene insulation, double tinned copper braid shields (95%coverage), PVC jacket.Technical SpecificationsProduct OverviewSuitable Applications:Analog video, Composite Video, Video DistributionConstruction DetailsRG Type:58ConductorElementNo. of ElementsSizeStrandingNom. DiameterMaterialCoax(es) 120 AWG7x280.038 inTC - Tinned CopperInsulationElementMaterialNom. Insulation Diameter Color CodeCoax(es) PE - Polyethylene0.12 in (3.0 mm)WhiteInner ShieldElementLayerShield TypeMaterialCoverageCoax(es) 1BraidTinned Copper (TC) 95%Inner JacketMaterialNom. DiameterPE - Polyethylene0.177 in (4.50 mm)Outer ShieldLayerOuter Shield TypeMaterialCoverage1BraidTinned Copper (TC) 95%Outer JacketMaterialNom. DiameterPVC - Polyvinyl Chloride 0.241 in (6.12 mm)Electrical CharacteristicsAttenuationFrequency Nom. Attenuation1 MHz0.5 dB/100ft10 MHz1.5 dB/100ft50 MHz3.3 dB/100ft100 MHz4.9 dB/100ft200 MHz7.2 dB/100ft400 MHz12 dB/100ft500 MHz14 dB/100ft700 MHz18 dB/100ft900 MHz22 dB/100ft1000 MHz24 dB/100ftElectricalsNom. ConductorDCRNom. Inner Shield DCRNom. Outer Shield DCRNom. Capacitance Cond-to-ShieldNom. Characteristic ImpedanceNom. Velocity of Prop.Max. Delay Skew9.5 Ohm/1000ft4.7 Ohm/1000ft (15 Ohm/km)4.3 Ohm/1000ft (14 Ohm/km)30.8 pF/ft (101 pF/m)50 Ohm66%66 ns/100mVoltageVoltage Rating1400 V RMSMechanical CharacteristicsTemperatureUL TemperatureOperating75°C-40°C To +75°CBend RadiusStationary Min.Installation Min.2.41 in (61.2 mm)2.41 in (61.2 mm)Max. Pull Tension:92 lbs (42 kg)Bulk Cable Weight:39 lbs/1000ftStandards and ComplianceEnvironmental Suitability:Indoor, IndoorCPR Compliance:CPR Euroclass: FcaEuropean Directive Compliance:EU CE Mark, EU Directive 2015/863/EU (RoHS 2 amendment), EU Directive 2011/65/EU (RoHS 2), EU Directive 2012/19/EU (WEEE)HistoryUpdate and Revision:Revision Number: 0.478 Revision Date: 04-29-2024Part NumbersVariantsItem #ColorPutup TypeLengthUPCFootnote9222 004100YellowReel100 ft6128252254309222 004500YellowReel500 ft612825225447C9222 004U500 YellowUnReel500 ft612825225423© 2024 Belden, IncAll Rights Reserved.Although Belden makes every reasonable effort to ensure their accuracy at the time of this publication, information and specifications described here in are subject to error or omission and to change withoutnotice, and the listing of such information and specifications does not ensure product availability.Belden provides the information and specifications herein on an "ASIS" basis, with no representations or warranties, whether express, statutory or implied. In no event will Belden be liable for any damages(including consequential, indirect, incidental, special, punitive, or exemplary damages) whatsoever, even if Belden has been advised of the possibility of such damages, whether in an action under contract,negligence or any other theory, arising out of or in connection with the use, or inability to use, the information or specifications described herein.All sales of Belden products are subject to Belden's standard terms and conditions of sale.Belden believes this product to be in compliance with all applicable environmental programs as listed in the data sheet. The information provided is correct to the best of Belden's knowledge, information and beliefat the date of its publication. This information is designed only as a general guide for the safe handling, storage, and any other operation of the product itself or the one that it becomes a part of. The ProductDisclosure is not to be considered a warranty or quality specification. Regulatory information is for guidance purposes only. Product users are responsible for determining the applicability of legislation andregulations based on their individual usage of the product.
https://catalog.belden.com/techdata/EN/9223_techdata.pdf | cable | Product: 9223 Audio Coax, Low Noise, 22 AWG Str TC, Foil + 95% TC Brd, PVC JktProduct DescriptionAudio Coax, Low Noise, 22 AWG (7x30) Tinned Copper Conductor, Inner PE Conductive Layer, PE Insulation, Duobond® II + 95% Tinned Copper BraidShield, PVC JacketTechnical SpecificationsProduct OverviewSuitable Applications:Low noise microphone, Analog audio, InstrumentationConstruction DetailsRG Type:58ConductorSizeStrandingNom. DiameterMaterial22 AWG7x300.029 inTC - Tinned CopperInsulationMaterialNom. Insulation Diameter Color CodePE - Polyethylene (Conductive) 0.112 in (2.84 mm)BlackPE - Polyethylene0.112 in (2.84 mm)WhiteOuter ShieldLayerOuter Shield TypeMaterialMaterial Trade NameCoverage1TapeTri-Laminate (Alum+Poly+Alum) Duobond® II100%2BraidTinned Copper (TC)95%Outer JacketMaterialNom. DiameterPVC - Polyvinyl Chloride 0.195 in (4.95 mm)Overall Cable Diameter (Nominal): 0.195 in (4.95 mm)Electrical CharacteristicsElectricalsNom. Conductor DCRNom. Outer Shield DCRNom. Capacitance Cond-to-ShieldNom. Velocity of Prop.15.1 Ohm/1000ft (49.5 Ohm/km) 3.8 Ohm/1000ft (12 Ohm/km)37 pF/ft (120 pF/m)56%VoltageVoltage Rating1900 V RMSElectrical Characteristics Notes:NBS Low Noise Test (Modified), MIL-C-17 Paragraph 4.8.14, 8 mV Peak to Peak MaxMechanical CharacteristicsTemperatureOperating-40°C to +80°CBend RadiusInstallation Min.2 in (51 mm)Max. Pull Tension:8.85 lbs (4.01 kg)Bulk Cable Weight:24 lbs/1000ftStandards and ComplianceEnvironmental Suitability:Indoor (Not Riser or Plenum), IndoorSustainability:CA Prop 65CPR Compliance:CPR Euroclass: Eca; CPR UKCA Class: EcaEuropean Directive Compliance:EU CE Mark, EU Directive 2015/863/EU (RoHS 2 amendment), REACH, EU Directive 2011/65/EU (RoHS 2), EU Directive 2012/19/EU (WEEE)UK Regulation Compliance:UKCA MarkAPAC Compliance:China RoHS II (GB/T 26572-2011)Product NotesNotes:Not recommended for RF useHistoryUpdate and Revision:Revision Number: 0.443 Revision Date: 04-29-2024Part NumbersVariantsItem #ColorPutup TypeLengthUPCFootnote9223 010100BlackReel100 ft6128253588319223 010500BlackReel500 ft612825357742C9223 0101000 BlackReel1,000 ft612825357759C© 2024 Belden, IncAll Rights Reserved.Although Belden makes every reasonable effort to ensure their accuracy at the time of this publication, information and specifications described here in are subject to error or omission and to change withoutnotice, and the listing of such information and specifications does not ensure product availability.Belden provides the information and specifications herein on an "ASIS" basis, with no representations or warranties, whether express, statutory or implied. In no event will Belden be liable for any damages(including consequential, indirect, incidental, special, punitive, or exemplary damages) whatsoever, even if Belden has been advised of the possibility of such damages, whether in an action under contract,negligence or any other theory, arising out of or in connection with the use, or inability to use, the information or specifications described herein.All sales of Belden products are subject to Belden's standard terms and conditions of sale.Belden believes this product to be in compliance with all applicable environmental programs as listed in the data sheet. The information provided is correct to the best of Belden's knowledge, information and beliefat the date of its publication. This information is designed only as a general guide for the safe handling, storage, and any other operation of the product itself or the one that it becomes a part of. The ProductDisclosure is not to be considered a warranty or quality specification. Regulatory information is for guidance purposes only. Product users are responsible for determining the applicability of legislation andregulations based on their individual usage of the product.
https://source.z2data.com/2022/4/28/20/47/28/412412/PdfFile_134568.pdf | cable | DescriptionRG: RG type RF cablesRG174, 50 Ohm, 1 GHz, 85°C, ø2.55 mm, PVC jacketTechnical DataConstructionMaterialDetailDiameterCentre conductorSteel, Copper platedStrand-070.48 mmDielectricPE (Polyethylene)1.48 mmOuter conductorCopper, Tin platedBraid, 87%2 mmJacketPVC II (low migration)RAL 9005 - bk2.55 mm +/- 0.13Print: HUBER+SUHNER RG 174 U 50 Ohm (production order number)Electrical DataImpedance50 Ω +/- 2Operating Frequency1 GHzCapacitance101 pF/mVelocity of signal propagation66 %Signal delay5.03 ns/mScreening effectiveness≥ 40 dB (up to 1 GHz)Operating voltage≤ 1.5 kVrms (at sea level)Test voltage3 kVrms (50 Hz/1 min)Mechanical DataWeight1.12 kg/100 mMin. bending radiusstatic15 mm26 mmEnvironmental DataTemperature range-25 °C ... +85 °CInstallation temperature-20 °C... +60 °CHalogen freeNo2011/65/EU (RoHS - including2015/863 and 2017/2102)compliant1907/2006/EC (REACH)compliantAdditional InformationMIL reference: M17/196-00001 (former reference: M17/119-RG174)Remarks(For details refer to the HUBER+SUHNER RF CABLES GENERAL CATALOGUE or contact your nearest HUBER+SUHNER partner)Suitable ConnectorsCable groupU2 2 mm / 50 OhmData SheetFlexible RF cableRG_174_/UItem: 22510040Page 1/2Document: DOC-0000177742 AT / PDO O / date of publication: 14.10.2020 17:27:19 / uncontrolled copyMatrixtypical Attenuation [ formula: (a*f^0.5 + b*f) ] and maximum Power CW [ formula: (p/f^0.5) ]Coefficients:a = 0.888b = 0.034fmax = 1P at 1GHz = 37FrequencyNom. attenuationNom. attenuationMax. CW power(GHz)(dB / m)(dB / ft)(W)sea level 25° Cambienttemperaturesea level 25° Cambienttemperaturesea level 40° Cambienttemperature0,050,20,0611650,10,280,0871170,150,350,106960,20,40,123830,250,450,138740,30,50,151680,350,540,164630,40,580,175590,450,610,186550,50,640,197520,550,680,206500,60,710,216480,650,740,225460,70,770,234440,750,790,242430,80,820,250410,850,850,258400,90,870,266390,950,90,274381,00,920,28137www.hubersuhner.comHUBER+SUHNER is certified according to ISO 9001, ISO 14001, AS/EN9100, ISO/TS 16949 and IRIS.Waiver: Fact and figures herein are for information only and do not represent any warranty of any kind.Data SheetFlexible RF cableRG_174_/UItem: 22510040Page 2/2Document: DOC-0000177742 AT / PDO O / date of publication: 14.10.2020 17:27:19 / uncontrolled copy
https://source.z2data.com/2022/1/25/7/5/48/474558/HUBERSUHNERRG58CUDataSheet.pdf | cable | DescriptionRG: RG type RF cablesRG58, 50 Ohm, 1 GHz, 85°C, ø4.95 mm, PVC jacketTechnical DataConstructionMaterialDetailDiameterCentre conductorCopper, Tin platedStrand-190.9 mmDielectricPE (Polyethylene)2.95 mmOuter conductorCopper, Tin platedBraid, 96%3.6 mmJacketPVC II (low migration)RAL 9005 - bk4.95 mm +/- 0.15Print: HUBER+SUHNER RG 58 C/U 50 Ohm (production order number)Electrical DataImpedance50 Ω +/- 2Operating Frequency1 GHzCapacitance101 pF/mVelocity of signal propagation66 %Signal delay5.03 ns/mScreening effectiveness≥ 38 dB (up to 1 GHz)Operating voltage≤ 2.5 kVrms (at sea level)Test voltage5 kVrms (50 Hz/1 min)Mechanical DataWeight3.7 kg/100 mMin. bending radiusstatic25 mm50 mmEnvironmental DataTemperature range-25 °C ... +85 °CInstallation temperature-20 °C... +60 °CHalogen freeNo2011/65/EU (RoHS - including2015/863 and 2017/2102)compliant1907/2006/EC (REACH)compliantAdditional InformationMIL reference: M17/183-00001 (former reference: M17/28-RG058)Remarks(For details refer to the HUBER+SUHNER RF CABLES GENERAL CATALOGUE or contact your nearest HUBER+SUHNER partner)Suitable ConnectorsCable groupU7 3 mm / 50 OhmData SheetFlexible RF cableRG_58_C/UItem: 22510015Page 1/2Document: DOC-0000177717 BB / PDO T / date of publication: 10.02.2021 17:28:56 / uncontrolled copyMatrixtypical Attenuation [ formula: (a*f^0.5 + b*f) ] and maximum Power CW [ formula: (p/f^0.5) ]Coefficients:a = 0.3455b = 0.2373fmax = 1P at 1GHz = 105FrequencyNom. attenuationNom. attenuationMax. CW power(GHz)(dB / m)(dB / ft)(W)sea level 25° Cambienttemperaturesea level 25° Cambienttemperaturesea level 40° Cambienttemperature0,050,090,0274700,10,130,0413320,150,170,0522710,20,20,0622350,250,230,0712100,30,260,0791920,350,290,0881770,40,310,0961660,450,340,1031570,50,360,1111480,550,390,1181420,60,410,1251360,650,430,1321300,70,460,1391250,750,480,1451210,80,50,1521170,850,520,1591140,90,540,1651110,950,560,1711081,00,580,178105www.hubersuhner.comHUBER+SUHNER is certified according to ISO 9001, ISO 14001, AS/EN9100, ISO/TS 16949 and IRIS.Waiver: Fact and figures herein are for information only and do not represent any warranty of any kind.Data SheetFlexible RF cableRG_58_C/UItem: 22510015Page 2/2Document: DOC-0000177717 BB / PDO T / date of publication: 10.02.2021 17:28:56 / uncontrolled copy
https://timesmicrowave.com/wp-content/uploads/2022/03/lmr-600-coax-cables-datasheet.pdf | cable | (800) TMS-COAX • www.timesmicrowave.com32TIMES MICROWAVE SYSTEMSLMR-600Ideal for… • Jumper Assemblies in Wireless Communications Systems • Short Antenna Feeder runs • Any application (e.g. WLL, GPS, LMR, WLAN, WISP, WiMax, SCADA, Mobile Antennas) requiring an easily routed, low loss RF cableElectrical Specifications Performance Property Units US (metric) Velocity of Propagation % 85 Dielectric Constant NA 1.32 Time Delay nS/ft (nS/m) 1.17 (3.83) Impedance ohms 50 Capacitance pF/ft (pF/m) 23.4 (76.6) Inductance uH/ft (uH/m) 0.058 (0.19) Shielding Effectiveness dB >90 DC Resistance Inner Conductor ohms/1000ft (/km) 0.53 (1.7) Outer Conductor ohms/1000ft (/km) 1.2 (3.9) Voltage Withstand Volts DC 4000 Jacket Spark Volts RMS 8000 Peak Power kW 40 Mechanical Specifications Performance Property Units US (metric) Bend Radius: installation in. (mm) 1.50 (38.1) Bend Radius: repeated in. (mm) 6.0 (152.4) Bending Moment ft-lb (N-m) 2.75 (3.73) Weight lb/ft (kg/m) 0.131 (0.20) Tensile Strength lb (kg) 350 (158.9) Flat Plate Crush lb/in. (kg/mm) 60 (1.07)LMR®-600 Flexible Low Loss Communications Coax Environmental Specifications Performance Property 0F oC Installation Temperature Range -40/+185 -40/+85 Storage Temperature Range -94/+185 -70/+85 Operating Temperature Range -40/+185 -40/+85Construction Specifications Description Material In. (mm) Inner Conductor Solid BCCAl 0.176 (4.47) Dielectric Foam PE 0.455 (11.56) Outer Conductor Aluminum Tape 0.461 (11.71) Overall Braid Tinned Copper 0.490 (12.45) Jacket (see table) 0.590 (14.99) Part Description Stock Part Number Application Jacket Color Code LMR-600 Outdoor PE Black 54003 LMR-600-DB Outdoor/Watertight PE Black 54093 LMR-600-FR Indoor/Outdoor Riser CMR FRPE Black 54032 LMR-600-FR-PVC Indoor/Outdoor Riser CMR FRPVC Black 54074 LMR-600-PVC General Purpose PVC Black 54219 LMR-600-PVC-W General Purpose PVC White 54206(800) TMS-COAX • www.timesmicrowave.com33TIMES MICROWAVE SYSTEMSAttenuation vs. Frequency (typical)Attenuation(db per 100 feet)10.01.00.110 100 1,000 10,000Frequency (MHz)LMR-600 Calculate Attenuation =(0.075550) • FMHz + (0.000260) • FMHz (interactive calculator available at http://www.timesmicrowave.com/cable_calculators)Attenuation: VSWR=1.0; Ambient = +25°C (77°F) Power: VSWR=1.0; Ambient = +40°C; Inner Conductor = 100°C (212°F); Sea Level; dry air; atmospheric pressure; no solar loading Frequency (MHz) 30 50 150 220 450 900 1500 1800 2000 2500 5800 8000 Attenuation dB/100 ft 0.4 0.5 1.0 1.2 1.7 2.5 3.3 3.7 3.9 4.4 7.3 8.8 Attenuation dB/100 m 1.4 1.8 3.2 3.9 5.6 8.2 10.9 12.1 12.8 14.5 23.8 29.0 Avg. Power kW 5.51 4.24 2.41 1.97 1.35 0.93 0.70 0.63 0.59 0.52 0.32 0.26(800) TMS-COAX • www.timesmicrowave.com34TIMES MICROWAVE SYSTEMSLMR-600LMR®-600 Flexible Low Loss Communications CoaxEZ-600-NMC-2-D3190-2641EZ-600-NF-BH3190-616TC-600-NF-BH3190-589TC-600-NFC-BH3190-466EZ-600-NF-BH3190-616EZ-600-TM-RP3190-796TC-600-716MC3190-502TC-600-716FC3190-375EZ-600-716M-X3190-2643TC-600-716M-X3190-2642 Inner Outer Finish* Part Stock VSWR** Coupling Contact Contact Body Length Width Weight Interface Description Number Code Freq. (GHz) Nut Attach Attach /Pin in (mm) in (mm) lb (g)1. 7/8 EIA Flange EZ-600-78EIA 3190-1373 <1.25:1 (2.5) NA Spring Finger Clamp S/S 2.3 (58) 2.60 (66.0) 0.873 (396.0) 2. 7-16 DIN Female Straight Jack TC-600-716FC 3190-375 <1.25:1 (2.5) NA Solder Clamp S/S 1.1 (28) 1.00 (25.4) 0.249 (112.9) 3. 7-16 DIN Straight Plug EZ-600-716M-X 3190-2643 <1.30:1 (6) Hex Spring Finger Crimp A/S 1.6 (42) 1.38 (35.0) 0.209 (94.80 4. 7-16 DIN Straight Plug TC-600-716M-X 3190-2642 <1.30:1 (6) Hex Solder Crimp A/S 1.6 (40) 1.38 (35.0) 0.191 (86.6 5. 7-16 DIN Straight Plug TC-600-716MC 3190-502 <1.25:1 (2.5) Hex Solder Clamp S/S 2.0 (51) 1.30 (33.0) 0.347 (157.4) 6. 7/16 Male Right Angle EZ-600-716M-RA-X 3190-2546 <1.35:1 (6) Hex Spring Finger Crimp A/G 1.6 (40) 1.38 (35.0) 0.462 (210.0) 7. 7-16 DIN Right Angle TC-600-716M-RA-D 3190-2599 <1.35:1 (6) Hex Solder Crimp A/S 1.7 (44) 2.00 (50.9) 0.362 (164.2) 8. 7-16 DIN Straight Jack EZ-600-716F 3190-2447 <1.25:1 (6) Hex Spring Finger Crimp A/G 1.8 (45) 1.32 (33.6) 0.158 (71.7) 9. HN Male Straight Plug TC-600-HNMC 3190-1429 <1.25:1 (<1) Knurl Solder Clamp S/g 2.3 (59.2) 0.88 (22.4) 0.25 (113) 10. LC Male Straight Plug TC-600-LCM 3190-1406 <1.25:1 (<1) Hex Solder Clamp N/S 3.1 (78.0) 1.62 (41.1) 1.20 (544) 11. N Female Straight Jack TC-600-NF-X 3190-2816 <1.30:1 (6) NA Solder Crimp A/G 1.7 (43) 0.69 (17.6) 0.076 (34.6) 12. N Female Straight Jack EZ-600-NF-X 3190-2817 <1.30:1 (6) NA Spring Finger Crimp A/G 1.7 (43) 0.69 (17.6) 0.090 (40.6) 13. N Female Bulkhead Jack EZ-600-NF-BH 3190-616 <1.25:1 (2.5) NA Spring Finger Crimp S/G 2.4 (61) 0.88 (22.4) 0.195 (88.5) 14. N Female Bulkhead Jack TC-600-NF-BH 3190-589 <1.25:1 (2.5) NA Solder Crimp S/G 2.4 (61) 0.88 (22.4) 0.195 (88.5) 15. N Female Bulkhead Jack TC-600-NFC-BH 3190-466 <1.25:1 (2.5) NA Solder Clamp S/G 2.2 (56) 0.94 (23.9) 0.214 (97.1) 16. N Male Straight Plug EZ-600-NMK 3190-669 <1.25:1 (2.5) Knurl Spring Finger Crimp S/G 2.1 (53) 0.92 (23.4) 0.164 (74.4) 17. N Male Straight Plug EZ-600-NMC-2-D 3190-2641 <1.25:1 (6) Hex/Knurl Spring Finger Clamp A/G 2.1 (53) 0.92 (23.4) 0.202 (91.6) 18. N Male Straight Plug EZ-600-NMH-X 3190-2627 <1.25:1 (8) Hex/Knurl Spring Finger Crimp A/G 2.1 (53) 0.92 (23.4) 0.164 (74.4) 19. N Male Straight Plug TC-600-NMH-X 3190-2628 <1.25:1 (8) Hex/Knurl Solder Crimp A/G 2.1 (53) 0.92 (23.4) 0.166 (75.3) 20. N Male Right Angle EZ-600-NMH-RA-X 3190-2639 <1.35:1 (6) Hex Spring Finger Crimp A/G 2.0 (50) 1.42 (36.0) 0.224 ( 101.7) 21. N Male Right Angle TC-600-NMH-RA-D 3190-2427 <1.35:1 (6) Hex Solder Crimp A/G 1.8 (46.5) 1.62 (41.2) 0.185 (84.3) 22. N Male Straight Plug TC-600-NMH-75-50 3190-1610 <1.35:1 (6) Hex Solder Crimp N/G 2.1 (52.8) 0.91 (23.1) 0.130 (59.0) 23. BNC Male Right Angle TC-600-BM-RA 3190-2734 1.30:1 (4) Knurl Solder Crimp A/G 1.8 (45.5) 1.54 (39.0) 0.164 (74.3) 24. TNC Male Straight Plug TC-600-TM-X 3190-2530 <1.25:1 (6) Hex/Knurl Solder Crimp A/G 2.3 (57.6) 0.75 (19.0) 0.100 (45.6) 25. TNC Male Straight Plug EZ-600-TM-X 3190-2531 <1.25:1 (6) Hex/Knurl Spring Finger Crimp A/G 2.3 (57.6 0.75 (19.0) 0.100 (45.6) 26. TNC Male Reverse Polarity EZ-600-TM-RP 3190-796 <1.25:1 (2.5) Knurl Spring Finger Crimp A/G 2.2 (56) 0.87 (22.0) 0.112 (50.8) 27. TNC Male Reverse Polarity TC-600-TM-RP 3190-1064 <1.25:1 (6) Knurl Solder Crimp N/G 2.1 (53.3) 0.68 (17.3) 0.112 (50.8) 28. TNC Male Right Angle TC-600-TM-RA-D 3190-2707 <1.35:1 (6) Hex/Knurl Solder Crimp A/G 1.6 (41) 1.75 (44.5) 0.164 (74.3) 29. TNC Female Reverse Polarity EZ-600-TF-RP 3190-797 <1.25:1 (2.5) NA Spring Finger Crimp A/G 2.3 (58) 0.87 (22.0) 0.100 (45.4) 30. TNC Female Reverse Polarity TC-600-TF-RP 3190-1065 <1.35:1 (6) Knurl Solder Crimp N/G 2.2 (55.8) 0.68 (17.3) 0.100 (45.4) 31. UHF Male Straight Plug EZ-600-UM 3190-615 <1.25:1 (2.5) Knurl Spring Finger Crimp S/G 1.7 (43) 0.88 (22.4) 0.164 (74.4) 32. UHF Male Straight Plug TC-600-UMC 3190-213 <1.25:1 (2.5) Knurl Solder Clamp S/G 1.7 (43) 0.88 (22.4) 0.198 (89.8) Finsh metals: N=Nickel, S=Silver, G=Gold, SS=Stainless Steel, A=Alballoy **VSWR spec based on 3 foot cable with a connector pair #Available in bulk packEZ-600-NMK3190-669EZ-600-78EIA3190-1373TC-600-HNMC3190-1429TC-600-LCM3190-1406EZ-600-716M-RA-X 3190-2546EZ-600-716F3190-2447TC-600-TM-X 3190-2530EZ-600-TM-X3190-2531EZ-600-NMH-RA-X3190-2639TC-600-NMH-X3190-2628EZ-600-NMH-X3190-2627TC-600-BM-RA 3190-2734TC-600-NMH-75-503190-1610TC-600-NMH-RA-D3190-2427Connectors1234567891318202624/252221191715141110EZ-600-NF-X 3190-2817TC-600-NF-X3190-2816TC-600-716M-RA-D3190-2599121623TC-600-716M-X3190-2642(800) TMS-COAX • www.timesmicrowave.com35TIMES MICROWAVE SYSTEMSLMR-600EZ-600-UM3190-615TC-600-UMC3190-213TC-600-TM-RA-D3190-2707EZ-600-TF-RP3190-797CR-6003190-831GST-600A3190-1051DBT-U3192-001CST-600 - 3192-052CT-U3192-181Y17203190-203WR-6003190-1435CCT-023192-165RB-4563190-421RB-CST3192-086 Part Stock Type Number Code Description Ground Kit GK-S600TT GK-S600TT Standard Grounding Kit (each) Hoisting Grip HG-600T HG-600T Split/Laced Type (each) Cold Shrink CS-A600T CS-A600T Cable to Antenna Junction (each) Cold Shrink CS-60120T CS-60120T LMR-600 to -1200 Junction (each) Cold Shrink CS-60170T CS-60170T LMR-600 to -1700 Junction (each) Hanger Blocks CB-600T CB-600T Dual Cable Support Block (kit of 10) Stand. Entry Port Cushion SC-600T-3 Three cables (each) Snap-In Hangers SH-U600T SH-U600T Snap-In Hangers (Kit of 10) Hanger Block Supporting Hardware Complete Range of Supporting Hardware & Adapters Available Weather Proof Boot IPB-600-NM 3109-600-NM LMR-600 Male IP boot suitable for type N, TNC, BNC, 4310, 4195 Weather Proof Boot IPB-600-NF 3109-600-NF LMR-600 Female IP boot suitable for type N, TNC, BNC, 4310, 4195 Weather seal boots WSB-600 3109-401 Weather seal strain relief boot (10 pk) for use with most popular LMR-600-X series connectorsCB-600TCS-A600T, CS-60120T, CS-60170TGK-S600TTHG-600TSH-U600THanger Support HardwareSC-600T Part Stock Type Number Code Description Crimp Tool CT-U 3192-181 Crimp Handle Crimp Dies Y1720 3190-203 .610" Hex Dies Crimp Rings CR-600 3190-831 Crimp Rings for TC/EZ-600 connectors (pkg of 10) Strip Tool CST-600 3192-052 Combination prep tool for LMR-600 crimp and clamp style connectors Crimp Tool CT-600 3192-170 Crimp tool for LMR 600 connectors Replacement Blades RB-456 3190-421 Replacement Blades for Strip Tools Deburr Tool DBT-U 3192-001 Removes center conductor rough edges Midspan Strip Tool GST-600A 3190-1051 For ground strap attachment Wrench WR-600 3190-1435 15/16" Box Wrench (2 required for EZ-600-NMC-2) Cutting Tool CCT-02 3192-165 Cable end flush cut tool Replacement Blade RB-02 3192-166 Replacement blade for cutting tool Replacement Blade Kit RB-CST 3192-086 Replacement blade kit for all CST strip tools Tool Kit TK-600EZ 3190-1602 Tool kit for LMR crimp/clamp connectors (includes CCT-02, CST-600, CT-600, Tool Pouch)TK-600EZ3190-160228TC-600-TF-RP3190-1065TC-600-TM-RP3190-10642930313227CT-6003192-170Install ToolsHardware AccessoriesIPB-600-NM3109-417-4IPB-600-NF3109-417-5WSB-6003109-401
https://source.z2data.com/2023/9/4/2/46/1/388222/2208135/HUBERSUHNERENVIROFLEX179DataSheet.pdf | cable | DescriptionEnviroflex: LSFH alternatives to RG cablesRG179 LSFH, 75 Ohm, 3 GHz, 105°C, ø2.54 mm, RADOX®jacket, Flame retardant, UL AWM style 3651Technical DataConstructionMaterialDetailDiameterCentre conductorSteel, Copper+Silver platedStrand-070.305 mmDielectricSPEX (Crosslink Foam PE)1.55 mmOuter conductorCopper, Silver platedBraid, 94%2 mmJacketRADOXRAL 5015 - bl2.54 mm +/- 0.07Print: HUBER+SUHNER ENVIROFLEX 179 75 Ohm (UL logo) AWM Style 3651 (production order number)Electrical DataImpedance75 Ω +/- 3Operating Frequency3 GHzCapacitance63 pF/mVelocity of signal propagation70 %Signal delay4.78 ns/mScreening effectiveness≥ 40 dB (up to 1 GHz)Operating voltage≤ 1 kVrms (at sea level)Test voltage2 kVrms (50 Hz/1 min)Voltage Rating UL300 VPhase vs Temperature-40°C... + 100°C8400 ppmPhase vs Bending0.7 °/GHzMechanical DataWeight1.11 kg/100 mMin. bending radiusstatic5 mmrepeated (for ≤ 50 bendings)25 mmEnvironmental DataTemperature range-40 °C ... +105 °CTemperature rating UL105 °CInstallation temperature-20 °C... +60 °CCold bend testMIL-C-17 § 4.8.19Ageing testMIL-C-17 § 4.8.16Solar radiation testIEC 60068-2-5, proc. CUv resistance testIEC 60068-2-5, proc. CFlame propagation testUL 1581 § 1100, IEC 60332-2, EN60332-1-2Smoke density testEN 61034-2Halogen testIEC 60754Halogen freeYes2011/65/EU (RoHS - including2015/863 and 2017/2102)compliant1907/2006/EC (REACH)compliant2000/53/EC (ELV)compliant2012/19/EU (WEEE)no special marking neededAdditional InformationRailway certificates discontinued by end of 2017. Replacement type for railway: RADOX_RF_179.Remarks(For details refer to the HUBER+SUHNER RF CABLES GENERAL CATALOGUE or contact your nearest HUBER+SUHNER partner)Suitable ConnectorsCable groupU5 2 mm / 75 OhmData SheetFlexible RF cableENVIROFLEX_179Item: 23019104Page 1/2Document: DOC-0000177965 BG / PDO AD / date of publication: 14.10.2020 17:51:53 / uncontrolled copyMatrixtypical Attenuation [ formula: (a*f^0.5 + b*f) ] and maximum Power CW [ formula: (p/f^0.5) ]Coefficients:a = 0.8288b = 0.0725fmax = 3P at 1GHz = 45FrequencyNom. attenuationNom. attenuationMax. CW power(GHz)(dB / m)(dB / ft)(W)sea level 25° Cambienttemperaturesea level 25° Cambienttemperaturesea level 40° Cambienttemperature0,150,330,1011160,30,480,145820,450,590,179670,60,690,209580,750,770,235520,90,850,260471,050,930,282441,20,990,303411,351,060,323391,51,120,343371,651,180,361351,81,240,379341,951,30,396322,11,350,412312,251,410,429302,41,460,444292,551,510,460282,71,560,475272,851,610,489273,01,650,50426www.hubersuhner.comHUBER+SUHNER is certified according to ISO 9001, ISO 14001, AS/EN9100, ISO/TS 16949 and IRIS.Waiver: Fact and figures herein are for information only and do not represent any warranty of any kind.Data SheetFlexible RF cableENVIROFLEX_179Item: 23019104Page 2/2Document: DOC-0000177965 BG / PDO AD / date of publication: 14.10.2020 17:51:53 / uncontrolled copy
https://source.z2data.com/2020/11/18/8/43/4/929/HUBERSUHNERENVIROFLEX316DataSheet.pdf | cable | DescriptionEnviroflex: LSFH alternatives to RG cablesRG316 LSFH, 50 Ohm, 3 GHz, 105°C, ø2.54 mm, RADOX®jacket, Flame retardant, UL AWM style 3651Technical DataConstructionMaterialDetailDiameterCentre conductorSteel, Copper+Silver platedStrand-070.54 mmDielectricSPEX (Crosslink Foam PE)1.53 mmOuter conductorCopper, Silver platedBraid, 99%1.99 mmJacketRADOXRAL 5017 - bl2.54 mm +/- 0.07Print: HUBER+SUHNER ENVIROFLEX 316 50 Ohm (UL logo) AWM Style 3651 (production order number)Electrical DataImpedance50 Ω +/- 2Operating Frequency3 GHzCapacitance94.5 pF/mVelocity of signal propagation70.7 %Signal delay4.71 ns/mOperating voltage≤ 1.5 kVrms (at sea level)Test voltage3 kVrms (50 Hz/1 min)Voltage Rating UL300 VMechanical DataWeight1.6 kg/100 mMin. bending radiusstatic5 mmrepeated (for ≤ 30000 bendings)dynamic30 mmEnvironmental DataTemperature range-40 °C ... +105 °CTemperature rating UL105 °CInstallation temperature-20 °C... +60 °CCold bend testMIL-C-17 § 4.8.19Ageing testMIL-C-17 § 4.8.16Uv resistance testIEC 60068-2-5, proc. CFlame propagation testUL 1581 § 1100,Halogen testIEC 60754Halogen freeYes2011/65/EU (RoHS - including2015/863 and 2017/2102)compliant1907/2006/EC (REACH)compliantAdditional InformationRemarks(For details refer to the HUBER+SUHNER RF CABLES GENERAL CATALOGUE or contact your nearest HUBER+SUHNER partner)Suitable ConnectorsCable groupU2 2 mm / 50 OhmData SheetFlexible RF cableENVIROFLEX_316Item: 23009565Page 1/2Document: DOC-0000177940 AS / PDO V / date of publication: 14.10.2020 17:52:00 / uncontrolled copyMatrixtypical Attenuation [ formula: (a*f^0.5 + b*f) ] and maximum Power CW [ formula: (p/f^0.5) ]Coefficients:a = 0.812b = 0.1504fmax = 3P at 1GHz = 90FrequencyNom. attenuationNom. attenuationMax. CW power(GHz)(dB / m)(dB / ft)(W)sea level 25° Cambienttemperaturesea level 25° Cambienttemperaturesea level 40° Cambienttemperature0,150,340,1032320,30,490,1491640,450,610,1871340,60,720,2191160,750,820,2491040,90,910,276951,050,990,302881,21,070,326821,351,150,349771,51,220,372731,651,290,394701,81,360,415671,951,430,435642,11,490,455622,251,560,474602,41,620,493582,551,680,512562,71,740,530552,851,80,548533,01,860,56652www.hubersuhner.comHUBER+SUHNER is certified according to ISO 9001, ISO 14001, AS/EN9100, ISO/TS 16949 and IRIS.Waiver: Fact and figures herein are for information only and do not represent any warranty of any kind.Data SheetFlexible RF cableENVIROFLEX_316Item: 23009565Page 2/2Document: DOC-0000177940 AS / PDO V / date of publication: 14.10.2020 17:52:00 / uncontrolled copy
https://source.z2data.com/2020/11/22/7/59/17/654/841181249/23010656.pdf | cable | DescriptionEnviroflex: LSFH alternatives to RG cablesRG178 LSFH, 50 Ohm, 3 GHz, 105°C, ø1.84 mm, RADOX®jacket, Flame retardant, UL AWM style 3651Technical DataConstructionMaterialDetailDiameterCentre conductorSteel, Copper+Silver platedStrand-070.305 mmDielectricSPEX (Crosslink Foam PE)0.82 mmOuter conductorCopper, Silver platedBraid, 95%1.27 mmJacketRADOXRAL 5010 - bl1.84 mm +/- 0.07Print: HUBER+SUHNER ENVIROFLEX 178 50 Ohm (UL logo) AWM Style 3651 (production order number)Electrical DataImpedance50 Ω +/- 2Operating Frequency3 GHzCapacitance94.5 pF/mVelocity of signal propagation70.7 %Signal delay4.71 ns/mScreening effectiveness≥ 40 dB (up to 3 GHz)Operating voltage≤ 1 kVrms (at sea level)Test voltage2 kVrms (50 Hz/1 min)Voltage Rating UL300 VPhase vs Temperature-40°C... + 100°C8400 ppmPhase vs Bending0.7 °/GHzMechanical DataWeight0.65 kg/100 mMin. bending radiusstatic5 mmrepeated (for ≤ 30000 bendings)20 mmdynamic30 mmEnvironmental DataTemperature range-40 °C ... +105 °CTemperature rating UL105 °CInstallation temperature-20 °C... +60 °CCold bend testMIL-C-17 § 4.8.19Ageing testMIL-C-17 § 4.8.16Solar radiation testIEC 60068-2-5, proc. CUv resistance testIEC 60068-2-5, proc. CFlame propagation testUL 1581 § 1100,Halogen testIEC 60754Halogen freeYes2011/65/EU (RoHS - including2015/863 and 2017/2102)compliant1907/2006/EC (REACH)compliantAdditional InformationRemarks(For details refer to the HUBER+SUHNER RF CABLES GENERAL CATALOGUE or contact your nearest HUBER+SUHNER partner)Suitable ConnectorsCable groupU1 1 mm / 50 OhmData SheetFlexible RF cableENVIROFLEX_178Item: 23010656Page 1/2Document: DOC-0000177955 BA / PDO S / date of publication: 14.10.2020 17:58:27 / uncontrolled copyMatrixtypical Attenuation [ formula: (a*f^0.5 + b*f) ] and maximum Power CW [ formula: (p/f^0.5) ]Coefficients:a = 1.4067b = 0.2229fmax = 3P at 1GHz = 60FrequencyNom. attenuationNom. attenuationMax. CW power(GHz)(dB / m)(dB / ft)(W)sea level 25° Cambienttemperaturesea level 25° Cambienttemperaturesea level 40° Cambienttemperature0,150,580,1761550,30,840,2551100,451,040,318890,61,220,373770,751,390,422690,91,540,468631,051,680,511591,21,810,551551,351,940,590521,52,060,627491,652,170,663471,82,290,698451,952,40,731432,12,510,764412,252,610,796402,42,710,827392,552,810,858382,72,910,888372,853,010,917363,03,110,94635www.hubersuhner.comHUBER+SUHNER is certified according to ISO 9001, ISO 14001, AS/EN9100, ISO/TS 16949 and IRIS.Waiver: Fact and figures herein are for information only and do not represent any warranty of any kind.Data SheetFlexible RF cableENVIROFLEX_178Item: 23010656Page 2/2Document: DOC-0000177955 BA / PDO S / date of publication: 14.10.2020 17:58:27 / uncontrolled copy
https://source.z2data.com/2023/9/4/2/45/59/497548/6177000/HUBERSUHNERG02232DDataSheet.pdf | cable | DescriptionG: RF cables with PE dielectricsRG174D/RD174 alternative, 50 Ohm, 6 GHz, 85°C, ø3.1 mm, PVCjacketTechnical DataConstructionMaterialDetailDiameterCentre conductorCopperStrand-070.49 mmDielectricPE (Polyethylene)1.5 mmOuter conductorCopperBraid, 96%2 mmOuter conductorCopperBraid, 93 %2.5 mmJacketPVC II (low migration)RAL 9005 - bk3.1 mm +/- 0.1Print: HUBER+SUHNER G 02232 D 50 Ohm (production order number)Electrical DataImpedance50 Ω +/- 2Operating Frequency6 GHzCapacitance101 pF/mVelocity of signal propagation66 %Signal delay5.03 ns/mScreening effectiveness≥ 78 dB (up to 1 GHz)Operating voltage≤ 1.5 kVrms (at sea level)Test voltage3 kVrms (50 Hz/1 min)Mechanical DataWeight2.1 kg/100 mMin. bending radiusstatic15 mm30 mmEnvironmental DataTemperature range-25 °C ... +85 °CInstallation temperature-20 °C... +60 °CHalogen freeNo2011/65/EU (RoHS - including2015/863 and 2017/2102)compliant1907/2006/EC (REACH)compliantAdditional InformationRemarks(For details refer to the HUBER+SUHNER RF CABLES GENERAL CATALOGUE or contact your nearest HUBER+SUHNER partner)Suitable ConnectorsCable groupU4 2 mm / 50 OhmData SheetFlexible RF cableG_02232_DItem: 22510112Page 1/2Document: DOC-0000401637 Y / PDO I / date of publication: 14.10.2020 17:52:39 / uncontrolled copyMatrixtypical Attenuation [ formula: (a*f^0.5 + b*f) ] and maximum Power CW [ formula: (p/f^0.5) ]Coefficients:a = 0.7616b = 0.1325fmax = 6P at 1GHz = 38FrequencyNom. attenuationNom. attenuationMax. CW power(GHz)(dB / m)(dB / ft)(W)sea level 25° Cambienttemperaturesea level 25° Cambienttemperaturesea level 40° Cambienttemperature0,30,460,139690,60,670,204490,90,840,257401,20,990,303351,51,130,345311,81,260,384282,11,380,421262,41,50,457252,71,610,490233,01,720,523223,31,820,555213,61,920,586203,92,020,616194,22,120,645194,52,210,674184,82,30,702175,12,40,730175,42,490,757165,72,570,784166,02,660,81116www.hubersuhner.comHUBER+SUHNER is certified according to ISO 9001, ISO 14001, AS/EN9100, ISO/TS 16949 and IRIS.Waiver: Fact and figures herein are for information only and do not represent any warranty of any kind.Data SheetFlexible RF cableG_02232_DItem: 22510112Page 2/2Document: DOC-0000401637 Y / PDO I / date of publication: 14.10.2020 17:52:39 / uncontrolled copy
https://source.z2data.com/2022/1/25/7/5/48/474558/HUBERSUHNERG02330HTDataSheet.pdf | cable | DescriptionG: RF cables with PE dielectricsLow-noise triax, 50 Ohm, 1 GHz, 85°C, ø5.3 mm, PVC jacketTechnical DataConstructionMaterialDetailDiameterCentre conductorCopper, Tin platedWire0.5 mmDielectricPE (Polyethylene)1.5 mmSemi conductorPVC (Polyvinyl chloride)1.9 mmOuter conductorCopperBraid, 92 %2.4 mmJacketPE (Polyethylene)3.2 mm +/- 0.152nd ScreenCopperBraid, 92 %3.85 mmOuter JacketPVC (Polyvinyl chloride)RAL 7011 - gr5.3 mm +/- 0.2Print: HUBER+SUHNER G 02330 HT 50 Ohm (production order number)Electrical DataImpedance50 ΩMax. operating Frequency1 GHzCapacitance115 pF/mInsulation resistance≥ 1 x 106 MΩmMax. operating voltage1.5 kVrms (at sea level)Test voltage3 kVrms (50 Hz/1 min)Max. noise level10 mVMechanical DataWeight4.5 kg/100 mBending Radiusstatic30 mmrepeated (for max. 50 bendings)60 mmEnvironmental DataTemperature range-25 °C... +85 °CInstallation temperature-20 °C... +60 °C2011/65/EU (RoHS - including2015/863 and 2017/2102)compliantAdditional InformationOrdering InformationOrder asG_02330_HTRemarks(For details refer to the HUBER+SUHNER RF CABLES GENERAL CATALOGUE or contact your nearest HUBER+SUHNER partner)Cable groupX5 2 mm / 50 Ohmwww.hubersuhner.comHUBER+SUHNER is certified according to ISO 9001, ISO 14001, ISO/TS 16949 and IRISWaiver: It is exclusively in written agreements that we provide our customers with warrants and representations as to the technical specifications and/or the fitness for anyparticular purpose. The facts and figures contained herein are carefully compiled to the best of our knowledge, but they are intended for general information purposes only.Data SheetFlexible low noise cableG_02330_HTPage 1/1Document: DOC-0000241568 W / PDO O / date of publication: 28.03.2020 08:13:13 / uncontrolled copy
https://source.z2data.com/2021/2/24/8/50/37/473/841181259/22511613.pdf | cable | DescriptionSucoform: Formstable, hand-formable alternatives to semi-rigid microwave cablesRG403 dimension, 50 Ohm, 40 GHz, 165°C, ø2.1 mm, no jacketTechnical DataConstructionMaterialDetailDiameterCentre conductorSteel, Copper+Silver platedWire0.53 mmDielectricPTFE (Polytetrafluoroethylene)1.65 mmOuter conductorCopper, Tin platedTin soaked braid, 100%2.1 mmPrint: HUBER+SUHNER SUCOFORM 86 50 Ohm (PA no.)Electrical DataImpedance50 Ω +/- 2Operating Frequency40 GHzCapacitance95 pF/mVelocity of signal propagation71 %Signal delay4.7 ns/mScreening effectiveness≥ 100 dB (up to 18 GHz)Operating voltage≤ 1.5 kVrms (at sea level)Test voltage3 kVrms (50 Hz/1 min)Mechanical DataWeight1.5 kg/100 mMin. bending radiusstatic6 mmrepeated (for ≤ 50 bendings)20 mmEnvironmental DataTemperature range-65 °C ... +165 °CInstallation temperature-20 °C... +60 °CFlame propagation testIEC 60332-1, UL 1581 § 1080 (VW-1)Halogen freeNo2011/65/EU (RoHS - including2015/863 and 2017/2102)compliant1907/2006/EC (REACH)compliant2000/53/EC (ELV)compliant2012/19/EU (WEEE)no special marking neededAdditional InformationRemarks(For details refer to the HUBER+SUHNER RF CABLES GENERAL CATALOGUE or contact your nearest HUBER+SUHNER partner)Suitable ConnectorsCable groupY16 2 mm / 50 OhmData SheetFormable microwave cableSUCOFORM_86Item: 22511613Page 1/2Document: DOC-0000223799 AO / PDO N / date of publication: 14.10.2020 18:03:33 / uncontrolled copyMatrixtypical Attenuation [ formula: (a*f^0.5 + b*f) ] and maximum Power CW [ formula: (p/f^0.5) ]Coefficients:a = 0.6283b = 0.04fmax = 40P at 1GHz = 162FrequencyNom. attenuationNom. attenuationMax. CW power(GHz)(dB / m)(dB / ft)(W)sea level 25° Cambienttemperaturesea level 25° Cambienttemperaturesea level 40° Cambienttemperature2,00,970,2951154,01,420,432816,01,780,542668,02,10,6395710,02,390,7275112,02,660,8104714,02,910,8874316,03,150,9614118,03,391,0323820,03,611,1003622,03,831,1663524,04,041,2313326,04,241,2933228,04,441,3553130,04,641,4153032,04,831,4732934,05,021,5312836,05,211,5882738,05,391,6442640,05,571,69926www.hubersuhner.comHUBER+SUHNER is certified according to ISO 9001, ISO 14001, AS/EN9100, ISO/TS 16949 and IRIS.Waiver: Fact and figures herein are for information only and do not represent any warranty of any kind.Data SheetFormable microwave cableSUCOFORM_86Item: 22511613Page 2/2Document: DOC-0000223799 AO / PDO N / date of publication: 14.10.2020 18:03:33 / uncontrolled copy
https://source.z2data.com/2022/7/1/7/3/49/75296/9637302/PdfFile_708521.pdf | cable | DescriptionEnviroflex: LSFH alternatives to RG cablesRG142 LSFH, 50 Ohm, 6 GHz, 105°C, ø5 mm, RADOX® jacket,Flame retardant, UL AWM style 3651Technical DataConstructionMaterialDetailDiameterCentre conductorCopper, Silver platedWire0.95 mmDielectricSPEX (Crosslink Foam PE)2.95 mmOuter conductorCopper, Silver platedBraid, 97%3.58 mmOuter conductorCopper, Silver platedBraid, 95 %4.16 mmJacketRADOXblack/bl line5 mm +/- 0.1Print: HUBER+SUHNER ENVIROFLEX 142 50 Ohm (UL logo) AWM Style 3651 (production order number)Electrical DataImpedance50 Ω +/- 2Operating Frequency6 GHzCapacitance94.5 pF/mVelocity of signal propagation70.9 %Signal delay4.7 ns/mScreening effectiveness≥ 75 dB (up to 5 GHz)Operating voltage≤ 2.5 kVrms (at sea level)Test voltage5 kVrms (50 Hz/1 min)Voltage Rating UL300 VPhase vs Temperature-40°C... + 100°C9000 ppmMechanical DataWeight6 kg/100 mMin. bending radiusstatic30 mmrepeated (for ≤ 3000 bendings)50 mmAbrasion testMIL-T-81490 - §4.7.19 - prod. II -modifiedEnvironmental DataTemperature range-40 °C ... +105 °CTemperature rating UL105 °CInstallation temperature-20 °C... +60 °CCold bend testMIL-C-17 § 4.8.19Ageing testMIL-C-17 § 4.8.16Thermal stress testIEC 61196-1 § 10.9Uv resistance testIEC 60068-2-5, proc. CFlame propagation testEN 60332-1-2, UL 1581 § 1100, IEC60332-2, EN 50305, 9.1.2Smoke density testEN 61034-2Halogen testIEC 60754Halogen freeYes2011/65/EU (RoHS - including2015/863 and 2017/2102)compliant1907/2006/EC (REACH)compliant2000/53/EC (ELV)compliant2012/19/EU (WEEE)no special marking neededAdditional InformationRailway certificates discontinued by end of 2017. Replacement type for railway: RADOX_RF_142.Remarks(For details refer to the HUBER+SUHNER RF CABLES GENERAL CATALOGUE or contact your nearest HUBER+SUHNER partner)Suitable ConnectorsCable groupU9 3 mm / 50 OhmData SheetFlexible RF cableENVIROFLEX_142Item: 22512168Page 1/2Document: DOC-0000197322 BL / PDO AD / date of publication: 08.02.2021 17:27:57 / uncontrolled copyMatrixtypical Attenuation [ formula: (a*f^0.5 + b*f) ] and maximum Power CW [ formula: (p/f^0.5) ]Coefficients:a = 0.365b = 0.142fmax = 6P at 1GHz = 225FrequencyNom. attenuationNom. attenuationMax. CW power(GHz)(dB / m)(dB / ft)(W)sea level 25° Cambienttemperaturesea level 25° Cambienttemperaturesea level 40° Cambienttemperature0,30,240,0744110,60,370,1122900,90,470,1442371,20,570,1742051,50,660,2011841,80,750,2271682,10,830,2521552,40,910,2761452,70,980,3001373,01,060,3231303,31,130,3451243,61,20,3671193,91,270,3881144,21,340,4101104,51,410,4311064,81,480,4511035,11,550,4721005,41,610,492975,71,680,512946,01,750,53292www.hubersuhner.comHUBER+SUHNER is certified according to ISO 9001, ISO 14001, AS/EN9100, ISO/TS 16949 and IRIS.Waiver: Fact and figures herein are for information only and do not represent any warranty of any kind.Data SheetFlexible RF cableENVIROFLEX_142Item: 22512168Page 2/2Document: DOC-0000197322 BL / PDO AD / date of publication: 08.02.2021 17:27:57 / uncontrolled copy
https://source.z2data.com/2022/4/27/7/1/47/103295/PdfFile_928089.pdf | cable | DescriptionK: RF cables with PTFE/FEP/PFA dielectricsRG316D/RD316, 50 Ohm, 6 GHz, 200°C, ø3 mm, FEP jacketTechnical DataConstructionMaterialDetailDiameterCentre conductorSteel, Copper+Silver platedStrand-070.54 mmDielectricPTFE (Polytetrafluoroethylene)1.55 mmOuter conductorCopper, Silver platedBraid, 96%2 mmOuter conductorCopper, Silver platedBraid, 91 %2.5 mmJacketFEP (Fluorinated ethylene propylene)RAL 8015 - br3 mm +/- 0.1Print: HUBER+SUHNER K 02252 D 50 Ohm (production order number)Electrical DataImpedance50 Ω +/- 2Operating Frequency6 GHzCapacitance97 pF/mVelocity of signal propagation69 %Signal delay4.86 ns/mScreening effectiveness≥ 80 dB (up to 6 GHz)Operating voltage≤ 0.85 kVrms (at sea level)Test voltage1.7 kVrms (50 Hz/1 min)Mechanical DataWeight2.4 kg/100 mMin. bending radiusstatic18 mm30 mmdynamic45 mmEnvironmental DataTemperature range-65 °C ... +200 °CInstallation temperature-20 °C... +60 °CFlame propagation testIEC 60332-3,Halogen freeNo2011/65/EU (RoHS - including2015/863 and 2017/2102)compliant1907/2006/EC (REACH)compliant2000/53/EC (ELV)compliant2012/19/EU (WEEE)no special marking neededAdditional InformationRemarks(For details refer to the HUBER+SUHNER RF CABLES GENERAL CATALOGUE or contact your nearest HUBER+SUHNER partner)Suitable ConnectorsCable groupU4 2 mm / 50 OhmData SheetFlexible RF cableK_02252_DItem: 22510218Page 1/2Document: DOC-0000177686 AP / PDO L / date of publication: 14.10.2020 17:56:55 / uncontrolled copyMatrixtypical Attenuation [ formula: (a*f^0.5 + b*f) ] and maximum Power CW [ formula: (p/f^0.5) ]Coefficients:a = 0.7648b = 0.1301fmax = 6P at 1GHz = 149FrequencyNom. attenuationNom. attenuationMax. CW power(GHz)(dB / m)(dB / ft)(W)sea level 25° Cambienttemperaturesea level 25° Cambienttemperaturesea level 40° Cambienttemperature0,30,460,1402720,60,670,2041920,90,840,2571571,20,990,3031361,51,130,3451221,81,260,3841112,11,380,4211032,41,50,456962,71,610,490913,01,710,523863,31,820,554823,61,920,585793,92,020,615754,22,110,644734,52,210,673704,82,30,701685,12,390,729665,42,480,756645,72,570,783626,02,650,80961www.hubersuhner.comHUBER+SUHNER is certified according to ISO 9001, ISO 14001, AS/EN9100, ISO/TS 16949 and IRIS.Waiver: Fact and figures herein are for information only and do not represent any warranty of any kind.Data SheetFlexible RF cableK_02252_DItem: 22510218Page 2/2Document: DOC-0000177686 AP / PDO L / date of publication: 14.10.2020 17:56:55 / uncontrolled copy
https://source.z2data.com/2022/5/25/10/36/20/208888/5406018/PdfFile_255430.pdf | cable | DescriptionSucoform: Formstable, hand-formable alternatives to semi-rigid microwave cablesRG402 dimension, 50 Ohm, 33 GHz, 165°C, ø4.1 mm, FEP jacketTechnical DataConstructionMaterialDetailDiameterCentre conductorSteel, Copper+Silver platedWire0.94 mmDielectricPTFE (Polytetrafluoroethylene)2.95 mmOuter conductorCopper, Tin platedTin soaked braid, 100%3.58 mmJacketFEP (Fluorinated ethylene propylene)RAL 3027 - rd4.1 mm +/- 0.1Print: HUBER+SUHNER SUCOFORM 141 FEP 50 Ohm (PA no.)Electrical DataImpedance50 Ω +/- 2Operating Frequency33 GHzCapacitance92 pF/mVelocity of signal propagation71 %Signal delay4.7 ns/mScreening effectiveness≥ 100 dB (up to 18 GHz)Operating voltage≤ 1.9 kVrms (at sea level)Test voltage5 kVrms (50 Hz/1 min)Mechanical DataWeight4.7 kg/100 mMin. bending radiusstatic8 mmrepeated (for ≤ 50 bendings)40 mmEnvironmental DataTemperature range-65 °C ... +165 °CInstallation temperature-20 °C... +60 °CFlame propagation testIEC 60332-1, UL 1581 § 1080 (VW-1)Halogen freeNo2011/65/EU (RoHS - including2015/863 and 2017/2102)compliant1907/2006/EC (REACH)compliant2000/53/EC (ELV)compliant2012/19/EU (WEEE)no special marking neededAdditional InformationRemarks(For details refer to the HUBER+SUHNER RF CABLES GENERAL CATALOGUE or contact your nearest HUBER+SUHNER partner)Suitable ConnectorsCable groupY12 3 mm / 50 OhmData SheetFormable microwave cableSUCOFORM_141_FEPItem: 22511944Page 1/2Document: DOC-0000177917 BC / PDO N / date of publication: 14.10.2020 18:01:45 / uncontrolled copyMatrixtypical Attenuation [ formula: (a*f^0.5 + b*f) ] and maximum Power CW [ formula: (p/f^0.5) ]Coefficients:a = 0.355b = 0.04fmax = 33P at 1GHz = 560FrequencyNom. attenuationNom. attenuationMax. CW power(GHz)(dB / m)(dB / ft)(W)sea level 25° Cambienttemperaturesea level 25° Cambienttemperaturesea level 40° Cambienttemperature1,650,520,1594363,30,780,2373084,950,990,3012526,61,180,3582188,251,350,4111959,91,510,46117811,551,670,50916513,21,820,55415414,851,960,59814516,52,10,64113818,152,240,68213119,82,370,72312621,452,50,76312123,12,630,80211724,752,760,84011326,42,880,87810928,053,00,91510629,73,120,95210331,353,240,98810033,03,361,02497www.hubersuhner.comHUBER+SUHNER is certified according to ISO 9001, ISO 14001, AS/EN9100, ISO/TS 16949 and IRIS.Waiver: Fact and figures herein are for information only and do not represent any warranty of any kind.Data SheetFormable microwave cableSUCOFORM_141_FEPItem: 22511944Page 2/2Document: DOC-0000177917 BC / PDO N / date of publication: 14.10.2020 18:01:45 / uncontrolled copy
https://source.z2data.com/2023/2/20/15/26/4/966213/8884192/PdfFile_222860.pdf | cable | DescriptionRG: RG type RF cablesRG393, 50 Ohm, 6 GHz, 200°C, ø9.9 mm, FEP jacketTechnical DataConstructionMaterialDetailDiameterCentre conductorCopper, Silver platedStrand-072.46 mmDielectricPFA (Perfluoroalkoxy)7.25 mmOuter conductorCopper, Silver platedBraid, 92%8 mmOuter conductorCopper, Silver platedBraid, 94 %8.75 mmJacketFEP (Fluorinated ethylene propylene)RAL 8015 - br9.9 mm +/- 0.25Print: HUBER+SUHNER RG 393 U 50 Ohm (production order number)Electrical DataImpedance50 Ω +/- 2Operating Frequency6 GHzCapacitance95.9 pF/mVelocity of signal propagation70 %Signal delay4.79 ns/mScreening effectiveness≥ 81 dB (up to 6 GHz)Operating voltage≤ 5.5 kVrms (at sea level)Test voltage12.5 kVrms (50 Hz/1 min)Mechanical DataWeight22.9 kg/100 mMin. bending radiusstatic60 mm100 mmdynamic150 mmEnvironmental DataTemperature range-65 °C ... +200 °CInstallation temperature-20 °C... +60 °CFlame propagation testIEC 60332-3-25,Halogen freeNo2011/65/EU (RoHS - including2015/863 and 2017/2102)compliant1907/2006/EC (REACH)compliantAdditional InformationMIL reference: M17/127-RG393Remarks(For details refer to the HUBER+SUHNER RF CABLES GENERAL CATALOGUE or contact your nearest HUBER+SUHNER partner)Suitable ConnectorsCable groupU33 7 mm / 50 OhmData SheetFlexible RF cableRG_393_/UItem: 22511430Page 1/2Document: DOC-0000177786 AN / PDO M / date of publication: 14.10.2020 17:55:43 / uncontrolled copyMatrixtypical Attenuation [ formula: (a*f^0.5 + b*f) ] and maximum Power CW [ formula: (p/f^0.5) ]Coefficients:a = 0.1749b = 0.129fmax = 6P at 1GHz = 1461FrequencyNom. attenuationNom. attenuationMax. CW power(GHz)(dB / m)(dB / ft)(W)sea level 25° Cambienttemperaturesea level 25° Cambienttemperaturesea level 40° Cambienttemperature0,30,130,04126670,60,210,06518860,90,280,08615401,20,350,10613341,50,410,12411931,80,470,14210892,10,520,16010082,40,580,1779432,70,640,1948893,00,690,2108443,30,740,2278043,60,80,2437703,90,850,2597404,20,90,2747134,50,950,2906894,81,00,3066675,11,050,3216475,41,10,3366295,71,150,3516126,01,20,366596www.hubersuhner.comHUBER+SUHNER is certified according to ISO 9001, ISO 14001, AS/EN9100, ISO/TS 16949 and IRIS.Waiver: Fact and figures herein are for information only and do not represent any warranty of any kind.Data SheetFlexible RF cableRG_393_/UItem: 22511430Page 2/2Document: DOC-0000177786 AN / PDO M / date of publication: 14.10.2020 17:55:43 / uncontrolled copy
https://html5.dcatalog.com/?docid=8e9daddd-82b0-4ed4-a656-a8aa011ea6d3#page=155 | cable | Electronics Powered by Prysmian North America History Store Locator Catalogs Single Page Double Page Shopping Cart Crop Share Thumbnails Download PDF Wish list Note Print Toggle Audio Submit Form My Bookmark Magnifier View Documents Where to Go Guide Report Parts Issue Rotate User Guide My Catalog Full screen Exit full screen MY CATALOG Share Download Print × Electronics Search Advanced Search Find Any of these words All of these words Exact phrase match Sort By Closest Match Page number Hide thumbnail By Item Number By Keyword History Catalogs TOC Catalogs TOC Page Range - ADD PAGES PUBLISH SAVE AS PDF HISTORY Document History Title Name Pages Delete Url Empty CLEAR ALL PAGES Notes Add Place note on desired page. Download Notes × DISCLAIMER DECLINE PROCEED × × Share Crop From Email CC Me Recipient Email Subject Message Send Cancel OK A Archive A H X Contents A Advertisers ; See All Search Text Block Page #page_num #doc_title Hi $receivername¦$receiveremail, $sendername¦$senderemail wrote these comments for you: $message $sendername¦$senderemail would like for you to view the following digital edition. Please click on the page below to be directed to the digital edition: $thumbnail$pagenum $link$pagenum No Search Results Found × Page Number Hidden Clicker Hidden Clicker Hidden Clicker × Item Identifier Item Description Item is awesome. Add to Cart Add to Wishlist Find in Store × Share × My Bookmarks Enter a description for this bookmark Bookmark Color : Bookmark Text Color : Manage Bookmarks Save bookmark × Share Your Email Recipient's email Recipient's Name Subject Message Send Email × Form submission confirmation: Your form submission was a success. You will be contacted by Washington Gas with follow-up information regarding your request. Close × Download PDF Download all as PDF Download Range From: To: Enter page range separated by commas (e.g. 1, 3, 5-12) Download × Print Select Print Layout Format Single (1 per page) Facing (2 per page) For best results when printing in "Single" mode, set your printer layout orientation to "Portrait". For best results when printing in "Facing" mode, set your printer layout orientation to "Landscape". Enter Page Range From: To: Enter page range separated by commas (e.g. 1, 3, 5-12) Include Intro Print × Email Form Recipient Email: Subject Message Send × Signature Pad Save Clear × Help This digital edition is powered by DCatalog, Inc. software. For more information, please visit www.dcatalog.com This process might take longer please wait 0% 0% progress Message Abort
https://html5.dcatalog.com/?docid=8e9daddd-82b0-4ed4-a656-a8aa011ea6d3#page=145 | cable | Electronics Powered by Prysmian North America History Store Locator Catalogs Single Page Double Page Shopping Cart Crop Share Thumbnails Download PDF Wish list Note Print Toggle Audio Submit Form My Bookmark Magnifier View Documents Where to Go Guide Report Parts Issue Rotate User Guide My Catalog Full screen Exit full screen MY CATALOG Share Download Print × Electronics Search Advanced Search Find Any of these words All of these words Exact phrase match Sort By Closest Match Page number Hide thumbnail By Item Number By Keyword History Catalogs TOC Catalogs TOC Page Range - ADD PAGES PUBLISH SAVE AS PDF HISTORY Document History Title Name Pages Delete Url Empty CLEAR ALL PAGES Notes Add Place note on desired page. Download Notes × DISCLAIMER DECLINE PROCEED × × Share Crop From Email CC Me Recipient Email Subject Message Send Cancel OK A Archive A H X Contents A Advertisers ; See All Search Text Block Page #page_num #doc_title Hi $receivername¦$receiveremail, $sendername¦$senderemail wrote these comments for you: $message $sendername¦$senderemail would like for you to view the following digital edition. Please click on the page below to be directed to the digital edition: $thumbnail$pagenum $link$pagenum No Search Results Found × Page Number Hidden Clicker Hidden Clicker Hidden Clicker × Item Identifier Item Description Item is awesome. Add to Cart Add to Wishlist Find in Store × Share × My Bookmarks Enter a description for this bookmark Bookmark Color : Bookmark Text Color : Manage Bookmarks Save bookmark × Share Your Email Recipient's email Recipient's Name Subject Message Send Email × Form submission confirmation: Your form submission was a success. You will be contacted by Washington Gas with follow-up information regarding your request. Close × Download PDF Download all as PDF Download Range From: To: Enter page range separated by commas (e.g. 1, 3, 5-12) Download × Print Select Print Layout Format Single (1 per page) Facing (2 per page) For best results when printing in "Single" mode, set your printer layout orientation to "Portrait". For best results when printing in "Facing" mode, set your printer layout orientation to "Landscape". Enter Page Range From: To: Enter page range separated by commas (e.g. 1, 3, 5-12) Include Intro Print × Email Form Recipient Email: Subject Message Send × Signature Pad Save Clear × Help This digital edition is powered by DCatalog, Inc. software. For more information, please visit www.dcatalog.com This process might take longer please wait 0% 0% progress Message Abort
https://www.alphawire.com/products/cable/alpha-essentials/coaxial-cable/9888c/ | cable | Coaxial Cable ¦ Alpha Essentials ¦ 9888C ¦ Alpha Wire English English Spanish 简体中文 Region Africa & Middle East APAC Europe North America South America Dashboard Join Welcome User LOGOUT LOGIN 0 Unsupported Browser It looks like you’re using a web browser that we don’t support. To get the best experience, please use one of these supported browsers. ✓ Chrome ✓ Firefox ✓ Edge ✓ Opera ✓ Safari Products Cable Wire Accessories Custom Markets Aerospace and Defense Automated Systems Consumer Electronics Energy Industrial Packaging Medical Devices Pulp and Paper Robotics Semiconductor Resources Knowledge Center Regulation and Compliance Terms and Conditions Tools RoHS Certification Search Help Partners Find a Distributor Alpha Wire > Products > Cable > Alpha Essentials > Coaxial Cable > 9888C > Coaxial Cable 9888C Products > Cable > Alpha Essentials > Coaxial Cable > 9888C > Cable Alpha Essentials Alpha Wire Industrial Series Cable EcoGen®️ Pro-Tekt™: The European Cable System Xtra-Guard® Performance Cable Coaxial Cable 9888C This picture is representative only and may not match the specific configuration of the product listed on this page. Please refer to the product specifications for more information on this part number and its exact configuration. Download RoHS Certificate Coaxial Cable 9888C Part Number: 9888C Download RoHS Certificate Share Alpha Wire's Coaxial Cable 9888C twitter linkedin email facebook copy url send as sms Alpha Wire offers 50-, 75-, 93-, and 100-ohm coaxial, twinaxial, and triaxial cables in a wide range of insulation and jacket materials and rated for UL, CSA and military specifications. We now also provide non-magnetic coaxial cable options 9849 and 9851 , which provide better signal transmission with minimal distortion while handling higher frequencies. Looking for a space-saving option? We also offer Micro Coaxial cable, ideal for customers looking for uninterrupted signal transmission in compact spaces. Request Samples View Pricing Add to Cart Find a Stocking Distributor Construction Applicable specifications Environmental Other Properties View Pricing View Pricing Find a Stocking Distributor Construction Diameter ("in") 1) Component 1 2 x 1 COAX a) Conductor 22 (7/30) AWG TC 0.030 b) Insulation 0.013" Wall, Nom. Polyethylene, High-Density 0.056 (1) Color(s) Cond Color Cond Color Cond Color 1 WHITE 2 BLUE 2) Cable Assembly 2 Components Cabled a) Twists 6.9 Twists/ft. (min.) 3) Shield TC BRAID Shield, 85% Coverage (min.) 4) Jacket 0.027" Wall, Nom., PVC 0.184 (0.189 max.) a) Color(s) APPLE SMOKE SLATE b) Print ALPHA WIRE-* P/N 9888C 2C 22 AWG SHIELDED (UL) TYPE CM OR AWM 2726 C(UL) CMG FT4 CE ROHS * = Factory Code Note: Product may have c(UL) or CSA markings depending upon plant of manufacture. Applicable Specifications 1) UL CM 60°C AWM/STYLE 2726 60°C / 30 V RMS 2) CSA International CMG 60°C FT4 3) CE EU Low Voltage Directive 2006/95/EC Environmental 1) CE: EU Directive 2011/65/EU(RoHS2) This product complies with European Directive 2011/65/EU (RoHS Directive) of the European Parliament and of the Council of 8 June 2011. No exemptions are required for RoHS Compliance on this item. Refer to the RoHS Certificate of Compliance for more detail. 2) REACH Regulation (EC 1907/2006) This product does not contain Substances of Very High Concern (SVHC) listed on the European Union's REACH candidate list in excess of 0.1% mass of the item. For up-to-date information, please see Alpha's REACH SVHC Declaration . 3) California Proposition 65 Outer surface materials used in manufacturing this part meet the requirements of California Proposition 65. Properties Physical & Mechanical Properties 1) Temperature Range -20 to 60°C 2) Bend Radius 10X Cable Diameter 3) Pull Tension 11 lbs. max. Electrical Properties Engineering purposes only 1) Voltage Rating 300 V RMS 2) Characteristic Impedance 78 Ω +/- 10% 3) Mutual Capacitance 19.7 pf/ft. @1 kHz, Nominal 4) Velocity of Propagation 66% 5) Conductor DCR 16.3 Ω/1000ft. @20°C, Nominal 6) OA Shield DCR 5 Ω/1000ft. @20°C, Nominal 7) Voltage Withstanding 3 kV min. 8) Insulation Resistance 300 MΩ/MFt. (Est.) 9) Attenuation (max. dB/100ft.) 0.8 @1 MHz 9.5 @100 MHz 32 @1 GHz Other Packaging Flange x Traverse x Barrel (inches) a) 1000 FT 12 x 6 x 3.5 Continuous Length b) BOX 1000 FT 9-1/2 EASY REEL: Continuous Length Spool dimensions may vary slightly. Prompt Text I Agree OK Cart Added ( ) ' ' to your cart Get a Sample Request a free product sample Get Sample Quick Links RoHS Search Competitor Cross REACH Find a Distributor Resources Request a Sample Heat Shrink Size Guide Regulation and Compliance Speak to Sales Product Changes About Alpha Wire About Alpha Wire About Eco Gen News and Events Career Opportunities Help ISO Certifications Follow Us Facebook LinkedIn 1-800-52-ALPHA Terms and Conditions Privacy Policy Customer Support Sitemap Copyright © 2024 Alpha Wire, All Rights Reserved. Cookie Settings
https://catalog.belden.com/techdata/EN/1694A_techdata.pdf | cable | Product: 1694A 75 Ohm SDI Coax, RG-6, 18 AWG, Solid BC, Foil + 95% TC Braid, PVC Jkt,CMRProduct Description75 Ohm SDI Coax, RG-6, 18 AWG Solid Bare Copper Conductor, PE Insulation, Foil + 95% Tinned Copper Braid Shield, PVC Jacket, CMRTechnical SpecificationsProduct OverviewSuitable Applications:Digital Video, 6 Gb/s UHDTV, HD-SDI 1080pConstruction DetailsRG Type:6ConductorSizeStrandingNom. DiameterMaterial18 AWGSolid0.040 inBC - Bare CopperInsulationMaterialNom. Insulation Diameter Color CodePE - Polyethylene (Foam)0.180 in (4.57 mm)WhiteOuter ShieldLayerOuter Shield TypeMaterialMaterial Trade NameCoverage1TapeTri-Laminate (Alum+Poly+Alum) Duofoil®100%2BraidTinned Copper (TC)95%Outer JacketMaterialNom. DiameterPVC - Polyvinyl Chloride 0.274 in (6.96 mm)Overall Cable Diameter (Nominal): 0.274 in (6.96 mm)Electrical CharacteristicsReturn Loss (RL)FrequencyMin. Return Loss5 - 1600 MHz23 dB1600 - 4500 MHz21 dB4500 - 6000 MHz15 dBAttenuationFrequency Nom. Attenuation1 MHz0.24 dB/100ft3.58 MHz0.44 dB/100ft5 MHz0.52 dB/100ft6 MHz0.57 dB/100ft7 MHz0.61 dB/100ft10 MHz0.71 dB/100ft12 MHz0.78 dB/100ft25 MHz1.08 dB/100ft67.5 MHz1.65 dB/100ft71.5 MHz1.69 dB/100ft88.5 MHz1.86 dB/100ft100 MHz1.95 dB/100ft135 MHz2.24 dB/100ft143 MHz2.3 dB/100ft180 MHz2.57 dB/100ft270 MHz3.17 dB/100ft360 MHz3.69 dB/100ft540 MHz4.5 dB/100ft720 MHz5.3 dB/100ft750 MHz5.4 dB/100ft1000 MHz6.3 dB/100ft1500 MHz7.8 dB/100ft2000 MHz9.2 dB/100ft2250 MHz9.8 dB/100ft3000 MHz11.5 dB/100ft4500 MHz14.5 dB/100ft6000 MHz17.7 dB/100ftElectricalsNom. Conductor DCRNom. Outer Shield DCRNom. Capacitance Cond-to-ShieldNom. Characteristic ImpedanceNom. Velocity of Prop.6.4 Ohm/1000ft3.8 Ohm/1000ft (12 Ohm/km)16.2 pF/ft (53.1 pF/m)75 Ohm82%VoltageUL Voltage Rating300 V (CMR, CMG)Mechanical CharacteristicsTemperatureUL TemperatureOperating60°C-30°C to +75°CBend RadiusInstallation Min.2.75 in (69.9 mm)Max. Pull Tension:69 lbs (31 kg)Bulk Cable Weight:41 lbs/1000ftStandards and ComplianceEnvironmental Suitability:Indoor/Outdoor, Indoor, UV Resistance, Aerial - Black only, When supported by messenger wireSustainability:CA Prop 65Flammability / Reaction to Fire:UL1666 Vertical ShaftCPR Compliance:CPR Euroclass: Eca; CPR UKCA Class: EcaNEC / UL Compliance:CMRCEC / C(UL) Compliance:CMGEuropean Directive Compliance:EU CE Mark, EU Directive 2015/863/EU (RoHS 2 amendment), REACH, EU Directive 2011/65/EU (RoHS 2), EU Directive 2012/19/EU (WEEE)UK Regulation Compliance:UKCA MarkAPAC Compliance:China RoHS II (GB/T 26572-2011)Plenum Number:1695AProduct NotesNotes:Also available in multi-coax bundled versions. See 7710A through 7713A. Print legend includes sequential footage marks.HistoryUpdate and Revision:Revision Number: 0.586 Revision Date: 07-03-2023Part NumbersVariantsItem #ColorPutup TypeLengthUPC/EANFootnote1694A.00152BlackReel152 m87196050033171694A.00305BlackReel305 m87196050033241694A 010500BlackReel500 ft612825358169C1694A 010Z500BlackReelTuff Box500 ft6128254347261694A.00500BlackReel500 m87196050033311694A 0101000BlackReel1,000 ft612825358190C1694A 010N1000BlackReel w/Small Barrel1,000 ft1694A 010Z1000BlackReelTuff Box1,000 ft6128254347021694A.001000BlackReel1,000 m87196050032941694A.001372BlackReel1,372 m87196050033001694A 0105000BlackReel5,000 ft612825358183C N1694A 01010000BlackReel10,000 ft 6128254356311694A.05305BlueReel305 m87196050034471694A.051372BlueReel1,372 m87196050034301694A 0061000Blue, LightReel1,000 ft612825358220C1694A 006Z1000Blue, LightReelTuff Box1,000 ft6128254345971694A 0065000Blue, LightReel5,000 ft612825356189C N1694A 00610000Blue, LightReel10,000 ft 6128254403521694A 0011000BrownReel1,000 ft612825358268C1694A 0015000BrownReel5,000 ft612825356240C N1694A 00110000BrownReel10,000 ft 6128254403691694A.09500CreamReel500 m87196050035461694A 0081000GrayReel1,000 ft612825356165C1694A 0085000GrayReel5,000 ft612825356158C N1694A 00810000GrayReel10,000 ft 6128254356171694A.08305Gray, SlateReel305 m87196050035391694A.081372Gray, SlateReel1,372 m87196050035221694A.06152GreenReel152 m87196050034781694A.06305GreenReel305 m87196050034851694A.061219GreenReel1,219 m87196050034541694A.061372GreenReel1,372 m87196050034611694A.064000GreenReel4,000 m87196050034921694A N3U1000Green, MilReel1,000 ft612825358275C1694A N3UN1000Green, MilReel w/Small Barrel1,000 ft1694A N3U5000Green, MilReel5,000 ft612825356257C N1694A N3U10000Green, MilReel10,000 ft 6128254356481694A.03305OrangeReel305 m87196050034091694A 0031000OrangeReel1,000 ft612825358251C1694A 003Z1000OrangeReelTuff Box1,000 ft6128254345351694A.031372OrangeReel1,372 m87196050033931694A 00310000OrangeReel10,000 ft 6128254356551694A.01305RedReel305 m87196050033551694A 0021000RedReel1,000 ft612825358244C1694A 002Z1000RedReelTuff Box1,000 ft6128254344431694A.011372RedReel1,372 m87196050033481694A 0025000RedReel5,000 ft612825356264C N1694A 00210000RedReel10,000 ft 6128254403761694A.02305VioletReel305 m87196050033861694A 0071000VioletReel1,000 ft612825358213C1694A 007N1000VioletReel w/Small Barrel1,000 ft6128253669661694A 007Z1000VioletReelTuff Box1,000 ft6128254346651694A.021000VioletReel1,000 m87196050033621694A.021372VioletReel1,372 m87196050033791694A 0075000VioletReel5,000 ft612825356172C N1694A 00710000VioletReel10,000 ft 6128254353031694A.07305WhiteReel305 m87196050035151694A 0091000WhiteReel1,000 ft612825358206C1694A 009N1000WhiteReel w/Small Barrel1,000 ft1694A 009Z1000WhiteReelTuff Box1,000 ft6128254346721694A.071372WhiteReel1,372 m87196050035081694A 00910000WhiteReel10,000 ft 6128254356241694A.04305YellowReel305 m87196050034231694A 0041000YellowReel1,000 ft612825358237C1694A 004N1000YellowReel w/Small Barrel1,000 ft1694A 004Z1000YellowReelTuff Box1,000 ft6128254345421694A.041372YellowReel1,372 m87196050034161694A 00410000YellowReel10,000 ft 612825440383© 2024 Belden, IncAll Rights Reserved.Although Belden makes every reasonable effort to ensure their accuracy at the time of this publication, information and specifications described here in are subject to error or omission and to change withoutnotice, and the listing of such information and specifications does not ensure product availability.Belden provides the information and specifications herein on an "ASIS" basis, with no representations or warranties, whether express, statutory or implied. In no event will Belden be liable for any damages(including consequential, indirect, incidental, special, punitive, or exemplary damages) whatsoever, even if Belden has been advised of the possibility of such damages, whether in an action under contract,negligence or any other theory, arising out of or in connection with the use, or inability to use, the information or specifications described herein.All sales of Belden products are subject to Belden's standard terms and conditions of sale.Belden believes this product to be in compliance with all applicable environmental programs as listed in the data sheet. The information provided is correct to the best of Belden's knowledge, information and beliefat the date of its publication. This information is designed only as a general guide for the safe handling, storage, and any other operation of the product itself or the one that it becomes a part of. The ProductDisclosure is not to be considered a warranty or quality specification. Regulatory information is for guidance purposes only. Product users are responsible for determining the applicability of legislation andregulations based on their individual usage of the product.
https://html5.dcatalog.com/?docid=8e9daddd-82b0-4ed4-a656-a8aa011ea6d3#page=148 | cable | Electronics Powered by Prysmian North America History Store Locator Catalogs Single Page Double Page Shopping Cart Crop Share Thumbnails Download PDF Wish list Note Print Toggle Audio Submit Form My Bookmark Magnifier View Documents Where to Go Guide Report Parts Issue Rotate User Guide My Catalog Full screen Exit full screen MY CATALOG Share Download Print × Electronics Search Advanced Search Find Any of these words All of these words Exact phrase match Sort By Closest Match Page number Hide thumbnail By Item Number By Keyword History Catalogs TOC Catalogs TOC Page Range - ADD PAGES PUBLISH SAVE AS PDF HISTORY Document History Title Name Pages Delete Url Empty CLEAR ALL PAGES Notes Add Place note on desired page. Download Notes × DISCLAIMER DECLINE PROCEED × × Share Crop From Email CC Me Recipient Email Subject Message Send Cancel OK A Archive A H X Contents A Advertisers ; See All Search Text Block Page #page_num #doc_title Hi $receivername¦$receiveremail, $sendername¦$senderemail wrote these comments for you: $message $sendername¦$senderemail would like for you to view the following digital edition. Please click on the page below to be directed to the digital edition: $thumbnail$pagenum $link$pagenum No Search Results Found × Page Number Hidden Clicker Hidden Clicker Hidden Clicker × Item Identifier Item Description Item is awesome. Add to Cart Add to Wishlist Find in Store × Share × My Bookmarks Enter a description for this bookmark Bookmark Color : Bookmark Text Color : Manage Bookmarks Save bookmark × Share Your Email Recipient's email Recipient's Name Subject Message Send Email × Form submission confirmation: Your form submission was a success. You will be contacted by Washington Gas with follow-up information regarding your request. Close × Download PDF Download all as PDF Download Range From: To: Enter page range separated by commas (e.g. 1, 3, 5-12) Download × Print Select Print Layout Format Single (1 per page) Facing (2 per page) For best results when printing in "Single" mode, set your printer layout orientation to "Portrait". For best results when printing in "Facing" mode, set your printer layout orientation to "Landscape". Enter Page Range From: To: Enter page range separated by commas (e.g. 1, 3, 5-12) Include Intro Print × Email Form Recipient Email: Subject Message Send × Signature Pad Save Clear × Help This digital edition is powered by DCatalog, Inc. software. For more information, please visit www.dcatalog.com This process might take longer please wait 0% 0% progress Message Abort
https://www.alphawire.com/products/cable/alpha-essentials/coaxial-cable/9058c/ | cable | Coaxial Cable ¦ Alpha Essentials ¦ 9058C ¦ Alpha Wire English English Spanish 简体中文 Region Africa & Middle East APAC Europe North America South America Dashboard Join Welcome User LOGOUT LOGIN 0 Unsupported Browser It looks like you’re using a web browser that we don’t support. To get the best experience, please use one of these supported browsers. ✓ Chrome ✓ Firefox ✓ Edge ✓ Opera ✓ Safari Products Cable Wire Accessories Custom Markets Aerospace and Defense Automated Systems Consumer Electronics Energy Industrial Packaging Medical Devices Pulp and Paper Robotics Semiconductor Resources Knowledge Center Regulation and Compliance Terms and Conditions Tools RoHS Certification Search Help Partners Find a Distributor Alpha Wire > Products > Cable > Alpha Essentials > Coaxial Cable > 9058C > Coaxial Cable 9058C Products > Cable > Alpha Essentials > Coaxial Cable > 9058C > Cable Alpha Essentials Alpha Wire Industrial Series Cable EcoGen®️ Pro-Tekt™: The European Cable System Xtra-Guard® Performance Cable Coaxial Cable 9058C This picture is representative only and may not match the specific configuration of the product listed on this page. Please refer to the product specifications for more information on this part number and its exact configuration. Download RoHS Certificate Coaxial Cable 9058C Part Number: 9058C Download RoHS Certificate Share Alpha Wire's Coaxial Cable 9058C twitter linkedin email facebook copy url send as sms Alpha Wire offers 50-, 75-, 93-, and 100-ohm coaxial, twinaxial, and triaxial cables in a wide range of insulation and jacket materials and rated for UL, CSA and military specifications. We now also provide non-magnetic coaxial cable options 9849 and 9851 , which provide better signal transmission with minimal distortion while handling higher frequencies. Looking for a space-saving option? We also offer Micro Coaxial cable, ideal for customers looking for uninterrupted signal transmission in compact spaces. Request Samples View Pricing Add to Cart Find a Stocking Distributor Construction Applicable specifications Environmental Other Properties View Pricing View Pricing Find a Stocking Distributor Construction Diameter ("in") 1) Component 1 1 x 1 COAX a) Conductor 21 (19/.0072) AWG TC 0.036 b) Insulation 0.040" Wall, Nom. Polyethylene (PE) 0.116 (1) Color(s) Cond Color Cond Color Cond Color 1 CLEAR 2) Shield TC BRAID Shield,95% Coverage, Min. 3) Jacket 0.028" Wall, Nom., Type IIA PVC 0.195+/- 0.004 a) Color(s) BLACK b) Print ALPHA WIRE-* P/N 9058C RG 58C/U ROHS * = Factory Code Applicable Specifications 1) Military MIL-C-17/28B RG 58C/U Environmental 1) EU Directive 2011/65/EU(RoHS2) All materials used in the manufacture of this part are in compliance with European Directive 2011/65/EU regarding the restriction of use of certain hazardous substances in electrical and electronic equipment. Refer to the RoHS Certificate of Compliance . 2) REACH Regulation (EC 1907/2006) This product does not contain Substances of Very High Concern (SVHC) listed on the European Union's REACH candidate list in excess of 0.1% mass of the item. For up-to-date information, please see Alpha's REACH SVHC Declaration . 3) California Proposition 65 Outer surface materials used in manufacturing this part meet the requirements of California Proposition 65. Properties Physical & Mechanical Properties 1) Temperature Range -20 to 60°C 2) Bend Radius 10X Cable Diameter 3) Pull Tension 12.3 lbs. (max.) Electrical Properties Engineering purposes only 1) Voltage Rating 1400 V RMS 2) Characteristic Impedance 50 Ω +/- 2 3) Ground Capacitance 30.8 pf/ft @1 kHz, Nominal 4) Velocity of Propagation 66 % 5) Conductor DCR 11.5 Ω/1000ft @20°C, Nominal 6) OA Shield DCR 4.5 Ω/1000ft @20°C, Nominal 7) Voltage Withstanding 5 kV (min.) 8) Corona Extinction 1.9 kV (min.) 9) Attenuation (max. dB/100ft) 4 @ 50 MHz 5.8 @ 100 MHz 17 @ 400 MHz 28 @ 1 GHz Other Packaging Flange x Traverse x Barrel (inches) a) 1000 FT 12 x 6 x 3.5 Continuous Length b) BOX 1000FT 11-3/4 EASY REEL: Continuous Length c) 500 FT 12 x 4.5 x 3.5 Continuous Length d) 100 FT 6.5 x 4 x 2.5 Continuous Length Spool dimensions may vary slightly. Prompt Text I Agree OK Cart Added ( ) ' ' to your cart Get a Sample Request a free product sample Get Sample Quick Links RoHS Search Competitor Cross REACH Find a Distributor Resources Request a Sample Heat Shrink Size Guide Regulation and Compliance Speak to Sales Product Changes About Alpha Wire About Alpha Wire About Eco Gen News and Events Career Opportunities Help ISO Certifications Follow Us Facebook LinkedIn 1-800-52-ALPHA Terms and Conditions Privacy Policy Customer Support Sitemap Copyright © 2024 Alpha Wire, All Rights Reserved. Cookie Settings
https://catalog.belden.com/techdata/EN/9907_techdata.pdf | cable | Product: 9907 Thinnet 10BASE2, #20, FPO, Duobond II+TC Braid, PVC Jkt, CMProduct DescriptionIEEE 802.3 Ethernet Thinnet 10BASE2, 20 AWG stranded (19x32) .037" tinned copper conductor, foam polyethylene insulation, Duobond® II (100% coverage)+ an overall tinned copper braid shield (93% coverage), PVC jacket.Technical SpecificationsProduct OverviewSuitableApplications:Thin EthernetConstruction DetailsRG Type:58ConductorElementNo. of ElementsSizeStrandingNom. DiameterMaterialCoax(es) 120 AWG19x320.037 inTC - Tinned CopperInsulationElementMaterialNom. Insulation Diameter Color Code NotesCoax(es) PE - Polyethylene (Foam)0.102 in (2.59 mm)WhiteHDPEOuter ShieldLayerOuter Shield TypeMaterialMaterial Trade NameCoverage1TapeTri-Laminate (Alum+Poly+Alum) Duofoil®100%2BraidTinned Copper (TC)93%Outer JacketMaterialNom. DiameterPVC - Polyvinyl Chloride 0.185 in (4.70 mm)Electrical CharacteristicsAttenuationFrequency Nom. Attenuation1 MHz0.43 dB/100ft10 MHz1.3 dB/100ft50 MHz2.91 dB/100ft100 MHz4.2 dB/100ft200 MHz6.1 dB/100ft400 MHz8.9 dB/100ft700 MHz12.1 dB/100ft900 MHz13.9 dB/100ft1000 MHz14.8 dB/100ftElectricalsNom. Conductor DCRNom. Outer Shield DCRNom. Capacitance Cond-to-ShieldNom. Characteristic ImpedanceNom. Velocity of Prop.Max. Delay Skew8.8 Ohm/1000ft5.8 Ohm/1000ft (19 Ohm/km)25.4 pF/ft (83.3 pF/m)50 Ohm80%80 ns/100mVoltageUL Voltage Rating300 V RMS, 30 V RMSElectricalCharacteristicsNotes:UL AWM 1354: 30 V RMSMechanical CharacteristicsTemperatureUL TemperatureOperating75°C-40°C To +80°CBend RadiusStationary Min.Installation Min.1.85 in (47.0 mm)1.85 in (47.0 mm)Max. Pull Tension:54 lbs (24 kg)Bulk Cable Weight:23 lbs/1000ftStandards and ComplianceEnvironmentalSuitability:Indoor, IndoorFlammability /Reaction to Fire:UL1685 UL Loading, IEC 60332-1-2CPR Compliance:CPR Euroclass: EcaNEC / ULCompliance:Article 725, Article 800, CL2, CMAWM Compliance:AWM 1354CEC / C(UL)Compliance:CMIEEE Compliance:IEEE 802.3 10Base2European DirectiveCompliance:EU CE Mark, EU Directive 2015/863/EU (RoHS 2 amendment), EU Directive 2011/65/EU (RoHS 2), EU Directive 2012/19/EU (WEEE)UK RegulationCompliance:UKCA MarkAPAC Compliance:China RoHS II (GB/T 26572-2011)Other StandardCompliance(s):DEC Part No. 17-01248-00, ISO8802.3 10Base2Plenum Number:82907, 89907Product NotesNotes:Tape to bond at overlap area only. Tape is not designed to bond to dielectric core.//PF_9907 (1)# Elements@Conductor1:-In Stibo it was Blank and now changed it to 1.(2)Size@Conductor1 :-In Stibo it was 20 now changed to 20 AWG (3)Color@Color Chart1 01 :- In stibo it was Blank now Changed to White (4)Coverage@OuterShield1 2 - in stibo it was80% Now changed to 81% (5)Cable diameter- it was blank now changed to 0.185 in (6)Nominal Diameter@ Outer Jacket1 3- In Stibo it was 0.279 in Now Changed to BlankHistoryUpdate andRevision:Revision Number: 0.497 Revision Date: 05-31-2023Part NumbersVariantsItem #ColorPutup TypeLengthUPC/EANFootnote9907.00152GrayReel152 m87196050234839907.00305GrayReel305 m87196050234909907.00U305GrayReel305 m87196050235139907 E4X500GrayReel500 ft6128252605619907.00500GrayReel500 m87196050235069907 E4X1000GrayReel1,000 ft612825260523C9907 E4XU1000GrayUnReel1,000 ft6128252605169907.001000GrayReel1,000 m87196050234769907 E4X1640GrayReel1,640 ft612825260530C9907 E4X2500GrayReel2,500 ft612825260547C9907 E4X3280GrayReel3,280 ft612825260554C9907 E4X5000GrayReel5,000 ft612825260578© 2024 Belden, IncAll Rights Reserved.Although Belden makes every reasonable effort to ensure their accuracy at the time of this publication, information and specifications described here in are subject to error or omission and to change withoutnotice, and the listing of such information and specifications does not ensure product availability.Belden provides the information and specifications herein on an "ASIS" basis, with no representations or warranties, whether express, statutory or implied. In no event will Belden be liable for any damages(including consequential, indirect, incidental, special, punitive, or exemplary damages) whatsoever, even if Belden has been advised of the possibility of such damages, whether in an action under contract,negligence or any other theory, arising out of or in connection with the use, or inability to use, the information or specifications described herein.All sales of Belden products are subject to Belden's standard terms and conditions of sale.Belden believes this product to be in compliance with all applicable environmental programs as listed in the data sheet. The information provided is correct to the best of Belden's knowledge, information and beliefat the date of its publication. This information is designed only as a general guide for the safe handling, storage, and any other operation of the product itself or the one that it becomes a part of. The ProductDisclosure is not to be considered a warranty or quality specification. Regulatory information is for guidance purposes only. Product users are responsible for determining the applicability of legislation andregulations based on their individual usage of the product.
https://catalog.belden.com/techdata/EN/9223_techdata.pdf | cable | Product: 9223 Audio Coax, Low Noise, 22 AWG Str TC, Foil + 95% TC Brd, PVC JktProduct DescriptionAudio Coax, Low Noise, 22 AWG (7x30) Tinned Copper Conductor, Inner PE Conductive Layer, PE Insulation, Duobond® II + 95% Tinned Copper BraidShield, PVC JacketTechnical SpecificationsProduct OverviewSuitable Applications:Low noise microphone, Analog audio, InstrumentationConstruction DetailsRG Type:58ConductorSizeStrandingNom. DiameterMaterial22 AWG7x300.029 inTC - Tinned CopperInsulationMaterialNom. Insulation Diameter Color CodePE - Polyethylene (Conductive) 0.112 in (2.84 mm)BlackPE - Polyethylene0.112 in (2.84 mm)WhiteOuter ShieldLayerOuter Shield TypeMaterialMaterial Trade NameCoverage1TapeTri-Laminate (Alum+Poly+Alum) Duobond® II100%2BraidTinned Copper (TC)95%Outer JacketMaterialNom. DiameterPVC - Polyvinyl Chloride 0.195 in (4.95 mm)Overall Cable Diameter (Nominal): 0.195 in (4.95 mm)Electrical CharacteristicsElectricalsNom. Conductor DCRNom. Outer Shield DCRNom. Capacitance Cond-to-ShieldNom. Velocity of Prop.15.1 Ohm/1000ft (49.5 Ohm/km) 3.8 Ohm/1000ft (12 Ohm/km)37 pF/ft (120 pF/m)56%VoltageVoltage Rating1900 V RMSElectrical Characteristics Notes:NBS Low Noise Test (Modified), MIL-C-17 Paragraph 4.8.14, 8 mV Peak to Peak MaxMechanical CharacteristicsTemperatureOperating-40°C to +80°CBend RadiusInstallation Min.2 in (51 mm)Max. Pull Tension:8.85 lbs (4.01 kg)Bulk Cable Weight:24 lbs/1000ftStandards and ComplianceEnvironmental Suitability:Indoor (Not Riser or Plenum), IndoorSustainability:CA Prop 65CPR Compliance:CPR Euroclass: Eca; CPR UKCA Class: EcaEuropean Directive Compliance:EU CE Mark, EU Directive 2015/863/EU (RoHS 2 amendment), REACH, EU Directive 2011/65/EU (RoHS 2), EU Directive 2012/19/EU (WEEE)UK Regulation Compliance:UKCA MarkAPAC Compliance:China RoHS II (GB/T 26572-2011)Product NotesNotes:Not recommended for RF useHistoryUpdate and Revision:Revision Number: 0.443 Revision Date: 04-29-2024Part NumbersVariantsItem #ColorPutup TypeLengthUPCFootnote9223 010100BlackReel100 ft6128253588319223 010500BlackReel500 ft612825357742C9223 0101000 BlackReel1,000 ft612825357759C© 2024 Belden, IncAll Rights Reserved.Although Belden makes every reasonable effort to ensure their accuracy at the time of this publication, information and specifications described here in are subject to error or omission and to change withoutnotice, and the listing of such information and specifications does not ensure product availability.Belden provides the information and specifications herein on an "ASIS" basis, with no representations or warranties, whether express, statutory or implied. In no event will Belden be liable for any damages(including consequential, indirect, incidental, special, punitive, or exemplary damages) whatsoever, even if Belden has been advised of the possibility of such damages, whether in an action under contract,negligence or any other theory, arising out of or in connection with the use, or inability to use, the information or specifications described herein.All sales of Belden products are subject to Belden's standard terms and conditions of sale.Belden believes this product to be in compliance with all applicable environmental programs as listed in the data sheet. The information provided is correct to the best of Belden's knowledge, information and beliefat the date of its publication. This information is designed only as a general guide for the safe handling, storage, and any other operation of the product itself or the one that it becomes a part of. The ProductDisclosure is not to be considered a warranty or quality specification. Regulatory information is for guidance purposes only. Product users are responsible for determining the applicability of legislation andregulations based on their individual usage of the product.
https://www.alphawire.com/products/cable/alpha-essentials/coaxial-cable/9213/ | cable | Coaxial Cable ¦ Alpha Essentials ¦ 9213 ¦ Alpha Wire English English Spanish 简体中文 Region Africa & Middle East APAC Europe North America South America Dashboard Join Welcome User LOGOUT LOGIN 0 Unsupported Browser It looks like you’re using a web browser that we don’t support. To get the best experience, please use one of these supported browsers. ✓ Chrome ✓ Firefox ✓ Edge ✓ Opera ✓ Safari Products Cable Wire Accessories Custom Markets Aerospace and Defense Automated Systems Consumer Electronics Energy Industrial Packaging Medical Devices Pulp and Paper Robotics Semiconductor Resources Knowledge Center Regulation and Compliance Terms and Conditions Tools RoHS Certification Search Help Partners Find a Distributor Alpha Wire > Products > Cable > Alpha Essentials > Coaxial Cable > 9213 > Coaxial Cable 9213 Products > Cable > Alpha Essentials > Coaxial Cable > 9213 > Cable Alpha Essentials Alpha Wire Industrial Series Cable EcoGen®️ Pro-Tekt™: The European Cable System Xtra-Guard® Performance Cable Coaxial Cable 9213 This picture is representative only and may not match the specific configuration of the product listed on this page. Please refer to the product specifications for more information on this part number and its exact configuration. Download RoHS Certificate Coaxial Cable 9213 Part Number: 9213 Download RoHS Certificate Share Alpha Wire's Coaxial Cable 9213 twitter linkedin email facebook copy url send as sms Alpha Wire offers 50-, 75-, 93-, and 100-ohm coaxial, twinaxial, and triaxial cables in a wide range of insulation and jacket materials and rated for UL, CSA and military specifications. We now also provide non-magnetic coaxial cable options 9849 and 9851 , which provide better signal transmission with minimal distortion while handling higher frequencies. Looking for a space-saving option? We also offer Micro Coaxial cable, ideal for customers looking for uninterrupted signal transmission in compact spaces. Request Samples View Pricing Add to Cart Find a Stocking Distributor Construction Applicable specifications Environmental Other Properties View Pricing View Pricing Find a Stocking Distributor Construction Diameter ("in") 1) Component 1 1 x 1 COAX a) Conductor 13 (7/.0296) AWG BC 0.089 b) Insulation 0.098" Wall, Nom. Polyethylene (PE) 0.285 (1) Color(s) Cond Color Cond Color Cond Color 1 NATURAL 2) Shield BC BRAID Shield, 96% Coverage (min.) 3) Jacket 0.045" Wall, Nom., Type IIA PVC 0.405+/- 0.010 a) Color(s) BLACK b) Print ALPHA WIRE-* P/N 9213 RG 213/U TYPE ROHS * = Factory Code Applicable Specifications 1) Military MIL-C-17D/74A RG-213/U Type 80°C / 3700 V RMS Environmental 1) EU Directive 2011/65/EU(RoHS2) All materials used in manufacturing this part are in compliance with European Directive 2011/65/EU regarding the restriction of use of certain hazardous substances in electrical and electronic equipment. Refer to the RoHS Certificate of Compliance for more detail. 2) REACH Regulation (EC 1907/2006) This product does not contain Substances of Very High Concern (SVHC) listed on the European Union's REACH candidate list in excess of 0.1% mass of the item. For up-to-date information, please see Alpha's REACH SVHC Declaration . 3) California Proposition 65 Outer surface materials used in manufacturing this part meet the requirements of California Proposition 65. Properties Physical & Mechanical Properties 1) Temperature Range -15 to 80°C 2) Bend Radius 10X Cable Diameter 3) Pull Tension 64 lbs. max. Electrical Properties Engineering purposes only 1) Voltage Rating 3700 V RMS 2) Characteristic Impedance 50 Ω +/- 2 3) Ground Capacitance 30.8 pf/ft @1 kHz, Nominal 4) Velocity of Propagation 66 % 5) Conductor DCR 1.7 Ω/1000ft @20°C, Nominal 6) OA Shield DCR 1.2 Ω/1000ft @20°C, Nominal 7) Voltage Withstanding 10 kV, min. 8) Corona Extinction 5 kV, min. 9) Attenuation (max. dB/100ft.) 2.3 @ 100 MHz 4.8 @ 400 MHz 9 @ 1 GHz Other Packaging Flange x Traverse x Barrel (inches) a) 1000 FT 20 x 11 x 8 Continuous Length b) 500 FT 16 x 11 x 8 Continuous Length c) 100 FT 12 x 10 x 5 Continuous Length Spool dimensions may vary slightly. Prompt Text I Agree OK Cart Added ( ) ' ' to your cart Get a Sample Request a free product sample Get Sample Quick Links RoHS Search Competitor Cross REACH Find a Distributor Resources Request a Sample Heat Shrink Size Guide Regulation and Compliance Speak to Sales Product Changes About Alpha Wire About Alpha Wire About Eco Gen News and Events Career Opportunities Help ISO Certifications Follow Us Facebook LinkedIn 1-800-52-ALPHA Terms and Conditions Privacy Policy Customer Support Sitemap Copyright © 2024 Alpha Wire, All Rights Reserved. Cookie Settings
https://catalog.belden.com/techdatam/89907.pdf | cable | For more Information please call1-800-Belden1General Description:20 AWG stranded (19x32) .037" tinned copper conductor, foam FEP insulation, Duobond® II (100%coverage) plus a tinned copper braid shield (93% coverage), fluorocopolymer jacket.Usage (Overall)Suitable Applications:Thin EthernetPhysical Characteristics (Overall)ConductorAWG:# Coax AWG Stranding Conductor Material Dia. (mm)12019x32TC - Tinned Copper 0.9398Total Number of Conductors:1InsulationInsulation Material:Insulation MaterialDia. (mm)FFEP - Foam Fluorinated Ethylene Propylene 2.413Outer ShieldOuter Shield Material:Layer # Outer Shield Trade Name Type Outer Shield MaterialCoverage (%)1Bonded Duofoil®Tape Bonded Aluminum Foil-Polyester Tape-Aluminum Foil 1002 Braid TC - Tinned Copper93Outer JacketOuter Jacket Material:Outer Jacket MaterialPVDF - FluorocopolymerOverall CableOverall Nominal Diameter:4.064 mmMechanical Characteristics (Overall)Operating Temperature Range:-20°C To +150°CUL Temperature Rating:150°CBulk Cable Weight:32.740 Kg/KmMax. Recommended Pulling Tension:200.169 NMin. Bend Radius/Minor Axis:44.450 mmApplicable Specifications and Agency Compliance (Overall)Applicable Standards & Environmental ProgramsNEC/(UL) Specification:CL2P, CMPCEC/C(UL) Specification:CMPEU Directive 2011/65/EU (ROHS II):YesIEEE Specification:IEEE802.3 10Base2 Page 1 of 3 11-08-2019Detailed Specifications & Technical DataMETRIC MEASUREMENT VERSION89907 Coax - Coaxial Cable - Thinnet 10Base2 EthernetEU CE Mark:YesEU Directive 2000/53/EC (ELV):YesEU Directive 2002/95/EC (RoHS):YesEU RoHS Compliance Date (mm/dd/yyyy):04/01/2005EU Directive 2002/96/EC (WEEE):YesEU Directive 2003/11/EC (BFR):YesCA Prop 65 (CJ for Wire & Cable):YesMII Order #39 (China RoHS):YesCustomer Part Number Reference Specification:DEC Part No. 17-01246-00RG Type:58A/UFlame TestUL Flame Test:NFPA 262CSA Flame Test:FT6SuitabilitySuitability - Indoor:YesSuitability - Outdoor:YesPlenum/Non-PlenumPlenum (Y/N):YesNon-Plenum Number:9907Electrical Characteristics (Overall)Nom. Characteristic Impedance:Impedance (Ohm) Tolerance (Ohms)50+/- 2Nom. Inductance:Inductance (µH/m)0.208344Nom. Capacitance Conductor to Shield:Capacitance (pF/m)83.3374Nominal Velocity of Propagation:VP (%)80Nominal Delay:Delay (ns/m)4.16687Nom. Conductor DC Resistance:DCR @ 20°C (Ohm/km)28.8728Maximum Loop Resistance:Resistance (Ohm/km)50.0024Nominal Outer Shield DC Resistance:DCR @ 20°C (Ohm/km)19.0298Nom. Attenuation:Freq. (MHz) Attenuation (dB/100m)11.41083 Page 2 of 3 11-08-2019Detailed Specifications & Technical DataMETRIC MEASUREMENT VERSION89907 Coax - Coaxial Cable - Thinnet 10Base2 Ethernet104.2653509.5477110013.714620020.014140030.185270042.324990049.215100052.496Max. Power Rating:Freq. (MHz) Rating (W)1645024500101850201400508901006402004704003607002909002701000260Max. Operating Voltage - UL:Voltage300 V RMSPut Ups and Colors:Item #PutupShip WeightColorNotesItem Desc89907 E4X1000 1,000 FT24.000 LBGRAY, LIGHT DEC C #20 FPFA BRD SLF COAX 89907 E4X2500 2,500 FT60.000 LBGRAY, LIGHT DEC C Z #20 FPFA BRD SLF COAX 89907 E4X500 500 FT13.000 LBGRAY, LIGHT DEC C #20 FPFA BRD SLF COAX Notes:C = CRATE REEL PUT-UP.Z = FINAL PUT-UP LENGTH MAY VARY (+ OR -) 10% FOR SPOOLS OR REELS AND(+ OR -) 5% FOR UNREEL CARTONS FROM LENGTH SHOWN.Revision Number: 2 Revision Date: 09-25-2012© 2019 Belden, IncAll Rights Reserved.Although Belden makes every reasonable effort to ensure their accuracy at the time of this publication, information and specificationsdescribed herein are subject to error or omission and to change without notice, and the listing of such information and specifications does notensure product availability. Belden provides the information and specifications herein on an "AS IS" basis, with no representations or warranties, whether express,statutory or implied. In no event will Belden be liable for any damages (including consequential, indirect, incidental, special, punitive, orexemplary damages) whatsoever, even if Belden has been advised of the possibility of such damages, whether in an action under contract,negligence or any other theory, arising out of or in connection with the use, or inability to use, the information or specifications described herein.All sales of Belden products are subject to Belden's standard terms and conditions of sale. Belden believes this product to be in compliance with EU RoHS (Directive 2002/95/EC, 27-Jan-2003). Material manufactured prior to thecompliance date may be in stock at Belden facilities and in our Distributor’s inventory. The information provided in this Product Disclosure, andthe identification of materials listed as reportable or restricted within the Product Disclosure, is correct to the best of Belden’s knowledge,information, and belief at the date of its publication. The information provided in this Product Disclosure is designed only as a general guidefor the safe handling, storage, and any other operation of the product itself or the one that it becomes a part of. This Product Disclosure is notto be considered a warranty or quality specification. Regulatory information is for guidance purposes only. Product users are responsible fordetermining the applicability of legislation and regulations based on their individual usage of the product. Belden declares this product to be in compliance with EU LVD (Low Voltage Directive 2014/35/EU). Page 3 of 3 11-08-2019Detailed Specifications & Technical DataMETRIC MEASUREMENT VERSION89907 Coax - Coaxial Cable - Thinnet 10Base2 Ethernet
https://www.alphawire.com/products/cable/alpha-essentials/coaxial-cable/9008/ | cable | Coaxial Cable ¦ Alpha Essentials ¦ 9008 ¦ Alpha Wire English English Spanish 简体中文 Region Africa & Middle East APAC Europe North America South America Dashboard Join Welcome User LOGOUT LOGIN 0 Unsupported Browser It looks like you’re using a web browser that we don’t support. To get the best experience, please use one of these supported browsers. ✓ Chrome ✓ Firefox ✓ Edge ✓ Opera ✓ Safari Products Cable Wire Accessories Custom Markets Aerospace and Defense Automated Systems Consumer Electronics Energy Industrial Packaging Medical Devices Pulp and Paper Robotics Semiconductor Resources Knowledge Center Regulation and Compliance Terms and Conditions Tools RoHS Certification Search Help Partners Find a Distributor Alpha Wire > Products > Cable > Alpha Essentials > Coaxial Cable > 9008 > Coaxial Cable 9008 Products > Cable > Alpha Essentials > Coaxial Cable > 9008 > Cable Alpha Essentials Alpha Wire Industrial Series Cable EcoGen®️ Pro-Tekt™: The European Cable System Xtra-Guard® Performance Cable Coaxial Cable 9008 This picture is representative only and may not match the specific configuration of the product listed on this page. Please refer to the product specifications for more information on this part number and its exact configuration. Download RoHS Certificate Coaxial Cable 9008 Part Number: 9008 Download RoHS Certificate Share Alpha Wire's Coaxial Cable 9008 twitter linkedin email facebook copy url send as sms Alpha Wire offers 50-, 75-, 93-, and 100-ohm coaxial, twinaxial, and triaxial cables in a wide range of insulation and jacket materials and rated for UL, CSA and military specifications. We now also provide non-magnetic coaxial cable options 9849 and 9851 , which provide better signal transmission with minimal distortion while handling higher frequencies. Looking for a space-saving option? We also offer Micro Coaxial cable, ideal for customers looking for uninterrupted signal transmission in compact spaces. Request Samples View Pricing Add to Cart Find a Stocking Distributor Construction Applicable specifications Environmental Other Properties View Pricing View Pricing Find a Stocking Distributor Construction Diameter ("in") 1) Component 1 1 x 1 COAX a) Conductor 13 (7/21) AWG BC 0.086 b) Insulation 0.0995" Wall, Nom. Polyethylene (PE) 0.285 (1) Color(s) Cond Color Cond Color Cond Color 1 CLEAR 2) Shield BC BRAID Shield,94% Coverage (min.). 3) Jacket 0.046" Wall, Nom. Type I PVC 0.405+/- 0.007 a) Color(s) Black b) Print ALPHA WIRE-* P/N 9008 RG 8/U ROHS * = Factory Code Applicable Specifications 1) Military JAN-C-17A / RG-8/U 60°C / 3700 V RMS Environmental 1) EU Directive 2011/65/EU(RoHS2) All materials used manufacturing this part are in compliance with European Directive 2011/65/EU regarding the restriction of use of certain hazardous substances in electrical and electronic equipment. Refer to the RoHS Certificate of Compliance . 2) REACH Regulation (EC 1907/2006) This product does not contain Substances of Very High Concern (SVHC) listed on the European Union's REACH candidate list in excess of 0.1% mass of the item. For up-to-date information, refer to the Alpha Wire REACH SVHC Declaration . 3) California Proposition 65 Outer surface materials used in manufacturing this part meet the requirements of California Proposition 65. Properties Physical & Mechanical Properties 1) Temperature Range -20 to 60°C 2) Bend Radius 10X Cable Diameter 3) Pull Tension 59 lbs. (max.) Electrical Properties For Engineering purposes only 1) Voltage Rating 3700 V RMS 2) Characteristic Impedance 52 Ω +/- 2 3) Ground Capacitance 29.5 pf/ft @1 kHz, Nominal 4) Velocity of Propagation 66 % 5) Conductor DCR 1.9 Ω/1000ft @20°C, Nominal 6) OA Shield DCR 1.29 Ω/1000ft @20°C, Nominal 7) Voltage Withstanding 10 kV (min.) 8) Corona Extinction 5 kV (min.) 9) Attenuation (max. dB/100ft) 2.3 @ 100 MHz 6 @ 400 MHz 20 @ 3 GHz Other Packaging Flange x Traverse x Barrel (inches) a) 1000 FT 20 x 11 x 8 Continuous Length b) 500 FT 16 x 11 x 8 Continuous Length c) 100 FT 12 x 10 x 5 Continuous Length Spool dimensions may vary slightly Prompt Text I Agree OK Cart Added ( ) ' ' to your cart Get a Sample Request a free product sample Get Sample Quick Links RoHS Search Competitor Cross REACH Find a Distributor Resources Request a Sample Heat Shrink Size Guide Regulation and Compliance Speak to Sales Product Changes About Alpha Wire About Alpha Wire About Eco Gen News and Events Career Opportunities Help ISO Certifications Follow Us Facebook LinkedIn 1-800-52-ALPHA Terms and Conditions Privacy Policy Customer Support Sitemap Copyright © 2024 Alpha Wire, All Rights Reserved. Cookie Settings
https://catalog.belden.com/techdata/EN/89207_techdata.pdf | cable | Product: 89207 100Ω Twinax, 1 Pr #20 Str-1c TC/1c BC, FEP ins, FEP Inner Jkt, Duofoil®+TCBraid, FEP Jkt, CMPProduct DescriptionTwinax 100Ω, 1 Pair, 20 AWG (7x28) one tinned, one bare copper conductor, FEP insulation, FEP inner jacket, Duofoil® + tinned copper braid shield 85%,FEP jacket, CMPTechnical SpecificationsProduct OverviewSuitable Applications:Computer, InstrumentationConstruction DetailsConductorSizeStrandingNom. DiameterMaterial20 AWG7x280.036 inTC - Tinned Copper20 AWG7x280.036 inBC - Bare CopperInsulationMaterialNom. Insulation Diameter Color CodeNotesFEP - Fluorinated Ethylene Propylene0.072 in (1.8 mm)ClearFEP on both conductorsFEP - Fluorinated Ethylene Propylene0.201 in (5.11 mm)ClearFEP over pairOuter ShieldLayerOuter Shield TypeMaterialMaterial Trade NameCoverage1TapeTri-Laminate (Alum+Poly+Alum) Duofoil®100%2BraidTinned Copper (TC)85%Outer JacketMaterialNom. DiameterFEP - Fluorinated Ethylene Propylene0.259 in (6.58 mm)Overall Cable Diameter (Nominal):0.259 in (6.58 mm)Electrical CharacteristicsAttenuationFrequency Nom. Attenuation1 MHz0.30 dB/100m10 MHz1.20 dB/100m50 MHz2.80 dB/100m100 MHz4.10 dB/100m200 MHz6.40 dB/100m300 MHz8.40 dB/100m400 MHz10.20 dB/100mElectricalsNom. ConductorDCRNom. Outer Shield DCRNom. Capacitance Cond-to-Cond (Mutual)Nom. Capacitance Cond-to-ShieldNom. Characteristic ImpedanceNom. Velocity of Prop.9.5 Ohm/1000ft2.5 Ohm/1000ft (8.2 Ohm/km)14.0 pF/ft (45.9 pF/m)23.0 pF/ft (75.5 pF/m)100 Ohm70%VoltageUL Voltage Rating300 V (CMP)Mechanical CharacteristicsTemperatureUL TemperatureOperating200°C-70°C to +200°CBend RadiusInstallation Min.3.0 in (76 mm)Max. Pull Tension:88 lbs (40 kg)Bulk Cable Weight:52 lbs/1000ftStandards and ComplianceEnvironmental Suitability:Indoor - Plenum, IndoorSustainability:CA Prop 65Flammability / Reaction to Fire:NFPA 262CPR Compliance:CPR Euroclass: EcaNEC / UL Compliance:CMPCEC / C(UL) Compliance:CMPEuropean Directive Compliance:EU CE Mark, EU Directive 2015/863/EU (RoHS 2 amendment), REACH, EU Directive 2011/65/EU (RoHS 2), EU Directive 2012/19/EU (WEEE)UK Regulation Compliance:UKCA MarkAPAC Compliance:China RoHS II (GB/T 26572-2011)Non-Plenum Number:9207HistoryUpdate and Revision:Revision Number: 0.491 Revision Date: 04-29-2024Part NumbersVariantsItem #ColorPutup TypeLengthUPCFootnote89207 010100BlackReel100 ft612825220756C89207 010500BlackReel500 ft612825220770C89207 0101000BlackReel1,000 ft612825220763C© 2024 Belden, IncAll Rights Reserved.Although Belden makes every reasonable effort to ensure their accuracy at the time of this publication, information and specifications described here in are subject to error or omission and to change withoutnotice, and the listing of such information and specifications does not ensure product availability.Belden provides the information and specifications herein on an "ASIS" basis, with no representations or warranties, whether express, statutory or implied. In no event will Belden be liable for any damages(including consequential, indirect, incidental, special, punitive, or exemplary damages) whatsoever, even if Belden has been advised of the possibility of such damages, whether in an action under contract,negligence or any other theory, arising out of or in connection with the use, or inability to use, the information or specifications described herein.All sales of Belden products are subject to Belden's standard terms and conditions of sale.Belden believes this product to be in compliance with all applicable environmental programs as listed in the data sheet. The information provided is correct to the best of Belden's knowledge, information and beliefat the date of its publication. This information is designed only as a general guide for the safe handling, storage, and any other operation of the product itself or the one that it becomes a part of. The ProductDisclosure is not to be considered a warranty or quality specification. Regulatory information is for guidance purposes only. Product users are responsible for determining the applicability of legislation andregulations based on their individual usage of the product.
https://timesmicrowave.com/wp-content/uploads/2022/03/lmr-400-llpx-coax-cables-datasheet.pdf | cable | (800) TMS-COAX • www.timesmicrowave.com86TIMES MICROWAVE SYSTEMSLMR®-400-LLPX Flexible Low Loss Plenum CoaxLMR-400-LLPXElectrical Specifications Performance Property Units US (metric) Velocity of Propagation % 76 Dielectric Constant NA 1.73 Time Delay nS/ft (nS/m) 1.34 (4.40) Impedance ohms 50 Capacitance pF/ft (pF/m) 26.7 (87.6) Inductance uH/ft (uH/m) 0.067 (0.22) Shielding Effectiveness dB >90 DC Resistance Inner Conductor ohms/1000ft (/km) 1.8 (5.9) Outer Conductor ohms/1000ft (/km) 1.65 (5.4) Voltage Withstand Volts DC 2500 Jacket Spark Volts RMS 8000 Peak Power kW 16 Environmental Specifications Performance Property 0F oC Installation Temperature Range -40/+257 -40/+125 Storage Temperature Range -40/+257 -40/+125 Operating Temperature Range -40/+257 -40/+125 Part Description Stock Part Number Application Jacket Color Code LMR-400-LLPX Indoor/Outdoor Plenum Fluoropolymer Red 54470 CMP/FT6Ideal for… • Indoor/Outdoor Plenum Feeder runs • UL/NEC/CSA rated CMP/FT6 (listed under UL file #E-170516) • Any wireless application (e.g. LMDS, MMDS, WLL, GPS, LMR, WLAN, WISP, WiMax, SCADA, Cellular, PCS, Paging) requiring an easily routed, low loss RF cable for in-building systemsConstruction Specifications Description Material In. (mm) Inner Conductor Solid BCCAI 0.095 (2.41) Dielectric Low density PTFE 0.285 (7.24) Outer Conductor Aluminum Tape 0.291 (7.39) Overall Braid Tinned Copper 0.320 (8.13) Jacket Red Fluoropolymer 0.370 (9.40) Mechanical Specifications Performance Property Units US (metric) Bend Radius: installation in. (mm) 1.00 (25.4) Bend Radius: repeated in. (mm) 4.0 (101.6) Weight lb/ft (kg/m) 0.104 (0.15) Tensile Strength lb (kg) 120 (54.5) Flat Plate Crush lb/in. (kg/mm) 185 (3.31)(800) TMS-COAX • www.timesmicrowave.com87TIMES MICROWAVE SYSTEMSLMR-400-LLPXAttenuation vs. Frequency (typical)Attenuation(db per 100 feet)10.01.00.1Frequency (MHz) 0 100 1,000 10,000 Calculate Attenuation = (0.129140) • FMHz + (0.000150) • FMHz (interactive calculator available at http://www.timesmicrowave.com/cable_calculators)Attenuation: VSWR=1.0 ; Ambient = +25°C (77°F) Power: VSWR=1.0; Ambient = +40°C; Jacket = +75°C (167°F); Sea Level; dry air; atmospheric pressure; no solar loading Frequency (MHz) 30 50 150 220 450 900 1500 1800 2000 2500 3400 5800 8000 Attenuation dB/100 ft 0.7 0.9 1.6 1.9 2.8 4.0 5.2 5.7 6.1 6.8 8.0 10.7 13.0 Attenuation dB/100 m 2.3 3.0 5.3 6.4 9.2 13.2 17.1 18.9 19.9 22.4 26.4 35.1 42.7 Avg. Power kW 6.2 4.8 208 2.3 1.6 1.1 0.84 0.78 0.73 0.65 0.57 0.41 0.34(800) TMS-COAX • www.timesmicrowave.com88TIMES MICROWAVE SYSTEMSLMR®-400-LLPX Flexible Low Loss Plenum CoaxLMR-400-LLPX Part Stock Type Number Code Description Ground Kit GK-S400TT GK-S400TT Standard Grounding Kit (each) Hoisting Grip HG-400T HG-400T Laced Type (each) Weather Seal Boots WSB-400 3109-394 Weather seal/strain relief boots (10pk) for use with most popular LMR-400-X series connectors Hardware Accessories Connectors Inner Outer Finish* Part Stock VSWR ** Coupling Contact Contact Body Length Width Weight Interface Description Number Code Freq. (GHz) Nut Attach Attach /Pin in (mm) in (mm) lb (g) 1. N Female Straight Jack TC-400-NF-PL 3190-964 <1.25:1 (2.5) NA Solder Crimp N/G 1.8 (45) 0.66 (16.8) 0.105 (47.6) 2. N Male Straight Plug EZ-400-NMH-PL-X 3190-2961 <1.25:1 (2.5) Hex/Knurl Spring Finger Crimp A/G 1.5 (38) 0.89 (22.6) 0.113 (51.3) 3. N Male Straight Plug TC-400-NMH-PL 3190-2962 <1.25:1 (2.5) Hex/Knurl Solder Crimp S/G 1.5 (38) 0.89 (22.6) 0.113 (51.3) 4. TNC Male Right Angle TC-400-TM-RA-D 3190-2671 <1.35:1 (6) Hex/Knurl Solder Crimp A/G 1.2 (30) 1.48 (37.6) 0.110 (50.0) * Finish metals: N=Nickel, S=Silver, G=Gold, SS=Stainless Steel, A=Alballoy **VSWR spec based on 3 foot cable with a connector pairHG-400TGK-S400TTTC-400-NF-PL3190-96412TC-400-NMH-PL3190-2962EZ-400-NMH-PL-X3190-296134TC-400-TM-RA-D3190-2671WSB-4003109-394(800) TMS-COAX • www.timesmicrowave.com89TIMES MICROWAVE SYSTEMSTK-400EZ3190-1601CT-U3192-181CST-4003192-004Y17193190-202DBT-U3192-001CT-400/3003190-666RB-CST3192-086LMR-400-LLPXCCT-023192-165Install Tools Part Stock Type Number Code Description Crimp Tool CT-U 3192-181 Crimp Handle Crimp Dies Y1719 3190-202 .429" Hex Dies Crimp Tool CT-400/300 3190-666 Crimp tool for LMR 400 connectors Crimp Rings CR-400 3190-830 Crimp rings for TC/EZ-400 connectors (package of 10) Strip Tool CST-400 3192-004 Combination prep tool for LMR-400 crimp and clamp connectors Mid-Span Strip Tool GST-400 3190-2174 For ground strap attachment Deburr Tool DBT-U 3192-001 Removes center conductor rough edges Cutting Tool CCT-02 3192-165 Cable end flush cut tool Replacement Blade RB-02 3192-166 Replacement blade for cutting tool Replacement Blade Kit RB-CST 3192-086 Replacement kit for all CST strip tools Tool Kit TK-400EZ 3190-1601 Tool kit for LMR-400 crimp/clamp connectors (includes CCT-02, CST-400, CT-400/300, Tool Pouch)GST-4003190-2174
https://catalog.belden.com/techdata/EN/8241_techdata.pdf | cable | Product: 8241 75 Ohm Analog Video Coax, RG-59, 23 AWG Solid BCCS, 95% BC Braid,PVC Jkt, CMProduct Description75 Ohm Analog Video Coax, RG-59, 23 AWG Solid Bare Copper Covered Steel Conductor , PE Insulation, 95% Bare Copper Braid Shield, PVC Jacket, CMTechnical SpecificationsProduct OverviewSuitable Applications:Standard analog videoConstruction DetailsRG Type:59ConductorSizeStrandingNom. DiameterMaterial23 AWGSolid0.023 inBCCS - Bare Copper Covered SteelInsulationMaterialNom. Insulation Diameter Color CodePE - Polyethylene0.146 in (3.71 mm)WhiteOuter ShieldOuter Shield TypeMaterialCoverageBraidBare Copper (BC)95%Outer JacketMaterialNom. DiameterPVC - Polyvinyl Chloride 0.240 in (6.10 mm)Overall Cable Diameter (Nominal): 0.240 in (6.10 mm)Electrical CharacteristicsAttenuationNom. Attenuation[delete][delete][delete][delete][delete][delete][delete][delete][delete]Power RatingFrequency Max. Power Rating50 MHz470 W100 MHz310 W300 MHz160 W500 MHz115 W1,000 MHz76 WElectricalsNom. Conductor DCRNom. Outer Shield DCRNom. Capacitance Cond-to-ShieldNom. Characteristic ImpedanceNom. Velocity of Prop.49 Ohm/1000ft2.6 Ohm/1000ft (8.5 Ohm/km)20.4 pF/ft (66.9 pF/m)75 Ohm66%VoltageUL Voltage RatingVoltage Rating300 V (CM), 30 V (UL AWM 1354)1700 VMechanical CharacteristicsTemperatureUL TemperatureOperating75°C-30°C to +75°CBend RadiusInstallation Min.2.4 in (61 mm)Max. Pull Tension:63 lbs (29 kg)Bulk Cable Weight:37 lbs/1000ftStandards and ComplianceEnvironmental Suitability:Indoor/Outdoor, Indoor, Aerial - Black only, When supported by messenger wireSustainability:CA Prop 65Flammability / Reaction to Fire:UL1685 UL LoadingCPR Compliance:CPR Euroclass: EcaNEC / UL Compliance:CMAWM Compliance:AWM 1354CEC / C(UL) Compliance:CMEuropean Directive Compliance:EU CE Mark, EU Directive 2015/863/EU (RoHS 2 amendment), REACH, EU Directive 2011/65/EU (RoHS 2), EU Directive 2012/19/EU (WEEE)UK Regulation Compliance:UKCA MarkAPAC Compliance:China RoHS II (GB/T 26572-2011)Plenum Number:88241, 82241HistoryUpdate and Revision:Revision Number: 0.497 Revision Date: 04-29-2024Part NumbersVariantsItem #ColorPutup TypeLengthUPCFootnote8241 010100BlackReel100 ft6128253586958241 010500BlackReel500 ft612825355717C8241 010U500BlackUnReel500 ft6128253559778241 0101000BlackReel1,000 ft612825356011C8241 010U1000BlackUnReel1,000 ft6128253580608241 0102000BlackReel2,000 ft612825358701C8241 0105000BlackReel5,000 ft612825358640C8241 006U1000Blue, LightUnReel1,000 ft6128253576298241 005U1000Green, DarkUnReel1,000 ft6128253580398241 003U1000OrangeUnReel1,000 ft6128253556018241 002U1000RedUnReel1,000 ft6128253580468241 009U1000WhiteUnReel1,000 ft6128253586888241 004U1000YellowUnReel1,000 ft612825355595© 2024 Belden, IncAll Rights Reserved.Although Belden makes every reasonable effort to ensure their accuracy at the time of this publication, information and specifications described here in are subject to error or omission and to change withoutnotice, and the listing of such information and specifications does not ensure product availability.Belden provides the information and specifications herein on an "ASIS" basis, with no representations or warranties, whether express, statutory or implied. In no event will Belden be liable for any damages(including consequential, indirect, incidental, special, punitive, or exemplary damages) whatsoever, even if Belden has been advised of the possibility of such damages, whether in an action under contract,negligence or any other theory, arising out of or in connection with the use, or inability to use, the information or specifications described herein.All sales of Belden products are subject to Belden's standard terms and conditions of sale.Belden believes this product to be in compliance with all applicable environmental programs as listed in the data sheet. The information provided is correct to the best of Belden's knowledge, information and beliefat the date of its publication. This information is designed only as a general guide for the safe handling, storage, and any other operation of the product itself or the one that it becomes a part of. The ProductDisclosure is not to be considered a warranty or quality specification. Regulatory information is for guidance purposes only. Product users are responsible for determining the applicability of legislation andregulations based on their individual usage of the product.
https://catalog.belden.com/techdata/EN/9463_techdata.pdf | cable | Product: 9463 Blue Hose®, 1 Pr #20 Str TC, PE Ins Blu, Clr, Foil+TC Brd, PVC Jkt, CMProduct DescriptionBlue Hose® for Data Highway Plus, 1 Pair 20AWG (7x28) Tinned Copper, PE Insulation Blue & Clear, Overall Beldfoil®+Tinned Copper Braid(55%) Shield,Blue PVC Outer Jacket, CMTechnical SpecificationsProduct OverviewSuitable Applications:harsh environment, Allen Bradley Data Highway communication interface between PLC processors, I/O devices, operator interfaces, computers and other intelligent devices, PLCprocessor interlocking, peer-to-peer messaging, remote programming, troubleshooting, I/O updates, etc.Construction DetailsConductorElement No. of ElementsSizeStrandingMaterialPair(s)120 AWG7x28TC - Tinned CopperInsulationElementMaterialNom. ThicknessNom. Insulation DiameterColor CodeNotesPair(s)PE - Polyethylene0.019 in (0.48 mm) 0.0755 in (1.92 mm)Clear & BlueTwinax with rod fillersOuter ShieldShield TypeMaterialCoverageDrainwire TypeTapeBi-Laminate (Alum+Poly)100%20 AWG (7x28) TCBraidTinned Copper (TC)60%Outer JacketMaterialNom. ThicknessNom. DiameterPVC - Polyvinyl Chloride 0.037 in (0.94 mm) 0.238 in (6.05 mm)Table Notes:Jacket OD +/- 0.003Overall Cable Diameter(Nominal):0.238 in (6.05 mm)Electrical CharacteristicsElectricalsElementNom. ConductorDCRNom. CapacitanceCond-to-CondNom. CapacitanceCond-to-ShieldNom. Capacitance Cond-to-Other (Conds +Shield)Nom. CharacteristicImpedenceNom. Velocity ofProp.Pair(s)9.5 Ohm/1000ft19.7 pF/ft (64.6 pF/m)37 pF/ft36 pF/ft78 Ohm66%Nom. Outer Shield DCR:4.1 Ohm/1000ft (13 Ohm/km)High Frequency (Nominal/Typical)Element Frequency [MHz] Nom. Insertion Loss (Attenuation)Pair(s)10.6 dB/100ft102.1 dB/100ft505.0 dB/100ft1007.5 dB/100ft20011.0 dB/100ft40016.0 dB/100ftVoltageUL Voltage Rating300 V (CM, CL2), 300 V (UL AWM 2464)Mechanical CharacteristicsTemperatureUL TemperatureOperatingInstallationStorage80°C-40°C to +80°C-40°C To +80°C-40°C to +80°CBend RadiusStationary Min.Installation Min.2.4 in (61 mm)2.4 in (61 mm)Max. Pull Tension:48 lbs (22 kg)Bulk Cable Weight:36 lbs/1000ftStandards and ComplianceEnvironmental Suitability:Indoor, Outdoor, Sunlight ResistanceFlammability / Reaction toFire:UL 1685 UL Loading, IEC 60332-1-2CPR Compliance:CPR Euroclass: Eca; CPR UKCA Class: EcaNEC / UL Compliance:Article 725, Article 800, CM, CL2AWM Compliance:AWM 2464CEC / C(UL) Compliance:CMEuropean DirectiveCompliance:EU CE Mark, EU Directive 2015/863/EU (RoHS 2 amendment), EU Directive 2011/65/EU (RoHS 2), EU Directive 2012/19/EU (WEEE)UK RegulationCompliance:UKCA MarkOther StandardCompliance(s):P-7K-SC-182141-MSHA, Allen Bradley Part No. 1770-CDPlenum Number:89463HistoryUpdate and Revision:Revision Number: 0.613 Revision Date: 04-30-2024Part NumbersVariantsItem #ColorPutup TypeLengthUPC/EANFootnote9463.0030BlueReel30 m87196050205509463.00U152BlueUnReel152 m87196050205749463.01152BlueReel152 m87196050205989463.00305BlueReel305 m87196050205679463.00U305BlueUnReel305 m87196050205819463.001000BlueReel1,000 m87196050205369463.001829BlueReel1,829 m87196050205439463 J22100Blue, StrongReel100 ft6128252535499463 J22500Blue, StrongReel500 ft6128252535709463 J22U500Blue, StrongUnReel500 ft6128252535329463 J221000Blue, StrongReel1,000 ft612825253556C9463 J22U1000 Blue, StrongUnReel1,000 ft6128252535259463 J2212000Blue, StrongReel2,000 ft612825253563C Y9463 J226000Blue, StrongReel6,000 ft612825253587C Z9463.02305BrownReel305 m87196050206049463 0011000BrownReel1,000 ft6128252535949463 00112000BrownReel2,000 ft612825253617C Y9463.023050BrownReel3,050 m87196050206119463 0016000BrownReel6,000 ft612825253624C Z9463 00110000BrownReel10,000 ft 612825253600C Z9463 0031000OrangeReel1,000 ft612825253631C9463 00312000OrangeReel2,000 ft612825253655C Y9463 0036000OrangeReel6,000 ft612825253662C Z9463 00310000OrangeReel10,000 ft 612825253648C Z9463 0071000VioletReel1,000 ft612825253679C9463 0076000VioletReel6,000 ft612825253686C Z© 2024 Belden, IncAll Rights Reserved.Although Belden makes every reasonable effort to ensure their accuracy at the time of this publication, information and specifications described here in are subject to error or omission and to change withoutnotice, and the listing of such information and specifications does not ensure product availability.Belden provides the information and specifications herein on an "ASIS" basis, with no representations or warranties, whether express, statutory or implied. In no event will Belden be liable for any damages(including consequential, indirect, incidental, special, punitive, or exemplary damages) whatsoever, even if Belden has been advised of the possibility of such damages, whether in an action under contract,negligence or any other theory, arising out of or in connection with the use, or inability to use, the information or specifications described herein.All sales of Belden products are subject to Belden's standard terms and conditions of sale.Belden believes this product to be in compliance with all applicable environmental programs as listed in the data sheet. The information provided is correct to the best of Belden's knowledge, information and beliefat the date of its publication. This information is designed only as a general guide for the safe handling, storage, and any other operation of the product itself or the one that it becomes a part of. The ProductDisclosure is not to be considered a warranty or quality specification. Regulatory information is for guidance purposes only. Product users are responsible for determining the applicability of legislation andregulations based on their individual usage of the product.
https://html5.dcatalog.com/?docid=8e9daddd-82b0-4ed4-a656-a8aa011ea6d3#page=143 | cable | Electronics Powered by Prysmian North America History Store Locator Catalogs Single Page Double Page Shopping Cart Crop Share Thumbnails Download PDF Wish list Note Print Toggle Audio Submit Form My Bookmark Magnifier View Documents Where to Go Guide Report Parts Issue Rotate User Guide My Catalog Full screen Exit full screen MY CATALOG Share Download Print × Electronics Search Advanced Search Find Any of these words All of these words Exact phrase match Sort By Closest Match Page number Hide thumbnail By Item Number By Keyword History Catalogs TOC Catalogs TOC Page Range - ADD PAGES PUBLISH SAVE AS PDF HISTORY Document History Title Name Pages Delete Url Empty CLEAR ALL PAGES Notes Add Place note on desired page. Download Notes × DISCLAIMER DECLINE PROCEED × × Share Crop From Email CC Me Recipient Email Subject Message Send Cancel OK A Archive A H X Contents A Advertisers ; See All Search Text Block Page #page_num #doc_title Hi $receivername¦$receiveremail, $sendername¦$senderemail wrote these comments for you: $message $sendername¦$senderemail would like for you to view the following digital edition. Please click on the page below to be directed to the digital edition: $thumbnail$pagenum $link$pagenum No Search Results Found × Page Number Hidden Clicker Hidden Clicker Hidden Clicker × Item Identifier Item Description Item is awesome. Add to Cart Add to Wishlist Find in Store × Share × My Bookmarks Enter a description for this bookmark Bookmark Color : Bookmark Text Color : Manage Bookmarks Save bookmark × Share Your Email Recipient's email Recipient's Name Subject Message Send Email × Form submission confirmation: Your form submission was a success. You will be contacted by Washington Gas with follow-up information regarding your request. Close × Download PDF Download all as PDF Download Range From: To: Enter page range separated by commas (e.g. 1, 3, 5-12) Download × Print Select Print Layout Format Single (1 per page) Facing (2 per page) For best results when printing in "Single" mode, set your printer layout orientation to "Portrait". For best results when printing in "Facing" mode, set your printer layout orientation to "Landscape". Enter Page Range From: To: Enter page range separated by commas (e.g. 1, 3, 5-12) Include Intro Print × Email Form Recipient Email: Subject Message Send × Signature Pad Save Clear × Help This digital edition is powered by DCatalog, Inc. software. For more information, please visit www.dcatalog.com This process might take longer please wait 0% 0% progress Message Abort
https://html5.dcatalog.com/?docid=8e9daddd-82b0-4ed4-a656-a8aa011ea6d3#page=143 | cable | Electronics Powered by Prysmian North America History Store Locator Catalogs Single Page Double Page Shopping Cart Crop Share Thumbnails Download PDF Wish list Note Print Toggle Audio Submit Form My Bookmark Magnifier View Documents Where to Go Guide Report Parts Issue Rotate User Guide My Catalog Full screen Exit full screen MY CATALOG Share Download Print × Electronics Search Advanced Search Find Any of these words All of these words Exact phrase match Sort By Closest Match Page number Hide thumbnail By Item Number By Keyword History Catalogs TOC Catalogs TOC Page Range - ADD PAGES PUBLISH SAVE AS PDF HISTORY Document History Title Name Pages Delete Url Empty CLEAR ALL PAGES Notes Add Place note on desired page. Download Notes × DISCLAIMER DECLINE PROCEED × × Share Crop From Email CC Me Recipient Email Subject Message Send Cancel OK A Archive A H X Contents A Advertisers ; See All Search Text Block Page #page_num #doc_title Hi $receivername¦$receiveremail, $sendername¦$senderemail wrote these comments for you: $message $sendername¦$senderemail would like for you to view the following digital edition. Please click on the page below to be directed to the digital edition: $thumbnail$pagenum $link$pagenum No Search Results Found × Page Number Hidden Clicker Hidden Clicker Hidden Clicker × Item Identifier Item Description Item is awesome. Add to Cart Add to Wishlist Find in Store × Share × My Bookmarks Enter a description for this bookmark Bookmark Color : Bookmark Text Color : Manage Bookmarks Save bookmark × Share Your Email Recipient's email Recipient's Name Subject Message Send Email × Form submission confirmation: Your form submission was a success. You will be contacted by Washington Gas with follow-up information regarding your request. Close × Download PDF Download all as PDF Download Range From: To: Enter page range separated by commas (e.g. 1, 3, 5-12) Download × Print Select Print Layout Format Single (1 per page) Facing (2 per page) For best results when printing in "Single" mode, set your printer layout orientation to "Portrait". For best results when printing in "Facing" mode, set your printer layout orientation to "Landscape". Enter Page Range From: To: Enter page range separated by commas (e.g. 1, 3, 5-12) Include Intro Print × Email Form Recipient Email: Subject Message Send × Signature Pad Save Clear × Help This digital edition is powered by DCatalog, Inc. software. For more information, please visit www.dcatalog.com This process might take longer please wait 0% 0% progress Message Abort
https://html5.dcatalog.com/?docid=8e9daddd-82b0-4ed4-a656-a8aa011ea6d3#page=157 | cable | Electronics Powered by Prysmian North America History Store Locator Catalogs Single Page Double Page Shopping Cart Crop Share Thumbnails Download PDF Wish list Note Print Toggle Audio Submit Form My Bookmark Magnifier View Documents Where to Go Guide Report Parts Issue Rotate User Guide My Catalog Full screen Exit full screen MY CATALOG Share Download Print × Electronics Search Advanced Search Find Any of these words All of these words Exact phrase match Sort By Closest Match Page number Hide thumbnail By Item Number By Keyword History Catalogs TOC Catalogs TOC Page Range - ADD PAGES PUBLISH SAVE AS PDF HISTORY Document History Title Name Pages Delete Url Empty CLEAR ALL PAGES Notes Add Place note on desired page. Download Notes × DISCLAIMER DECLINE PROCEED × × Share Crop From Email CC Me Recipient Email Subject Message Send Cancel OK A Archive A H X Contents A Advertisers ; See All Search Text Block Page #page_num #doc_title Hi $receivername¦$receiveremail, $sendername¦$senderemail wrote these comments for you: $message $sendername¦$senderemail would like for you to view the following digital edition. Please click on the page below to be directed to the digital edition: $thumbnail$pagenum $link$pagenum No Search Results Found × Page Number Hidden Clicker Hidden Clicker Hidden Clicker × Item Identifier Item Description Item is awesome. Add to Cart Add to Wishlist Find in Store × Share × My Bookmarks Enter a description for this bookmark Bookmark Color : Bookmark Text Color : Manage Bookmarks Save bookmark × Share Your Email Recipient's email Recipient's Name Subject Message Send Email × Form submission confirmation: Your form submission was a success. You will be contacted by Washington Gas with follow-up information regarding your request. Close × Download PDF Download all as PDF Download Range From: To: Enter page range separated by commas (e.g. 1, 3, 5-12) Download × Print Select Print Layout Format Single (1 per page) Facing (2 per page) For best results when printing in "Single" mode, set your printer layout orientation to "Portrait". For best results when printing in "Facing" mode, set your printer layout orientation to "Landscape". Enter Page Range From: To: Enter page range separated by commas (e.g. 1, 3, 5-12) Include Intro Print × Email Form Recipient Email: Subject Message Send × Signature Pad Save Clear × Help This digital edition is powered by DCatalog, Inc. software. For more information, please visit www.dcatalog.com This process might take longer please wait 0% 0% progress Message Abort
https://html5.dcatalog.com/?docid=8e9daddd-82b0-4ed4-a656-a8aa011ea6d3#page=145 | cable | Electronics Powered by Prysmian North America History Store Locator Catalogs Single Page Double Page Shopping Cart Crop Share Thumbnails Download PDF Wish list Note Print Toggle Audio Submit Form My Bookmark Magnifier View Documents Where to Go Guide Report Parts Issue Rotate User Guide My Catalog Full screen Exit full screen MY CATALOG Share Download Print × Electronics Search Advanced Search Find Any of these words All of these words Exact phrase match Sort By Closest Match Page number Hide thumbnail By Item Number By Keyword History Catalogs TOC Catalogs TOC Page Range - ADD PAGES PUBLISH SAVE AS PDF HISTORY Document History Title Name Pages Delete Url Empty CLEAR ALL PAGES Notes Add Place note on desired page. Download Notes × DISCLAIMER DECLINE PROCEED × × Share Crop From Email CC Me Recipient Email Subject Message Send Cancel OK A Archive A H X Contents A Advertisers ; See All Search Text Block Page #page_num #doc_title Hi $receivername¦$receiveremail, $sendername¦$senderemail wrote these comments for you: $message $sendername¦$senderemail would like for you to view the following digital edition. Please click on the page below to be directed to the digital edition: $thumbnail$pagenum $link$pagenum No Search Results Found × Page Number Hidden Clicker Hidden Clicker Hidden Clicker × Item Identifier Item Description Item is awesome. Add to Cart Add to Wishlist Find in Store × Share × My Bookmarks Enter a description for this bookmark Bookmark Color : Bookmark Text Color : Manage Bookmarks Save bookmark × Share Your Email Recipient's email Recipient's Name Subject Message Send Email × Form submission confirmation: Your form submission was a success. You will be contacted by Washington Gas with follow-up information regarding your request. Close × Download PDF Download all as PDF Download Range From: To: Enter page range separated by commas (e.g. 1, 3, 5-12) Download × Print Select Print Layout Format Single (1 per page) Facing (2 per page) For best results when printing in "Single" mode, set your printer layout orientation to "Portrait". For best results when printing in "Facing" mode, set your printer layout orientation to "Landscape". Enter Page Range From: To: Enter page range separated by commas (e.g. 1, 3, 5-12) Include Intro Print × Email Form Recipient Email: Subject Message Send × Signature Pad Save Clear × Help This digital edition is powered by DCatalog, Inc. software. For more information, please visit www.dcatalog.com This process might take longer please wait 0% 0% progress Message Abort
https://html5.dcatalog.com/?docid=8e9daddd-82b0-4ed4-a656-a8aa011ea6d3#page=145 | cable | Electronics Powered by Prysmian North America History Store Locator Catalogs Single Page Double Page Shopping Cart Crop Share Thumbnails Download PDF Wish list Note Print Toggle Audio Submit Form My Bookmark Magnifier View Documents Where to Go Guide Report Parts Issue Rotate User Guide My Catalog Full screen Exit full screen MY CATALOG Share Download Print × Electronics Search Advanced Search Find Any of these words All of these words Exact phrase match Sort By Closest Match Page number Hide thumbnail By Item Number By Keyword History Catalogs TOC Catalogs TOC Page Range - ADD PAGES PUBLISH SAVE AS PDF HISTORY Document History Title Name Pages Delete Url Empty CLEAR ALL PAGES Notes Add Place note on desired page. Download Notes × DISCLAIMER DECLINE PROCEED × × Share Crop From Email CC Me Recipient Email Subject Message Send Cancel OK A Archive A H X Contents A Advertisers ; See All Search Text Block Page #page_num #doc_title Hi $receivername¦$receiveremail, $sendername¦$senderemail wrote these comments for you: $message $sendername¦$senderemail would like for you to view the following digital edition. Please click on the page below to be directed to the digital edition: $thumbnail$pagenum $link$pagenum No Search Results Found × Page Number Hidden Clicker Hidden Clicker Hidden Clicker × Item Identifier Item Description Item is awesome. Add to Cart Add to Wishlist Find in Store × Share × My Bookmarks Enter a description for this bookmark Bookmark Color : Bookmark Text Color : Manage Bookmarks Save bookmark × Share Your Email Recipient's email Recipient's Name Subject Message Send Email × Form submission confirmation: Your form submission was a success. You will be contacted by Washington Gas with follow-up information regarding your request. Close × Download PDF Download all as PDF Download Range From: To: Enter page range separated by commas (e.g. 1, 3, 5-12) Download × Print Select Print Layout Format Single (1 per page) Facing (2 per page) For best results when printing in "Single" mode, set your printer layout orientation to "Portrait". For best results when printing in "Facing" mode, set your printer layout orientation to "Landscape". Enter Page Range From: To: Enter page range separated by commas (e.g. 1, 3, 5-12) Include Intro Print × Email Form Recipient Email: Subject Message Send × Signature Pad Save Clear × Help This digital edition is powered by DCatalog, Inc. software. For more information, please visit www.dcatalog.com This process might take longer please wait 0% 0% progress Message Abort
https://html5.dcatalog.com/?docid=8e9daddd-82b0-4ed4-a656-a8aa011ea6d3#page=142 | cable | Electronics Powered by Prysmian North America History Store Locator Catalogs Single Page Double Page Shopping Cart Crop Share Thumbnails Download PDF Wish list Note Print Toggle Audio Submit Form My Bookmark Magnifier View Documents Where to Go Guide Report Parts Issue Rotate User Guide My Catalog Full screen Exit full screen MY CATALOG Share Download Print × Electronics Search Advanced Search Find Any of these words All of these words Exact phrase match Sort By Closest Match Page number Hide thumbnail By Item Number By Keyword History Catalogs TOC Catalogs TOC Page Range - ADD PAGES PUBLISH SAVE AS PDF HISTORY Document History Title Name Pages Delete Url Empty CLEAR ALL PAGES Notes Add Place note on desired page. Download Notes × DISCLAIMER DECLINE PROCEED × × Share Crop From Email CC Me Recipient Email Subject Message Send Cancel OK A Archive A H X Contents A Advertisers ; See All Search Text Block Page #page_num #doc_title Hi $receivername¦$receiveremail, $sendername¦$senderemail wrote these comments for you: $message $sendername¦$senderemail would like for you to view the following digital edition. Please click on the page below to be directed to the digital edition: $thumbnail$pagenum $link$pagenum No Search Results Found × Page Number Hidden Clicker Hidden Clicker Hidden Clicker × Item Identifier Item Description Item is awesome. Add to Cart Add to Wishlist Find in Store × Share × My Bookmarks Enter a description for this bookmark Bookmark Color : Bookmark Text Color : Manage Bookmarks Save bookmark × Share Your Email Recipient's email Recipient's Name Subject Message Send Email × Form submission confirmation: Your form submission was a success. You will be contacted by Washington Gas with follow-up information regarding your request. Close × Download PDF Download all as PDF Download Range From: To: Enter page range separated by commas (e.g. 1, 3, 5-12) Download × Print Select Print Layout Format Single (1 per page) Facing (2 per page) For best results when printing in "Single" mode, set your printer layout orientation to "Portrait". For best results when printing in "Facing" mode, set your printer layout orientation to "Landscape". Enter Page Range From: To: Enter page range separated by commas (e.g. 1, 3, 5-12) Include Intro Print × Email Form Recipient Email: Subject Message Send × Signature Pad Save Clear × Help This digital edition is powered by DCatalog, Inc. software. For more information, please visit www.dcatalog.com This process might take longer please wait 0% 0% progress Message Abort
https://html5.dcatalog.com/?docid=8e9daddd-82b0-4ed4-a656-a8aa011ea6d3#page=156 | cable | Electronics Powered by Prysmian North America History Store Locator Catalogs Single Page Double Page Shopping Cart Crop Share Thumbnails Download PDF Wish list Note Print Toggle Audio Submit Form My Bookmark Magnifier View Documents Where to Go Guide Report Parts Issue Rotate User Guide My Catalog Full screen Exit full screen MY CATALOG Share Download Print × Electronics Search Advanced Search Find Any of these words All of these words Exact phrase match Sort By Closest Match Page number Hide thumbnail By Item Number By Keyword History Catalogs TOC Catalogs TOC Page Range - ADD PAGES PUBLISH SAVE AS PDF HISTORY Document History Title Name Pages Delete Url Empty CLEAR ALL PAGES Notes Add Place note on desired page. Download Notes × DISCLAIMER DECLINE PROCEED × × Share Crop From Email CC Me Recipient Email Subject Message Send Cancel OK A Archive A H X Contents A Advertisers ; See All Search Text Block Page #page_num #doc_title Hi $receivername¦$receiveremail, $sendername¦$senderemail wrote these comments for you: $message $sendername¦$senderemail would like for you to view the following digital edition. Please click on the page below to be directed to the digital edition: $thumbnail$pagenum $link$pagenum No Search Results Found × Page Number Hidden Clicker Hidden Clicker Hidden Clicker × Item Identifier Item Description Item is awesome. Add to Cart Add to Wishlist Find in Store × Share × My Bookmarks Enter a description for this bookmark Bookmark Color : Bookmark Text Color : Manage Bookmarks Save bookmark × Share Your Email Recipient's email Recipient's Name Subject Message Send Email × Form submission confirmation: Your form submission was a success. You will be contacted by Washington Gas with follow-up information regarding your request. Close × Download PDF Download all as PDF Download Range From: To: Enter page range separated by commas (e.g. 1, 3, 5-12) Download × Print Select Print Layout Format Single (1 per page) Facing (2 per page) For best results when printing in "Single" mode, set your printer layout orientation to "Portrait". For best results when printing in "Facing" mode, set your printer layout orientation to "Landscape". Enter Page Range From: To: Enter page range separated by commas (e.g. 1, 3, 5-12) Include Intro Print × Email Form Recipient Email: Subject Message Send × Signature Pad Save Clear × Help This digital edition is powered by DCatalog, Inc. software. For more information, please visit www.dcatalog.com This process might take longer please wait 0% 0% progress Message Abort
https://html5.dcatalog.com/?docid=8e9daddd-82b0-4ed4-a656-a8aa011ea6d3#page=157 | cable | Electronics Powered by Prysmian North America History Store Locator Catalogs Single Page Double Page Shopping Cart Crop Share Thumbnails Download PDF Wish list Note Print Toggle Audio Submit Form My Bookmark Magnifier View Documents Where to Go Guide Report Parts Issue Rotate User Guide My Catalog Full screen Exit full screen MY CATALOG Share Download Print × Electronics Search Advanced Search Find Any of these words All of these words Exact phrase match Sort By Closest Match Page number Hide thumbnail By Item Number By Keyword History Catalogs TOC Catalogs TOC Page Range - ADD PAGES PUBLISH SAVE AS PDF HISTORY Document History Title Name Pages Delete Url Empty CLEAR ALL PAGES Notes Add Place note on desired page. Download Notes × DISCLAIMER DECLINE PROCEED × × Share Crop From Email CC Me Recipient Email Subject Message Send Cancel OK A Archive A H X Contents A Advertisers ; See All Search Text Block Page #page_num #doc_title Hi $receivername¦$receiveremail, $sendername¦$senderemail wrote these comments for you: $message $sendername¦$senderemail would like for you to view the following digital edition. Please click on the page below to be directed to the digital edition: $thumbnail$pagenum $link$pagenum No Search Results Found × Page Number Hidden Clicker Hidden Clicker Hidden Clicker × Item Identifier Item Description Item is awesome. Add to Cart Add to Wishlist Find in Store × Share × My Bookmarks Enter a description for this bookmark Bookmark Color : Bookmark Text Color : Manage Bookmarks Save bookmark × Share Your Email Recipient's email Recipient's Name Subject Message Send Email × Form submission confirmation: Your form submission was a success. You will be contacted by Washington Gas with follow-up information regarding your request. Close × Download PDF Download all as PDF Download Range From: To: Enter page range separated by commas (e.g. 1, 3, 5-12) Download × Print Select Print Layout Format Single (1 per page) Facing (2 per page) For best results when printing in "Single" mode, set your printer layout orientation to "Portrait". For best results when printing in "Facing" mode, set your printer layout orientation to "Landscape". Enter Page Range From: To: Enter page range separated by commas (e.g. 1, 3, 5-12) Include Intro Print × Email Form Recipient Email: Subject Message Send × Signature Pad Save Clear × Help This digital edition is powered by DCatalog, Inc. software. For more information, please visit www.dcatalog.com This process might take longer please wait 0% 0% progress Message Abort
https://timesmicrowave.com/wp-content/uploads/2022/03/lmr-900-coax-cables-datasheet.pdf | cable | (800) TMS-COAX • www.timesmicrowave.com36TIMES MICROWAVE SYSTEMSIdeal for… • Medium Antenna Feeder runs (no jumpers required) • Jumper Assemblies for 1-5/8” & 2-1/4” Feeders • Any application (e.g. WLL, GPS, LMR, WLAN, WISP, WiMax, SCADA, Mobile Antennas) requiring an easily routed, low loss RF cableElectrical Specifications Performance Property Units US (metric) Velocity of Propagation % 87 Dielectric Constant NA 1.32 Time Delay nS/ft (nS/m) 1.17 (3.83) Impedance ohms 50 Capacitance pF/ft (pF/m) 23.4 (76.6) Inductance uH/ft (uH/m) 0.058 (0.19) Shielding Effectiveness dB >90 DC Resistance Inner Conductor ohms/1000ft (/km) 0.54 (1.77) Outer Conductor ohms/1000ft (/km) 0.55 (1.8) Voltage Withstand Volts DC 5000 Jacket Spark Volts RMS 8000 Peak Power kW 62 LMR®-900 Flexible Low Loss Communications CoaxLMR-900Construction Specifications Description Material In. (mm) Inner Conductor BC Tube (.222" ID) 0.262 (6.65) Dielectric Foam PE 0.680 (17.27) Outer Conductor Aluminum Tape 0.686 (17.42) Overall Braid Tinned Copper 0.732 (18.59) Jacket (see table) 0.870 (22.10) Environmental Specifications Performance Property 0F oC Installation Temperature Range -40/+185 -40/+85 Storage Temperature Range -94/+185 -70/+85 Operating Temperature Range -40/+185 -40/+85Mechanical Specifications Performance Property Units US (metric) Bend Radius: installation in. (mm) 3.00 (76.2) Bend Radius: repeated in. (mm) 9.0 (228.6) Bending Moment ft-lb (N-m) 9.0 (12.20) Weight lb/ft (kg/m) 0.266 (0.40) Tensile Strength lb (kg) 750 (340.5) Flat Plate Crush lb/in. (kg/mm) 100 (1.79) Part Description Stock Part Number Application Jacket Color Code LMR-900-DB Outdoor/Watertight PE Black 54094 LMR-900-FR Indoor/Outdoor Riser CMR FRPE Black 54033 PVC: Poly Vinyl Chloride (800) TMS-COAX • www.timesmicrowave.com37TIMES MICROWAVE SYSTEMSLMR-900Attenuation vs. Frequency (typical)Attenuation(db per 100 feet)10.01.00.110 100 1,000 10,000 Calculate Attenuation = (0.051770) • FMHz + (0.000160) • FMHz (interactive calculator available at http://www.timesmicrowave.com/cable_calculators)Attenuation: VSWR=1.0 ; Ambient = +25°C (77°F) Power: VSWR=1.0; Ambient = +40°C; Inner Conductor = 100°C (212°F); Sea Level; dry air; atmospheric pressure; no solar loadingFrequency (MHz) Frequency (MHz) 30 50 150 220 450 900 1500 1800 2000 2500 5800 Attenuation dB/100 ft 0.3 0.4 0.7 0.8 1.2 1.7 2.2 2.5 2.6 3.0 4.9 Attenuation dB/100 m 0.9 1.2 2.2 2.6 3.8 5.6 7.4 8.2 8.6 9.8 16.0 Avg. Power kW 8.89 6.85 3.89 3.19 2.19 1.51 1.14 1.03 0.97 0.86 0.52(800) TMS-COAX • www.timesmicrowave.com38TIMES MICROWAVE SYSTEMSLMR®-900 Flexible Low Loss Communications CoaxInstall ToolsLMR-900EZ-900-NMC-23190-1262EZ-900-NFC-23190-1263EZ-900-716MC-23190-1641EZ-900-716FC-23190-1550EZ-900-78EIA-23190-1282WR-9003190-509ST-900C3190-1310GST-900A3190-435CCT-023192-165 Part Stock Type Number Code Description Strip Tool ST-900C 3190-1310 For LMR 900 Clamp Style Connectors Midspan Strip Tool GST-900A 3190-435 For Ground Strap Attachment Wrenches WR-900 3190-509 1-1/4" Box Wrench (2 required) Cutting Tool CCT-02 3192-165 Cable end flush cut tool Replacement Blade RB-02 3192-166 Replacement blade for cutting toolEZ-900-78EIA-RA3190-1450 Connectors Inner Outer Finish* Part Stock VSWR ** Coupling Contact Contact Body Length Width Weight Interface Description Number Code Freq. (GHz) Nut Attach Attach /Pin in (mm) in (mm) lb (g) 1. 7-16 DIN Female Straight Jack EZ-900-716FC-2 3190-1550 <1.25:1 (2.5) NA Press Fit Clamp S/S 2.0 (51) 1.38 (35.1) 0.379 (171.9) 2. 7-16 DIN Male Straight Plug EZ-900-716MC-2 3190-1641 <1.25:1 (2.5) Hex Press Fit Clamp S/S 2.0 (51) 1.44 (36.6) 0.485 (220.0) 3. 7-16 DIN Male Right Angle EZ-900-716-MC-RA 3190-614 <1.35:1 (2.5) Hex Press Fit Clamp S/S 2.7 (69) 2.15 (55.0) 1.150 (521.6) 4. 7/8 EIA Male Straight Plug EZ-900-78EIA-2 3190-1282 <1.25:1 (2.5) NA Press Fit Clamp S/S 3.0 (76) 2.24 (56.9) 1.013 (459.5) 5. 7/8 EIA Male Right Angle EZ-900-78EIA-RA 3190-1450 <1.25:1 (1) Flange Press Fit Clamp S/S 2.95 (75.0) 2.60 (66.0) 1.50 (680.4) 6. N Female Straight Jack EZ-900-NFC-2 3190-1263 <1.25:1 (6) NA Press Fit Clamp S/S 2.0 (51) 1.38 (35.1) 0.443 (200.9) 7. N Male Straight Plug EZ-900-NMC-2 3190-1262 <1.25:1 (6) Hex/Knurl Press Fit Clamp S/S 2.0 (51) 1.38 (35.1) 0.463 (210.0) * Finish metals: N=Nickel, S=Silver, G=Gold, SS=Stainless Steel, A=Alballoy **VSWR spec based on 3 foot cable with a connector pairEZ-900-716-MC-RA3190-6141756432(800) TMS-COAX • www.timesmicrowave.com39TIMES MICROWAVE SYSTEMSLMR-900Accessories Part Stock Type Number Code Description Ground Kit GK-S900TT GK-S900TT Standard Grounding Kit (each) Hoisting Grip HG-900T HG-900T Split/Laced Type (each) Cold Shrink CS-A900T CS-A900T Cable to Antenna Junction (each) Cold Shrink CS-90120T CS-90120T LMR-900 to -1200 Junction (each) Cold Shrink CS-90170T CS-90170T LMR-900 to -1700 Junction (each) Stand. Entry Port Cushion SC-900T-3 SC-900T-3 Three Cables (each) Standard Entry Panels Full Range of Port Styles/Combinations Available Hanger Blocks CB-900T CB-900T Dual Cable Support Block (kit of 10) Hanger Block Supporting Hardware Complete Range of Supporting Hardware & Adapters Available Snap-in Hangers SH-U900T SH-U900T Snap-in Hanger (Kit of 10)HG-900TCS-A900T, CS-90120T, CS-90170TSC-900TStandard Entry PanelsCB-900TGK-S900TTSH-U900THanger Block Hardware
https://timesmicrowave.com/wp-content/uploads/2022/03/lmr-100a-coax-cables-datasheet.pdf | cable | (800) TMS-COAX • www.timesmicrowave.com10TIMES MICROWAVE SYSTEMSLMR® 100A Flexible Low Loss Communications CoaxLMR-100AIdeal for… • Drop-in Replacement for RG-316/RG-174 (uses standard connectors) • Jumper Assemblies in Wireless Communications Systems • Short Antenna Feeder runs • Any application (e.g. WLL, GPS, LMR, WLAN, WISP, WiMax, SCADA, Mobile Antennas) requiring an easily routed, low loss RF cable Part Description Stock Part Number Application Jacket Color CodeLMR-100A-FR Indoor/Outdoor-FR FRPE Black 54037LMR-100A-PVC Indoor/Outdoor PVC Black 54119LMR-100A-PVC-W Indoor/Outdoor PVC White 54200LMR-100A-UF Indoor TPE Black 54274LMR-100-PUR Indoor PUR Black 54363PVC = Poly Vinyl ChlorideConstruction Specifications Description Material In. (mm) Inner Conductor Solid BCCS 0.018 (0.46) Dielectric Solid PE 0.060 (1.52) Outer Conductor Aluminum Tape 0.065 (1.65) Overall Braid Tinned Copper 0.083 (2.11) Jacket See Table 0.110 (2.79)Attenuation vs. Frequency (typical)Attenuation(db per 100 feet)10010 1 10 100 1,000 10,000Frequency (MHz) Calculate Attenuation = (0.709140) • FMHz + (0.001740) • FMHz (interactive calculator available at http://www.timesmicrowave/telecom)Attenuation: VSWR=1.0 ; Ambient = +25°C (77°F) Power: VSWR=1.0; Ambient = +40°C; Inner Conductor = 100°C (212°F);Sea Level; dry air; atmospheric pressure; no solar loading Frequency (MHz) 30 50 150 220 450 900 1500 1800 2000 2500 5800 80000 Attenuation dB/100 ft 3.9 5.1 8.9 10.9 15.8 22.8 30.1 33.2 35.2 39.8 64.1 77.3 Attenuation dB/100 m 12.9 16.7 29.4 35.8 51.9 74.9 98.7 109.0 115.5 130.6 210.3 253.8 Avg. Power kW 0.230 0.180 0.100 0.083 0.057 0.039 0.029 0.027 0.025 0.022 0.013 0.01(800) TMS-COAX • www.timesmicrowave.com11TIMES MICROWAVE SYSTEMSLMR-100AElectrical Specifications Performance Property Units US (metric) Velocity of Propagation % 66 Dielectric Constant NA 2.30 Time Delay nS/ft (nS/m) 1.54 (5.05) Impedance ohms 50 Capacitance pF/ft (pF/m) 30.8 (101.1) Inductance uH/ft (uH/m) 0.077 (0.25) Shielding Effectiveness dB >90 DC Resistance Inner Conductor ohms/1000ft (/km) 81.0 (266) Outer Conductor ohms/1000ft (/km) 9.5 (31.2) Voltage Withstand Volts DC 500 Jacket Spark Volts RMS 2000 Peak Power kW 0.6 Environmental Specifications Performance Property 0F oC Installation Temperature Range -40/+185 -40/+85 Storage Temperature Range -94/+185 -70/+85 Operating Temperature Range -40/+185 -40/+85 Connectors Inner Outer Finish* Part Stock VSWR ** Coupling Contact Contact Body Length Width Weight Interface Description Number Code Freq. (GHz) Nut Attach Attach /Pin in (mm) in (mm) lb (g) 1. SMA Male Straight Plug TC-100-SM 3190-1551 <1.25:1 (3) Hex Solder Crimp SS/G 1.0 (25.4) 0.32 (8.1) 0.015 (6.8) 2. TNC Male Straight Plug TC-100-TM 3190-1552 <1.25:1 (3) Knurl Solder Crimp S/G 1.4 (35.6) 0.59 (15.0) 0.045 (20.4) 3. N Female Straight Jack TC-100-NF 3190-3030 <1.25:1 (3) N/A Solder Crimp A/G 1.3 (32.4) 0.62 (15.8) 0.055 (25.0) 4. N Male Straight Plug TC-100-NM 3190-3029 <1.25:1 (3) Hex Solder Crimp A/G 1.1 (28.2) 0.9 (22.6) 0.066 (30.0) * Finish metals: N=Nickel, S=Silver, G=Gold, SS=Stainless Steel, A=Alballoy **VSWR spec based on 3 foot cable with a connector pairMechanical Specifications Performance Property Units US (metric) Bend Radius: installation in. (mm) 0.25 (6.4) Bend Radius: repeated in. (mm) 1 (25.4) Bending Moment ft-lb (N-m) 0.1 (0.014) Weight lb/ft (kg/m) 0.0092 (.014) Tensile Strength lb (kg) 15 (6.8) Flat Plate Crush lb/in. (kg/mm) 10 (0.18)CCT-023192-165 Install Tools Type Part Number Stock Code Description Crimp Tool CT-240/200/195/100 3190-667 Crimp tool for LMR-100, 195, 200 and 240 connectors Cutting Tool CCT-02 3192-165 Cable end flush cut tool Replacement Blade RB-02 3192-166 Replacement blade for cutting toolTC-100-SM3190-1551TC-100-TM3190-1552TC-100-NF3190-3030TC-100-NM3190-30291234CT-240/200/195/100 - 3190-667
https://media.distributordatasolutions.com/synd_belden/2023q2/documents/a4cec9f14f3566555c97c0046b10048597120954.pdf | cable | Product: 89907 Thinnet 10BASE2, RG-58A/U Type, #20 Str, FFEP, Duobond II+TC Braid,PVDF Jkt, CMPProduct DescriptionIEEE 802.3 Ethernet Thinnet 10BASE2, 20 AWG (19x32) tinned copper conductor, foam FEP insulation, Duobond® II (100% coverage) + tinned copper braidshield (95% coverage), fluorocopolymer jacket, CMPTechnical SpecificationsProduct OverviewSuitable Applications:Thin Ethernet (IEEE 802.3 10BASE2)Construction DetailsRG Type:58ConductorSizeStrandingNom. DiameterMaterial20 AWG19x320.037 inTC - Tinned CopperInsulationMaterialNom. Insulation Diameter Color CodePFA - Perfluoroalkoxy (Foam) 0.100 in (2.54 mm)WhiteOuter ShieldLayerOuter Shield TypeMaterialMaterial Trade NameCoverage1TapeTri-Laminate (Alum+Poly+Alum) Duobond® II100%2BraidTinned Copper (TC)95%Outer JacketMaterialNom. DiameterPVDF - Polyvinylidene Fluoride0.165 in (4.19 mm)Overall Cable Diameter (Nominal): 0.165 in (4.19 mm)Electrical CharacteristicsAttenuationFrequency Nom. Attenuation1 MHz0.43 dB/100ft10 MHz1.3 dB/100ft50 MHz2.91 dB/100ft100 MHz4.18 dB/100ft200 MHz6.1 dB/100ft400 MHz9.2 dB/100ft700 MHz12.9 dB/100ft900 MHz15.0 dB/100ft1000 MHz16.0 dB/100ftPower RatingFrequency Max. Power Rating1 MHz6,450 W10 MHz1,850 W50 MHz890 W100 MHz640 W200 MHz470 W400 MHz360 W700 MHz290 W900 MHz270 W1,000 MHz260 WElectricalsNom. Conductor DCRNom. Outer Shield DCRNom. Capacitance Cond-to-ShieldNom. Characteristic ImpedanceNom. Velocity of Prop.9.5 Ohm/1000ft (31 Ohm/km)3.7 Ohm/1000ft (12 Ohm/km)26.0 pF/ft (85.3 pF/m)50 Ohm79%VoltageUL Voltage Rating300 V (CMP)Mechanical CharacteristicsTemperatureUL TemperatureOperating150°C-15°C to +150°CBend RadiusInstallation Min.1.6 in (41 mm)Max. Pull Tension:36 lbs (16 kg)Bulk Cable Weight:26 lbs/1000ft (39 kg/km)Standards and ComplianceEnvironmental Suitability:Indoor - Plenum, Aerial - When supported by messenger wireSustainability:CA Prop 65Flammability / Reaction to Fire:NFPA 262CPR Compliance:CPR Euroclass: EcaCEC / C(UL) Compliance:CMPIEEE Compliance:802.3 10Base2European Directive Compliance:EU CE Mark, EU Directive 2015/863/EU (RoHS 2 amendment), REACH, EU Directive 2011/65/EU (RoHS 2), EU Directive 2012/19/EU (WEEE)UK Regulation Compliance:UKCA MarkAPAC Compliance:China RoHS II (GB/T 26572-2011)Other Standard Compliance(s):DEC Part No. 17-01246-00Non-Plenum Number:9907HistoryUpdate and Revision:Revision Number: 0.433 Revision Date: 05-10-2023Part NumbersVariantsItem #ColorPutup TypeLengthUPC89907 E4X500Gray, Light DecReel500 ft61282522144989907 E4X1000Gray, Light DecReel1,000 ft61282522142589907 E4X2500Gray, Light DecReel2,500 ft612825221432© 2023 Belden, IncAll Rights Reserved.Although Belden makes every reasonable effort to ensure their accuracy at the time of this publication, information and specifications described here in are subject to error or omission and to change withoutnotice, and the listing of such information and specifications does not ensure product availability.Belden provides the information and specifications herein on an "ASIS" basis, with no representations or warranties, whether express, statutory or implied. In no event will Belden be liable for any damages(including consequential, indirect, incidental, special, punitive, or exemplary damages) whatsoever, even if Belden has been advised of the possibility of such damages, whether in an action under contract,negligence or any other theory, arising out of or in connection with the use, or inability to use, the information or specifications described herein.All sales of Belden products are subject to Belden's standard terms and conditions of sale.Belden believes this product to be in compliance with all applicable environmental programs as listed in the data sheet. The information provided is correct to the best of Belden's knowledge, information and beliefat the date of its publication. This information is designed only as a general guide for the safe handling, storage, and any other operation of the product itself or the one that it becomes a part of. The ProductDisclosure is not to be considered a warranty or quality specification. Regulatory information is for guidance purposes only. Product users are responsible for determining the applicability of legislation andregulations based on their individual usage of the product.
https://media.distributordatasolutions.com/synd_belden/2023q2/documents/a4cec9f14f3566555c97c0046b10048597120954.pdf | cable | Product: 89907 Thinnet 10BASE2, RG-58A/U Type, #20 Str, FFEP, Duobond II+TC Braid,PVDF Jkt, CMPProduct DescriptionIEEE 802.3 Ethernet Thinnet 10BASE2, 20 AWG (19x32) tinned copper conductor, foam FEP insulation, Duobond® II (100% coverage) + tinned copper braidshield (95% coverage), fluorocopolymer jacket, CMPTechnical SpecificationsProduct OverviewSuitable Applications:Thin Ethernet (IEEE 802.3 10BASE2)Construction DetailsRG Type:58ConductorSizeStrandingNom. DiameterMaterial20 AWG19x320.037 inTC - Tinned CopperInsulationMaterialNom. Insulation Diameter Color CodePFA - Perfluoroalkoxy (Foam) 0.100 in (2.54 mm)WhiteOuter ShieldLayerOuter Shield TypeMaterialMaterial Trade NameCoverage1TapeTri-Laminate (Alum+Poly+Alum) Duobond® II100%2BraidTinned Copper (TC)95%Outer JacketMaterialNom. DiameterPVDF - Polyvinylidene Fluoride0.165 in (4.19 mm)Overall Cable Diameter (Nominal): 0.165 in (4.19 mm)Electrical CharacteristicsAttenuationFrequency Nom. Attenuation1 MHz0.43 dB/100ft10 MHz1.3 dB/100ft50 MHz2.91 dB/100ft100 MHz4.18 dB/100ft200 MHz6.1 dB/100ft400 MHz9.2 dB/100ft700 MHz12.9 dB/100ft900 MHz15.0 dB/100ft1000 MHz16.0 dB/100ftPower RatingFrequency Max. Power Rating1 MHz6,450 W10 MHz1,850 W50 MHz890 W100 MHz640 W200 MHz470 W400 MHz360 W700 MHz290 W900 MHz270 W1,000 MHz260 WElectricalsNom. Conductor DCRNom. Outer Shield DCRNom. Capacitance Cond-to-ShieldNom. Characteristic ImpedanceNom. Velocity of Prop.9.5 Ohm/1000ft (31 Ohm/km)3.7 Ohm/1000ft (12 Ohm/km)26.0 pF/ft (85.3 pF/m)50 Ohm79%VoltageUL Voltage Rating300 V (CMP)Mechanical CharacteristicsTemperatureUL TemperatureOperating150°C-15°C to +150°CBend RadiusInstallation Min.1.6 in (41 mm)Max. Pull Tension:36 lbs (16 kg)Bulk Cable Weight:26 lbs/1000ft (39 kg/km)Standards and ComplianceEnvironmental Suitability:Indoor - Plenum, Aerial - When supported by messenger wireSustainability:CA Prop 65Flammability / Reaction to Fire:NFPA 262CPR Compliance:CPR Euroclass: EcaCEC / C(UL) Compliance:CMPIEEE Compliance:802.3 10Base2European Directive Compliance:EU CE Mark, EU Directive 2015/863/EU (RoHS 2 amendment), REACH, EU Directive 2011/65/EU (RoHS 2), EU Directive 2012/19/EU (WEEE)UK Regulation Compliance:UKCA MarkAPAC Compliance:China RoHS II (GB/T 26572-2011)Other Standard Compliance(s):DEC Part No. 17-01246-00Non-Plenum Number:9907HistoryUpdate and Revision:Revision Number: 0.433 Revision Date: 05-10-2023Part NumbersVariantsItem #ColorPutup TypeLengthUPC89907 E4X500Gray, Light DecReel500 ft61282522144989907 E4X1000Gray, Light DecReel1,000 ft61282522142589907 E4X2500Gray, Light DecReel2,500 ft612825221432© 2023 Belden, IncAll Rights Reserved.Although Belden makes every reasonable effort to ensure their accuracy at the time of this publication, information and specifications described here in are subject to error or omission and to change withoutnotice, and the listing of such information and specifications does not ensure product availability.Belden provides the information and specifications herein on an "ASIS" basis, with no representations or warranties, whether express, statutory or implied. In no event will Belden be liable for any damages(including consequential, indirect, incidental, special, punitive, or exemplary damages) whatsoever, even if Belden has been advised of the possibility of such damages, whether in an action under contract,negligence or any other theory, arising out of or in connection with the use, or inability to use, the information or specifications described herein.All sales of Belden products are subject to Belden's standard terms and conditions of sale.Belden believes this product to be in compliance with all applicable environmental programs as listed in the data sheet. The information provided is correct to the best of Belden's knowledge, information and beliefat the date of its publication. This information is designed only as a general guide for the safe handling, storage, and any other operation of the product itself or the one that it becomes a part of. The ProductDisclosure is not to be considered a warranty or quality specification. Regulatory information is for guidance purposes only. Product users are responsible for determining the applicability of legislation andregulations based on their individual usage of the product.
https://www.timesmicrowave.com/DataSheets/Literature/LMR-400.pdf | cable | LMR®-400FLEXIBLE LOW LOSS CABLE ASSEMBLIESTimes LMR cable assemblies are highperformance broadband, flexible, low-loss RFcoaxial cables that can be used virtuallyanywhere, either indoors or outdoors. As acompletely Times manufactured solution,performance and reliability are assured.• Antenna feeder runs• Inter/intra cabinet jumpers• Internal component equipment wiring• GPS system wiringKEY APPLICATIONSFEATURES• Excellent RF Shielding, better than 90 dB• UV and weather resistant• Flexible and easy to use Impedance Maximum Frequency Capacitance Velocity of Propagation Delay Shielding Voltage WithstandJacket SparkElectrical Properties Diameter Weight Minimum Bend Radius Operating Temperature Tensile Strength Bending Moment Flat Plate CrushStorage Temp Mechanical PropertiesdB/ft0.040.070.11dB/m(0.13)(0.23)(0.36)Attenuation900 MHz2.5 GHz5.8 GHzUnits in (mm) 0.405 (10.287) lb/ft (kg/m ) 0.068 (0.10) in(mm) 1.00 (25.4) °F (°C) -40° to 185°(-40 to 85) lb (kg) 160 (72.6) ft lb (N-m) 0.5 (0.68) lb/in (kg/mm) 40 (0.71) °F (°C) -94 to 185 (-70 to 85) Units Ω 50 +/- 2 GHz 8.0 pF/ft (pF/m) 23.9 (78.4 ) 84%ns/ft (ns/m) 1.20 (3.94) >90dB minimum Volts DC 2500 Volts RMS 8000 12345Inner Conductor Solid CCA Dielectric Foam PEOuter Conductor Aluminum Tape Overall Braid Tinned CopperJacket PE12345WORLD HEADQUARTERS358 Hall Avenue, Wallingford, CT 06492 1-800-867-2629 LMR®-400FLEXIBLE LOW LOSS CABLE ASSEMBLIESAssembled and tested LMR assemblies provide assured performanceGlobal manufacturing capability:US, Mexico, India & ChinaHeritage—in the air and on the ground, thousands of assemblies built over decadesOrdering Guide LMR400- NMNM-3.0 F Interface NM N Male TM TNC Male BM BNC Male Units of Measure F Feet M Meters Length
https://source.z2data.com/2023/3/13/21/21/33/417697/8419398/PdfFile_123705.pdf | cable | DescriptionRG: RG type RF cablesRG108, 78 Ohm, 1 GHz, 85°C, ø6 mm, PVC jacketTechnical DataConstructionMaterialDetailDiameter1st Centre conductorCopperStrand-070.93 mm1st DielectricPE (Polyethylene)2 mm2nd Centre conductorCopper, Tin platedStrand-070.93 mm2nd DielectricPE (Polyethylene)2 mmOuter conductorCopper, Tin platedBraid, 88%4.6 mmJacketPVC II (low migration)RAL 9005 - bk6 mmPrint: HUBER+SUHNER RG 108 A/U 78 Ohm (production order number)Electrical DataImpedance78 Ω +/- 7Max. operating frequency1 GHzCapacitance65 pF/mVelocity of signal propagation66 %Signal delay5 ns/mInsulation resistance≥ 1 x 108 MΩmMax. operating voltage1 kVrms (at sea level)Test voltage2 kVrms (50 Hz/1 min)Mechanical DataWeight4.9 kg/100 mMin. bending radiusstatic30 mmrepeating (for max. 50 bendings)60 mmEnvironmental DataTemperature range-25 °C to +85 °CInstallation temperature-20 °C to +60 °C2011/65/EU (RoHS - including2015/863 and 2017/2102)compliantAdditional InformationMIL reference: M17/186-00001 (former designation: M17/45-RG108)Ordering InformationOrder asRG_108_A/URemarks(For details refer to the HUBER+SUHNER RF CABLES GENERAL CATALOGUE or contact your nearest HUBER+SUHNER partner)Suitable ConnectorsCable groupV1 2 mm / 78 OhmData SheetTwinaxial cableRG_108_A/UPage 1/2Document: DOC-0000225824 V / PDO K / date of publication: 27.02.2020 13:44:03 / uncontrolled copywww.hubersuhner.comHUBER+SUHNER is certified according to ISO 9001, ISO 14001, ISO/TS 16949 and IRISWaiver: It is exclusively in written agreements that we provide our customers with warrants and representations as to the technical specifications and/or the fitness for anyparticular purpose. The facts and figures contained herein are carefully compiled to the best of our knowledge, but they are intended for general information purposes only.Data SheetTwinaxial cableRG_108_A/UPage 2/2Document: DOC-0000225824 V / PDO K / date of publication: 27.02.2020 13:44:03 / uncontrolled copy
https://timesmicrowave.com/wp-content/uploads/2022/03/small-cell-indoor-coax-cables-5G-brochure.pdf | cable | Small Cell and Indoor Cables for 5G 800-867-26295G is a network of networks, with a high level of interconnectivity impacting all kinds of telecom infrastructure. This revolutionary technology requires expanding and upgrading existing network infrastructure.To deploy 5G, the next generation of mobile network architectures that promises increasing speeds and lower latency, the network must be densified. Densification implies more cell sites in more locations and getting the signal closer to the users. This means significantly more small cells and DAS.Small Cells and DASIn Small cells and DAS networks, RF performance, low PIM and good shielding must be maintained to meet the industry goals for 5G performance. In many cases, these systems must be retrofitted in the available space, which may require component densification and ease of installation.CABLESIZEFLEXIBILITY SHIELDINGRATINGTFT-5G-4020.16UltraSuperiorIndoor PlenumTFT-5G-4010.265UltraSuperiorIndoor PlenumSPP-2500.250GoodExcellentIndoor PlenumSPP-3750.375GoodExcellentIndoor PlenumSPP-5000.500GoodExcellentIndoor PlenumSPO-2500.250GoodExcellentOutdoorSPO-3750.375GoodExcellentOutdoorSPO-5000.500GoodExcellentOutdoorSPF-2500.250GoodExcellentIndoor RiserSPF-3750.375 GoodExcellentIndoor RiserSPF-5000.500GoodExcellentIndoor RiserLPA0.500AverageExcellentIndoor Plenum5G Small Cell and DAS CablesCONTENTSPAGE. 3 - 5TFT-5GPAGE. 6 - 7SPP - CABLEPAGE. 8 - 9SPO - CABLEPAGE. 10 - 11SPF - CABLEPAGE. 12 - 13LPA - CABLE2• -160 dBc PIM for optimal system performance• UL listed, type CMP (plenum), UL file # E-170516• Extremely flexible• Durable FEP outer jacket• For indoor and outdoor use SpecificationsAttenuation - db/100ft (dB/100m)Maximum Power - (W)Units402401Diameterin (mm)0.160 (4.06)0.265 (6.73)Center Conductorin (mm)0.037 (0.94)0.064 (1.63)Dielectricin (mm)0.113 (2.87)0.208 (5.28)Sheildin (mm)0.123 (3.12)0.218 (5.54)Outer Braidin (mm)0.138 (3.51)0.240 (6.10)Minimum Bend Radiusin (mm)0.50 (12.7)0.75 (19.05)Weightlb/1000 ft (kg/1000 m)31.0 (46.1)78.0 (116.1)Velocity of Propagation%7672CapacitancepF/ft (pF/m)26.7 (87.6)28.2 (92.5)ShieldingdB>80>804024014508.24 (27.0)5.43 (17.8)6009.63 (31.6)6.43 (21.1)90012.03 (39.4)8.21 (26.9)190018.24 (59.8)13.09 (42.9)210019.30 (63.3)13.96 (45.8)250021.32 (69.9)15.63 (51.2)350025.86 (84.8)19.51 (64.0)490031.44 (103.1)24.49 (80.3)580034.72 (113.9)27.50 (90.2)40240145054112666004631071900371845190024553521002325022500210450350020536349001432915800129260Op Temp-67 to 302ºF-55 to 150ºCImpedance50 OhmsDIELECTRIC Expanded PTFEOUTER BRAID Tin Plated Copper BraidJACKETBlue FEPCENTER CONDUCTORBare CopperSHIELD Tin Plated Flat Braid3www.timesmicrowave.comFrequency in MHzFrequency in MHzTFT - 5G TFT - 5G 800-867-26294CodeDescription10M1.0/2.3 mini DIN Male225F2.2/5 Female (jack)225M2.2/5 Male (plug)41F4.1/9.5 mini DIN Female41M4.1/9.5 mini DIN Male43F4.3/10 Female (jack)43FB4.3/10 Female (jack) bulkhead43M4.3/10 Male (plug)43MR4.3/10 Male (plug) right angle43MS4.3/10 Male (plug) snap-onDF7/16 Female (jack)DFP7/16-Female (jack) panel mountDM7/16-Male (plug)DMR7/16-Male (plug) right angleNFN-Female (jack)NFBN-Female (jack) bulkheadNMN-Male (plug)NMRN-Male (plug) right angleNXFBNex10 Female (jack) bulkheadNXMNex10 Male (plug)NXMRNex10 Male (plug) right angleQMQMA-Male (plug)QMRQMA-Male (plug) right angleSMSMA-Male (plug)SMRSMA-Male (plug) right angleUSE CODES FROM THE CHART BELOW.How to orderT F T 4 02 - C O D E C O D E - 1 0.0 F- Connector AConnector B -Length / 3 digF = feetM = metersI = inchesCodeDescriptionWeather Boot - WPB (Y/N) See page 13 for details225M2.2/5 Male (plug)N41F4.1/9.5 mini DIN FemaleN41MR4.1/9.5 mini DIN Male right angleY43F4.3/10 Female (jack)N43FB4.3/10 Female (jack) bulkheadN43M4.3/10 Male (plug)Y43MR4.3/10 Male (plug) right angleY43MS4.3/10 Male (plug) snap-onYDF7/16 DIN female (jack)NDM7/16 DIN Male (plug)YDMR7/16 DIN Male (plug) right angleYNFBN-Female (jack) bulkheadNNFN-Female (jack)NNMN-Male (plug)YNMRN-Male (plug) right angleYNXFBNex10 Female (jack) bulkheadNNXMNex10 Male (plug)YNXMSNex10 Male (plug) snap-onYNXMRNex10 Male (plug) right angleNQMQMA-Male (plug)NQMRQMA-Male (plug) right angleNSMSMA-Male (plug)NSMRSMA-Male (plug) right angleN5www.timesmicrowave.comUSE CODES FROM THE CHART BELOW.How to orderT F T 4 0 1 - C O D E C O D E - 1 0.0 F- Connector AConnector B -Length / 3 digF = feetM = metersI = inches• -160 dBc PIM for optimal system performance• UL listed, type CMP (plenum), UL file # E-170516• Durable FEP outer jacket• Indoor plenumSPP - Cable SpecificationsAttenuation - db/100ft (dB/100m)Maximum Power - (W)Units250375500Diameterin (mm)0.280 (7.11)0.402 (10.21)0.496 (12.60)Center Conductorin (mm)0.068 (1.73)0.108 (2.74)0.136 (3.45)Dielectricin (mm)0.190 (4.83)0.285 (7.24)0.370 (9.40)Outer Conductorin (mm)0.256 (6.50)0.378 (9.60)0.472 (11.99)Min Bend Radiusin (mm)1.250 (31.75)1.250 (31.75)1.500 (38.10)Weightlb/1000 ft (kg/1000 m)66.0 (98.2)115.0 (171.1)200.0 (297.6)Velocity of Propagation%767676CapacitancepF/ft (pF/m)26.7 (87.6)26.7 (87.6)26.7 (87.6)ShieldingdB>100>100>1002503755004504.16 (13.65)2.65 (8.69)2.12 (6.96)6004.82 (15.81)3.07 (10.07)2.46 (8.07)9005.93 (19.46)3.78 (12.40)3.03 (9.94)19008.71 (28.58)5.59 (18.34)4.50 (14.76)21009.17 (30.09)5.90 (19.36)4.75 (15.58)250010.04 (32.94)6.46 (21.20)5.21 (17.09)350011.96 (39.24)7.73 (25.36)6.26 (20.54)490014.27 (46.82)9.27 (30.41)7.52 (24.67)580015.60 (51.18)10.16 (33.33)8.26 (27.10)25037550045022234220585860019243647505790015652960409219001068201227742100101519102631250092817442402350078014622008490065512241675580060011181531Op Temp-67 to 392ºF-55 to 200ºCImpedance50 OhmsDIELECTRIC Expanded PTFEOUTER CONDUCTOR Corrugated CopperTubeJACKETBlue FEPCENTER CONDUCTOR250 Solid Bare Copper375 Bare Copper Clad Alum.500 Bare Copper Clad Alum. 800-867-26296Frequency in MHzFrequency in MHzCodeDescriptionWeather Boot - WPB (Y/N) See page 13 for details225M2.2/5 Male (plug)N41M4.1/9.5 mini DIN MaleN41MR4.1/9.5 mini DIN Male right angleY43F4.3/10 Female (jack)N43FB4.3/10 Female (jack) bulkheadN43M4.3/10 Male (plug)Y43MR4.3/10 Male (plug) right angleY43MS4.3/10 Male (plug) Snap-onYDF7/16 DIN female (jack)NDM7/16 DIN Male (plug)YDMR7/16 DIN Male (plug) right angleYNFBN-Female (jack) bulkheadNNFN-Female (jack)NNMN-Male (plug)YNMRN-Male (plug) right angleYNXFBNex10 Female (jack) bulkheadNNXMNex10 Male (plug)YNXMSNex10 Male (plug) Snap-onYNXMRNex10 Male (plug) right angleNQMQMA-Male (plug)NQMRQMA-Male (plug) right angleNSMSMA-Male (plug)NSMRSMA-Male (plug) right angleN7www.timesmicrowave.comUSE CODES FROM THE CHART BELOW.How to orderSPP 250 - C O D E C O D E - 1 0.0 FCable SizeConnector B -- Connector ALength / 3 digF = feetM = metersI = inches• -160 dBc PIM for optimal system performance• Corrugated copper outer conductor• Durable black polyethylene outer jacket• OutdoorSPO - Cable SpecificationsAttenuation - db/100ft (dB/100m)Maximum Power - (W)Units250375500Diameterin (mm)0.303 (7.70)0.435 (11.05)0.545 (13.84)Center Conductorin (mm)0.075 (1.91)0.110 (2.79)0.142 (3.61)Dielectricin (mm)0.177 (4.50)0.272 (6.91)0.354 (8.99)Outer Conductorin (mm)0.252 (6.40)0.378 (9.60)0.476 (12.09)Min Bend Radiusin (mm)1.250 (31.75)1.750 (44.45)2.250 (57.15)Weightlb/1000 ft (kg/1000 m)51.0 (75.9)100.0 (148.8)135.0 (200.9)Velocity of Propagation%838383CapacitancepF/ft (pF/m)24.5 (80.4)24.5 (80.4)24.5 (80.4)ShieldingdB>100>100>1002503755004504.07 (13.35)2.85 (9.35)2.30 (7.55)6004.75 (15.58)3.34 (10.96)2.70 (8.86)9005.91 (19.39)4.18 (13.71)3.40 (11.16)19008.92 (29.27)6.42 (21.06)5.27 (17.29)21009.44 (30.97)6.80 (22.31)5.60 (18.37)250010.41 (34.16)7.54 (24.74)6.23 (20.44)350012.63 (41.44)9.23 (30.28)7.68 (25.20)490015.37 (50.43)11.36 (37.27)9.52 (31.24)580016.99 (55.74)12.62 (41.41)10.63 (34.88)2503755004505801140163660049797513969004007811108190026651171921002514826772500228436610350018835749649001552914015800140262360 800-867-26298Frequency in MHzFrequency in MHzDIELECTRIC Foamed PEOUTER CONDUCTOR Corrugated CopperTubeJACKETBlack PECENTER CONDUCTOR250 Bare Copper375 Bare Copper Clad Alum500 Bare Copper Clad AlumOp Temp-40 to 185ºF-40 to 85ºCImpedance50 OhmsCodeDescriptionWeather Boot - WPB (Y/N) See page 13 for details225M2.2/5 Male (plug)N41F4.1/9.5 mini DIN FemaleN41M4.1/9.5 mini DIN MaleY43F4.3/10 Female (jack)N43FB4.3/10 Female (jack) bulkheadN43M4.3/10 Male (plug)Y43MR4.3/10 Male (plug) right angleY43MS4.3/10 Male (plug) Snap-onYDF7/16 DIN Female (jack)NDM7/16 DIN Male (plug)YDMR7/16 DIN Male (plug) right angleYNFBN-Female (jack) bulkheadNNFN-Female (jack)NNMN-Male (plug)YNMRN-Male (plug) right angleYNXFBNex10 Female (jack)bulkheadNNXMNex10 Male (plug)YNXMSNex10 Male (plug) Snap-onYNXMRNex10 Male (plug) right angleNQMQMA-Male (plug)NQMRQMA-Male (plug) right angleNSMSMA-Male (plug)NSMRSMA-Male (plug) right angleN9www.timesmicrowave.comUSE CODES FROM THE CHART BELOW.How to orderSPO 25 0 - C O D E C O D E - 1 0.0 FCable SizeConnector B -- Connector ALength / 3 digF = feetM = metersI = inches• -160 dBc PIM for optimal system performance• UL listed, type CMR (riser), UL file # E-170516• Durable fire retardant, low smoke polyolefin outer jacket• Indoor riserSPF - Cable SpecificationsAttenuation - db/100ft (dB/100m)Maximum Power - (W)Units250375500Diameterin (mm)0.303 (7.70)0.435 (11.05)0.545 (13.84)Center Conductorin (mm)0.075 (1.91)0.110 (2.79)0.142 (3.61)Dielectricin (mm)0.177 (4.50)0.272 (6.91)0.354 (8.99)Outer Conductorin (mm)0.252 (6.40)0.378 (9.60)0.476 (12.09)Min Bend Radiusin (mm)1.250 (31.75)1.750 (44.45)2.250 (57.15)Weightlb/1000 ft (kg/1000 m)51.0 (75.9)100.0 (148.8)135.0 (200.9)Velocity of Propagation%838383CapacitancepF/ft (pF/m)24.5 (80.4)24.5 (80.4)24.5 (80.4)ShieldingdB>100>100>1002503755004504.07 (13.35)2.85 (9.35)2.30 (7.55)6004.75 (15.58)3.34 (10.96)2.70 (8.86)9005.91 (19.39)4.18 (13.71)3.40 (11.16)19008.92 (29.27)6.42 (21.06)5.27 (17.29)21009.44 (30.97)6.80 (22.31)5.60 (18.37)250010.41 (34.16)7.54 (24.74)6.23 (20.44)350012.63 (41.44)9.23 (30.28)7.68 (25.20)490015.37 (50.43)11.36 (37.27)9.52 (31.24)580016.99 (55.74)12.62 (41.41)10.63 (34.88)2503755004505801140163660049797513969004007811108190026651171921002514826772500228436610350018835749649001552914015800140262360Op Temp-40 to 185ºF-40 to 85ºCImpedance50 OhmsDIELECTRIC Foamed PEOUTER CONDUCTOR Corrugated CopperTubeJACKETBlack FRPECENTER CONDUCTOR250 Bare Copper375 Bare Copper Clad Alum500 Bare Copper Clad Alum 800-867-262910Frequency in MHzFrequency in MHzCodeDescriptionWeather Boot - WPB (Y/N) See page 13 for details225M2.2/5 Male(plug)N41M4.1/9.5 mini DIN MaleN41MR4.1/9.5 mini DIN Male right angleY43F4.3/10 Female (jack)N43FB4.3/10 Female (jack) bulkheadN43M4.3/10 Male (plug)Y43MR4.3/10 Male (plug) right angleY43MS4.3/10 Male (plug) Snap-onYDF7/16 DIN female (jack)NDM7/16 DIN Male (plug)YDMR7/16 DIN Male (plug) right angleYNFBN-Female (jack) bulkheadNNFN-Female (jack)NNMN-Male (plug)YNMRN-Male (plug) right angleYNXFBNex10 Female(jack)bulkheadNNXMNex10 Male(plug)YNXMSNex10 Male(plug) snap-onYNXMRNex10 Male(plug) right angleNQMQMA-Male (plug)NQMRQMA-Male (plug)right angleNSMSMA-Male (plug)NSMRSMA-Male (plug) right angleN11www.timesmicrowave.comUSE CODES FROM THE CHART BELOW.How to orderSP F 250 - C O D E C O D E - 1 0.0 F- Connector ACable SizeConnector B -Length / 3 digF = feetM = metersI = inches• Listed type CMP plenum cable• Low loss indoor plenum feeder cable• Excellent shielding effectiveness• Outstanding intermodulation performance• Indoor plenumSpecificationsAttenuation - db/100ft (dB/100m)Maximum Power - (W)Units250Diameterin (mm)0.620 (15.75)Center Conductorin (mm)0.189 (4.80)Dielectricin (mm)0.469 (11.9)Outer Conductorin (mm)0.539 (13.6)Min Bend Radiusin (mm)5.0 (127)Weightlb/1000 ft (kg/1000 m)163.3 (243.0)Velocity of Propagation%86CapacitancepF/ft (pF/m)23.6 (77.4)ShieldingdB>1004501.73 (5.68)6002.03 (6.66)9002.56 (8.40)19003.97 (13.03)21004.22 (13.85)25004.70 (15.42)35005.80 (19.03)49007.19 (23.59)58008.03 (26.35)4502366600201390016061900103721009782500879350071549005785800518Op Temp14 to 167ºF-10 to 75ºCImpedance50 OhmsDIELECTRIC AIR SPACED PolyethyleneOUTER CONDUCTOR Corrugated CopperJACKETRed FR-PVCCENTER CONDUCTORCopper Clad Aluminum 800-867-262912LPA 1/2” PlenumFrequency in MHzFrequency in MHzP/N: LPA-500Available ConnectorsStock CodeInterfacePart Number3190 - 6344N-MaleEZ-LP500-NMC-LP3190 - 6857N-Male-RAEZ-LP500-NMC-RA-LP3190 - 63464.3-10 MaleEZ-LP500-4310MC-LP3190 - 63507-16MEZ-LP-500-716MC-LP3190 - 6799N-FemaleEZ-LP-500-NFC-LPwww.timesmicrowave.com13LPA Connectors and Installation ToolsFT-540 Flaring ToolUsed for flaring the outer sheath once the back nut has been installed on the cable. Part number: FT-540.ST-LPA-500 Installation ToolAll in one prep tool for the LPA-500-LLPL. Can be used by hand or drill mounted. Part Number: ST-LPA-500.Times Microwave Systems358 Hall AvenueWallingford, CT 06492USAT 800. 867.2629F 203. 949.8423
https://timesmicrowave.com/wp-content/uploads/2022/03/lpa-500-llpl-coax-cables-assemblies-datasheet.pdf | cable | LPA-500-LLPL1/2" Plenum RF Cable1/2” Air-Dielectric Corrugated Plenum Cable is a low-loss, plenum listed (type CMP) coaxial cable. This design offers excellent intermodulation performance, and can be used as feedlines within buildings to support distributed antenna systems (DAS).Mechanical PropertiesWeight Minimum Bend Radius Operating Temperature Tensile Strength Bending Moment Flat Plate CrushStorage Temp Measurement kg/m (lb/ft)0.243 (0.163)mm (in) 127 (5) °C (°F) -40° to 75°(-40 to 167)N (lb) 1112 (250) N-m (ft lb)6.8 (5.0) kg/mm (lb/in) 1.9 (110) °C (°F) -20 to 85 (-4 to 185)Electrical PropertiesImpedance Maximum Frequency Capacitance Velocity of Propagation Delay Shielding Voltage WithstandJacket SparkDC Resistance InnerDC Resistance OuterPeak Power Measurement Ω 50 +/- 2 GHz 6.0 pF/m (pF/ft) 76 (23.2) %86% ns/m (ns/ft) 76 (3) dB >120 Volts 2000 Volt RMS8000Ω /1000 m (Ω/1000ft) 1.48(0.45)Ω /1000 m (Ω/1000ft) 2.4(0.73) kW36.0The solid outer conductor of the corrugated coaxial cable creates a continuous RFI/EMI shield that minimizes system interference.The solid inner and outer conductors eliminate PIM when used with Times Connectors. BENEFITS•In Building DAS Systems•Public SafetyCommunications Systems•RF backbone interconnectswithin Plenum AirspacesKEY APPLICATIONS1/2" air dieletric cable, tested to provide assured performance.Global manufacturing capability:US, Mexico, India & ChinaHeritage—in the air and on the ground, thousands of assemblies built over decadesFEATURESn Listed Type CMP Plenum Cablen Supports Multiple RF Signalsn Complete Shieldingn Outstanding Intermodulation Performance n Wide Range of Applications. WORLD HEADQUARTERS358 Hall Avenue, Wallingford, CT 06492 1-800-867-2629LPA-500-LLPL1/2" Plenum RF Cable Jacket RED FR-PVC Outer Conductor Dielectric Center Conductor Corrugated Copper Polyethylene Copper Clad Aluminum1234Attenuation dB/100ft dB/100m150 MHz 0.82 2.70450 MHz 1.48 4.84700 MHz1.88 6.16900 MHz 2.19 7.201800 MHz 3.20 10.502400 MHz3.75 12.30 5500MHz 6.23 20.40P/N3190-63443190-68573190-6346 3190-6856Interface N-MaleN-Male-RA4.3-10 MaleNEX10-MaleDescriptionEZ-LP500-NMC-LPEZ-LP500-NMC-RA-LPEZ-LP500-4310MC-LPEZ-LP500-NX10MC-LPAVAILABLE CONNECTORS1234
https://brand.hubersuhner.com/api/asset/eyJjbGllbnRJZCI6bnVsbCwiaWQiOjc3MTMyLCJ0aW1lc3RhbXAiOjE2OTg1OTk4MTIsInZlcnNpb24iOjE2OTg1MDkyMTF9:huber-suhnerag:9Rqq4ylcjurZy_IcUmAm4L9Ju48c06SQHPLkVV-_PVs/download | cable | %PDF-1.4%����1 0 obj<</Creator (Apache FOP Version 2.7)/Producer (Apache FOP Version 2.7)/CreationDate (D:20240717170217+02'00')>>endobj2 0 obj<< /N 3 /Length 3 0 R /Filter /FlateDecode>>streamx��gPTY��{��M���I��$�$A��@w�i��AQdpFI� ���AFQŀ((��N#��2�"**K�٭���U[�g��x�sO�s�[����1������M��:�1��C�H�(�JN�����!���c����sϑ��>��qy�v�y����%��.��ʱlN2k�w�r4;�-��8=%1�{�i��W�-��o�!�o\�V��k������Z�kL�0+���t�j�+���¦iA/�o3���`?�(��O��f+�y�S/T�����7����o��r�L@�ʿr��`�Q�WN��=t����8@W)��X���o9���Ȁ�� r����"�dQ�(s�+*�JG�*PM��5�(j��F���hS�:��F����ї���)�"���hc,1^�pL�S�9����Lc>`X�!���b��l/v;�]Ɖ�Tq�8/��+�5�zpwqӸe�^o�����w�+�m�k�'��A�`F�!�v*g7���DQ�hO%��O/ߒH$5�)��B�Oj&]%=#}��芸��ErEjD:EFD^�qdU�-y+9�\A>G�K�ŉ��ڋ����=/:.�(F3�K+k�)6K�P�(�6%�r�r�2EEP���Tu��z�:MC��i��XZ�G�mA�"n$ �!^#~Q�OG����xz�,}��IBN�V�#�O�MbDbIRF�F�#Y(�.9*�I�!�('u@�K�4RZK�G:]���5�y���K�P��cYXVK�W6[���좜���\�\��U�yy���¦�¦�¦���U�J!F�\��K�8ÖϨd�3e]S����ԕ���ڕ�*㕙ʑ���}�**�*9*�*�Uq�L�h�ê�Kj�j�j{պ�f�%�]ճ�[՟h�4�5�44h�5��q�G4�i�Z�Z�Z5Zw�am��#���P���q�5��!�����L��u=t�t�t_�������o��ߨ?a@1p3�3�1��PːeXc�`=i��������iq��=4�{�5�3�bbj�3i3�3U13�5gҘ��b�3���Y�����&�)�g���б��h��ݠ����qÔ��e�e�%ߊafůo�hn�`��Fنm�d3c�ik{�����Ϯ�n���~��e��
https://source.z2data.com/2022/4/20/4/23/49/81018/PdfFile_277473.pdf | cable | DescriptionRG: RG type RF cablesRG11, 75 Ohm, 1 GHz, 85°C, ø10.3 mm, PVC jacketTechnical DataConstructionMaterialDetailDiameterCentre conductorCopper, Tin platedStrand-071.2 mmDielectricPE (Polyethylene)7.25 mmOuter conductorCopperBraid, 96%8.1 mmJacketPVC II (low migration)RAL 9005 - bk10.3 mm +/- 0.15Print: HUBER+SUHNER RG 11 A/U 75 Ohm (production order number)Electrical DataImpedance75 Ω +/- 3Operating Frequency1 GHzCapacitance67 pF/mVelocity of signal propagation66 %Signal delay5.03 ns/mOperating voltage≤ 5 kVrms (at sea level)Test voltage10 kVrms (50 Hz/1 min)Mechanical DataWeight13.3 kg/100 mMin. bending radiusstatic55 mm100 mmEnvironmental DataTemperature range-25 °C ... +85 °CInstallation temperature-20 °C... +60 °CHalogen freeNo2011/65/EU (RoHS - including2015/863 and 2017/2102)compliant1907/2006/EC (REACH)compliantAdditional InformationRemarks(For details refer to the HUBER+SUHNER RF CABLES GENERAL CATALOGUE or contact your nearest HUBER+SUHNER partner)Suitable ConnectorsCable groupU34 7 mm / 75 OhmData SheetFlexible RF cableRG_11_A/UItem: 22510004Page 1/2Document: DOC-0000177716 AP / PDO L / date of publication: 14.10.2020 17:54:45 / uncontrolled copyMatrixtypical Attenuation [ formula: (a*f^0.5 + b*f) ] and maximum Power CW [ formula: (p/f^0.5) ]Coefficients:a = 0.1881b = 0.0344fmax = 1P at 1GHz = 286FrequencyNom. attenuationNom. attenuationMax. CW power(GHz)(dB / m)(dB / ft)(W)sea level 25° Cambienttemperaturesea level 25° Cambienttemperaturesea level 40° Cambienttemperature0,050,040,01312790,10,060,0199040,150,080,0247380,20,090,0286400,250,10,0315720,30,110,0355220,350,120,0384830,40,130,0404520,450,140,0434260,50,150,0464040,550,160,0483860,60,170,0513690,650,170,0533550,70,180,0553420,750,190,0583300,80,20,0603200,850,20,0623100,90,210,0643010,950,220,0662931,00,220,068286www.hubersuhner.comHUBER+SUHNER is certified according to ISO 9001, ISO 14001, AS/EN9100, ISO/TS 16949 and IRIS.Waiver: Fact and figures herein are for information only and do not represent any warranty of any kind.Data SheetFlexible RF cableRG_11_A/UItem: 22510004Page 2/2Document: DOC-0000177716 AP / PDO L / date of publication: 14.10.2020 17:54:45 / uncontrolled copy
https://brand.hubersuhner.com/api/asset/eyJjbGllbnRJZCI6bnVsbCwiaWQiOjExNjQ2OSwidGltZXN0YW1wIjoxNjk4NTk5ODA4LCJ2ZXJzaW9uIjoxNjk4NTA5NjU4fQ:huber-suhnerag:zALYZ2Nbeq5Lrioa2m7UOjyQksKmtn4W208nIRxPDws/download | cable | %PDF-1.4%����1 0 obj<</Creator (Apache FOP Version 2.7)/Producer (Apache FOP Version 2.7)/CreationDate (D:20240226135610+01'00')>>endobj2 0 obj<< /N 3 /Length 3 0 R /Filter /FlateDecode>>streamx��gPTY��{��M���I��$�$A��@w�i��AQdpFI� ���AFQŀ((��N#��2�"**K�٭���U[�g��x�sO�s�[����1������M��:�1��C�H�(�JN�����!���c����sϑ��>��qy�v�y����%��.��ʱlN2k�w�r4;�-��8=%1�{�i��W�-��o�!�o\�V��k������Z�kL�0+���t�j�+���¦iA/�o3���`?�(��O��f+�y�S/T�����7����o��r�L@�ʿr��`�Q�WN��=t����8@W)��X���o9���Ȁ�� r����"�dQ�(s�+*�JG�*PM��5�(j��F���hS�:��F����ї���)�"���hc,1^�pL�S�9����Lc>`X�!���b��l/v;�]Ɖ�Tq�8/��+�5�zpwqӸe�^o�����w�+�m�k�'��A�`F�!�v*g7���DQ�hO%��O/ߒH$5�)��B�Oj&]%=#}��芸��ErEjD:EFD^�qdU�-y+9�\A>G�K�ŉ��ڋ����=/:.�(F3�K+k�)6K�P�(�6%�r�r�2EEP���Tu��z�:MC��i��XZ�G�mA�"n$ �!^#~Q�OG����xz�,}��IBN�V�#�O�MbDbIRF�F�#Y(�.9*�I�!�('u@�K�4RZK�G:]���5�y���K�P��cYXVK�W6[���좜���\�\��U�yy���¦�¦�¦���U�J!F�\��K�8ÖϨd�3e]S����ԕ���ڕ�*㕙ʑ���}�**�*9*�*�Uq�L�h�ê�Kj�j�j{պ�f�%�]ճ�[՟h�4�5�44h�5��q�G4�i�Z�Z�Z5Zw�am��#���P���q�5��!�����L��u=t�t�t_�������o��ߨ?a@1p3�3�1��PːeXc�`=i��������iq��=4�{�5�3�bbj�3i3�3U13�5gҘ��b�3���Y�����&�)�g���б��h��ݠ����qÔ��e�e�%ߊafůo�hn�`��Fنm�d3c�ik{�����Ϯ�n���~��e���C�Ð#��߱�񙓒S�S�ӂ��s��e�����qW9W�k�낛���~w��&�j��Z<�O����瓍��������A�����I޿��}�}j¦^����l�nڶ�e�{?;���T��r@h@s�R�C`Y ?H/hG��`�����LH@HS��f�͇6O����mQߒ���V��[/n#o�v.��9�+�!¦1�5�6b�e�:�zŶa���8��2�L�edY�l�e����h�������7�.�u�Kq^q'�V����a�n������Éډ��$�CI >stream application/pdf x-unknown 2024-02-26T13:56:10+01:00 Apache FOP Version 2.7 1.4 Apache FOP Version 2.7 2024-02-26T13:56:10+01:00 2024-02-26T13:56:10+01:00 endstreamendobj6 0 obj865endobj7 0 obj<< /Name /Im1 /Type /XObject /Length 8 0 R /Filter /FlateDecode /Subtype /Image /Width 1679 /Height 153 /BitsPerComponent 8 /ColorSpace /DeviceGray>>streamx��y`���'�R@@AT@�*J�x�TQ�@�ĢR<T�j=�Q��Պx���"�VP#�5V��J�3�$��yr=��;ߝ�������o���f?ϳ;!��W�v�W��A�0Ci���k�6oEi�UO骅o>�{�)݂�f0�8��+&-�f����37��S�1�&F�<E5���v��Y0��=R��O�Bo=L嗒��/�7}��c������E�#�i\p2��{.[RR\T�ޔ�7_2谨ܝ{��^�1Q#�œrv�(<��n^ŖHŢk(��] ̓�����`OZ��������%�"�z��\�X�{���/��v�_�>m�=c�轻�ys��'�'D5�RnF[�2��`����-�BA���_4��p����Tmi�.Q�ƪ9�_���Ihd���*�>W���m�5�I�ʫ��h�O���¦��D��+�m?Z!�~4�凒�R��Ѵ:�A%y���5J(+z>w�a�dN_@�FG�uTˆ�����k$":JR�䱋�ENB���A�\��񮾉�Q���߻�H�0:��y~~Ng�3XДё?:JPU��?���WK�t��$_�$M�����[��`t$F����2şH=FGT���I��$@+FG��(�o�����DNG5�:史�r�t�-��ߪ���#1�td�k����ɧH�M����^���GIհ*/,��\.״�bt$F����N��#?�uw}"����#�ڔ���gQYVūG�>��!������}1:�PG�C��q��u`.��ёY֖�n�FVG5�uy����vw�=l!�Q��=E�1:�K!�������4��s�(�Ȫ~�:E��p�2����Z�(�#1*ud�%���H��ܜI��ё&�¦����#�#˪��dgȶ��C�͡7ft$F���sD�0:r��.�¦e������~��))בe��~����J�����+�#1ju�#e�FG�()<�@U�#}:�����D^GV��Mp��f��m����gt$F����Ek1:r�[�E�Rj�ԑ��^��}Yַ��+���u�cj�FGb�h�ޢ�I������3�4:Ҫ#�D4�&:�6�%8������u�E�#1�ud�,����5U�r�>�����*�>������gA/Ǯ�����;��Q�#�Q�FG<ۜs&�zFG�ud}ş YV�,he��eX<Ko��H�r�Y<��H�w9��匎t�Ț���Y��Z��*?�y<�Q�#1�ud��$FG�¦��T3:Ү#���*6:���N�>��j�e��FGb���ņrFGr�f>����Q��n�GG�ø�&�P�F����Q�#�IQN�#i�e=�j�ב��v¦tdUǿ�tp�_�Xɚ�at$�U���5:����(et���k�݊���U��מ�t����d5lt$�YE#��d�@?�@)�� t��>�7A�td��j#o�h���<�ղё?t$ވ��H���Wr@%�� tD�QG�td�Ep���c>w����������5����&�L������Z��/m�Ct����j���0�i�#1��Ț Hjt0�v�:FG��Ⱥ�խx�Ț&��¦����1������H�?:�!�r��`5mn?P��(��3U8��9�;��ݶёt$ڈ���A����*������Ht��I~?���d7nt$�'Y��I���uuf��#�F��#�1J�w2�ݳ��٭��KG����� (�j���Q@:�F���f��@�����M�nt$�/Yw�A�;{U���Ѧf�n�NG֡�K��W��1�.�FGb¦�w#>�#�;Y�"FG�u���]��p���Z�[��H�o:���0:�X�X�(bt��3@㧣�-S¦#s�����׾ё�t�ۈ���L{���QP:z�ޭ����]�>p�ｪ��k��H��:�l�gt�=P��((�G�Vu�������}n�FGb¦ԑ5�������-P��((�@�VuT����7�n:�\�`t$�O�ua%5:B���J��h��z^���f(F��լc�#�4��^�sU�$FGb�ԑ�+���3�,@�#y�L=:�˧�CQ�K�QGw�>g]���L:u���>����H��:bn�gt��Җ(at�QG�(O ���O�Vu�!�svЛQe/�%����¦��Q#F�p��)�6���?�ё_u�܈���6x�`t�@G�\P!�pj�⨣m��ڝ(��00�{H-�����N��%�FGb�Ցu=���m���ё�+�P/�Xꈳ:*�RVM�,v�z�3�_I������#�F¦FG0�g*��Q���Q�@���+Γ�3�]DG��$>�Sl�r�1��A�Q���H�*�X�g�����������#�������$8��*���q5ܞ����<�ro�5�`t�FG�¦�(�S��騛�c��(?���G��=���Ļ�:A!o�T�zߺ��}I��H��:�o�����H�����~���B��/=P��H��ZI�=�=�[a�Q�9?B�]ܽS�ӑ�+k����R���M-FGb�֑5��@�u��/��5�V(`t�HG���eB�#Bھ��m��Ļ��{���vZ�^]��+y��&1:㻎,��.�#B���[Vϴ2@�#U:�^v��L�uD���kd�z��SHF�~�)����2O�2:㿎VPVﵿtA�tD��PxkPZ��ё*M���tU���#��:�aN*��&R�yH�K�T��r�O�{���H��:�r�cr�����P��Ҋ��T��%�*_ѻr�k���_�t���y�^w���X�\��Ѡ���8(��=�}����>@�#U:z_����n�]Gm�E��+T��#hP�O�IG4Z�U^$�+�#1td�����yI�@Z��ё*����7z�®#l���=�-�вƻ��q�ѡ#��_�kDQGB�?�V(�Ω^��QG�e��H�V�u4�O�Nǳ��#�U�mm�t4�����lZt�؈�{�Q�t{}2�R�⨣�%��SNR���h���DR�::I�����I��1��Y��(�/E�߀Ji��C����06����@� �Գ�z!k�:��^2���ѣ�����f˗�����i��CM�-r5�[��сH�c$�z��aH�F6�{���y��ѣ#���^��I!�!�K�����(럲5*vct+�:��!�4��u�T�<�>q�FGb4�ȶߓ�"���J��*¦!n::t�t��Y��t4�q�0�(�Q_$OZ%�u������.G;0:�IG����/�PG�v�y��@��>*=�V(���Q����s�����g��LG��X�e�6HBǟ�<�3:�KG�n\!¦�ͣ_�tx�L�����hm�Zs�k�C;�������d��u���ɣr�2��Ѧ����ΐ?>�:ꀄ�kZ��D\G8�٭����P9�}U� ���2S���ܠMG�Ĕ�?<�:�AB���T��#�E�®���'��O�ڎw�D�ͭ]�w��H�>�n��Q��(�Z$��޾`t�g}��$a��3H��ڎw�#]P�V������Q�F¦[������h��E*����9���N�^�=�,�ƻ�.G2���lwÿ���h�Q�F¦ˤ�����=Xl���>`t�ev�[�����T��d�x���PH�¦��&�ё�:Z�xϚ#}p�t�1��Kz���Xޑ׭0�(c$�u�e�;�u��buϜ������Q�F¦�I5�G�ͮ��2X�qX{�W!�Qˡ�T{rO��:"�Р��g��ۈё�:j܈�.�c���c���rl�VQ���5�y����6��R8ԏ�4N`���:�s�MUC�.��0��lt��:�^�oa�����Q�AO�p�pvz��b����p�O$\:Z6=��KW#��yޑ�TO�����k�^q}��C�����Q�\�#����*�Ր�������D��K-����+�K¤#Uu��YG�q��)�Ԓ�1�Ѭ���6�k#=84�:RE�-K�Q�0:���Z�(�ꨢ�#��:����4�u�¦�FGb4�Ⱥ����e4:Jb��%�#U/�ycC��L㷎H��hsVi0:�[G��I��6:Jb�`�4���l{�w��4C��L㻎�Q���vg~�FGbt��z����d�3:J0ߞ%�(���r�����heV��:"�(n���̕ʍ��(��}}p��յ^�V���$س%�#;��S�������_G��Y%�ӌq����(���2�R�F¦���Q+��Y�b���A�#}x�i$v:Zނ����7A�>��6:�DG�����hbo�&��wd,��#E�֪�'v:���F���!�/KS5�~����(��*B�mv��ɍ�2�$�0:�����,AE�ctD�x��mg��h��_FB�u��fFGb�e�E���m,�l��Ȫ<Ι%�(��X,8�ץ1�Q)}�9:"v(n����Q��ci���ޑX�Kv=k�#�^J���80:bR]�]�;n:�DO�EG~�1j���Znt$F�����w��Bb#�ђM-hN�L'FGV��*f:���F���튛��)�e�#1jt41q���9��$�D�u�CgZ�@�P0:�Q���� V:���h��U�ڎ�FGb��hf�����]��U����h}�� ��0:�S��[q�Q�,���m-rWR�5:�FG�&�x�v���s�ғ�%�(T��wgv+>:�����j��m�.eʙё5:�HN��Z���m���rM�[G_�͸"�G�ct$���n�FGkN�¦��tDz��-'�9[5:�hͺ�2G���F{��Gb��7ڱ�H�Q���$VG�Ek":��wct+.:z�����:"��7��d��e!��i�S�-:��VOv��1�іQ쩔��0Q���ְ̞'����*f�?����R�bhD���Bqsv��)!���D[(YttM�������hosk�Qب��S���nP�&�#���Aq���¦�X�$zuDZݱEq��8�C:z�ׇ�P��(���>D�%�:Z>��ʌ�( L��Q�}n¦G�-y���eH��x�s�`�(�����E1$�[pI�t�7�"L��(.��z*_ْ��{�h�:)�!g��"i�o�(YYS��>�Ỏ���`���w(*�忂��6'��8�R)j::�����gbb���{p.�4¦��������t�5���B�tD��$[�jGLG�����I4�;Z"��=:J�i�؂/�����Vy>T���fS���)����ԯ�ؗXu�a�K�ӯ�~�]����a����t��PœDc�H~��g������u��[��c�:J�}�s�oP@Ǿ��P���EPų)����Q)���A}N�:�<��B�P��?�ˢ!�+(:z*����6ؗ־�Ju��l�C�%��#kۙ�s*�mK*=.z�+T�}Qo���R�;_Kl��I�RQ��M��T�3n:���t�%�(:z*���׳�h�8+)ԑ��d�<�H�Ȫ�}�D������s���d�]����p�`�zSJEMG�if�;Y��ԝ�^�RttP����}}�WM�RG��K���^!�:����9�J�o��2k�����J��Po¦I��{mV2���#�dS���tS?�,~:r�(���&���t��¦g�Z�`Cd�QJ��a-���~�"�#k��K�({u�7����p-���lu�ae��f톭���&���D�ѯ*=�^�o@>1ԑu�8PU���I�V9k��'�z_PJ)Ց�6�0������9�]�:��*�+q�\��meN��TΈ�V�:�6j:z2�B�,\⨣m�e ���ttP&�'���Ns��c�Qj)�ѣ��F�D^G�m\�PGu��ʆ�?�����o���-�?��['Wb�fъEMG��O��Kud��6�i�:j�>t��-P�R�Z��RIK�}u�����'oI��k�M��.n��u�q��D�ޝA��Z���Һ5�h���G�uT~>�3᳢,@M]:eH�}a�7ThA��E��Hz��l[�0�(����c�)���ƃK]Υ ��[�cIql^x�C����%c���7i8�\G[��5�e�m%���=�N-kǦ�m8�Ô�XJ2�:Z$[�[�p���1�SRe:�J��T�F�3�c����Z˦��ʝ��kQvM'1���z��<�E�YPR�����I6�y�]��i��܇��j��%S:�[zr�f[�p�¦��%�2�\��Q�����:ꌃ��%��-��oߌ�ޭ�E�.�P���^�u����&�:<,�g*j�ѹ@�t�{���%��*u$�2�ڶ\{�tt:w��}��ȱ�a�Xڕ��4\�������+��#�E'�:��Te07PP����(�ZU.��¦&�����N&޾8����_��n��=6�ͱ�i���Q}���(B'�:"�BiWs�������т)���@&����h���'U�#�r���YH=�u�(#:�-&�b�ePKt�A���Q[ll&sZv��>M��:�V���"#�ڧ��t��ޠdGu�<ڀ?�S����u�?֊q� �o8k=�RIOj/�#� �:*~Q��쭢:"�Cqi�4�ӧ�ˀB��{D��@�0l�>���K����YX�����"��������}�-�P���)c-m����(Sz�}6Al�W�c�XG����k;�?s��>u�a�}�i-�t�>z�P�d(�Ju��b���c�HG���Ջ'?��Bf��`?����^ɶ~��F?3����D':"�X��)���¦TR��\Jt����;��b�S�NG�r���.=jt�������͜���I//���7�q���*ȡ��x����DBG��&�c~�@1�:�N�cm}�:jq�i����C�ǖ&¦:��K1���H�i�[�C]�x��4���OMLt��g �H�܅EX�¦\Ө��@%�0���Ѷ�z}����3�wmi§#r��b����P�'-�^J��ǈ��� �h�h����6q�S��?��בR&�҄PG`�2lx��E�����Pg�gu������{���(�SG��RYC߫"`]aKB������:%:7OŸ���"��l`g������tuW�]י~z�R:u��6��:b�0XiKFe��S�]}4zUѡ>c��<�ܹ&}���6)j�n.� 6:�f�¦:h�I��y���J�Ʋ��h�}g�0�X���q�w�C0W��3��j��z⣣V?��DEGэJΧ�]��V�r��ˬ��9�4��Q��$���u^���z�J�M��y�����9�6��#�Ơ?�i�y(��M!P]gOJეF��?_8���1;�4�9l���*F:"3�\"��]��u��u@�::(��w�=TG�]Bé�,t�ͬG��2Lџ�c��~9~�7'u���� R�PF��Ȼ@55����:҄SG�(�9<��\A�1ʻ��A���'�;+��?�~����Ѭ�C��:ȹ$�ԑspHu���>�]:W���K�U��T�05+5���t����&y�y�*�uD�)`kwv�uT�֑&�:��zJ�����?,@�<ŏr��()�;�+��@2�Qg�������QG�ZW�m�����4a�Qַh�����\�jc�Q=�Wh�w��x鈼DK'B:"�(����"�u�n�(��g����6Q�G�UGd8��h�o�[�Y{��:Nb����3��ȖF�t��V4�cD��v�W���a_� ��tt%Mhu�����z���>��͛k�:ʯ��c��b�#�−�<¦Y�Ȗ(�_G�����[�=LG?�LIZ�K�<�3)�¦c(�S�e�w����@`��'����!�~*��Q���z۪�@�:"��]7��LGii«��8�5�kP-�1e���M���G��������q�FJG�8��**�#r#P��w��JG�QӄWGdh���uh{YSu��D�D����ӑ��4��#��uqZ!�@:"�j��HGK����XG�����=���z�������l��Q�u@�F��#�(gC��:@�@t��q��5ZjFG?3�����x�kE��*�W�!�T���L�Uq�0N�tDF�������@��Z8>����BT�SJ'��Hfe/�#m���T���4$Be��+����8�(� _ӑ��W�S���#��S�,@�s��� tT~"+M�uD��3},x��]���I�j�i1�ʡ.��PG����UQ�Q��p���u����<�+�v�6���M�2ӄZG�=�10��G坽���T:6����.p��K�뉚��̅+l\c8:(���%�x�� ����iB�#r5j�n>,�܍��l�t�,�9�������z�9u�Y�6TLG$c��_T���&�~}�'M�u�b����V����-s�o#+¦���!��RG�)���G*k����A7�p�;���Э������(�\����K���z,܉k¦�5s�9�#2�XK�t���ϣ����c����c��K*r�Neѫ�5��8!�Q˟�X���ļ��-<�+6��W(�4ӿX��\O튩���7GOG�&�����H�=~=�X�y=cC������ć\Gd��\����SP�!���yObEd\�b�l�Y(�TG$Ș$�:��a�a��:��`uDH��@}!�ry;J�Ш�O�K)'��ZzY!w��O�>��CH�\L,���~��*��[�^�LA�g<��S�¦82h����O�!@�����"M�u��߰���vϴ�)�a�-yn_�p����X����JW�s�����}�L��,�����2�6��I5�IGՅ�\�S��<� t7�":Z�O�cC�#r��h7�~z�>u���3S�^�nU�Vc��6�q�_u�^�ERG�y�y�¦\�$tT�id1Ў��ӏ�n�m�>(�u��먵�����抩"�_��;�� ����u�j7h�b���{{��'N¦R�Q���k>I�1�3I���t~O�������=�ƱK؉@�GX���X�ɜ��M�#.�{��?5��xzn�!�F�A�^��R�)�E�s�񗣵���f=�+(�b���`ܠ�E���.��6��i-.))-��6��\�ߢ�3���ʳ��!���>q�u�7�hIɊ���J�+Z��s��:���AEj���g^�;iFႢ⒟JKKKJ�}X���o���=E�Oz��"�endstreamendobj8 0 obj10456endobj9 0 obj<< /Name /Im2 /Type /XObject /Length 10 0 R /Filter /FlateDecode /Subtype /Image /Width 1679 /Height 153 /BitsPerComponent 8 /ColorSpace [/ICCBased 2 0 R] /SMask 7 0 R>>streamx���n����Ѳ�"�غ9�@Vy�? 8�ecd����ǖ��f��S�>?2�\�xk򈗮�(��(�����\w���ⶻ��>��KQEQEQEQEQ���m�;[�v�}�>�a:�������p�N��(��(��(��(�����u��鍵4_N��[��M���C�LQEQ�G�4)��zW��'ix�q�:����(�0��¦��8�����wû~G��M�6Q]�R��2��-��Y�r��?���Og������jxt�־2p����Ui��7>������P�������1�N;��z�"/�R��C�yy��� a�7�����f�Qט��G�� x�[���4�>��4x�qĞU\��ç6��t�G��7Oݳ{,�P4/4/d�Y��W�����j�# ��L/��5�zl��B�u���K������I0+x��f�H���ЬK ��L/�g`�a���@��c�sA9L�/� �!X84�D�G�f]���{a��.9S�ͺ:,г��V?��z�������/2�F���:�2��nެS�O?ͺj[��΅g�-q�j¦�h���<ͺT�#��wG( �(4��F[��30�lp/M�s�ͺZ[���e�e�:X4�D�G�f]����qy>k'ЬP��~��,�a�X��e$S�u��F[���0����s@���sY��I���������O�.I4��[*����u(ğʚ>��7',���I�,�Ь¦m�^t�Ĭ���u��Ь����8�\���묶�PG�d#��-˃?ͺ$Ѭ#����cѦƚʯ�u���Ev��6 5'Ь3E�W5)=�[�M��X4�Ph���{~f݁o_��'�f]5�-�g�2���6?PG��Ь�y�u��G�sۥl�u֠_gVKt�0˺�!nx#9ҬK>�0�2�螥YW�-'¦�h�UC�r�v.����tЬ�y�u��G�JG��yy�f�A��'^R��o.�,�Ь¦m�^t�Ӭ�N¦���YWa��۹,�/y�N�u2�#�C�.U�țd�0�����:��}XK� �0�2�螱Yw`�-S��sA���sY�.��?�<�4�d�G�f]���7̗뒍��h�G�j����Uu#���e$S�u��F[���6�*�\��1ͺj[���e���O!�:���ǡY�*x�S�R}x:^�Yg�Q��"x���}�Y�ġY'>�0�2�螹Yw���o�j�`�u�����>����f�L���ЬK<����XJ��h����G�^A�h��w����ӉC�N ¦�a�ez�={�N���A���D�O�����Y'<�84�R��mn�����u.�*��_�(j#�ӉB�N ¦�a�ez�M����u&¦vh�UC�r��\��x�¦�u2�#�C�.U�ț����x�f��2le��5���f�@���h����f�m�w�^�]�u���6:�yr�>���IѬy�u��G�>��¦"N�Y���8[��̞�Y'>�0�2=�Ь;�T��Z�u���V:�}���y�u2�#�C�.U�ț��IXx"^�Y�/�S��n����YWB4�Ph����f�>d����W�u����:�q��tx�!h���<ͺT�#�E��4���ga���JL!s�<�84��F[��4��������f]5�-�����H�;�:���ǡY�*x�s�ݶ@#�g��u��ps����wNl��)_���Ь¦m�^tӬ{����T�u����:�}$u��9�:���ǡY�*x�s��#��4�¦A�jmxb���¦�Ó�C�N ¦�a�ez�M�N�1�3A���\�2η���CЬ�y�u��G>�4Kx^�Y��z5(�V7���C�N ¦�a�ez�M��5��[�g�f]5�-���e��:B�f�L���ЬK<�Y@��"4�¦�qWu��_�.�T8ۙLh��>��L/�iֽA��&"x:!h�UC�rZ�\�I�1�Y'<�84�R�¦&���hֹ�R�f�0��Y'>�0�2��Y���?���A���b�2��_�u�8�:���ǡY�*x�3!_��@��:u&ΐ'�7���f�@���h���B�n��r��ไ�YWa�i�sYf�8�&B�N$x�qh֥y(�+���1��S��:wh<�Iq2������Z�u��-Ӌn�uC���#���f]5�-���e�D�p�u2�#�C�.U�����nq���5:�)�󯰂�הAhֹ���"SW��������^x��@��l�h��>��L/�i�X�-�H�u���v;�e��m�u2�#�C�.U��T���v`q'� �5e�u1�E�t.���\�7L�c�����Ө���?n4wu��3�:����і�E7ͺ0�m��Gg�f]5�-���e��g��ц�Y'<�84�R�¦a.�������h�y��ub5c�y��:f���&̲����l�Ь¦m�Uhօ)��<�4�!l9Mw.�$��hCЬ�y�u��G>�Xf?���5e�u.���A���^�8¦�>HM�ÿ����˾��V�)�u��F[f�W�u��^���Xh�UC�rZ�\6I��ãA�N&x�qh֥� r=�/���z���h���r>����t��N��E�"�u�j��u�@�,��M���f�@���h����f]����B�9�u��-�v�z������~u�5�:���ǡY�*x��hm�߭�W��Ʊq�1S�b3�!��C���WW^a㍉6̺�c�K4��ڥ5�Ϛ��9�:����і��+ͺQ���мY��R�7&���}���m�u2�#�C�.U�����;>���Y�/4�I��[ݛ�����^����j�����7�1��L��GJ�f]����і�E7�:�>�:�2=n$���p�GE¦�h���<ͺT�#$S����k�4�8Z_�M?��jĬ3<�XU1f��o�E^H�^�qh��>��L,4�&��<�4�����^���������ᡆ�Y'<�84�R�¦�L���g�I�A�N���������a�M�Z����#����/ꑊ�Y�.¦�a�ez�M�n"ߥ��<�:�2=n��v>o9�Y7A��uI�YW�L�գ{�M��84�;��/���tUf�*�T8�R�7��E����G*�f]����і�E7ͺi�{=<�4����!.[ï��f�Y�i�%�f]e2epcI��)�C�N���@6^yE���¦Ѭ����8����E�f�@���h����f�tD/M��@�θL�e{�G���L_2�C�@�N$x�qh֥� ���N����(4��1�>���g�}�c�h���b�X}�t]m�/�84��F[��4�R��>:�4��������Ԧ�b���f�L���ЬK<�A2������(4�ɼh�ͺ�AW�PZ�Գ��f�@���h��ʔf]���1��Yg\�Ǎ�Of]�Nx�h�%�f]er��P����vh����d�u��E6�f����8HY���s/�r�u�
https://timesmicrowave.com/wp-content/uploads/2022/03/lmr-240-llpx-coax-cables-datasheet.pdf | cable | (800) TMS-COAX • www.timesmicrowave.com80TIMES MICROWAVE SYSTEMSLMR®-240-LLPX Flexible Low Loss Plenum Coax Environmental Specifications Performance Property 0F oC Installation Temperature Range -40/+257 -40/+125 Storage Temperature Range -40/+257 -40/+125 Operating Temperature Range -40/+257 -40/+125Electrical Specifications Performance Property Units US (metric) Velocity of Propagation % 76 Dielectric Constant NA 1.73 Time Delay nS/ft (nS/m) 1.34 (4.40) Impedance ohms 50 Capacitance pF/ft (pF/m) 26.7 (87.6) Inductance uH/ft (uH/m) 0.067 (0.22) Shielding Effectiveness dB >90 DC Resistance Inner Conductor ohms/1000ft (/km) 4.0 (13.1) Outer Conductor ohms/1000ft (/km) 3.9 (12.8) Voltage Withstand Volts DC 1500 Jacket Spark Volts RMS 5000 Peak Power kW 5.6 Part Description Stock Part No. Application Jacket Color Code LMR-240-LLPX Indoor/Outdoor Plenum Fluoropolymer Red 54459 CMP/FT6Ideal for… • Indoor/Outdoor Plenum Feeder runs • UL/NEC/CSA rated CMP/FT6 (listed under UL file #E-170516) • Any wireless application (e.g. LMDS, MMDS, WLL, GPS, LMR, WLAN, WISP, WiMax, SCADA, Cellular, PCS, Paging) requiring an easily routed, low loss RF cable for in-building systemsLMR-240-LLPXMechanical Specifications Performance Property Units US (metric) Bend Radius: installation in. (mm) 0.75 (19.1) Bend Radius: repeated in. (mm) 2.5 (63.5) Weight lb/ft (kg/m) .040 (0.06) Tensile Strength lb (kg) 60 (27.22) Flat Plate Crush lb/in. (kg/mm) 85 (1.52)Construction Specifications Description Material In. (mm) Inner Conductor Solid Bare Copper 0.051 (1.30) Dielectric Low density PTFE 0.150 (3.81) Outer Conductor Aluminum Tape 0.155 (3.94) Overall Braid Tinned Copper 0.178 (4.52) Jacket Red Fluoropolymer 0.214 (5.43) (800) TMS-COAX • www.timesmicrowave.com81TIMES MICROWAVE SYSTEMSLMR-240-LLPXAttenuation(db per 100 feet)100101Frequency (MHz)Attenuation vs. Frequency (typical) 10 100 1000 10,000 Calculate Attenuation = (0.248520) • FMHz + (0.000183) • FMHz (interactive calculator available at http://www.timesmicrowave.com/cable_calculators)Attenuation: VSWR=1.0; Ambient = +25°C (77°F) Power: VSWR=1.0; Ambient = +40°C; Jacket = +75°C (167°F); Sea Level; dry air; atmospheric pressure; no solar loading Frequency (MHz) 30 50 150 220 450 900 1500 1800 2000 2500 3400 5800 8000 Attenuation dB/100 ft 1.4 1.8 3.1 3.7 5.4 7.6 9,9 10.9 11.5 12.9 15.1 20.0 24.3 Attenuation dB/100 m 4.5 5,8 10.1 12.2 17.6 25.0 32.5 35.7 37.7 42.3 49.6 65.6 79.7 Avg. Power kW 2.5 1.9 1.1 0.91 0.63 0.44 0.34 0.31 0.29 0.26 0.23 0.17 0.12(800) TMS-COAX • www.timesmicrowave.com82TIMES MICROWAVE SYSTEMSLMR®-240-LLPX Flexible Low Loss Plenum CoaxLMR-240-LLPX Connectors Inner Outer Finish* Part Stock VSWR ** Coupling Contact Contact Body Length Width Weight Interface Description Number Code Freq. (GHz) Nut Attach Attach /Pin in (mm) in (mm) lb (g) 1. BNC Male Straight Plug TC-240-BMC 3190-242 <1.25:1 (2.5) Knurl Solder Clamp S/G 1.7 (43) 0.56 (14.2) 0.040 (18.1) 2. Mini-UHF Straight Plug TC-240-MUHF 3190-445 <1.25:1 (2.5) Knurl Solder Crimp N/G 1.1 (28) 0.45 (11.4) 0.014 (6.4)) N Female Bulkhead Jack TC-240-NF-BH-X 3190-2888 <1.25 (2.5) NA Solder Crimp A/G 1.7 (44) 0.88 (22.2) 0.115 (52.2) 3. . 4. N Male Straight Plug TC-240-NM 3190-382 <1.25:1 (2.5) Hex Solder Crimp N/S 1.5 (38) 0.75 (19.1) 0.086 (39.0) 5. N Male Straight Plug TC-240-NMC 3190-244 <1.25:1 (2.5) Knurl Solder Clamp S/G 1.5 (38) 0.75 (19.1) 0.082 (37.2) 6. SMA Female Bulkhead Jack TC-240-SF-SS-BH-X 3190-2896 <1.25:1 (2.5) NA Solder Crimp SS/G 1.1 (29) 0.31 (7.9) 0.019 (8.6) 7. SMA Male Straight Plug TC-240-SM-SS-X 3190-2898 <1.25:1 (10) Hex Solder Crimp SS/G 1.0 (25) 0.32 (8.1) 0.016 (7.3) 8. SMA Male Right Angle TC-240-SM-RA-SS-X 3190-2900 <1.35:1 (6) Hex Solder Crimp SS/G 0.8 (20) 0.65 (16.5) 0.019 (8.6) 9. SMA Male Rev. Polarity TC-240-SM-RP 3190-326 <1.25:1 (2.5) Hex Solder Crimp SS/G 1.0 (25) 0.32 (8.1) 0.016 (7.3) 10. SMA Male Straight Plug EZ-240-SM-PL-X 3190-3075 <1.25:1 (6) Hex Spring Finger Crimp A/G 1.0 (25.4) 0.32 (8.1) 0.016 PL) 11. TNC Male Straight Plug TC-240-TM-X 3190-2797 <1.25:1 (2.5) Knurl Solder Crimp N/S 1.7 (43) 0.59 (15.0) 0.043 19.5) 12. N Male Right Angle TC-240-NMH-RA-D 3190-2426 <1.35:1 (6) Hex/Knurl Solder Crimp A/G 1.2 (32.4) 1.22 (31.0) 0.091 (41.7) * Finish metals: N=Nickel, S=Silver, G=Gold, SS=Stainless Steel, A=Alballoy **VSWR spec based on 3 foot cable with a connector pair TC-240-MUHF3190-445TC-240-NM3190-382TC-240-NF-BH-X3190-2888TC-240-BMC3190-242134TC-240-NMC3190-244TC-240-SM-SS-X3190-2898TC-240-SM-RA-SS-X3190-2900TC-240-TM-X3190-2797TC-240-SM-RP3190-326TC-240-SF-SS-BH-X3190-2896526911101287TC-240-NMH-RA-D3190-2426EZ-240-SM-PL-X3190-3075(800) TMS-COAX • www.timesmicrowave.com83TIMES MICROWAVE SYSTEMS Part Stock Type Number Code Description Ground Kit GK-S240TT GK-S240TT Standard Ground Kit (each)Hardware AccessoriesLMR-240-LLPXGK-S240TTCCT-023192-165CT-240/200/195/100 - 3190-667Install Tools Part Stock Type Number Code Description Crimp Tool CT-240/200/195/100 3190-667 Crimp tool for LMR-100, 195, 200 and 240 connectors Strip Tool CST-240A 3192-152 Prep tool for LMR-240 connectors Deburr Tool DBT-U 3192-001 Removes center conductor rough edges Cutting Tool CCT-02 3192-165 Cable end flush cut tool Replacement Blade RB-02 3192-166 Replacement blade for cutting tool Replacement Blade Kit RB-CST 3192-086 Replacement kit for all CST strip tools Weather Seal Boots WSB-240 3109-400 Weather seal/strain relief boots (10 pk) for use with most popular LMR-240-X series connectors DBT-U3192-001WSB-2403109-400CST-240A3192-152RB-CST3192-086
https://brand.hubersuhner.com/api/asset/eyJjbGllbnRJZCI6bnVsbCwiaWQiOjExNjM5MywidGltZXN0YW1wIjoxNjk4NTk5ODE0LCJ2ZXJzaW9uIjoxNjk4NTA5MjY0fQ:huber-suhnerag:oFRi1ztUzD44hGXwTiMqtHQdNXJMt4OySOvqC25Slvc/download | cable | %PDF-1.4%����1 0 obj<</Creator (Apache FOP Version 2.7)/Producer (Apache FOP Version 2.7)/CreationDate (D:20240723152615+02'00')>>endobj2 0 obj<< /N 3 /Length 3 0 R /Filter /FlateDecode>>streamx��gPTY��{��M���I��$�$A��@w�i��AQdpFI� ���AFQŀ((��N#��2�"**K�٭���U[�g��x�sO�s�[����1������M��:�1��C�H�(�JN�����!���c����sϑ��>��qy�v�y����%��.��ʱlN2k�w�r4;�-��8=%1�{�i��W�-��o�!�o\�V��k������Z�kL�0+���t�j�+���¦iA/�o3���`?�(��O��f+�y�S/T�����7����o��r�L@�ʿr��`�Q�WN��=t����8@W)��X���o9���Ȁ�� r����"�dQ�(s�+*�JG�*PM��5�(j��F���hS�:��F����ї���)�"���hc,1^�pL�S�9����Lc>`X�!���b��l/v;�]Ɖ�Tq�8/��+�5�zpwqӸe�^o�����w�+�m�k�'��A�`F�!�v*g7���DQ�hO%��O/ߒH$5�)��B�Oj&]%=#}��芸��ErEjD:EFD^�qdU�-y+9�\A>G�K�ŉ��ڋ����=/:.�(F3�K+k�)6K�P�(�6%�r�r�2EEP���Tu��z�:MC��i��XZ�G�mA�"n$ �!^#~Q�OG����xz�,}��IBN�V�#�O�MbDbIRF�F�#Y(�.9*�I�!�('u@�K�4RZK�G:]���5�y���K�P��cYXVK�W6[���좜���\�\��U�yy���¦�¦�¦���U�J!F�\��K�8ÖϨd�3e]S����ԕ���ڕ�*㕙ʑ���}�**�*9*�*�Uq�L�h�ê�Kj�j�j{պ�f�%�]ճ�[՟h�4�5�44h�5��q�G4�i�Z�Z�Z5Zw�am��#���P���q�5��!�����L��u=t�t�t_�������o��ߨ?a@1p3�3�1��PːeXc�`=i��������iq��=4�{�5�3�bbj�3i3�3U13�5gҘ��b�3���Y�����&�)�g���б��h��ݠ����qÔ��e�e�%ߊafůo�hn�`��Fنm�d3c�ik{�����Ϯ�n���~��e���C�Ð#��߱�񙓒S�S�ӂ��s��e�����qW9W�k�낛���~w��&�j��Z<�O����瓍��������A�����I޿��}�}j¦^����l�nڶ�e�{?;���T��r@h@s�R�C`Y ?H/hG��`�����LH@HS��f�͇6O����mQߒ���V��[/n#o�v.��9�+�!¦1�5�6b�e�:�zŶa���8��2�L�edY�l�e����h�������7�.�u�Kq^q'�V����a�n������Éډ��$�CI >stream application/pdf x-unknown 2024-07-23T15:26:15+02:00 Apache FOP Version 2.7 1.4 Apache FOP Version 2.7 2024-07-23T15:26:15+02:00 2024-07-23T15:26:15+02:00 endstreamendobj6 0 obj865endobj7 0 obj<< /Name /Im1 /Type /XObject /Length 8 0 R /Filter /FlateDecode /Subtype /Image /Width 1679 /Height 153 /BitsPerComponent 8 /ColorSpace /DeviceGray>>streamx��y`���'�R@@AT@�*J�x�TQ�@�ĢR<T�j=�Q��Պx���"�VP#�5V��J�3�$��yr=��;ߝ�������o���f?ϳ;!��W�v�W��A�0Ci���k�6oEi�UO骅o>�{�)݂�f0�8��+&-�f����37��S�1�&F�<E5���v��Y0��=R��O�Bo=L嗒��/�7}��c������E�#�i\p2��{.[RR\T�ޔ�7_2谨ܝ{��^�1Q#�œrv�(<��n^ŖHŢk(��] ̓�����`OZ��������%�"�z��\�X�{���/��v�_�>m�=c�轻�ys��'�'D5�RnF[�2��`����-�BA���_4��p����Tmi�.Q�ƪ9�_���Ihd���*�>W���m�5�I�ʫ��h�O���¦��D��+�m?Z!�~4�凒�R��Ѵ:�A%y���5J(+z>w�a�dN_@�FG�uTˆ�����k$":JR�䱋�ENB���A�\��񮾉�Q���߻�H�0:��y~~Ng�3XДё?:JPU��?���WK�t��$_�$M�����[��`t$F����2şH=FGT���I��$@+FG��(�o�����DNG5�:史�r�t�-��ߪ���#1�td�k����ɧH�M����^���GIհ*/,��\.״�bt$F����N��#?�uw}"����#�ڔ���gQYVūG�>��!������}1:�PG�C��q��u`.��ёY֖�n�FVG5�uy����vw�=l!�Q��=E�1:�K!�������4��s�(�Ȫ~�:E��p�2����Z�(�#1*ud�%���H��ܜI��ё&�¦����#�#˪��dgȶ��C�͡7ft$F���sD�0:r��.�¦e������~��))בe��~����J�����+�#1ju�#e�FG�()<�@U�#}:�����D^GV��Mp��f��m����gt$F����Ek1:r�[�E�Rj�ԑ��^��}Yַ��+���u�cj�FGb�h�ޢ�I������3�4:Ҫ#�D4�&:�6�%8������u�E�#1�ud�,����5U�r�>�����*�>������gA/Ǯ�����;��Q�#�Q�FG<ۜs&�zFG�ud}ş YV�,he��eX<Ko��H�r�Y<��H�w9��匎t�Ț���Y��Z��*?�y<�Q�#1�ud��$FG�¦��T3:Ү#���*6:���N�>��j�e��FGb���ņrFGr�f>����Q��n�GG�ø�&�P�F����Q�#�IQN�#i�e=�j�ב��v¦tdUǿ�tp�_�Xɚ�at$�U���5:����(et���k�݊���U��מ�t����d5lt$�YE#��d�@?�@)�� t��>�7A�td��j#o�h���<�ղё?t$ވ��H���Wr@%�� tD�QG�td�Ep���c>w����������5����&�L������Z��/m�Ct����j���0�i�#1��Ț Hjt0�v�:FG��Ⱥ�խx�Ț&��¦����1������H�?:�!�r��`5mn?P��(��3U8��9�;��ݶёt$ڈ���A����*������Ht��I~?���d7nt$�'Y��I���uuf��#�F��#�1J�w2�ݳ��٭��KG����� (�j���Q@:�F���f��@�����M�nt$�/Yw�A�;{U���Ѧf�n�NG֡�K��W��1�.�FGb¦�w#>�#�;Y�"FG�u���]��p���Z�[��H�o:���0:�X�X�(bt��3@㧣�-S¦#s�����׾ё�t�ۈ���L{���QP:z�ޭ����]�>p�ｪ��k��H��:�l�gt�=P��((�G�Vu�������}n�FGb¦ԑ5�������-P��((�@�VuT����7�n:�\�`t$�O�ua%5:B���J��h��z^���f(F��լc�#�4��^�sU�$FGb�ԑ�+���3�,@�#y�L=:�˧�CQ�K�QGw�>g]���L:u���>����H��:bn�gt��Җ(at�QG�(O ���O�Vu�!�svЛQe/�%����¦��Q#F�p��)�6���?�ё_u�܈���6x�`t�@G�\P!�pj�⨣m��ڝ(��00�{H-�����N��%�FGb�Ցu=���m���ё�+�P/�Xꈳ:*�RVM�,v�z�3�_I������#�F¦FG0�g*��Q���Q�@���+Γ�3�]DG��$>�Sl�r�1��A�Q���H�*�X�g�����������#�������$8��*���q5ܞ����<�ro�5�`t�FG�¦�(�S��騛�c��(?���G��=���Ļ�:A!o�T�zߺ��}I��H��:�o�����H�����~���B��/=P��H��ZI�=�=�[a�Q�9?B�]ܽS�ӑ�+k����R���M-FGb�֑5��@�u��/��5�V(`t�HG���eB�#Bھ��m��Ļ��{���vZ�^]��+y��&1:㻎,��.�#B���[Vϴ2@�#U:�^v��L�uD���kd�z��SHF�~�)����2O�2:㿎VPVﵿtA�tD��PxkPZ��ё*M���tU���#��:�aN*��&R�yH�K�T��r�O�{���H��:�r�cr�����P��Ҋ��T��%�*_ѻr�k���_�t���y�^w���X�\��Ѡ���8(��=�}����>@�#U:z_����n�]Gm�E��+T��#hP�O�IG4Z�U^$�+�#1td�����yI�@Z��ё*����7z�®#l���=�-�вƻ��q�ѡ#��_�kDQGB�?�V(�Ω^��QG�e��H�V�u4�O�Nǳ��#�U�mm�t4�����lZt�؈�{�Q�t{}2�R�⨣�%��SNR���h���DR�::I�����I��1��Y��(�/E�߀Ji��C����06����@� �Գ�z!k�:��^2���ѣ�����f˗�����i��CM�-r5�[��сH�c$�z��aH�F6�{���y��ѣ#���^��I!�!�K�����(럲5*vct+�:��!�4��u�T�<�>q�FGb4�ȶߓ�"���J��*¦!n::t�t��Y��t4�q�0�(�Q_$OZ%�u������.G;0:�IG����/�PG�v�y��@��>*=�V(���Q����s�����g��LG��X�e�6HBǟ�<�3:�KG�n\!¦�ͣ_�tx�L�����hm�Zs�k�C;�������d��u���ɣr�2��Ѧ����ΐ?>�:ꀄ�kZ��D\G8�٭����P9�}U� ���2S���ܠMG�Ĕ�?<�:�AB���T��#�E�®���'��O�ڎw�D�ͭ]�w��H�>�n��Q��(�Z$��޾`t�g}��$a��3H��ڎw�#]P�V������Q�F¦[������h��E*����9���N�^�=�,�ƻ�.G2���lwÿ���h�Q�F¦ˤ�����=Xl���>`t�ev�[�����T��d�x���PH�¦��&�ё�:Z�xϚ#}p�t�1��Kz���Xޑ׭0�(c$�u�e�;�u��buϜ������Q�F¦�I5�G�ͮ��2X�qX{�W!�Qˡ�T{rO��:"�Р��g��ۈё�:j܈�.�c���c���rl�VQ���5�y����6��R8ԏ�4N`���:�s�MUC�.��0��lt��:�^�oa�����Q�AO�p�pvz��b����p�O$\:Z6=��KW#��yޑ�TO�����k�^q}��C�����Q�\�#����*�Ր�������D��K-����+�K¤#Uu��YG�q��)�Ԓ�1�Ѭ���6�k#=84�:RE�-K�Q�0:���Z�(�ꨢ�#��:����4�u�¦�FGb4�Ⱥ����e4:Jb��%�#U/�ycC��L㷎H��hsVi0:�[G��I��6:Jb�`�4���l{�w��4C��L㻎�Q���vg~�FGbt��z����d�3:J0ߞ%�(���r�����heV��:"�(n���̕ʍ��(��}}p��յ^�V���$س%�#;��S�������_G��Y%�ӌq����(���2�R�F¦���Q+��Y�b���A�#}x�i$v:Zނ����7A�>��6:�DG�����hbo�&��wd,��#E�֪�'v:���F���!�/KS5�~����(��*B�mv��ɍ�2�$�0:�����,AE�ctD�x��mg��h��_FB�u��fFGb�e�E���m,�l��Ȫ<Ι%�(��X,8�ץ1�Q)}�9:"v(n����Q��ci���ޑX�Kv=k�#�^J���80:bR]�]�;n:�DO�EG~�1j���Znt$F�����w��Bb#�ђM-hN�L'FGV��*f:���F���튛��)�e�#1jt41q���9��$�D�u�CgZ�@�P0:�Q���� V:���h��U�ڎ�FGb��hf�����]��U����h}�� ��0:�S��[q�Q�,���m-rWR�5:�FG�&�x�v���s�ғ�%�(T��wgv+>:�����j��m�.eʙё5:�HN��Z���m���rM�[G_�͸"�G�ct$���n�FGkN�¦��tDz��-'�9[5:�hͺ�2G���F{��Gb��7ڱ�H�Q���$VG�Ek":��wct+.:z�����:"��7��d��e!��i�S�-:��VOv��1�іQ쩔��0Q���ְ̞'����*f�?����R�bhD���Bqsv��)!���D[(YttM�������hosk�Qب��S���nP�&�#���Aq���¦�X�$zuDZݱEq��8�C:z�ׇ�P��(���>D�%�:Z>��ʌ�( L��Q�}n¦G�-y���eH��x�s�`�(�����E1$�[pI�t�7�"L��(.��z*_ْ��{�h�:)�!g��"i�o�(YYS��>�Ỏ���`���w(*�忂��6'��8�R)j::�����gbb���{p.�4¦��������t�5���B�tD��$[�jGLG�����I4�;Z"��=:J�i�؂/�����Vy>T���fS���)����ԯ�ؗXu�a�K�ӯ�~�]����a����t��PœDc�H~��g������u��[��c�:J�}�s�oP@Ǿ��P���EPų)����Q)���A}N�:�<��B�P��?�ˢ!�+(:z*����6ؗ־�Ju��l�C�%��#kۙ�s*�mK*=.z�+T�}Qo���R�;_Kl��I�RQ��M��T�3n:���t�%�(:z*���׳�h�8+)ԑ��d�<�H�Ȫ�}�D������s���d�]����p�`�zSJEMG�if�;Y��ԝ�^�RttP����}}�WM�RG��K���^!�:����9�J�o��2k�����J��Po¦I��{mV2���#�dS���tS?�,~:r�(���&���t��¦g�Z�`Cd�QJ��a-���~�"�#k��K�({u�7����p-���lu�ae��f톭���&���D�ѯ*=�^�o@>1ԑu�8PU���I�V9k��'�z_PJ)Ց�6�0������9�]�:��*�+q�\��meN��TΈ�V�:�6j:z2�B�,\⨣m�e ���ttP&�'���Ns��c�Qj)�ѣ��F�D^G�m\�PGu��ʆ�?�����o���-�?��['Wb�fъEMG��O��Kud��6�i�:j�>t��-P�R�Z��RIK�}u�����'oI��k�M��.n��u�q��D�ޝA��Z���Һ5�h���G�uT~>�3᳢,@M]:eH�}a�7ThA��E��Hz��l[�0�(����c�)���ƃK]Υ ��[�cIql^x�C����%c���7i8�\G[��5�e�m%���=�N-kǦ�m8�Ô�XJ2�:Z$[�[�p���1�SRe:�J��T�F�3�c����Z˦��ʝ��kQvM'1���z��<�E�YPR�����I6�y�]��i��܇��j��%S:�[zr�f[�p�¦��%�2�\��Q�����:ꌃ��%��-��oߌ�ޭ�E�.�P���^�u����&�:<,�g*j�ѹ@�t�{���%��*u$�2�ڶ\{�tt:w��}��ȱ�a�Xڕ��4\�������+��#�E'�:��Te07PP����(�ZU.��¦&�����N&޾8����_��n��=6�ͱ�i���Q}���(B'�:"�BiWs�������т)���@&����h���'U�#�r���YH=�u�(#:�-&�b�ePKt�A���Q[ll&sZv��>M��:�V���"#�ڧ��t��ޠdGu�<ڀ?�S����u�?֊q� �o8k=�RIOj/�#� �:*~Q��쭢:"�Cqi�4�ӧ�ˀB��{D��@�0l�>���K����YX�����"��������}�-�P���)c-m����(Sz�}6Al�W�c�XG����k;�?s��>u�a�}�i-�t�>z�P�d(�Ju��b���c�HG���Ջ'?��Bf��`?����^ɶ~��F?3����D':"�X��)���¦TR��\Jt����;��b�S�NG�r���.=jt�������͜���I//���7�q���*ȡ��x����DBG��&�c~�@1�:�N�cm}�:jq�i����C�ǖ&¦:��K1���H�i�[�C]�x��4���OMLt��g �H�܅EX�¦\Ө��@%�0���Ѷ�z}����3�wmi§#r��b����P�'-�^J��ǈ��� �h�h����6q�S��?��בR&�҄PG`�2lx��E�����Pg�gu������{���(�SG��RYC߫"`]aKB������:%:7OŸ���"��l`g������tuW�]י~z�R:u��6��:b�0XiKFe��S�]}4zUѡ>c��<�ܹ&}���6)j�n.� 6:�f�¦:h�I��y���J�Ʋ��h�}g�0�X���q�w�C0W��3��j��z⣣V?��DEGэJΧ�]��V�r��ˬ��9�4��Q��$���u^���z�J�M��y�����9�6��#�Ơ?�i�y(��M!P]gOJეF��?_8���1;�4�9l���*F:"3�\"��]��u��u@�::(��w�=TG�]Bé�,t�ͬG��2Lџ�c��~9~�7'u���� R�PF��Ȼ@55����:҄SG�(�9<��\A�1ʻ��A���'�;+��?�~����Ѭ�C��:ȹ$�ԑspHu���>�]:W���K�U��T�05+5���t����&y�y�*�uD�)`kwv�uT�֑&�:��zJ�����?,@�<ŏr��()�;�+��@2�Qg�������QG�ZW�m�����4a�Qַh�����\�jc�Q=�Wh�w��x鈼DK'B:"�(����"�u�n�(��g����6Q�G�UGd8��h�o�[�Y{��:Nb����3��ȖF�t��V4�cD��v�W���a_� ��tt%Mhu�����z���>��͛k�:ʯ��c��b�#�−�<¦Y�Ȗ(�_G�����[�=LG?�LIZ�K�<�3)�¦c(�S�e�w����@`��'����!�~*��Q���z۪�@�:"��]7��LGii«��8�5�kP-�1e���M���G��������q�FJG�8��**�#r#P��w��JG�QӄWGdh���uh{YSu��D�D����ӑ��4��#��uqZ!�@:"�j��HGK����XG�����=���z�������l��Q�u@�F��#�(gC��:@�@t��q��5ZjFG?3�����x�kE��*�W�!�T���L�Uq�0N�tDF�������@��Z8>����BT�SJ'��Hfe/�#m���T���4$Be��+����8�(� _ӑ��W�S���#��S�,@�s��� tT~"+M�uD��3},x��]���I�j�i1�ʡ.��PG����UQ�Q��p���u����<�+�v�6���M�2ӄ
https://timesmicrowave.com/wp-content/uploads/2022/06/spp-datasheet.pdf | cable | ISO 9001 CertifiedSPP™ Low Loss, Low PIM Coaxial CablesSPP™ Low Loss, Low PIM Coaxial CablesDynamic PIM Test ResultsTypical VSWR & Insertion LossSPP-250-LLPL, SPP-375-LLPL, SPP-500-LLPL 50 Ohm low loss, low PIM cable assemblies • Available in any required connector configuration and length• Large selection of standard configurations for quick delivery• Check inventory at StockCheck on our website• Available connector interfaces: SMA, N, 7-16 DIN,4.1/9.5 mini DIN, 4.3/10.0 DIN• 100% tested for static and dynamic PIM, VSWR and inserion loss• Serial marker band includes PIM, VSWR & IL test data which isretained and accessible on the Times website• 10 year Times Microwave warrantyFlexible, Low PIM, Plenum RatedJumper Cables• -160 dBc PIM for optimal systemperformance• UL listed, type CMP (plenum),UL file #E-170516• Super flexible for ease ofinstallation• Corrugated copper outer conductorproviding greater than 100dB ofshielding• Durable FEP outer jacket is suitablefor both indoor and outdoor useSPP250NMNM1.0MMajor CarrierApproved!SPP™ Coaxial CablesInner ConductorOuter ConductorDielectricJacketVelocity of Propagation: %76%76%76%Impedance: Ohms50 Ohms50 Ohms50 OhmsCapacitance: pF/ft (pF/m)27.0 (8.2)27.5 (8.4)29.0 (8.8)Inductance: µH/ft (uH/m)0.067 (0.22)0.067 (0.22)0.069 (0.23)Shielding Effectiveness: dB>100>100>100Center Conductor DC Resistance: Ohms/1000 ft/(km)3.0 (9.84)1.30 (4.26) 0.82 (2.70) Shield DC Resistance: Ohms/1000 ft (km)2.00 (6.56)1.52 (4.98)1.00 (3.28) Attenuation & Average Power @ MHzdB/100 ft (dB/100m) Kw dB/100 ft (dB/100m) Kw dB/100 ft (dB/100m) KwPhysical SpecificationsEnvironmental SpecificationsJacket: FEP; OD: in(mm)0.280 (7.1)0.402 (10.2)0.500 (13.4)Outer Conductor: Corrugated Copper Tube; OD: in(mm)0.250 (6.3)0.380 (9.6)0.472 (12.1)Dielectric: LD PTFE OD: in(mm)0.190 (4.8)0.285 (7.1)0.370 (9.4)Center Conductor: OD: in(mm)0.068 (1.7)0.100 (2.7)0.136 (3.5)Bend Radius: in(mm)1.25 (32)1.38 (35)1.50 (38)Bending Moment: ft-lbs (N-m)0.8 (1.0) 1.7 (2.0) 2.0 (2.4) Tensile Strength: lb (kg)150 (68.2)175 (79.5)210 (95.5)Flat Plate Crush Strength: lb/in (kg/mm)100 (1.8)100 (1.8) 110 (2.0) Weight: lbs/1000 ft (kg/km)66 (78) 115 (127)200 (167)Electrical SpecificationsInstallation Temperature Range °C/°F-55/+200 (-67/+392º) -55/+200 (-67/+392º) -55/+200 (-67/+392º)Storage Temperature Range °C/°F-55/+200 (-67/+392º) -55/+200 (-67/+392º) -55/+200 (-67/+392º)Operating Temperature Range °C/°F-55/+200 (-67/+392º) -55/+200 (-67/+392º) -55/+200 (-67/+392º)Connectors (solder body) (Connectors with BLK suffix packed 100 pieces per bulk pack)N Male StraightTC-SPP250-NM-LP (3190-2833BLK)TC-SPP375-NM-LP (3190-2951BLK)TC-SPP500-NM-LP (3190-2946BLK)N Male Right AngleTC-SPP250-NM-RA-LP (3190-2834BLK)--N Female TC-SPP250-NF-LP (3190-2851BLK)TC-SPP375-NF-LP(3190-306BLK)TC-SPP500-NF-LP(3190-3011BLK)N Female BulkheadTC-SPP250-NF-BH-LP (3190-2835BLK)--7-16 DIN Male StraightTC-SPP250-716M-LP (3190-2853BLK)TC-SPP375-716M-LP (3190-2940BLK)TC-SPP500-716M-LP(3190-2945BLK)7-16 DIN Female StraightTC-SPP250-716F-LP (3190-3002BLK)TC-SPP375-716F-LP (3190-6119BLK)-7-16 DIN Male Right AngleTC-SPP250-716M-RA-LP (3190-2854BLK)--SMA Male StraightTC-SPP250-SM-LP (3190-2947BLK)--SMA Male Right AngleTC-SPP250-SM-RA-LP (3190-3006BLK)--4.1/9.5 mini DIN Male StraightTC-SPP250-4195M-LP(3190-3014BLK)--4.1/9.5 mini DIN Right AngleTC-SPP250-4195M-RA-LP(3190-3027BLK)--4.3/10.0 DIN Male StraightTC-SPP250-4310M-LP(3190-6144BLK)-TC-SPP500-4310M-LP(3190-6213BLK)4.3 /10.0 DIN Male Straight (Snap-on)TC-SPP250-4310MS-LP(3190-6201BLK)--4.3 /10.0 DIN Male Right AngleTC-SPP250-4310M-RA-LP(3190-6180BLK)--4.3 /10.0 DIN Female Straight TC-SPP250-4310F-LP(3190-6197BLK)--4507008501900210023002400490058003.8(12.5) 1.01 4.8 (15.8) 0.81 5.3 (17.4) 0.738.1 (26.6) 0.478.6 (21.1) 0.459.0 (29.5) 0.439.2 (30.1) 0.4213.5 (44.4) 0.2814.8 (48.7) 0.262.5 (8.4) 2.11 3.2 (10.6) 1.673.6 (11.7) 1.505.5 (18.1) 0.975.8 (19.1) 0.926.1 (20.1) 0.876.3 (20.5) 0.859.3 (30.7) 0.5710.3 (33.8) 0.522.3 (7.4) 2.632.8 (9.3) 2.073.2 (10.4) 1.874.9 (16.1) 1.205.2 (17.0) 1.145.4 (17.9) 1.085.6 (18.3) 1.058.4 (27.5) 0.709.2 (30.3) 0.63Cable ConstructionInner Conductor: • SPP-250-LLPL: Solid bare copper• SPP-375-LLPL: BCCAl• SPP-500-LLPL: BCCAlDielectric: Expanded PTFEOuter Conductor: Seam welded corrugated copper tubeJacket: FEPSPP-250-LLPL SPP-375-LLPL SPP-500-LLPL• Jumpers available in any lengthwith most popular connectorcombinations• iBwave VEX files available atwww.iBwave.comSPP™ Coaxial CablesSmart Part Number Key for SPP Low PIM JumpersSPPXXXYYYXXXYY.YXCable Size250 = SPP250-LLPL375 = SPP375-LLPL500 = SPP500-LLPLLength (2 or 3 Characters)(YY.Y or Y.Y)Feet: 0.5 increments onlyMeters: 0.5 increments onlyConnector Codes (2 or 3 Characters)DF = 7/16 DIN FemaleDFB = 7/16 DIN Female bulkheadDM = 7/16 DIN MaleDMR =7/16 DIN Male right angleNF = N FemaleNFB = N Female bulkheadNM = N MaleNMR =N Male right angleSM = SMA MaleSMR=SMA Male right angle41M = 4.1/9.5 mini DIN Male41R= 4.1/9.5 mini DIN Male right angle43F=4.3/10.0 DIN Female43M=4.3/10.0 DIN Male43S=4.3/10.0 DIN male (snap-on)43R=4.3/10.0 DIN male right angleF= Feet M= MetersMany assembly configurations are available from stock. Refer to the on-line StockCheck for specific configurations.ex. SPP250NMNMR2.0M (N Male to N Male right angle, 2 meters)First ConnectorSecond ConnectorElectrical:• Insertion Loss not to exceed (1.1 x published attenuation + 2 x 0.15dB)• VSWRMaximum of 1.25:1 up to 3 GHzMaximum of 1.35:1 up to 6 GHzPIM: (measured using two +43 dBm carriers)• IM3: < -160dBc (static and dynamic)• IM3: SMA’s < -155dBc (static and dynamic)• IM3: QMA’s < -140dBc (static only)About TIMES MICROWAVE SYSTEMSTimes Microwave Systems, was founded in 1948 as the Times Wire and Cable Company. Today, the com-pany specializes in the design and manufacture of high performance flexible, semi-flexible and semi-rigidcoaxial cable, connectors and cable assemblies. With over 60 years of leadership in the design, develop-ment, and manufacture of coaxial products for defense microwave systems, Times Microwave Systems isthe acknowledged leader, offering high tech solutions for today’s most demanding applications.Cable assemblies from Times Microwave Systems are used as interconnects for microwave transmitters,receivers, and antennas on airframes, missiles, ships, satellites, and ground based communications systems,and as leads for test and instrumentation applications.As a highly specialized and technically focused company, Times Microwave Systems has been able tocontinually meet the challenges of specialty engineered transmission lines for both the military andcommercial applications, drawing upon our:• Thousands of unique cable and connector designs• Exceptional RF and microwave design capability• Precise material and process controls• Unique in-house testing capabilities including RF shielding/leakage, vibration, moisture/vapor sealing, phase noise and flammability• Years of MIL-T-81490, MIL-C-87104, and MIL-PRF-39012 experience• ISO 9001 Certification• AS-9100 CertificationIn 2010, Times Microwave Systems introduced its Times-Protect™ line of lightning and surge protectionsolutions to address the challenging needs of wireless systems in the 21st century.With over 60 years of Times Microwave Systems aerospace cable and connector technology experienceand unparalleled design expertise, Times Microwave Systems’ staff of Field Applications Engineers canhelp to provide the right solution for your interconnect applications.SPP-02/17© 2016, Times Microwave Systems, Wallingford, CT 06492World Headquarters: 358 Hall Avenue, Wallingford, CT 06492 • Tel: 203-949-8400, 1-800-867-2629 Fax: 203-949-8423International Sales: +1 203-949-8503 • +1 800-867-2629 China Sales: TMC Building 4, No. 318 Yuanshan Road, Xinzhuang Industrial Park, Shanghai, China 201108 Tel: 86-21-5176-1209 Fax: 86-21-64424098www.timesmicrowave.comSPP™ Coaxial Cables
https://source.z2data.com/2023/11/6/0/11/28/873042/4729546/PdfFile_110938.pdf | cable | DescriptionEacon: Field mountable flexible microwave cables50 Ohm, 18 GHz, 200°C, ø5.4 mm, FEP jacketTechnical DataConstructionMaterialDetailDiameterCentre conductorCopper, Silver platedWire1.4 mmDielectricPTFE-LD4.15 mmOuter conductorCopper, Silver platedwrapped Foil, 100%4.28 mmOuter conductorCopper, Silver platedBraid4.9 mmJacketFEP (Fluorinated ethylene propylene)5.7 mmPrint: HUBER+SUHNER EACON 4C 50 OHM Lot-No..Electrical DataImpedance50 ΩOperating Frequency18 GHzCapacitance87 pF/mVelocity of signal propagation77 %Signal delay4.3 ns/mScreening effectiveness≥ 90 dB (up to 18 GHz)Operating voltage≤ 2.6 kVrms (at sea level)Mechanical DataWeight7.3 kg/100 mMin. bending radiusstatic15 mmdynamic25 mmEnvironmental DataTemperature range-55 °C ... + °CFlame propagation testFAR 25.869,Halogen freeNo2011/65/EU (RoHS - including2015/863 and 2017/2102)compliant1907/2006/EC (REACH)compliant2000/53/EC (ELV)compliant2012/19/EU (WEEE)no special marking neededAdditional InformationRemarks(For details refer to the HUBER+SUHNER RF CABLES GENERAL CATALOGUE or contact your nearest HUBER+SUHNER partner)Suitable ConnectorsCable groupU94 EACON_4CData SheetFlexible microwave cableEACON_4CItem: 84048293Page 1/2Document: DOC-0000711827 X / PDO M / date of publication: 14.10.2020 17:53:12 / uncontrolled copyMatrixtypical Attenuation [ formula: (a*f^0.5 + b*f) ] and maximum Power CW [ formula: (p/f^0.5) ]Coefficients:a = 0.2291b = 0.0071fmax = 18P at 1GHz = 907FrequencyNom. attenuationNom. attenuationMax. CW power(GHz)(dB / m)(dB / ft)(W)sea level 25° Cambienttemperaturesea level 25° Cambienttemperaturesea level 40° Cambienttemperature0,90,220,0689561,80,320,0986762,70,40,1215523,60,460,1404784,50,520,1584285,40,570,1743906,30,620,1893617,20,670,2033388,10,710,2163199,00,750,2293029,90,790,24128810,80,830,25327611,70,870,26426512,60,90,27525613,50,940,28624714,40,970,29623915,31,00,30623216,21,040,31622517,11,070,32621918,01,10,335214www.hubersuhner.comHUBER+SUHNER is certified according to ISO 9001, ISO 14001, AS/EN9100, ISO/TS 16949 and IRIS.Waiver: Fact and figures herein are for information only and do not represent any warranty of any kind.Data SheetFlexible microwave cableEACON_4CItem: 84048293Page 2/2Document: DOC-0000711827 X / PDO M / date of publication: 14.10.2020 17:53:12 / uncontrolled copy
https://catalog.belden.com/techdata/EN/643948_techdata.pdf | cable | Product: 643948 Surveillance CCTV, RG-59 #20 Sol BC, FFEP Core, BC Braid, Flamarrest®Jkt CMPProduct DescriptionSurveillance, CCTV, RG-59, 20 AWG solid bare copper, foam FEP core, 95% bare copper braid, Low Smoke PVC jacket, CMPTechnical SpecificationsProduct OverviewSuitable Applications:Surveillance, CCTV CameraConstruction DetailsRG Type:59ConductorSizeStrandingNom. DiameterMaterial20 AWGSolid0.032 inBC - Bare CopperInsulationMaterialNom. Insulation Diameter Color CodeFEP - Fluorinated Ethylene Propylene (Foam)0.133 in (3.38 mm)WhiteOuter ShieldOuter Shield TypeMaterialCoverageBraidBare Copper (BC)95%Outer JacketMaterialNom. DiameterPVC - Polyvinyl Chloride 0.192 in (4.88 mm)Overall Cable Diameter (Nominal): 0.192 in (4.88 mm)Electrical CharacteristicsAttenuationFrequency Nom. Attenuation1 MHz0.29 dB/100ft3 MHz0.58 dB/100ft5 MHz0.70 dB/100ft8 MHz0.87 dB/100ft10 MHz1.05 dB/100ft50 MHz1.80 dB/100ft100 MHz2.70 dB/100ft200 MHz3.90 dB/100ft400 MHz5.90 dB/100ft700 MHz8.50 dB/100ft900 MHz10.00 dB/100ft1000 MHz10.70 dB/100ftElectricalsNom. Conductor DCRNom. Outer Shield DCRNom. Capacitance Cond-to-ShieldNom. Characteristic ImpedanceNom. Velocity of Prop.10.0 Ohm/1000ft2.5 Ohm/1000ft (8.2 Ohm/km)16.1 pF/ft (52.8 pF/m)75 Ohm84%VoltageUL Voltage Rating300 V (CMP)Mechanical CharacteristicsTemperatureUL TemperatureOperating75°C-20°C to +75°CBend RadiusInstallation Min.1.75 in (44.5 mm)Max. Pull Tension:42 lbs (19 kg)Bulk Cable Weight:29 lbs/1000ftStandards and ComplianceEnvironmental Suitability:Indoor - Plenum, IndoorSustainability:CA Prop 65, Product Lens™, Environmental Product Declaration (EPD) AvailableFlammability / Reaction to Fire:NFPA 262CPR Compliance:CPR Euroclass: EcaNEC / UL Compliance:CMPCEC / C(UL) Compliance:CMPEuropean Directive Compliance:EU CE Mark, EU Directive 2015/863/EU (RoHS 2 amendment), REACH, EU Directive 2011/65/EU (RoHS 2), EU Directive 2012/19/EU (WEEE)UK Regulation Compliance:UKCA MarkAPAC Compliance:China RoHS II (GB/T 26572-2011)HistoryUpdate and Revision:Revision Number: 0.554 Revision Date: 04-29-2024Part NumbersVariantsItem #ColorPutup TypeLengthUPCFootnote643948 010U500BlackUnReel500 ft612825176886643948 0101000BlackReel1,000 ft612825176893C643948 010U1000 BlackUnReel1,000 ft612825176879643948 877500Natural643948 877U500Natural UnReel500 ft612825176916643948 8771000Natural Reel1,000 ft612825176923C643948 877U1000 Natural UnReel1,000 ft612825176909© 2024 Belden, IncAll Rights Reserved.Although Belden makes every reasonable effort to ensure their accuracy at the time of this publication, information and specifications described here in are subject to error or omission and to change withoutnotice, and the listing of such information and specifications does not ensure product availability.Belden provides the information and specifications herein on an "ASIS" basis, with no representations or warranties, whether express, statutory or implied. In no event will Belden be liable for any damages(including consequential, indirect, incidental, special, punitive, or exemplary damages) whatsoever, even if Belden has been advised of the possibility of such damages, whether in an action under contract,negligence or any other theory, arising out of or in connection with the use, or inability to use, the information or specifications described herein.All sales of Belden products are subject to Belden's standard terms and conditions of sale.Belden believes this product to be in compliance with all applicable environmental programs as listed in the data sheet. The information provided is correct to the best of Belden's knowledge, information and beliefat the date of its publication. This information is designed only as a general guide for the safe handling, storage, and any other operation of the product itself or the one that it becomes a part of. The ProductDisclosure is not to be considered a warranty or quality specification. Regulatory information is for guidance purposes only. Product users are responsible for determining the applicability of legislation andregulations based on their individual usage of the product.
https://media.distributordatasolutions.com/synd_belden/2023q2/documents/92d1b616582f72da2f3a8d2f9a4e0810a9f347f7.pdf | cable | Product: 1505A 75 Ohm SDI Coax, RG-59, 20 AWG Solid BC, Foil + 95% TC Braid, PVC Jkt,CMRProduct Description75 Ohm SDI Coax, RG-59, 20 AWG Solid Bare Copper Conductor, PE Insulation, Foil + 95% Tinned Copper Braid Shield, PVC Jacket, CMRTechnical SpecificationsProduct OverviewSuitable Applications:Digital Video, 6 Gb/s UHDTV, HD-SDI 1080pConstruction DetailsRG Type:59ConductorSizeStrandingNom. DiameterMaterial20 AWGSolid0.032 inBC - Bare CopperInsulationMaterialNom. Insulation Diameter Color CodePE - Polyethylene (Foam)0.145 in (3.68 mm)WhiteOuter ShieldLayerOuter Shield TypeMaterialMaterial Trade NameCoverage1TapeTri-Laminate (Alum+Poly+Alum) Duofoil®100%2BraidTinned Copper (TC)95%Outer JacketMaterialNom. DiameterPVC - Polyvinyl Chloride 0.233 in (5.92 mm)Overall Cable Diameter (Nominal): 0.233 in (5.92 mm)Electrical CharacteristicsReturn Loss (RL)FrequencyMin. Return Loss5 - 1600 MHz23 dB1600 - 4500 MHz21 dB4500 - 6000 MHz15 dBAttenuationFrequency Nom. Attenuation1 MHz0.3 dB/100ft3.58 MHz0.6 dB/100ft5 MHz0.63 dB/100ft6 MHz0.69 dB/100ft7 MHz0.74 dB/100ft10 MHz0.9 dB/100ft12 MHz0.91 dB/100ft25 MHz1.3 dB/100ft67.5 MHz2.05 dB/100ft71.5 MHz2.1 dB/100ft88.5 MHz2.2 dB/100ft100 MHz2.3 dB/100ft135 MHz2.7 dB/100ft143 MHz2.8 dB/100ft180 MHz3.1 dB/100ft270 MHz3.8 dB/100ft360 MHz4.4 dB/100ft540 MHz5.5 dB/100ft720 MHz6.4 dB/100ft750 MHz6.5 dB/100ft1000 MHz7.6 dB/100ft1500 MHz9.3 dB/100ft2000 MHz10.9 dB/100ft2250 MHz11.6 dB/100ft3000 MHz13.4 dB/100ft4500 MHz17.5 dB/100ft6000 MHz21.1 dB/100ftElectricalsNom. Conductor DCRNom. Outer Shield DCRNom. Capacitance Cond-to-ShieldNom. Characteristic ImpedanceNom. Velocity of Prop.10 Ohm/1000ft3.8 Ohm/1000ft (12 Ohm/km)16.3 pF/ft (53.5 pF/m)75 Ohm82%VoltageUL Voltage Rating300 V (CMR, CMG)Mechanical CharacteristicsTemperatureUL TemperatureOperating60°C-30°C to +75°CBend RadiusInstallation Min.2.3 in (58 mm)Max. Pull Tension:52 lbs (24 kg)Bulk Cable Weight:31 lbs/1000ftStandards and ComplianceEnvironmental Suitability:Indoor, Indoor, Aerial - Black only, When supported by messenger wireSustainability:CA Prop 65Flammability / Reaction to Fire:UL1666 Vertical ShaftCPR Compliance:CPR Euroclass: Eca; CPR UKCA Class: EcaNEC / UL Compliance:CMRCEC / C(UL) Compliance:CMGEuropean Directive Compliance:EU CE Mark, EU Directive 2015/863/EU (RoHS 2 amendment), REACH, EU Directive 2011/65/EU (RoHS 2), EU Directive 2012/19/EU (WEEE)UK Regulation Compliance:UKCA MarkAPAC Compliance:China RoHS II (GB/T 26572-2011)Plenum Number:1506AProduct NotesNotes:Also available in multi-coax bundled versions. See 7794A through 7798A. Print legend includes sequential footage marks.HistoryUpdate and Revision:Revision Number: 0.530 Revision Date: 04-04-2023Part NumbersVariantsItem #ColorPutup TypeLengthUPC/EAN1505A.00152BlackReel152 m87196050011151505A.00305BlackReel305 m87196050011391505A 010500BlackReel500 ft6128253587321505A 0101000BlackReel1,000 ft6128253582821505A 010N1000BlackReel w/Small Barrel1,000 ft1505A.001525BlackReel1,525 m87196050011221505A 0105000BlackReel5,000 ft6128253563011505A 01010000BlackReel10,000 ft 6128254404751505A.05152BlueReel152 m87196050012451505A.05305BlueReel305 m87196050012691505A.051525BlueReel1,525 m87196050012521505A 006500Blue, LightReel500 ft6128253562711505A 0061000Blue, LightReel1,000 ft6128253583051505A 006N1000Blue, LightReel w/Small Barrel1,000 ft1505A 0065000Blue, LightReel5,000 ft6128253563561505A 00610000Blue, LightReel10,000 ft 6128254358221505A 0011000BrownReel1,000 ft6128253583811505A 001N1000BrownReel w/Small Barrel1,000 ft1505A 0015000BrownReel5,000 ft6128253583501505A 0081000GrayReel1,000 ft6128253563321505A 008N1000GrayReel w/Small Barrel1,000 ft1505A 0085000GrayReel5,000 ft6128253563251505A 00810000GrayReel10,000 ft 6128254358461505A.08305Gray, SlateReel305 m87196050013201505A.081525Gray, SlateReel1,525 m87196050013131505A.06305GreenReel305 m87196050012831505A.061525GreenReel1,525 m87196050012761505A N3U1000Green, MilReel1,000 ft6128253583741505A N3UN1000Green, MilReel w/Small Barrel1,000 ft1505A N3U5000Green, MilReel5,000 ft6128253565161505A N3U10000Green, MilReel10,000 ft 6128254358601505A.03305OrangeReel305 m87196050012141505A 0031000OrangeReel1,000 ft6128253563941505A 003N1000OrangeReel w/Small Barrel1,000 ft1505A.031525OrangeReel1,525 m87196050012071505A 0025000OrangeReel5,000 ft6128253583291505A 0035000OrangeReel5,000 ft6128253563871505A 00310000OrangeReel10,000 ft 6128254358081505A.02152RedReel152 m87196050011771505A.02305RedReel305 m87196050011911505A 002500RedReel500 ft6128253583361505A 0021000RedReel1,000 ft6128253583431505A 002N1000RedReel w/Small Barrel1,000 ft1505A.021525RedReel1,525 m87196050011841505A 00210000RedReel10,000 ft 6128254357921505A.01152VioletReel152 m87196050011461505A.01305VioletReel305 m87196050011601505A 0071000VioletReel1,000 ft6128253564001505A 007N1000VioletReel w/Small Barrel1,000 ft1505A.011525VioletReel1,525 m87196050011531505A 0075000VioletReel5,000 ft6128253563491505A 00710000VioletReel10,000 ft 6128254358391505A.07305WhiteReel305 m87196050013061505A 0091000WhiteReel1,000 ft6128253582991505A 009N1000WhiteReel w/Small Barrel1,000 ft1505A.071525WhiteReel1,525 m87196050012901505A 0095000WhiteReel5,000 ft6128253563181505A 00910000WhiteReel10,000 ft 6128254358531505A.04305YellowReel305 m87196050012381505A 0041000YellowReel1,000 ft6128253583121505A 004N1000YellowReel w/Small Barrel1,000 ft1505A.041525YellowReel1,525 m87196050012211505A 0045000YellowReel5,000 ft6128253563701505A 00410000YellowReel10,000 ft 612825435815© 2023 Belden, IncAll Rights Reserved.Although Belden makes every reasonable effort to ensure their accuracy at the time of this publication, information and specifications described here in are subject to error or omission and to change withoutnotice, and the listing of such information and specifications does not ensure product availability.Belden provides the information and specifications herein on an "ASIS" basis, with no representations or warranties, whether express, statutory or implied. In no event will Belden be liable for any damages(including consequential, indirect, incidental, special, punitive, or exemplary damages) whatsoever, even if Belden has been advised of the possibility of such damages, whether in an action under contract,negligence or any other theory, arising out of or in connection with the use, or inability to use, the information or specifications described herein.All sales of Belden products are subject to Belden's standard terms and conditions of sale.Belden believes this product to be in compliance with all applicable environmental programs as listed in the data sheet. The information provided is correct to the best of Belden's knowledge, information and beliefat the date of its publication. This information is designed only as a general guide for the safe handling, storage, and any other operation of the product itself or the one that it becomes a part of. The ProductDisclosure is not to be considered a warranty or quality specification. Regulatory information is for guidance purposes only. Product users are responsible for determining the applicability of legislation andregulations based on their individual usage of the product.
https://catalog.belden.com/techdata/EN/649948_techdata.pdf | cable | Product: 649948 PTZ, RG-59 #20, #18-2c, CMP, SiameseProduct DescriptionPTZ (CCTV + Power/Audio) Cable, Plenum-CMP, 1-RG59 20 AWG solid bare copper with foam FEP, 95% bare copper braid, 1-18 AWG stranded bare copperpair with Flamarrest® insulation, Siamese with Flamarrest® jacketTechnical SpecificationsProduct OverviewSuitable Applications:Surveillance, CCTV Camera, PTZ (Pan-Tilt-Zoom)Physical Characteristics (Overall)ConductorElementAWGStrandingMaterialNominal DiameterNo. of Conductors No. of CoaxCoax(es) 20SolidBC - Bare Copper1Pair1187x26BC - Bare Copper0.047 in2Conductor Count:3InsulationElementMaterialNominal DiameterCoax(es) PE - Polyethylene (Foam)0.133 inPair1PVC - Polyvinyl Chloride0.062 inTable Notes:Gas InjectedColor ChartNumberColorCoax CoreWhitePair1Black & RedInner ShieldElementTypeMaterialCoverage [%]Coax(es) BraidBare Copper (BC)95%Pair1No ShieldInner JacketNominal Diameter0.192 inOuter JacketMaterialMaterial Trade NameNominal DiameterPVC - Polyvinyl Chloride Flamarrest®0.192 in x 0.383 inElectrical CharacteristicsConductor DCRElementNominal ConductorDCRNominal Conductor DCR Conductor ResistanceNominal Inner Shield DCR Outer Conductor DCRCoax(es) 10 Ohm/1000ft10 Ohm/1000ft2.5 Ohm/1000ft2.5 Ohm/1000ftPair1CapacitanceElementNom. Capacitance Conductor to ConductorCoax(es) 16.1 pF/ftPair1ImpedanceElementNominal Characteristic ImpedanceCoax(es) 75 OhmHigh Frequency (Nominal/Typical)Frequency [MHz] Nom. Insertion Loss1 MHz.29 dB/100ft5 MHz0.7 dB/100ft10 MHz1.1 dB/100ft50 MHz1.8 dB/100ft100 MHz2.7 dB/100ft200 MHz3.9 dB/100ft400 MHz5.9 dB/100ft700 MHz8.5 dB/100ft900 MHz10 dB/100ft1000 MHz10.7 dB/100ftDelayElementMax. Delay SkewNominal DelayCoax(es) 84 ns/100m1.21 ns/ftCurrentElementCoax(es)Pair1Temperature RangeInstallation Temperature Range:0°C To +75°CUL Temp Rating:75°COperating Temperature Range:0°C To +75°CSeparation Temp Range:0°C To +75°CMechanical CharacteristicsBulk Cable Weight:45 lbs/1000ftMax. Pull Tension:75 lbsStandardsNEC Articles:Article 800NEC/(UL) Compliance:CMPCEC/C(UL) Compliance:CMPCPR Euroclass:EcaRG Type:59Applicable Environmental and Other ProgramsEnvironmental Space:Indoor - PlenumEU Directive 2000/53/EC (ELV):YesEU Directive 2003/11/EC (BFR):YesEU Directive 2011/65/EU (RoHS 2):YesEU Directive 2012/19/EU (WEEE):YesEU Directive 2015/863/EU (RoHS 2 amendment):YesEU Directive Compliance:YesEU CE Mark:YesMII Order #39 (China RoHS):YesSuitabilitySuitability - Burial:NoSuitability - Hazardous Locations:NoSuitability - Indoor:YesFlammability, LS0H, Toxicity TestingUL Flammability:NFPA 262UL voltage rating:300 V RMSPlenum/Non-PlenumPlenum (Y/N):YesRelated Part NumbersNon-Plenum Number:549945VariantsItem #ColorPut-Up Type LengthUPC649948 877500Natural Reel500 ft612825177074649948 8771000Natural Reel1,000 ft612825177067Footnote:C - CRATE REEL PUT-UP.Product NotesNotes:18 AWG pair is unshieldedHistoryUpdate and Revision:Revision Number: 0.526 Revision Date: 04-29-2024© 2024 Belden, IncAll Rights Reserved.Although Belden makes every reasonable effort to ensure their accuracy at the time of this publication, information and specifications described here in are subject to error or omission and to change withoutnotice, and the listing of such information and specifications does not ensure product availability.Belden provides the information and specifications herein on an "ASIS" basis, with no representations or warranties, whether express, statutory or implied. In no event will Belden be liable for any damages(including consequential, indirect, incidental, special, punitive, or exemplary damages) whatsoever, even if Belden has been advised of the possibility of such damages, whether in an action under contract,negligence or any other theory, arising out of or in connection with the use, or inability to use, the information or specifications described herein.All sales of Belden products are subject to Belden's standard terms and conditions of sale.Belden believes this product to be in compliance with all applicable environmental programs as listed in the data sheet. The information provided is correct to the best of Belden's knowledge, information and beliefat the date of its publication. This information is designed only as a general guide for the safe handling, storage, and any other operation of the product itself or the one that it becomes a part of. The ProductDisclosure is not to be considered a warranty or quality specification. Regulatory information is for guidance purposes only. Product users are responsible for determining the applicability of legislation andregulations based on their individual usage of the product.
https://timesmicrowave.com/wp-content/uploads/2022/06/lmr-brochure-r.pdf | cable | LMRLMR®195, 240, 400 & 600 Coaxial Cables,Connectors and Hardware195, 240, 400 & 600 Coaxial Cables, Connectors and HardwareLMR ®Flexible Communications CoaxTimes LMR cables are high performance broadband,flexible, low loss 50 Ohm coaxial communication cables designed for use in wireless applications such as:• Private land mobile/2-way land mobile• WiFi • Cellular• Satellite • GPS • RFID• In-Building Communications• M 2 M Networks• Positive Train Control (PTC) • Distributed Antenna Systems (DAS)• Public Safety Networks• SCADA/Telemetry• Lo RATimes LMR cables can be used virtually anywherehigh performance coaxial cables are used, including:• Internal component and equipment wiring• Inter/intra cabinet jumpers• Base station and antenna jumpers• Tower and pole feeder runs• In-building runs, including riser runs and air-handling plenums• Rooftop installations• Oil & Gas Fields• Power PlantsA full range of LMR cables are availablefrom LMR-100 (0.100") all the way up to LMR-1700-DB (1 1/4"). To see the complete line of LMR® cables pleasevisit our website at www.timesmicrowave.comIn this catalog the focus is on standard LMR cables -specifically LMR-195, 240, 400 and 600 but there aremany different types of LMR cables which are avail-able, so you can always be certain that there is anLMR cable just right for your particular application.Besides standard LMR cable, Times offers:• LMR-FR: Fire retardant cable for installation inbuilding vertical risers or where fire retardancy is critical, both UL and CSA listed (CMR/CATVR).• LMR-LLPL: cables are the most rugged and easiest to install plenum rated cables available, especially for difficult installs in older buildings. Cables are both UL and CSA listed (CMP/CATVP).• LMR-DB: Watertight cables with an inert floodingcompound injected in the braid to completely eliminate the possibility of any water migrationwith a 10 year warranty! The DB feature is optionalon sizes 600 and smaller, and standard on sizes 900and larger.• LMR Ultraflex: Stranded center conductor and thermoplastic rubber jacket for maximum flexibility.• LMR-75: These are 75 Ohm versions of the standard LMR cable for unsurpassed performance inbroadband video and specialized RF applications.Note:For applications requiring low Passive Intermodula-tion (PIM), we recommend using one of our manylow PIM cable constructions. See TFT®, SPP®, SPF®,SPO®, LMR-SW® and TCOM®. The standard LMR®construction is not suitable for low PIM applications.Times Microwave Systems also offers a wide rangeof Times-Protect® RF Lightning Protection products.For information please refer to our website atwww.timesmicrowave.com. www.timesmicrowave.comLMR ®Flexible Communications CoaxIn this catalog the focus is also on our well-knownline of Advantage™ EZ-X series non-solder connectors. All Advantage™ EZ-X series connectors have the following benefits:• No braid trimming required• Corrosion resistant• Center pin contacts made from silver or goldplated beryllium copper• Spring finger inner contacts• Crimp style outer contacts• Optimized connector retentionEZ connectors are the preferred choice for quickand reliable field installations.Times offers an extensive portfolio of connectorscovering numerous applications and is alwaysadding new ones. For a complete listing, pleaserefer to the Times website at www.timesmi-crowave.com or contact Times directly.A complete line of cable prep and connector instal-lation tools is available so you never will be frus-trated by not having the right tools - Times is yourone-stop source.Times furnishes a complete line of site installation hardware and accessories- everything you need toget you from the antenna to the equipment:• Ground kits: Perfectly sized to each LMR cable,with never a chance of the ground strap beingtoo tight (crushed cable), or too loose (poorgrounding).• Hangers: Snap-in, butterfly• Hoisting grips• Weatherproofing kits: Tape and cold shrink• Entry ports and hardwareTimes manufactures high quality LMR cableassemblies and performs 100% factory tests beforeshipment for insertion loss and VSWR. Many ofTimes' LMR distributors also supply LMR cable assemblies and provide excellent service, especiallyfor quick delivery requirements.Times has put together a full complement of “how-to”videos of many of the most popular Advantage™ -XSeries EZ connectors as well as ground kits andother accessories. These videos are available bothon the Times Microwave Website and YouTube. Andif you ever need help on a job, just call us - ourphone number is right on the cable.www.timesmicrowave.comLMR ®-195Ideal for...• Drop-in replacement for RG-58 and RG-142• Cabinet interconnects• Antenna Jumpers• RFIDInterface Description PartStock VSWR** Coupling Length Width WeightNumber Code Freq. (GHz) Nutin (mm) in (mm) lb. (g)Hardware and Installation ToolsConnectorsCrimp tool for LMR-100, 195,200 and 240 connectorsCable end flush cut toolPrep tool for LMR-195-200Deburr tool that removes thecenter conductor rough edgesReplacement blade kit for allCST cutting toolsInstall tool kit for LMR-195/200(CCT-02, DBT-U, CST-195/200,CT-240/200/100, tool pouch)Weather proofing and strain relief kit for LMR-195-200Lubricant for WSB and IPB bootsCT-240/200/195/1003190-667CCT-023192-165CST-195/2003192-102DBT-U3192-001RB-CST3192-086TK-195/200660-0829WSB-195-2003109-445Rubber Slide3109-424www.timesmicrowave.comSMAMaleStraightPlugEZ-195-SM-X3190-6140<1.30:1 (6)Hex0.9 (22.0)0.37 (9.4)0.019 (8.6)BNC Male StraightPlug EZ-195-BM-X 3190-6141<1.30:1 (4)Knurl 1.1 (28.4)0.60 (14.5)0.045 (20.4)TNC Male ReversePolarity*EZ-195-TM-RP-X 3190-6142<1.35:1 (6)Hex1.1 (22.0)0.87 (22.0)0.045 (20.4)* Indicates that connector is not compatible with WSB-195-200 (3109-445) LMR ®-195Part DescriptionStockPart NumberApplicationJacketColor Code LMR-195Outdoor PEBlack54110LMR-195-DB Outdoor/WatertightPEBlack54113LMR-195-FR Indoor/OutdoorFRPEBlack54111Riser CMRLMR-195-LSZH Low Smoke/FRPEBlack54387Zero HalogenConstruction SpecificationsDescriptionMaterialIn.(mm)Inner ConductorSolid BC0.037(0.94)Dielectric Foam PE0.110(2.79)Outer ConductorAluminum Tape0.116(2.95)Overall BraidTinned Copper0.139(3.53) Jacket(see table)0.195(4.95)Electrical SpecificationsPerformance PropertyUnitsUS(metric)Velocity of Propagation %80Dielectric ConstantNA1.56Time Delay nS/f (nS/m)1.27(4.17)Impedanceohms50Capacitance pF/ft (pF/m)25.4 (83.3) Inductance uH/ft (uH/m)0.064 (0.21) Shielding Effectiveness dB>90 DC ResistanceInner Conductorohms/1000ft (/km) 7.6 (24.9)Outer Conductor ohms/1000ft (/km)4.9(16.1)Voltage Withstand Volts DC1000Jacket SparkVolts RMS3000Peak Power kW2.5Mechanical SpecificationsPerformance PropertyUnitsUS(metric) Bend Radius: installationin. (mm)0.5(12.7)Bend Radius: repeatedin. (mm)2.0(50.8)Bending Momentft-lb (N-m)0.2(0.27)Weight lb/ft (kg/m)0.021(0.03)Tensile Strengthlb (kg)40(18.2)Flat Plate Crushlb/in. (kg/mm)15 (0.27)Environmental SpecificationsPerformance PropertyºFºCInstallation Temperature Range-40/+185 -40/+85Storage Temperature Range-94/+185 -70/+85Operating Temperature Range-40/+185 -40/+85www.timesmicrowave.comFrequency (MHz)3050150220450900150018002000250058008000 Attenuation dB/100 ft2.02.54.45.47.811.114.516.016.919.029.935.7 Attenuation dB/100 m6.58.414.617.725.536.547.752.555.462.498.1117.1Avg. Power kW0.890.680.390.320.220.160.120.110.100.090.060.04Ideal for...• SCADA antenna systems• In-building cabinet intra - connects• RFIDConnectorsLMR ®-240www.timesmicrowave.comInterface Description PartStock VSWR** Coupling Length Width WeightNumber Code Freq. (GHz) Nutin (mm) in (mm) lb. (g)1.0/2.3 DINStraightPlug*EZ-240-1023M-X3190-6283<1.35:1 (2.5)Knurl1.1 (228.5)0.33 (8.5)0.014 (6.63)N FemaleStraightJack*EZ-240-NF-X3190-2795<1.25:1 (6)NA1.4 (35.4)0.62 (15.8)0.040 (18.0)BNC MaleStraightPlug*EZ-240-BM-X3190-6120<1.25:1 (2.5)Knurl1.3 (34)0.58 (14.7)0.043 (19.5)BNC MaleRight Angle EZ-240-BM-RA-X3190-2868<1.30:1 (4)Knurl1.3 (33.6)1.19 (30.1)0.091 (41.7)TNC MaleStraightPlug*EZ-240-TM-X3190-2725<1.25:1 (2.5)Hex/Knurl1.4 (34.3)0.59 (15.0)0.043 (19.5)TNC MaleReversePolarity*EZ-240-TM-RP-X3190-2892<1.25:1 (6)Knurl1.4 (36)0.59 (15.0)0.043 (19.5)TNCFemaleStraightJackEZ-240-TF-X3190-6204<1.25:1 (6)NA1.1 (27.2)0.87 (22.0)0.033 (15.0)FMEMaleStraightPlugTC-240-FMEM-X3190-6251<1.25:1 (2)NA1.10 (28)0.42 (10.8)0.421 (10.7)* Indicates that connector is not compatible with WSB-240 (3109-400)Hardware and Installation ToolsCrimp tool for LMR-100, 195,200 and 240 connectorsCable end flush cut toolPrep tool for LMR-240Deburr tool that removes thecenter conductor rough edgesReplacement blade kit for allCST cutting toolsWeather proofing and strain relief kit for LMR-240CT-240/200/195/1003190-667CCT-023192-165CST-240A3192-152DBT-U3192-001RB-CST3192-086TK-240660-0830WSB-2403109-400LMR ®-240www.timesmicrowave.comTNC FemaleReverse Polarity*EZ-240-TF-RP-X3190-6167<1.35:1 (6)NA1.1 (27.2)0.87 (22.0)0.033 (15.0)QMA MaleStraightPlugEZ-240-QM-X3190-2894<1.25:1 (6)NA1.2 (30.0)0.41 (10.5)0.014 (6.35)QMA MaleRight Angle *EZ-240-QM-RA-X 3190-2895<1.25:1 (6)NA0.8 (20.3)0.65 (16.5)0.019 (8.62)SMA MaleStraightPlugEZ-240-SM-X3190-2897<1.25:1 (6)Hex1.0 (25.4)0.32 (8.1)0.016 (7.26)SMA MaleRight Angle *EZ-240-SM-RA-X3190-2899<1.25:1 (6)Hex0.9 (22.8)0.31 (7.9)0.019 (8.6)Interface Description PartStock VSWR** Coupling Length Width WeightNumber Code Freq. (GHz) Nutin (mm) in (mm) lb. (g)Lubricant for WSB and IPB bootsRubber Slide3109-424Connectors* Indicates that connector is not compatible with WSB-240 (3109-400)Install tool kit for LMR-240(CCT-02, DBT-U, CST-240A,CT-240/200/100, tool kit)Part Description StockPart NumberApplicationJacket Color CodeLMR-240OutdoorPEBlack 54021LMR-240-DBOutdoor/WatertightPEBlack 54090LMR-240-FRIndoor/Outdoor FRPE Black 54029Riser CMRLMR-240-LSZHLow Smoke/FRPEBlack 54389Zero HalogenEnvironmental SpecificationsPerformance PropertyºFºCInstallation Temperature Range-40/+185-40/+85Storage Temperature Range-94/+185 -70/+85Operating Temperature Range-40/+185-40/+85Construction Specifications DescriptionMaterialIn.(mm)Inner ConductorSolid BC0.056(1.42)DielectricFoam PE0.150(3.81)Outer ConductorAluminum Tape0.155(3.94)Overall BraidTinned Copper0.178(4.52)Jacket(see table)0.240(6.10)Electrical SpecificationsPerformance PropertyUnitsUS (metric)Velocity of Propagation %83Dielectric ConstantNA1.42Time DelaynS/ft (nS/m)1.21(3.97)Impedanceohms50 Capacitance pF/ft (pF/m)24.2 (79.4) Inductance uH/ft (uH/m)0.060 (0.20) Shielding EffectivenessdB>90DC ResistanceInner Conductorohms/1000ft (/km)3.2(10.5)Outer Conductor ohms/1000ft (/km)3.89(12.8)Voltage Withstand Volts DC1500Jacket SparkVolts RMS5000Peak Power kW5.6Mechanical SpecificationsPerformance PropertyUnitsUS(metric)Bend Radius: installationin. (mm)0.75(19.1)Bend Radius: repeatedin. (mm)2.5(63.5)Bending Momentft-lb (N-m)0.25(0.34)Weightlb/ft (kg/m)0.034(0.05)Tensile Strengthlb (kg)80(36.3)Flat Plate Crush-lb/in. (kg/mm)20(0.36)LMR ®-240www.timesmicrowave.comFrequency (MHz)3050150220450900150018002000250058008000Attenuation dB/100 ft1.31.73.03.75.37.69.910.911.512.920.424.3Attenuation dB/100 m4.45.79.912.017.324.832.435.637.742.466.879.7Avg. Power kW1.491.150.660.540.380.260.200.180.170.150.100.08LMR ®-400The industry standard for short RF feeder requirementsIdeal for...• Drop-in replacement for RG-8/9913 Air-Dielectric type Cable• Antenna feeder runs• Public safety antenna installations• WiFiConnectorswww.timesmicrowave.comInterface Description PartStock VSWR** Coupling Length Width WeightNumber Code Freq. (GHz) Nutin (mm) in (mm) lb. (g)7-16 DINMaleStraightPlugEZ-400-716M-X3190-2524<1.25:1 (6)Hex1.6 (39.5)1.38 (35)0.277 (126.0)7-16 DINMaleRightAngleEZ-400-716M-RA-X3190-2545<1.35:1 (4)Hex1.6 (4.7)1.75 (44.3) 0.374 (0.17)BNC MaleStraightPlugEZ-400-BM-X3190-2852<1.35:1 (2)Knurl1.7 (42.7)0.56 (14.2) 0.066 (29.9)BNC MaleRightAngleEZ-400-BM-RA-X3190-2847<1.35:1 (2)Knurl1.9 (48.0)1.32 (33.5)0.097 44.0)N FemaleStraightJackEZ-400-NF-X3190-2818<1.25:1 (2.5)N/A1.8 (45)0.66 (16.8)0.105 (47.6)N MaleStraightPlugEZ-400-NMH-X3190-2590<1.25:1 (10)Hex/Knurl1.5 (38)0.89 (22.6)0.103 (46.8)N MaleRight AngleEZ400-NMH-RA-X3190-2638<1.35:1 (6)Hex/Knurl1.87 (47)1.42 (36.0)0.177 (80.2)LMR ®-400www.timesmicrowave.comInterface Description PartStock VSWR** Coupling Length Width WeightNumber Code Freq. (GHz) Nutin (mm) in (mm) lb. (g)QN MaleStraight PlugEZ-400-QNM-X3190-2979<1.25:1 (6)NA1.5 (38)0.89 (22.6)0.103 (46.8)QN MaleRight AngleEZ-400-QNM-RA-X3190-2981<1.25:1 (6)NA1.9 (47.0)1.42 (36.0)0.177 (80.2)QN FemaleStraightJackEZ-400-QNF-X3190-2980<1.25:1 (6)N/A1.8 (45.0)0.66 (16.8)0.105 (47.6)TNC-FemaleStraightJackEZ-400-TF-X3190-3049<1.25:1 (6)N/A1.8 (45)0.55 (14.0)0.074 (33.6)TNC MaleStraightPlugEZ-400-TM-X3190-2533<1.25:1 (6)Hex/Knurl1.9 (48)0.67 (17.5)0.075 (34.3)TNC MaleRightAngleEZ-400-TM-RA-X3190-2800<1.25:1 (6)Hex/Knurl2.0 (50.0)0.62 (15.7)0.130 (59.0)4310MStraightPlugTC-400-4310M-X3190-6272<1.25:1 (6)Hex1.28 (32.6)0.89 (22.6)0.15 (68)ConnectorsHardware and Installation ToolsLMR ®-400Cable end flush cut toolCrimp tool for LMR 400 connectorsCrimp tool - crimp handle,crimp dies requiredCombination prep tool for LMR-400 crimp and clamp styleconnectorsMid-Span strip tool for groundstrap attachmentTool kit for LMR-400crimp/clamp connectors(includes CCT-02, CST-400,CT-400/300, tool pouchWeather seal strain relief boots(10 pk) for use with mostpopular LMR-400-X series connectorsLMR-400 Male IP boots(weather seal boot system)suitable for type N, TNC, BNC,4310, 4195LMR-400 Female IP boots(weather seal boot system)suitable for type N,TNC, BNC,4310,4195 Standard ground kit (each)Replacement blade kit for allCST strip toolsHoisting grip- laced type (each)IPB-400-NF3109-417-2IPB-400-NM3109-417-1WSB-4003109-394GK-S400TTHG-400TRB-CST3192-086CCT-023192-165CT-400/3003190-666CT-U3192-181CST-4003192-004GST-4003190-2174TK-400EZ3190-1601www.timesmicrowave.comLubricant for WSB and IPB boots.429” Hex diesRubber Slide3109-424Crimp Dies3190-202LMR ®-400Part Description StockPart NumberApplication JacketColor CodeLMR-400OutdoorPEBlack54001LMR-400-DBOutdoor/Watertight PEBlack54091LMR-400-FR Indoor/Outdoor FRPE Black54030Riser CMRLMR-400-LSZH Low Smoke FRPEBlack54390Zero HalogenMechanical SpecificationsPerformance PropertyUnitsUS (metric)Bend Radius: installationin. (mm)1.00(25.4)Bend Radius: repeatedin. (mm)4.0(101.6)Bending Momentft-lb (N-m )0.5(0.68)Weightlb/ft (kg/m)0.068(0.10)Tensile Strengthlb (kg)160(72.6)Flat Plate Crushlb/in. (kg/mm)40 (0.71) Electrical SpecificationsPerformance PropertyUnitsUS (metric) Velocity of Propagation %84Dielectric ConstantNA1.38Time DelaynS/ft (nS/m) 1.20 (3.92)Impedanceohms50 Capacitance pF/ft (pF/m) 23.9(78.4) Inductance uH/ft (uH/m) 0.060 (0.20) Shielding EffectivenessdB>90 DC ResistanceInner Conductorohms/1000ft (/km)1.39(4.6)Outer Conductor ohms/1000ft (/km)1.65(5.4)Voltage Withstand Volts DC2500Jacket SparkVolts RMS8000Peak Power kW16Construction SpecificationsDescriptionMaterialIn. (mm)Inner ConductorSolid BCCAI0.108 (2.74)DielectricFoam PE0.285(7.24)Outer ConductorAluminum Tape0.291(7.39)Overall BraidTinned Copper0.320(8.13)Jacket(see table)0.405(10.29)Environmental SpecificationsPerformance PropertyºFºCInstallation Temperature Range-40/+185-40/+85Storage Temperature Range-94/+185-70/+85Operating Temperature Range-40/+185-40/+85www.timesmicrowave.comFrequency (MHz)3050150220450900150018002000250058008000Attenuation dB/100 ft0.70.91.51.92.73.95.15.76.06.810.813.0Attenuation dB/100 m2.22.95.06.18.912.816.818.619.622.235.542.7Avg. Power kW3.332.571.471.200.830.580.440.400.370.330.210.17LMR ®-600www.timesmicrowave.comIdeal for…• Long antenna cable runs• High power applications• Private land mobile radio networks• WiFi7-16 DINMaleStraightPlugEZ-600-716M-X3190-2643<1.30:1 (6)Hex1.6 (42)1.38 (35.0)0.209 (94.8)7/16 DINMaleRightAngleEZ-600-716M-RA-X3190-2546<1.35:1 (6)Hex1.6 (40)1.38 (35.0) 0.462 (210.0)N FemaleStraightJackEZ-600-NF-X3190-2817<1.30:1 (6)NA1.7 (43)0.69 (17.6)0.090 (40.6)N MaleStraightPlugEZ-600-NMH-X3190-2627<1.25:1 (8)Hex/Knurl2.1 (53)0.92 (23.4)0.164 (74.4)N MaleRight Angle*EZ-600-NMH-RA-X3190-2639<1.35:1 (6)Hex2.0 (50) 1.42 (36.0) 0.224 (101.7)TNC MaleStraightPlugEZ-600-TM-X3190-2531<1.25:1 (6)Hex/Knurl2.3 (57.6)0.75 (19.0)0.100 (45.6)4310MStraightPlugTC-600-4310M-X3190-6273<1.25:1 (6)Hex1.76 (44.8)0.89 (22.6)0.25 (113)ConnectorsInterface Description PartStock VSWR** Coupling Length Width WeightNumber Code Freq. (GHz) Nutin (mm) in (mm) lb. (g)* Indicates that connector is not compatible with WSB-600 (3109-401)LMR ®-600www.timesmicrowave.comCable end flush cut toolCrimp tool - crimp handle,crimp dies requiredCrimp tool for LMR 600connectorsMidspan strip tool for groundstrap attachmentReplacement blade kit for allCST strip toolsTool kit for LMR-600 crimp/clampconnectors (includes CCT-02, CST-600, CT-600, Tool PouchWeather seal strain relief boot (10pk) for use with most popular LMR-600-X series connectorsWeather proof boot - LMR-600Male IP boot suitable for type N,TNC, BNC, 4310, 4195Weather proof boot - LMR-600Female IP boot suitable for typeN, TNC, BNC, 4310, 4195Weather proof boot - LMR-600Male IP boot right angle suit-able for type N, TNC, BNC,4310, 4195Hoisting grip- laced type (each).610” hex diesHG-600TY17203190-203RB-CST3192-086TK-600EZ3190-1602WSB-6003109-401IPB-600-NF3109-417-5IPB-600-NM-RA3109-417-6IPB-600-NM3109-417-4CCT-023192-165CT-U3192-181CT-6003192-170GST-600A3190-1051Lubricant for WSB and IPB bootsRubber Slide3109-424Hardware and Installation ToolsLMR ®-600www.timesmicrowave.comPart Description StockPart NumberApplication JacketColor CodeLMR-600OutdoorPEBlack54003LMR-600-DBOutdoor/Watertight PEBlack54093 LMR-600-FR Indoor/Outdoor FRPE Black54032Riser CMRLMR-600-LSZH Low SmokeFRPEBlack54392Zero Halogen.Mechanical SpecificationsPerformance PropertyUnitsUS (metric)Bend Radius: installationin. (mm)1.50 (38.1)Bend Radius: repeatedin. (mm)6.0 (152.4)Bending Momentft-lb (N-m )2.75 (3.73)Weightlb/ft (kg/m)0.131 (0.20)Tensile Strengthlb (kg)350 (158.9)Flat Plate Crushlb/in. (kg/mm)60 (1.07) Electrical SpecificationsPerformance PropertyUnitsUS (metric) Velocity of Propagation %85Dielectric ConstantNA1.32Time DelaynS/ft (nS/m) 1.17 (3.83)Impedanceohms50 Capacitance pF/ft (pF/m) 23.4(76.6) Inductance uH/ft (uH/m) 0.058 (0.19) Shielding EffectivenessdB>90 DC ResistanceInner Conductorohms/1000ft (/km)0.53(1.7)Outer Conductor ohms/1000ft (/km)1.2 (3.9)Voltage Withstand Volts DC4000Jacket SparkVolts RMS8000Peak Power kW40Construction SpecificationsDescriptionMaterialIn. (mm)Inner ConductorSolid BCCAI0.176(4.47)DielectricFoam PE0.455(11.56)Outer ConductorAluminum Tape0.461(11.71)Overall BraidTinned Copper0.490(12.45)Jacket(see table)0.590(14.99)Environmental SpecificationsPerformance PropertyºFºCInstallation Temperature Range-40/+185-40/+85Storage Temperature Range-94/+185-70/+85Operating Temperature Range-40/+185-40/+85Frequency (MHz)305015022045090015001800200025005800800Attenuation dB/100 ft0.40.51.01.21.72.53.33.73.94.47.38.8Attenuation dB/100 m1.41.83.23.95.68.210.912.112.814.523.829.0Avg. Power kW5.514.242.411.971.350.930.700.630.590.520.320.26World Headquarters: 358 Hall Avenue, Wallingford, CT 06492 • Tel: 203-949-8400, 1-800-867-2629 Fax: 203-949-8423International Sales: 358 Hall Avenue, Wallingford, CT 06492 • 203-949-8503 Fax: 203-949-8423China Sales: TMC Building 4, No. 318 Yuanshan Road, Xinzhuang Industrial Park, Shanghai, China 201108 Tel: 86-21-5176-1209 Fax: 86-21-64424098www.timesmicrowave.comLMR 02/18About Times Microwave SystemsTimes Microwave Systems, was founded in 1948 as the Times Wire and Cable Company.Today, the company specializes in the design and manufacture of high performance flexible,semi- flexible and semi-rigid coaxial cable, connectors and cable assemblies. With over 60 yearsof leadership in the design, development, and manufacture of coaxial products for defensemicrowave systems, Times Microwave Systems is the acknowledged leader, offering high tech solutions for today’s most demanding applications.Cable assemblies from Times Microwave Systems are used as interconnects for microwavetransmitters, receivers, and antennas on airframes, missiles, ships, satellites, and ground basedcommunications systems, and as leads for test and instrumentation applications.As a highly specialized and technically focused company, Times Microwave Systems has beenable to continually meet the challenges of specialty engineered transmission lines for both themilitary and commercial applications, drawing upon our:• Thousands of unique cable and connector designs• Exceptional RF and microwave design capability• Precise material and process controls• Unique in-house testing capabilities including RF shielding/leakage, vibration,moisture/vapor sealing, phase noise and flammability• Years of MIL-T-81490, MIL-C-87104, and MIL-PRF-39012 experience• ISO 9001 CertificationIn 2010, Times Microwave Systems introduced its Times-Protect™ line of lightning and surgeprotection solutions to address the challenging needs of wireless systems in the 21st century.With over 60 years of Times Microwave Systems aerospace cable and connector technologyexperience and unparalleled design expertise, Times Microwave Systems’ staff of Field Applica-tions Engineers can help to provide the right solution for your interconnect applications.
https://timesmicrowave.com/wp-content/uploads/2022/06/lmr-200-datasheet.pdf | cable | (800) TMS-COAX • www.timesmicrowave.com14TIMES MICROWAVE SYSTEMSLMR®-200 Flexible Low Loss Communications CoaxIdeal for… • Jumper Assemblies in Wireless Communications Systems • Short Antenna Feeder runs • Any application (e.g. WLL, GPS, LMR, WLAN, WISP, WiMax, SCADA, Mobile Antennas) requiring an easily routed, low loss RF cableLMR 600LMR-200 Part Description Stock Part Number Application Jacket Color CodeLMR-200 Outdoor PE Black 54022LMR-200-DB Outdoor/Watertight PE Black 54089LMR-200-FR Indoor/Outdoor Riser CMR FRPE Black 54028LMR-200-FR-PVC Indoor/OutdoorRiser CMR FRPVC Black 54125 LMR-200-PVC General Purpose PVC Black 54216LMR-200-PVC-W General Purpose PVC White 54201LMR-200-MA Mobile Antennas PVC Black 54045Electrical Specifications Performance Property Units US (metric) Velocity of Propagation % 83 Dielectric Constant NA 1.45 Time Delay nS/ft (nS/m) 1.22 (4.02) Impedance ohms 50 Capacitance pF/ft (pF/m) 24.5 (80.3) Inductance uH/ft (uH/m) 0.061 (0.20) Shielding Effectiveness dB >90 DC Resistance Inner Conductor ohms/1000ft (/km) 5.36 (17.6) Outer Conductor ohms/1000ft (/km) 4.9 (16.1) Voltage Withstand Volts DC 1000 Jacket Spark Volts RMS 3000 Peak Power kW 2.5 Construction Specifications Description Material In. (mm) Inner Conductor Solid BC 0.044 (1.12) Dielectric Foam PE 0.116 (2.95) Outer Conductor Aluminum Tape 0.121 (3.07) Overall Braid Tinned Copper 0.144 (3.66) Jacket (see table) 0.195 (4.95)Mechanical Specifications Performance Property Units US (metric) Bend Radius: installation in. (mm) 0.5 (12.7) Bend Radius: repeated in. (mm) 2 (50.8) Bending Moment ft-lb (N-m) 0.2 (0.27) Weight lb/ft (kg/m) 0.022 (0.03) Tensile Strength lb (kg) 40 (48) Flat Plate Crush lb/in. (kg/mm) 15 (0.27) Environmental Specifications Performance Property 0F oC Installation Temperature Range -40/+185 -40/+85 Storage Temperature Range -94/+185 -70/+85 Operating Temperature Range -40/+185 -40/+85(800) TMS-COAX • www.timesmicrowave.com15TIMES MICROWAVE SYSTEMSLMR 600LMR-200Attenuation vs. Frequency (typical)Attenuation(db per 100 feet)100.010.01.0Frequency (MHz)10 100 1,000 10,000 Frequency (MHz) 30 50 150 220 450 900 1500 1800 2000 2500 5800 8000 Attenuation dB/100 ft 1.8 2.3 4.0 4.8 7.0 9.9 12.9 14.2 15.0 16.9 26.4 31.3 Attenuation dB/100 m 5.8 7.5 13.1 15.9 22.8 32.6 42.4 46.6 49.3 55.4 86.5 102.8 Avg. Power kW 1.02 0.79 0.45 0.37 0.26 0.18 0.14 0.13 0.12 0.11 0.07 0.06 Calculate Attenuation = (0.320900) • FMHz + (0.000330) • FMHz (interactive calculator available at http://www.timesmicrowave.com/cable_calculators)Attenuation: VSWR=1.0; Ambient = +25°C (77°F) Power: VSWR=1.0; Ambient = +40°C; Inner Conductor = 100°C (212°F); Sea Level; dry air; atmospheric pressure; no solar loading(800) TMS-COAX • www.timesmicrowave.com16TIMES MICROWAVE SYSTEMSLMR®-200 Flexible Low Loss Communications CoaxLMR-200TC-200-BM-X3190-28831TC-200-MUHF3190-4442EZ-200-NMH-X3190-28863TC-200-NMH-X3190-28824TC-200-NM-RP3190-9595TC-200-SM-RP3190-327TC-200-SM-SS-X3190-2881EZ-200-TM-X3190-2885768TC-200-TMC3190-240EZ-200-TM-RP3190-792TC-200-TF-X3190-2884EZ-200-TF-RP3190-7939101112EZ-200-SF-SS-X3190-6007EZ-200-SM-RA-SS-X3190-6006EZ-200-TM-RA-X3190-6008TC-200-FMEF-X3190-6249TC-200-FMEM-X3190-62501516171413 Connectors Inner Outer Finish* Part Stock VSWR** Coupling Contact Contact Body Length Width Weight Interface Description Number Code Freq. (GHz) Nut Attach Attach /Pin in (mm) in (mm) lb (g) 1. BNC Male Straight Plug TC-200-BM-X 3190-2883 <1.25:1 (2.5) Knurl Solder Crimp S/G 1.7 (43.2) 0.56 (14.2) 0.045 (20.4) 2. Mini-UHF Straight Plug TC-200-MUHF 3190-444 <1.25:1 (2.5) Knurl Solder Crimp NG 1.1 (27.9) 0.45 (11.4) 0.015 (6.8) 3. N Male Straight Plug EZ-200-NMH-X 3190-2886 <1.25:1 (8) Hex/Knurl Spring Finger Crimp A/G 1.5 (38.1) 0.75 (19.1) 0.073 (33.1) 4. N Male Straight Plug TC-200-NMH-X 3190-2882 <1.25:1 (6) Hex Solder Crimp A/G 1.5 (38.1) 0.89 (22.6) 0.086 (39.0) 5. N Male Reverse Polarity TC-200-NM-RP 3190-959 <1.25:1 (2.5) Knurl Solder Crimp N/G 1.5 (38.1) 0.75 (19.1) 0.073 (33.1) 6. SMA Male Straight Plug TC-200-SM-SS-X 3190-2881 <1.25:1 (2.5) Hex Solder Crimp SS/G 1.0 (38.1) 0.75 (19.1) 0.073 (33.1) 7. SMA Male Reverse Polarity TC-200-SM-RP 3190-327 <1.25:1 (2.5) Hex Solder Crimp SS/G 1.0 (25.4) 0.32 (8.1) 0.015 (6.8) 8. TNC Male Straight Plug EZ-200-TM-X 3190-2885 <1.25:1 (2.5) Knurl Spring Finger Crimp S/G 1.4 (35.6) 0.59 (15.0) 0.045 (20.4) 9. TNC Male Straight Plug TC-200-TMC 3190-240 <1.25:1 (2.5) Knurl Solder Clamp S/G 1.7 (43.2) 0.59 (15.0) 0.045 (20.4) 10. TNC Male Reverse Polarity EZ-200-TM-RP 3190-792 <1.25:1 (2.5) Knurl Spring Finger Crimp A/G 1.4 (35.6) 0.32 (8.1) 0.045 (20.4) 11. TNC Female Straight Jack TC-200-TF-X 3190-2884 <1.25:1 (2.5) NA Solder Crimp N/G 1.3 (33.0) 0.57 (14.5) 0.033 (15.0) 12. TNC Female Reverse Polarity EZ-200-TF-RP 3190-793 <1.25:1 (2.5) NA Spring Finger Crimp A/G 1.3 (33.0) 0.57 (14.5) 0.033 (15.0) 13. SMA Female Straight Jack EZ-200-SF-SS-X 3190-6007 <1.25:1 (6) NA Spring Finger Crimp A/G 0.9 (23.2) 0.40 (10.0) 0.019 (8.6) 14. SMA Male Right Angle EZ-200-SM-RA-SS-X 3190-6006 <1.30:1 (6) Hex Spring Finger Crimp A/G 1.0 (24.7) 0.70 (17.7) 0.019 (8.6) 15. TNC Male Right Angle EZ-200-TM-RA-X 3190-6008 <1.25:1 (6) Hex Spring Finger Crimp A/G 1.1 (27.5) 1.10 (28.8) 0.091 (41.7) 16. FME Female Straight Jack TC-200-FMEF-X 3190-6249 <1.25:1 (2) Hex Solder Crimp A/G 1.2 (29.3) 0.36 (9.2) 0.240 (6.1) 17. FME Male Straight Plug TC-200-FMEM-X 3190-6250 <1.25:1 (2) NA Solder Crimp A/G 1.1063 (28.1) 0.4252 (10.8) 0.4213 (10.7) * Finish metals: N=Nickel, S=Silver, G=Gold, SS=Stainless Steel, A=Alballoy **VSWR spec based on 3 foot cable with a connector pair* Finish* Finish metals: N=Nickel, S=Silver, G=Gold, SS=Stainless Steel, A=Alballoy **VSWR spec based on 3 foot cable with a connector pair* Finish(800) TMS-COAX • www.timesmicrowave.com17TIMES MICROWAVE SYSTEMSLMR 600LMR-200 Part Stock Type Number Code Description Ground Kit GK-S200TT GK-S200TT Standard Ground Kit (each)Hardw are AccessoriesGK-S200TTCT-240/200/195/1003190-667DBT-U3192-001CST-195/2003192-102RB-CST3192-086CCT-023192-165Install Tools Part Stock Type Number Code Description Crimp Tool CT-240/200/195/100 3190-667 Crimp tool for LMR-100, 195, 200 and 240 connectors Cutting Tool CCT-02 3192-165 Cable end flush cut tool Deburr Tool DBT-U 3192-001 Removes center conductor rough edges Replacement Blade RB-02 3192-166 Replacement blade for cutting tool Strip Tool CST-195/200 3192-102 Combination prep tool for LMR-195 and LMR-200 Replacement Blade RB-CST 3192-086 Replacement blade kit for all CST strip tools
https://timesmicrowave.com/wp-content/uploads/2022/06/lmr-brochure-r.pdf | cable | LMRLMR®195, 240, 400 & 600 Coaxial Cables,Connectors and Hardware195, 240, 400 & 600 Coaxial Cables, Connectors and HardwareLMR ®Flexible Communications CoaxTimes LMR cables are high performance broadband,flexible, low loss 50 Ohm coaxial communication cables designed for use in wireless applications such as:• Private land mobile/2-way land mobile• WiFi • Cellular• Satellite • GPS • RFID• In-Building Communications• M 2 M Networks• Positive Train Control (PTC) • Distributed Antenna Systems (DAS)• Public Safety Networks• SCADA/Telemetry• Lo RATimes LMR cables can be used virtually anywherehigh performance coaxial cables are used, including:• Internal component and equipment wiring• Inter/intra cabinet jumpers• Base station and antenna jumpers• Tower and pole feeder runs• In-building runs, including riser runs and air-handling plenums• Rooftop installations• Oil & Gas Fields• Power PlantsA full range of LMR cables are availablefrom LMR-100 (0.100") all the way up to LMR-1700-DB (1 1/4"). To see the complete line of LMR® cables pleasevisit our website at www.timesmicrowave.comIn this catalog the focus is on standard LMR cables -specifically LMR-195, 240, 400 and 600 but there aremany different types of LMR cables which are avail-able, so you can always be certain that there is anLMR cable just right for your particular application.Besides standard LMR cable, Times offers:• LMR-FR: Fire retardant cable for installation inbuilding vertical risers or where fire retardancy is critical, both UL and CSA listed (CMR/CATVR).• LMR-LLPL: cables are the most rugged and easiest to install plenum rated cables available, especially for difficult installs in older buildings. Cables are both UL and CSA listed (CMP/CATVP).• LMR-DB: Watertight cables with an inert floodingcompound injected in the braid to completely eliminate the possibility of any water migrationwith a 10 year warranty! The DB feature is optionalon sizes 600 and smaller, and standard on sizes 900and larger.• LMR Ultraflex: Stranded center conductor and thermoplastic rubber jacket for maximum flexibility.• LMR-75: These are 75 Ohm versions of the standard LMR cable for unsurpassed performance inbroadband video and specialized RF applications.Note:For applications requiring low Passive Intermodula-tion (PIM), we recommend using one of our manylow PIM cable constructions. See TFT®, SPP®, SPF®,SPO®, LMR-SW® and TCOM®. The standard LMR®construction is not suitable for low PIM applications.Times Microwave Systems also offers a wide rangeof Times-Protect® RF Lightning Protection products.For information please refer to our website atwww.timesmicrowave.com. www.timesmicrowave.comLMR ®Flexible Communications CoaxIn this catalog the focus is also on our well-knownline of Advantage™ EZ-X series non-solder connectors. All Advantage™ EZ-X series connectors have the following benefits:• No braid trimming required• Corrosion resistant• Center pin contacts made from silver or goldplated beryllium copper• Spring finger inner contacts• Crimp style outer contacts• Optimized connector retentionEZ connectors are the preferred choice for quickand reliable field installations.Times offers an extensive portfolio of connectorscovering numerous applications and is alwaysadding new ones. For a complete listing, pleaserefer to the Times website at www.timesmi-crowave.com or contact Times directly.A complete line of cable prep and connector instal-lation tools is available so you never will be frus-trated by not having the right tools - Times is yourone-stop source.Times furnishes a complete line of site installation hardware and accessories- everything you need toget you from the antenna to the equipment:• Ground kits: Perfectly sized to each LMR cable,with never a chance of the ground strap beingtoo tight (crushed cable), or too loose (poorgrounding).• Hangers: Snap-in, butterfly• Hoisting grips• Weatherproofing kits: Tape and cold shrink• Entry ports and hardwareTimes manufactures high quality LMR cableassemblies and performs 100% factory tests beforeshipment for insertion loss and VSWR. Many ofTimes' LMR distributors also supply LMR cable assemblies and provide excellent service, especiallyfor quick delivery requirements.Times has put together a full complement of “how-to”videos of many of the most popular Advantage™ -XSeries EZ connectors as well as ground kits andother accessories. These videos are available bothon the Times Microwave Website and YouTube. Andif you ever need help on a job, just call us - ourphone number is right on the cable.www.timesmicrowave.comLMR ®-195Ideal for...• Drop-in replacement for RG-58 and RG-142• Cabinet interconnects• Antenna Jumpers• RFIDInterface Description PartStock VSWR** Coupling Length Width WeightNumber Code Freq. (GHz) Nutin (mm) in (mm) lb. (g)Hardware and Installation ToolsConnectorsCrimp tool for LMR-100, 195,200 and 240 connectorsCable end flush cut toolPrep tool for LMR-195-200Deburr tool that removes thecenter conductor rough edgesReplacement blade kit for allCST cutting toolsInstall tool kit for LMR-195/200(CCT-02, DBT-U, CST-195/200,CT-240/200/100, tool pouch)Weather proofing and strain relief kit for LMR-195-200Lubricant for WSB and IPB bootsCT-240/200/195/1003190-667CCT-023192-165CST-195/2003192-102DBT-U3192-001RB-CST3192-086TK-195/200660-0829WSB-195-2003109-445Rubber Slide3109-424www.timesmicrowave.comSMAMaleStraightPlugEZ-195-SM-X3190-6140<1.30:1 (6)Hex0.9 (22.0)0.37 (9.4)0.019 (8.6)BNC Male StraightPlug EZ-195-BM-X 3190-6141<1.30:1 (4)Knurl 1.1 (28.4)0.60 (14.5)0.045 (20.4)TNC Male ReversePolarity*EZ-195-TM-RP-X 3190-6142<1.35:1 (6)Hex1.1 (22.0)0.87 (22.0)0.045 (20.4)* Indicates that connector is not compatible with WSB-195-200 (3109-445) LMR ®-195Part DescriptionStockPart NumberApplicationJacketColor Code LMR-195Outdoor PEBlack54110LMR-195-DB Outdoor/WatertightPEBlack54113LMR-195-FR Indoor/OutdoorFRPEBlack54111Riser CMRLMR-195-LSZH Low Smoke/FRPEBlack54387Zero HalogenConstruction SpecificationsDescriptionMaterialIn.(mm)Inner ConductorSolid BC0.037(0.94)Dielectric Foam PE0.110(2.79)Outer ConductorAluminum Tape0.116(2.95)Overall BraidTinned Copper0.139(3.53) Jacket(see table)0.195(4.95)Electrical SpecificationsPerformance PropertyUnitsUS(metric)Velocity of Propagation %80Dielectric ConstantNA1.56Time Delay nS/f (nS/m)1.27(4.17)Impedanceohms50Capacitance pF/ft (pF/m)25.4 (83.3) Inductance uH/ft (uH/m)0.064 (0.21) Shielding Effectiveness dB>90 DC ResistanceInner Conductorohms/1000ft (/km) 7.6 (24.9)Outer Conductor ohms/1000ft (/km)4.9(16.1)Voltage Withstand Volts DC1000Jacket SparkVolts RMS3000Peak Power kW2.5Mechanical SpecificationsPerformance PropertyUnitsUS(metric) Bend Radius: installationin. (mm)0.5(12.7)Bend Radius: repeatedin. (mm)2.0(50.8)Bending Momentft-lb (N-m)0.2(0.27)Weight lb/ft (kg/m)0.021(0.03)Tensile Strengthlb (kg)40(18.2)Flat Plate Crushlb/in. (kg/mm)15 (0.27)Environmental SpecificationsPerformance PropertyºFºCInstallation Temperature Range-40/+185 -40/+85Storage Temperature Range-94/+185 -70/+85Operating Temperature Range-40/+185 -40/+85www.timesmicrowave.comFrequency (MHz)3050150220450900150018002000250058008000 Attenuation dB/100 ft2.02.54.45.47.811.114.516.016.919.029.935.7 Attenuation dB/100 m6.58.414.617.725.536.547.752.555.462.498.1117.1Avg. Power kW0.890.680.390.320.220.160.120.110.100.090.060.04Ideal for...• SCADA antenna systems• In-building cabinet intra - connects• RFIDConnectorsLMR ®-240www.timesmicrowave.comInterface Description PartStock VSWR** Coupling Length Width WeightNumber Code Freq. (GHz) Nutin (mm) in (mm) lb. (g)1.0/2.3 DINStraightPlug*EZ-240-1023M-X3190-6283<1.35:1 (2.5)Knurl1.1 (228.5)0.33 (8.5)0.014 (6.63)N FemaleStraightJack*EZ-240-NF-X3190-2795<1.25:1 (6)NA1.4 (35.4)0.62 (15.8)0.040 (18.0)BNC MaleStraightPlug*EZ-240-BM-X3190-6120<1.25:1 (2.5)Knurl1.3 (34)0.58 (14.7)0.043 (19.5)BNC MaleRight Angle EZ-240-BM-RA-X3190-2868<1.30:1 (4)Knurl1.3 (33.6)1.19 (30.1)0.091 (41.7)TNC MaleStraightPlug*EZ-240-TM-X3190-2725<1.25:1 (2.5)Hex/Knurl1.4 (34.3)0.59 (15.0)0.043 (19.5)TNC MaleReversePolarity*EZ-240-TM-RP-X3190-2892<1.25:1 (6)Knurl1.4 (36)0.59 (15.0)0.043 (19.5)TNCFemaleStraightJackEZ-240-TF-X3190-6204<1.25:1 (6)NA1.1 (27.2)0.87 (22.0)0.033 (15.0)FMEMaleStraightPlugTC-240-FMEM-X3190-6251<1.25:1 (2)NA1.10 (28)0.42 (10.8)0.421 (10.7)* Indicates that connector is not compatible with WSB-240 (3109-400)Hardware and Installation ToolsCrimp tool for LMR-100, 195,200 and 240 connectorsCable end flush cut toolPrep tool for LMR-240Deburr tool that removes thecenter conductor rough edgesReplacement blade kit for allCST cutting toolsWeather proofing and strain relief kit for LMR-240CT-240/200/195/1003190-667CCT-023192-165CST-240A3192-152DBT-U3192-001RB-CST3192-086TK-240660-0830WSB-2403109-400LMR ®-240www.timesmicrowave.comTNC FemaleReverse Polarity*EZ-240-TF-RP-X3190-6167<1.35:1 (6)NA1.1 (27.2)0.87 (22.0)0.033 (15.0)QMA MaleStraightPlugEZ-240-QM-X3190-2894<1.25:1 (6)NA1.2 (30.0)0.41 (10.5)0.014 (6.35)QMA MaleRight Angle *EZ-240-QM-RA-X 3190-2895<1.25:1 (6)NA0.8 (20.3)0.65 (16.5)0.019 (8.62)SMA MaleStraightPlugEZ-240-SM-X3190-2897<1.25:1 (6)Hex1.0 (25.4)0.32 (8.1)0.016 (7.26)SMA MaleRight Angle *EZ-240-SM-RA-X3190-2899<1.25:1 (6)Hex0.9 (22.8)0.31 (7.9)0.019 (8.6)Interface Description PartStock VSWR** Coupling Length Width WeightNumber Code Freq. (GHz) Nutin (mm) in (mm) lb. (g)Lubricant for WSB and IPB bootsRubber Slide3109-424Connectors* Indicates that connector is not compatible with WSB-240 (3109-400)Install tool kit for LMR-240(CCT-02, DBT-U, CST-240A,CT-240/200/100, tool kit)Part Description StockPart NumberApplicationJacket Color CodeLMR-240OutdoorPEBlack 54021LMR-240-DBOutdoor/WatertightPEBlack 54090LMR-240-FRIndoor/Outdoor FRPE Black 54029Riser CMRLMR-240-LSZHLow Smoke/FRPEBlack 54389Zero HalogenEnvironmental SpecificationsPerformance PropertyºFºCInstallation Temperature Range-40/+185-40/+85Storage Temperature Range-94/+185 -70/+85Operating Temperature Range-40/+185-40/+85Construction Specifications DescriptionMaterialIn.(mm)Inner ConductorSolid BC0.056(1.42)DielectricFoam PE0.150(3.81)Outer ConductorAluminum Tape0.155(3.94)Overall BraidTinned Copper0.178(4.52)Jacket(see table)0.240(6.10)Electrical SpecificationsPerformance PropertyUnitsUS (metric)Velocity of Propagation %83Dielectric ConstantNA1.42Time DelaynS/ft (nS/m)1.21(3.97)Impedanceohms50 Capacitance pF/ft (pF/m)24.2 (79.4) Inductance uH/ft (uH/m)0.060 (0.20) Shielding EffectivenessdB>90DC ResistanceInner Conductorohms/1000ft (/km)3.2(10.5)Outer Conductor ohms/1000ft (/km)3.89(12.8)Voltage Withstand Volts DC1500Jacket SparkVolts RMS5000Peak Power kW5.6Mechanical SpecificationsPerformance PropertyUnitsUS(metric)Bend Radius: installationin. (mm)0.75(19.1)Bend Radius: repeatedin. (mm)2.5(63.5)Bending Momentft-lb (N-m)0.25(0.34)Weightlb/ft (kg/m)0.034(0.05)Tensile Strengthlb (kg)80(36.3)Flat Plate Crush-lb/in. (kg/mm)20(0.36)LMR ®-240www.timesmicrowave.comFrequency (MHz)3050150220450900150018002000250058008000Attenuation dB/100 ft1.31.73.03.75.37.69.910.911.512.920.424.3Attenuation dB/100 m4.45.79.912.017.324.832.435.637.742.466.879.7Avg. Power kW1.491.150.660.540.380.260.200.180.170.150.100.08LMR ®-400The industry standard for short RF feeder requirementsIdeal for...• Drop-in replacement for RG-8/9913 Air-Dielectric type Cable• Antenna feeder runs• Public safety antenna installations• WiFiConnectorswww.timesmicrowave.comInterface Description PartStock VSWR** Coupling Length Width WeightNumber Code Freq. (GHz) Nutin (mm) in (mm) lb. (g)7-16 DINMaleStraightPlugEZ-400-716M-X3190-2524<1.25:1 (6)Hex1.6 (39.5)1.38 (35)0.277 (126.0)7-16 DINMaleRightAngleEZ-400-716M-RA-X3190-2545<1.35:1 (4)Hex1.6 (4.7)1.75 (44.3) 0.374 (0.17)BNC MaleStraightPlugEZ-400-BM-X3190-2852<1.35:1 (2)Knurl1.7 (42.7)0.56 (14.2) 0.066 (29.9)BNC MaleRightAngleEZ-400-BM-RA-X3190-2847<1.35:1 (2)Knurl1.9 (48.0)1.32 (33.5)0.097 44.0)N FemaleStraightJackEZ-400-NF-X3190-2818<1.25:1 (2.5)N/A1.8 (45)0.66 (16.8)0.105 (47.6)N MaleStraightPlugEZ-400-NMH-X3190-2590<1.25:1 (10)Hex/Knurl1.5 (38)0.89 (22.6)0.103 (46.8)N MaleRight AngleEZ400-NMH-RA-X3190-2638<1.35:1 (6)Hex/Knurl1.87 (47)1.42 (36.0)0.177 (80.2)LMR ®-400www.timesmicrowave.comInterface Description PartStock VSWR** Coupling Length Width WeightNumber Code Freq. (GHz) Nutin (mm) in (mm) lb. (g)QN MaleStraight PlugEZ-400-QNM-X3190-2979<1.25:1 (6)NA1.5 (38)0.89 (22.6)0.103 (46.8)QN MaleRight AngleEZ-400-QNM-RA-X3190-2981<1.25:1 (6)NA1.9 (47.0)1.42 (36.0)0.177 (80.2)QN FemaleStraightJackEZ-400-QNF-X3190-2980<1.25:1 (6)N/A1.8 (45.0)0.66 (16.8)0.105 (47.6)TNC-FemaleStraightJackEZ-400-TF-X3190-3049<1.25:1 (6)N/A1.8 (45)0.55 (14.0)0.074 (33.6)TNC MaleStraightPlugEZ-400-TM-X3190-2533<1.25:1 (6)Hex/Knurl1.9 (48)0.67 (17.5)0.075 (34.3)TNC MaleRightAngleEZ-400-TM-RA-X3190-2800<1.25:1 (6)Hex/Knurl2.0 (50.0)0.62 (15.7)0.130 (59.0)4310MStraightPlugTC-400-4310M-X3190-6272<1.25:1 (6)Hex1.28 (32.6)0.89 (22.6)0.15 (68)ConnectorsHardware and Installation ToolsLMR ®-400Cable end flush cut toolCrimp tool for LMR 400 connectorsCrimp tool - crimp handle,crimp dies requiredCombination prep tool for LMR-400 crimp and clamp styleconnectorsMid-Span strip tool for groundstrap attachmentTool kit for LMR-400crimp/clamp connectors(includes CCT-02, CST-400,CT-400/300, tool pouchWeather seal strain relief boots(10 pk) for use with mostpopular LMR-400-X series connectorsLMR-400 Male IP boots(weather seal boot system)suitable for type N, TNC, BNC,4310, 4195LMR-400 Female IP boots(weather seal boot system)suitable for type N,TNC, BNC,4310,4195 Standard ground kit (each)Replacement blade kit for allCST strip toolsHoisting grip- laced type (each)IPB-400-NF3109-417-2IPB-400-NM3109-417-1WSB-4003109-394GK-S400TTHG-400TRB-CST3192-086CCT-023192-165CT-400/3003190-666CT-U3192-181CST-4003192-004GST-4003190-2174TK-400EZ3190-1601www.timesmicrowave.comLubricant for WSB and IPB boots.429” Hex diesRubber Slide3109-424Crimp Dies3190-202LMR ®-400Part Description StockPart NumberApplication JacketColor CodeLMR-400OutdoorPEBlack54001LMR-400-DBOutdoor/Watertight PEBlack54091LMR-400-FR Indoor/Outdoor FRPE Black54030Riser CMRLMR-400-LSZH Low Smoke FRPEBlack54390Zero HalogenMechanical SpecificationsPerformance PropertyUnitsUS (metric)Bend Radius: installationin. (mm)1.00(25.4)Bend Radius: repeatedin. (mm)4.0(101.6)Bending Momentft-lb (N-m )0.5(0.68)Weightlb/ft (kg/m)0.068(0.10)Tensile Strengthlb (kg)160(72.6)Flat Plate Crushlb/in. (kg/mm)40 (0.71) Electrical SpecificationsPerformance PropertyUnitsUS (metric) Velocity of Propagation %84Dielectric ConstantNA1.38Time DelaynS/ft (nS/m) 1.20 (3.92)Impedanceohms50 Capacitance pF/ft (pF/m) 23.9(78.4) Inductance uH/ft (uH/m) 0.060 (0.20) Shielding EffectivenessdB>90 DC ResistanceInner Conductorohms/1000ft (/km)1.39(4.6)Outer Conductor ohms/1000ft (/km)1.65(5.4)Voltage Withstand Volts DC2500Jacket SparkVolts RMS8000Peak Power kW16Construction SpecificationsDescriptionMaterialIn. (mm)Inner ConductorSolid BCCAI0.108 (2.74)DielectricFoam PE0.285(7.24)Outer ConductorAluminum Tape0.291(7.39)Overall BraidTinned Copper0.320(8.13)Jacket(see table)0.405(10.29)Environmental SpecificationsPerformance PropertyºFºCInstallation Temperature Range-40/+185-40/+85Storage Temperature Range-94/+185-70/+85Operating Temperature Range-40/+185-40/+85www.timesmicrowave.comFrequency (MHz)3050150220450900150018002000250058008000Attenuation dB/100 ft0.70.91.51.92.73.95.15.76.06.810.813.0Attenuation dB/100 m2.22.95.06.18.912.816.818.619.622.235.542.7Avg. Power kW3.332.571.471.200.830.580.440.400.370.330.210.17LMR ®-600www.timesmicrowave.comIdeal for…• Long antenna cable runs• High power applications• Private land mobile radio networks• WiFi7-16 DINMaleStraightPlugEZ-600-716M-X3190-2643<1.30:1 (6)Hex1.6 (42)1.38 (35.0)0.209 (94.8)7/16 DINMaleRightAngleEZ-600-716M-RA-X3190-2546<1.35:1 (6)Hex1.6 (40)1.38 (35.0) 0.462 (210.0)N FemaleStraightJackEZ-600-NF-X3190-2817<1.30:1 (6)NA1.7 (43)0.69 (17.6)0.090 (40.6)N MaleStraightPlugEZ-600-NMH-X3190-2627<1.25:1 (8)Hex/Knurl2.1 (53)0.92 (23.4)0.164 (74.4)N MaleRight Angle*EZ-600-NMH-RA-X3190-2639<1.35:1 (6)Hex2.0 (50) 1.42 (36.0) 0.224 (101.7)TNC MaleStraightPlugEZ-600-TM-X3190-2531<1.25:1 (6)Hex/Knurl2.3 (57.6)0.75 (19.0)0.100 (45.6)4310MStraightPlugTC-600-4310M-X3190-6273<1.25:1 (6)Hex1.76 (44.8)0.89 (22.6)0.25 (113)ConnectorsInterface Description PartStock VSWR** Coupling Length Width WeightNumber Code Freq. (GHz) Nutin (mm) in (mm) lb. (g)* Indicates that connector is not compatible with WSB-600 (3109-401)LMR ®-600www.timesmicrowave.comCable end flush cut toolCrimp tool - crimp handle,crimp dies requiredCrimp tool for LMR 600connectorsMidspan strip tool for groundstrap attachmentReplacement blade kit for allCST strip toolsTool kit for LMR-600 crimp/clampconnectors (includes CCT-02, CST-600, CT-600, Tool PouchWeather seal strain relief boot (10pk) for use with most popular LMR-600-X series connectorsWeather proof boot - LMR-600Male IP boot suitable for type N,TNC, BNC, 4310, 4195Weather proof boot - LMR-600Female IP boot suitable for typeN, TNC, BNC, 4310, 4195Weather proof boot - LMR-600Male IP boot right angle suit-able for type N, TNC, BNC,4310, 4195Hoisting grip- laced type (each).610” hex diesHG-600TY17203190-203RB-CST3192-086TK-600EZ3190-1602WSB-6003109-401IPB-600-NF3109-417-5IPB-600-NM-RA3109-417-6IPB-600-NM3109-417-4CCT-023192-165CT-U3192-181CT-6003192-170GST-600A3190-1051Lubricant for WSB and IPB bootsRubber Slide3109-424Hardware and Installation ToolsLMR ®-600www.timesmicrowave.comPart Description StockPart NumberApplication JacketColor CodeLMR-600OutdoorPEBlack54003LMR-600-DBOutdoor/Watertight PEBlack54093 LMR-600-FR Indoor/Outdoor FRPE Black54032Riser CMRLMR-600-LSZH Low SmokeFRPEBlack54392Zero Halogen.Mechanical SpecificationsPerformance PropertyUnitsUS (metric)Bend Radius: installationin. (mm)1.50 (38.1)Bend Radius: repeatedin. (mm)6.0 (152.4)Bending Momentft-lb (N-m )2.75 (3.73)Weightlb/ft (kg/m)0.131 (0.20)Tensile Strengthlb (kg)350 (158.9)Flat Plate Crushlb/in. (kg/mm)60 (1.07) Electrical SpecificationsPerformance PropertyUnitsUS (metric) Velocity of Propagation %85Dielectric ConstantNA1.32Time DelaynS/ft (nS/m) 1.17 (3.83)Impedanceohms50 Capacitance pF/ft (pF/m) 23.4(76.6) Inductance uH/ft (uH/m) 0.058 (0.19) Shielding EffectivenessdB>90 DC ResistanceInner Conductorohms/1000ft (/km)0.53(1.7)Outer Conductor ohms/1000ft (/km)1.2 (3.9)Voltage Withstand Volts DC4000Jacket SparkVolts RMS8000Peak Power kW40Construction SpecificationsDescriptionMaterialIn. (mm)Inner ConductorSolid BCCAI0.176(4.47)DielectricFoam PE0.455(11.56)Outer ConductorAluminum Tape0.461(11.71)Overall BraidTinned Copper0.490(12.45)Jacket(see table)0.590(14.99)Environmental SpecificationsPerformance PropertyºFºCInstallation Temperature Range-40/+185-40/+85Storage Temperature Range-94/+185-70/+85Operating Temperature Range-40/+185-40/+85Frequency (MHz)305015022045090015001800200025005800800Attenuation dB/100 ft0.40.51.01.21.72.53.33.73.94.47.38.8Attenuation dB/100 m1.41.83.23.95.68.210.912.112.814.523.829.0Avg. Power kW5.514.242.411.971.350.930.700.630.590.520.320.26World Headquarters: 358 Hall Avenue, Wallingford, CT 06492 • Tel: 203-949-8400, 1-800-867-2629 Fax: 203-949-8423International Sales: 358 Hall Avenue, Wallingford, CT 06492 • 203-949-8503 Fax: 203-949-8423China Sales: TMC Building 4, No. 318 Yuanshan Road, Xinzhuang Industrial Park, Shanghai, China 201108 Tel: 86-21-5176-1209 Fax: 86-21-64424098www.timesmicrowave.comLMR 02/18About Times Microwave SystemsTimes Microwave Systems, was founded in 1948 as the Times Wire and Cable Company.Today, the company specializes in the design and manufacture of high performance flexible,semi- flexible and semi-rigid coaxial cable, connectors and cable assemblies. With over 60 yearsof leadership in the design, development, and manufacture of coaxial products for defensemicrowave systems, Times Microwave Systems is the acknowledged leader, offering high tech solutions for today’s most demanding applications.Cable assemblies from Times Microwave Systems are used as interconnects for microwavetransmitters, receivers, and antennas on airframes, missiles, ships, satellites, and ground basedcommunications systems, and as leads for test and instrumentation applications.As a highly specialized and technically focused company, Times Microwave Systems has beenable to continually meet the challenges of specialty engineered transmission lines for both themilitary and commercial applications, drawing upon our:• Thousands of unique cable and connector designs• Exceptional RF and microwave design capability• Precise material and process controls• Unique in-house testing capabilities including RF shielding/leakage, vibration,moisture/vapor sealing, phase noise and flammability• Years of MIL-T-81490, MIL-C-87104, and MIL-PRF-39012 experience• ISO 9001 CertificationIn 2010, Times Microwave Systems introduced its Times-Protect™ line of lightning and surgeprotection solutions to address the challenging needs of wireless systems in the 21st century.With over 60 years of Times Microwave Systems aerospace cable and connector technologyexperience and unparalleled design expertise, Times Microwave Systems’ staff of Field Applica-tions Engineers can help to provide the right solution for your interconnect applications.
https://timesmicrowave.com/wp-content/uploads/2022/06/lmr-200-datasheet.pdf | cable | (800) TMS-COAX • www.timesmicrowave.com14TIMES MICROWAVE SYSTEMSLMR®-200 Flexible Low Loss Communications CoaxIdeal for… • Jumper Assemblies in Wireless Communications Systems • Short Antenna Feeder runs • Any application (e.g. WLL, GPS, LMR, WLAN, WISP, WiMax, SCADA, Mobile Antennas) requiring an easily routed, low loss RF cableLMR 600LMR-200 Part Description Stock Part Number Application Jacket Color CodeLMR-200 Outdoor PE Black 54022LMR-200-DB Outdoor/Watertight PE Black 54089LMR-200-FR Indoor/Outdoor Riser CMR FRPE Black 54028LMR-200-FR-PVC Indoor/OutdoorRiser CMR FRPVC Black 54125 LMR-200-PVC General Purpose PVC Black 54216LMR-200-PVC-W General Purpose PVC White 54201LMR-200-MA Mobile Antennas PVC Black 54045Electrical Specifications Performance Property Units US (metric) Velocity of Propagation % 83 Dielectric Constant NA 1.45 Time Delay nS/ft (nS/m) 1.22 (4.02) Impedance ohms 50 Capacitance pF/ft (pF/m) 24.5 (80.3) Inductance uH/ft (uH/m) 0.061 (0.20) Shielding Effectiveness dB >90 DC Resistance Inner Conductor ohms/1000ft (/km) 5.36 (17.6) Outer Conductor ohms/1000ft (/km) 4.9 (16.1) Voltage Withstand Volts DC 1000 Jacket Spark Volts RMS 3000 Peak Power kW 2.5 Construction Specifications Description Material In. (mm) Inner Conductor Solid BC 0.044 (1.12) Dielectric Foam PE 0.116 (2.95) Outer Conductor Aluminum Tape 0.121 (3.07) Overall Braid Tinned Copper 0.144 (3.66) Jacket (see table) 0.195 (4.95)Mechanical Specifications Performance Property Units US (metric) Bend Radius: installation in. (mm) 0.5 (12.7) Bend Radius: repeated in. (mm) 2 (50.8) Bending Moment ft-lb (N-m) 0.2 (0.27) Weight lb/ft (kg/m) 0.022 (0.03) Tensile Strength lb (kg) 40 (48) Flat Plate Crush lb/in. (kg/mm) 15 (0.27) Environmental Specifications Performance Property 0F oC Installation Temperature Range -40/+185 -40/+85 Storage Temperature Range -94/+185 -70/+85 Operating Temperature Range -40/+185 -40/+85(800) TMS-COAX • www.timesmicrowave.com15TIMES MICROWAVE SYSTEMSLMR 600LMR-200Attenuation vs. Frequency (typical)Attenuation(db per 100 feet)100.010.01.0Frequency (MHz)10 100 1,000 10,000 Frequency (MHz) 30 50 150 220 450 900 1500 1800 2000 2500 5800 8000 Attenuation dB/100 ft 1.8 2.3 4.0 4.8 7.0 9.9 12.9 14.2 15.0 16.9 26.4 31.3 Attenuation dB/100 m 5.8 7.5 13.1 15.9 22.8 32.6 42.4 46.6 49.3 55.4 86.5 102.8 Avg. Power kW 1.02 0.79 0.45 0.37 0.26 0.18 0.14 0.13 0.12 0.11 0.07 0.06 Calculate Attenuation = (0.320900) • FMHz + (0.000330) • FMHz (interactive calculator available at http://www.timesmicrowave.com/cable_calculators)Attenuation: VSWR=1.0; Ambient = +25°C (77°F) Power: VSWR=1.0; Ambient = +40°C; Inner Conductor = 100°C (212°F); Sea Level; dry air; atmospheric pressure; no solar loading(800) TMS-COAX • www.timesmicrowave.com16TIMES MICROWAVE SYSTEMSLMR®-200 Flexible Low Loss Communications CoaxLMR-200TC-200-BM-X3190-28831TC-200-MUHF3190-4442EZ-200-NMH-X3190-28863TC-200-NMH-X3190-28824TC-200-NM-RP3190-9595TC-200-SM-RP3190-327TC-200-SM-SS-X3190-2881EZ-200-TM-X3190-2885768TC-200-TMC3190-240EZ-200-TM-RP3190-792TC-200-TF-X3190-2884EZ-200-TF-RP3190-7939101112EZ-200-SF-SS-X3190-6007EZ-200-SM-RA-SS-X3190-6006EZ-200-TM-RA-X3190-6008TC-200-FMEF-X3190-6249TC-200-FMEM-X3190-62501516171413 Connectors Inner Outer Finish* Part Stock VSWR** Coupling Contact Contact Body Length Width Weight Interface Description Number Code Freq. (GHz) Nut Attach Attach /Pin in (mm) in (mm) lb (g) 1. BNC Male Straight Plug TC-200-BM-X 3190-2883 <1.25:1 (2.5) Knurl Solder Crimp S/G 1.7 (43.2) 0.56 (14.2) 0.045 (20.4) 2. Mini-UHF Straight Plug TC-200-MUHF 3190-444 <1.25:1 (2.5) Knurl Solder Crimp NG 1.1 (27.9) 0.45 (11.4) 0.015 (6.8) 3. N Male Straight Plug EZ-200-NMH-X 3190-2886 <1.25:1 (8) Hex/Knurl Spring Finger Crimp A/G 1.5 (38.1) 0.75 (19.1) 0.073 (33.1) 4. N Male Straight Plug TC-200-NMH-X 3190-2882 <1.25:1 (6) Hex Solder Crimp A/G 1.5 (38.1) 0.89 (22.6) 0.086 (39.0) 5. N Male Reverse Polarity TC-200-NM-RP 3190-959 <1.25:1 (2.5) Knurl Solder Crimp N/G 1.5 (38.1) 0.75 (19.1) 0.073 (33.1) 6. SMA Male Straight Plug TC-200-SM-SS-X 3190-2881 <1.25:1 (2.5) Hex Solder Crimp SS/G 1.0 (38.1) 0.75 (19.1) 0.073 (33.1) 7. SMA Male Reverse Polarity TC-200-SM-RP 3190-327 <1.25:1 (2.5) Hex Solder Crimp SS/G 1.0 (25.4) 0.32 (8.1) 0.015 (6.8) 8. TNC Male Straight Plug EZ-200-TM-X 3190-2885 <1.25:1 (2.5) Knurl Spring Finger Crimp S/G 1.4 (35.6) 0.59 (15.0) 0.045 (20.4) 9. TNC Male Straight Plug TC-200-TMC 3190-240 <1.25:1 (2.5) Knurl Solder Clamp S/G 1.7 (43.2) 0.59 (15.0) 0.045 (20.4) 10. TNC Male Reverse Polarity EZ-200-TM-RP 3190-792 <1.25:1 (2.5) Knurl Spring Finger Crimp A/G 1.4 (35.6) 0.32 (8.1) 0.045 (20.4) 11. TNC Female Straight Jack TC-200-TF-X 3190-2884 <1.25:1 (2.5) NA Solder Crimp N/G 1.3 (33.0) 0.57 (14.5) 0.033 (15.0) 12. TNC Female Reverse Polarity EZ-200-TF-RP 3190-793 <1.25:1 (2.5) NA Spring Finger Crimp A/G 1.3 (33.0) 0.57 (14.5) 0.033 (15.0) 13. SMA Female Straight Jack EZ-200-SF-SS-X 3190-6007 <1.25:1 (6) NA Spring Finger Crimp A/G 0.9 (23.2) 0.40 (10.0) 0.019 (8.6) 14. SMA Male Right Angle EZ-200-SM-RA-SS-X 3190-6006 <1.30:1 (6) Hex Spring Finger Crimp A/G 1.0 (24.7) 0.70 (17.7) 0.019 (8.6) 15. TNC Male Right Angle EZ-200-TM-RA-X 3190-6008 <1.25:1 (6) Hex Spring Finger Crimp A/G 1.1 (27.5) 1.10 (28.8) 0.091 (41.7) 16. FME Female Straight Jack TC-200-FMEF-X 3190-6249 <1.25:1 (2) Hex Solder Crimp A/G 1.2 (29.3) 0.36 (9.2) 0.240 (6.1) 17. FME Male Straight Plug TC-200-FMEM-X 3190-6250 <1.25:1 (2) NA Solder Crimp A/G 1.1063 (28.1) 0.4252 (10.8) 0.4213 (10.7) * Finish metals: N=Nickel, S=Silver, G=Gold, SS=Stainless Steel, A=Alballoy **VSWR spec based on 3 foot cable with a connector pair* Finish* Finish metals: N=Nickel, S=Silver, G=Gold, SS=Stainless Steel, A=Alballoy **VSWR spec based on 3 foot cable with a connector pair* Finish(800) TMS-COAX • www.timesmicrowave.com17TIMES MICROWAVE SYSTEMSLMR 600LMR-200 Part Stock Type Number Code Description Ground Kit GK-S200TT GK-S200TT Standard Ground Kit (each)Hardw are AccessoriesGK-S200TTCT-240/200/195/1003190-667DBT-U3192-001CST-195/2003192-102RB-CST3192-086CCT-023192-165Install Tools Part Stock Type Number Code Description Crimp Tool CT-240/200/195/100 3190-667 Crimp tool for LMR-100, 195, 200 and 240 connectors Cutting Tool CCT-02 3192-165 Cable end flush cut tool Deburr Tool DBT-U 3192-001 Removes center conductor rough edges Replacement Blade RB-02 3192-166 Replacement blade for cutting tool Strip Tool CST-195/200 3192-102 Combination prep tool for LMR-195 and LMR-200 Replacement Blade RB-CST 3192-086 Replacement blade kit for all CST strip tools
https://media.distributordatasolutions.com/synd_belden/2023q2/documents/a28915aea8bb4f175df90ec5959d6aed1f885b31.pdf | cable | Product: 9222 50Ω Triax RG-58A/U Type, #20, PO, TC Braids, PVC JktProduct Description50 Ohm Triax RG-58A/U Type, 20 AWG stranded (7x28) .037" tinned copper conductor, polyethylene insulation, double tinned copper braid shields (95%coverage), PVC jacket.Technical SpecificationsPhysical Characteristics (Overall)ConductorAWGStrandingMaterialNominal DiameterNo. of Coax207x28TC - Tinned Copper0.038 in1Conductor Count:1InsulationMaterialNominal DiameterPE - Polyethylene0.12 inInner ShieldTypeLayerMaterialCoverage [%]Braid1Tinned Copper (TC) 95%Inner JacketMaterialNominal DiameterPE - Polyethylene0.177 inOuter ShieldTypeLayerMaterialCoverage [%]Braid1Tinned Copper (TC) 95%Outer JacketMaterialNominal DiameterNominal Wall ThicknessPVC - Polyvinyl Chloride 0.241 in0.021 in0.216 inElectrical CharacteristicsConductor DCRNominal Conductor DCR Nominal Inner Shield DCR Nominal Outer Shield DCR9.5 Ohm/1000ft4.7 Ohm/1000ft4.3 Ohm/1000ftCapacitanceNom. Capacitance Conductor to Shield30.8 pF/ftInductanceNominal Inductance0.077 µH/ftImpedanceNominal Characteristic Impedance50 OhmHigh Frequency (Nominal/Typical)Frequency [MHz] Nom. Insertion Loss1 MHz0.5 dB/100ft10 MHz1.5 dB/100ft50 MHz3.3 dB/100ft100 MHz4.9 dB/100ft200 MHz7.2 dB/100ft400 MHz12 dB/100ft500 MHz14 dB/100ft700 MHz18 dB/100ft900 MHz22 dB/100ft1000 MHz24 dB/100ftDelayMax. Delay SkewNominal Velocity of Propagation (VP) [%]66 ns/100m66%VoltageNon-UL Voltage Rating1400 V RMSTemperature RangeNon-UL Temp Rating:75°COperating Temperature Range:-40°C To +75°CMechanical CharacteristicsBulk Cable Weight:39 lbs/1000ftMax. Pull Tension:83 lbsMin. Bend Radius/Minor Axis:2.5 inStandardsCPR Euroclass:FcaRG Type:58Applicable Environmental and Other ProgramsEU Directive 2000/53/EC (ELV):YesEU Directive 2003/96/EC (BFR):YesEU Directive 2011/65/EU (RoHS 2):YesEU Directive 2012/19/EU (WEEE):YesEU Directive 2015/863/EU (RoHS 2 amendment): YesEU Directive Compliance:EU Directive 2003/11/EC (BFR)EU CE Mark:YesMII Order #39 (China RoHS):YesSuitabilitySuitability - Indoor:YesPlenum/Non-PlenumPlenum (Y/N):NoRelated Part NumbersVariantsItem #ColorPut-Up Type LengthUPC9222 004100YellowReel100 ft6128252254309222 004500YellowReel500 ft6128252254479222 004U500 YellowUnReel500 ft612825225423Footnote:C - CRATE REEL PUT-UP.HistoryUpdate and Revision:Revision Number: 0.359 Revision Date: 05-05-2023© 2023 Belden, IncAll Rights Reserved.Although Belden makes every reasonable effort to ensure their accuracy at the time of this publication, information and specifications described here in are subject to error or omission and to change withoutnotice, and the listing of such information and specifications does not ensure product availability.Belden provides the information and specifications herein on an "ASIS" basis, with no representations or warranties, whether express, statutory or implied. In no event will Belden be liable for any damages(including consequential, indirect, incidental, special, punitive, or exemplary damages) whatsoever, even if Belden has been advised of the possibility of such damages, whether in an action under contract,negligence or any other theory, arising out of or in connection with the use, or inability to use, the information or specifications described herein.All sales of Belden products are subject to Belden's standard terms and conditions of sale.Belden believes this product to be in compliance with all applicable environmental programs as listed in the data sheet. The information provided is correct to the best of Belden's knowledge, information and beliefat the date of its publication. This information is designed only as a general guide for the safe handling, storage, and any other operation of the product itself or the one that it becomes a part of. The ProductDisclosure is not to be considered a warranty or quality specification. Regulatory information is for guidance purposes only. Product users are responsible for determining the applicability of legislation andregulations based on their individual usage of the product.
https://timesmicrowave.com/wp-content/uploads/2022/06/lmr-brochure-r.pdf | cable | LMRLMR®195, 240, 400 & 600 Coaxial Cables,Connectors and Hardware195, 240, 400 & 600 Coaxial Cables, Connectors and HardwareLMR ®Flexible Communications CoaxTimes LMR cables are high performance broadband,flexible, low loss 50 Ohm coaxial communication cables designed for use in wireless applications such as:• Private land mobile/2-way land mobile• WiFi • Cellular• Satellite • GPS • RFID• In-Building Communications• M 2 M Networks• Positive Train Control (PTC) • Distributed Antenna Systems (DAS)• Public Safety Networks• SCADA/Telemetry• Lo RATimes LMR cables can be used virtually anywherehigh performance coaxial cables are used, including:• Internal component and equipment wiring• Inter/intra cabinet jumpers• Base station and antenna jumpers• Tower and pole feeder runs• In-building runs, including riser runs and air-handling plenums• Rooftop installations• Oil & Gas Fields• Power PlantsA full range of LMR cables are availablefrom LMR-100 (0.100") all the way up to LMR-1700-DB (1 1/4"). To see the complete line of LMR® cables pleasevisit our website at www.timesmicrowave.comIn this catalog the focus is on standard LMR cables -specifically LMR-195, 240, 400 and 600 but there aremany different types of LMR cables which are avail-able, so you can always be certain that there is anLMR cable just right for your particular application.Besides standard LMR cable, Times offers:• LMR-FR: Fire retardant cable for installation inbuilding vertical risers or where fire retardancy is critical, both UL and CSA listed (CMR/CATVR).• LMR-LLPL: cables are the most rugged and easiest to install plenum rated cables available, especially for difficult installs in older buildings. Cables are both UL and CSA listed (CMP/CATVP).• LMR-DB: Watertight cables with an inert floodingcompound injected in the braid to completely eliminate the possibility of any water migrationwith a 10 year warranty! The DB feature is optionalon sizes 600 and smaller, and standard on sizes 900and larger.• LMR Ultraflex: Stranded center conductor and thermoplastic rubber jacket for maximum flexibility.• LMR-75: These are 75 Ohm versions of the standard LMR cable for unsurpassed performance inbroadband video and specialized RF applications.Note:For applications requiring low Passive Intermodula-tion (PIM), we recommend using one of our manylow PIM cable constructions. See TFT®, SPP®, SPF®,SPO®, LMR-SW® and TCOM®. The standard LMR®construction is not suitable for low PIM applications.Times Microwave Systems also offers a wide rangeof Times-Protect® RF Lightning Protection products.For information please refer to our website atwww.timesmicrowave.com. www.timesmicrowave.comLMR ®Flexible Communications CoaxIn this catalog the focus is also on our well-knownline of Advantage™ EZ-X series non-solder connectors. All Advantage™ EZ-X series connectors have the following benefits:• No braid trimming required• Corrosion resistant• Center pin contacts made from silver or goldplated beryllium copper• Spring finger inner contacts• Crimp style outer contacts• Optimized connector retentionEZ connectors are the preferred choice for quickand reliable field installations.Times offers an extensive portfolio of connectorscovering numerous applications and is alwaysadding new ones. For a complete listing, pleaserefer to the Times website at www.timesmi-crowave.com or contact Times directly.A complete line of cable prep and connector instal-lation tools is available so you never will be frus-trated by not having the right tools - Times is yourone-stop source.Times furnishes a complete line of site installation hardware and accessories- everything you need toget you from the antenna to the equipment:• Ground kits: Perfectly sized to each LMR cable,with never a chance of the ground strap beingtoo tight (crushed cable), or too loose (poorgrounding).• Hangers: Snap-in, butterfly• Hoisting grips• Weatherproofing kits: Tape and cold shrink• Entry ports and hardwareTimes manufactures high quality LMR cableassemblies and performs 100% factory tests beforeshipment for insertion loss and VSWR. Many ofTimes' LMR distributors also supply LMR cable assemblies and provide excellent service, especiallyfor quick delivery requirements.Times has put together a full complement of “how-to”videos of many of the most popular Advantage™ -XSeries EZ connectors as well as ground kits andother accessories. These videos are available bothon the Times Microwave Website and YouTube. Andif you ever need help on a job, just call us - ourphone number is right on the cable.www.timesmicrowave.comLMR ®-195Ideal for...• Drop-in replacement for RG-58 and RG-142• Cabinet interconnects• Antenna Jumpers• RFIDInterface Description PartStock VSWR** Coupling Length Width WeightNumber Code Freq. (GHz) Nutin (mm) in (mm) lb. (g)Hardware and Installation ToolsConnectorsCrimp tool for LMR-100, 195,200 and 240 connectorsCable end flush cut toolPrep tool for LMR-195-200Deburr tool that removes thecenter conductor rough edgesReplacement blade kit for allCST cutting toolsInstall tool kit for LMR-195/200(CCT-02, DBT-U, CST-195/200,CT-240/200/100, tool pouch)Weather proofing and strain relief kit for LMR-195-200Lubricant for WSB and IPB bootsCT-240/200/195/1003190-667CCT-023192-165CST-195/2003192-102DBT-U3192-001RB-CST3192-086TK-195/200660-0829WSB-195-2003109-445Rubber Slide3109-424www.timesmicrowave.comSMAMaleStraightPlugEZ-195-SM-X3190-6140<1.30:1 (6)Hex0.9 (22.0)0.37 (9.4)0.019 (8.6)BNC Male StraightPlug EZ-195-BM-X 3190-6141<1.30:1 (4)Knurl 1.1 (28.4)0.60 (14.5)0.045 (20.4)TNC Male ReversePolarity*EZ-195-TM-RP-X 3190-6142<1.35:1 (6)Hex1.1 (22.0)0.87 (22.0)0.045 (20.4)* Indicates that connector is not compatible with WSB-195-200 (3109-445) LMR ®-195Part DescriptionStockPart NumberApplicationJacketColor Code LMR-195Outdoor PEBlack54110LMR-195-DB Outdoor/WatertightPEBlack54113LMR-195-FR Indoor/OutdoorFRPEBlack54111Riser CMRLMR-195-LSZH Low Smoke/FRPEBlack54387Zero HalogenConstruction SpecificationsDescriptionMaterialIn.(mm)Inner ConductorSolid BC0.037(0.94)Dielectric Foam PE0.110(2.79)Outer ConductorAluminum Tape0.116(2.95)Overall BraidTinned Copper0.139(3.53) Jacket(see table)0.195(4.95)Electrical SpecificationsPerformance PropertyUnitsUS(metric)Velocity of Propagation %80Dielectric ConstantNA1.56Time Delay nS/f (nS/m)1.27(4.17)Impedanceohms50Capacitance pF/ft (pF/m)25.4 (83.3) Inductance uH/ft (uH/m)0.064 (0.21) Shielding Effectiveness dB>90 DC ResistanceInner Conductorohms/1000ft (/km) 7.6 (24.9)Outer Conductor ohms/1000ft (/km)4.9(16.1)Voltage Withstand Volts DC1000Jacket SparkVolts RMS3000Peak Power kW2.5Mechanical SpecificationsPerformance PropertyUnitsUS(metric) Bend Radius: installationin. (mm)0.5(12.7)Bend Radius: repeatedin. (mm)2.0(50.8)Bending Momentft-lb (N-m)0.2(0.27)Weight lb/ft (kg/m)0.021(0.03)Tensile Strengthlb (kg)40(18.2)Flat Plate Crushlb/in. (kg/mm)15 (0.27)Environmental SpecificationsPerformance PropertyºFºCInstallation Temperature Range-40/+185 -40/+85Storage Temperature Range-94/+185 -70/+85Operating Temperature Range-40/+185 -40/+85www.timesmicrowave.comFrequency (MHz)3050150220450900150018002000250058008000 Attenuation dB/100 ft2.02.54.45.47.811.114.516.016.919.029.935.7 Attenuation dB/100 m6.58.414.617.725.536.547.752.555.462.498.1117.1Avg. Power kW0.890.680.390.320.220.160.120.110.100.090.060.04Ideal for...• SCADA antenna systems• In-building cabinet intra - connects• RFIDConnectorsLMR ®-240www.timesmicrowave.comInterface Description PartStock VSWR** Coupling Length Width WeightNumber Code Freq. (GHz) Nutin (mm) in (mm) lb. (g)1.0/2.3 DINStraightPlug*EZ-240-1023M-X3190-6283<1.35:1 (2.5)Knurl1.1 (228.5)0.33 (8.5)0.014 (6.63)N FemaleStraightJack*EZ-240-NF-X3190-2795<1.25:1 (6)NA1.4 (35.4)0.62 (15.8)0.040 (18.0)BNC MaleStraightPlug*EZ-240-BM-X3190-6120<1.25:1 (2.5)Knurl1.3 (34)0.58 (14.7)0.043 (19.5)BNC MaleRight Angle EZ-240-BM-RA-X3190-2868<1.30:1 (4)Knurl1.3 (33.6)1.19 (30.1)0.091 (41.7)TNC MaleStraightPlug*EZ-240-TM-X3190-2725<1.25:1 (2.5)Hex/Knurl1.4 (34.3)0.59 (15.0)0.043 (19.5)TNC MaleReversePolarity*EZ-240-TM-RP-X3190-2892<1.25:1 (6)Knurl1.4 (36)0.59 (15.0)0.043 (19.5)TNCFemaleStraightJackEZ-240-TF-X3190-6204<1.25:1 (6)NA1.1 (27.2)0.87 (22.0)0.033 (15.0)FMEMaleStraightPlugTC-240-FMEM-X3190-6251<1.25:1 (2)NA1.10 (28)0.42 (10.8)0.421 (10.7)* Indicates that connector is not compatible with WSB-240 (3109-400)Hardware and Installation ToolsCrimp tool for LMR-100, 195,200 and 240 connectorsCable end flush cut toolPrep tool for LMR-240Deburr tool that removes thecenter conductor rough edgesReplacement blade kit for allCST cutting toolsWeather proofing and strain relief kit for LMR-240CT-240/200/195/1003190-667CCT-023192-165CST-240A3192-152DBT-U3192-001RB-CST3192-086TK-240660-0830WSB-2403109-400LMR ®-240www.timesmicrowave.comTNC FemaleReverse Polarity*EZ-240-TF-RP-X3190-6167<1.35:1 (6)NA1.1 (27.2)0.87 (22.0)0.033 (15.0)QMA MaleStraightPlugEZ-240-QM-X3190-2894<1.25:1 (6)NA1.2 (30.0)0.41 (10.5)0.014 (6.35)QMA MaleRight Angle *EZ-240-QM-RA-X 3190-2895<1.25:1 (6)NA0.8 (20.3)0.65 (16.5)0.019 (8.62)SMA MaleStraightPlugEZ-240-SM-X3190-2897<1.25:1 (6)Hex1.0 (25.4)0.32 (8.1)0.016 (7.26)SMA MaleRight Angle *EZ-240-SM-RA-X3190-2899<1.25:1 (6)Hex0.9 (22.8)0.31 (7.9)0.019 (8.6)Interface Description PartStock VSWR** Coupling Length Width WeightNumber Code Freq. (GHz) Nutin (mm) in (mm) lb. (g)Lubricant for WSB and IPB bootsRubber Slide3109-424Connectors* Indicates that connector is not compatible with WSB-240 (3109-400)Install tool kit for LMR-240(CCT-02, DBT-U, CST-240A,CT-240/200/100, tool kit)Part Description StockPart NumberApplicationJacket Color CodeLMR-240OutdoorPEBlack 54021LMR-240-DBOutdoor/WatertightPEBlack 54090LMR-240-FRIndoor/Outdoor FRPE Black 54029Riser CMRLMR-240-LSZHLow Smoke/FRPEBlack 54389Zero HalogenEnvironmental SpecificationsPerformance PropertyºFºCInstallation Temperature Range-40/+185-40/+85Storage Temperature Range-94/+185 -70/+85Operating Temperature Range-40/+185-40/+85Construction Specifications DescriptionMaterialIn.(mm)Inner ConductorSolid BC0.056(1.42)DielectricFoam PE0.150(3.81)Outer ConductorAluminum Tape0.155(3.94)Overall BraidTinned Copper0.178(4.52)Jacket(see table)0.240(6.10)Electrical SpecificationsPerformance PropertyUnitsUS (metric)Velocity of Propagation %83Dielectric ConstantNA1.42Time DelaynS/ft (nS/m)1.21(3.97)Impedanceohms50 Capacitance pF/ft (pF/m)24.2 (79.4) Inductance uH/ft (uH/m)0.060 (0.20) Shielding EffectivenessdB>90DC ResistanceInner Conductorohms/1000ft (/km)3.2(10.5)Outer Conductor ohms/1000ft (/km)3.89(12.8)Voltage Withstand Volts DC1500Jacket SparkVolts RMS5000Peak Power kW5.6Mechanical SpecificationsPerformance PropertyUnitsUS(metric)Bend Radius: installationin. (mm)0.75(19.1)Bend Radius: repeatedin. (mm)2.5(63.5)Bending Momentft-lb (N-m)0.25(0.34)Weightlb/ft (kg/m)0.034(0.05)Tensile Strengthlb (kg)80(36.3)Flat Plate Crush-lb/in. (kg/mm)20(0.36)LMR ®-240www.timesmicrowave.comFrequency (MHz)3050150220450900150018002000250058008000Attenuation dB/100 ft1.31.73.03.75.37.69.910.911.512.920.424.3Attenuation dB/100 m4.45.79.912.017.324.832.435.637.742.466.879.7Avg. Power kW1.491.150.660.540.380.260.200.180.170.150.100.08LMR ®-400The industry standard for short RF feeder requirementsIdeal for...• Drop-in replacement for RG-8/9913 Air-Dielectric type Cable• Antenna feeder runs• Public safety antenna installations• WiFiConnectorswww.timesmicrowave.comInterface Description PartStock VSWR** Coupling Length Width WeightNumber Code Freq. (GHz) Nutin (mm) in (mm) lb. (g)7-16 DINMaleStraightPlugEZ-400-716M-X3190-2524<1.25:1 (6)Hex1.6 (39.5)1.38 (35)0.277 (126.0)7-16 DINMaleRightAngleEZ-400-716M-RA-X3190-2545<1.35:1 (4)Hex1.6 (4.7)1.75 (44.3) 0.374 (0.17)BNC MaleStraightPlugEZ-400-BM-X3190-2852<1.35:1 (2)Knurl1.7 (42.7)0.56 (14.2) 0.066 (29.9)BNC MaleRightAngleEZ-400-BM-RA-X3190-2847<1.35:1 (2)Knurl1.9 (48.0)1.32 (33.5)0.097 44.0)N FemaleStraightJackEZ-400-NF-X3190-2818<1.25:1 (2.5)N/A1.8 (45)0.66 (16.8)0.105 (47.6)N MaleStraightPlugEZ-400-NMH-X3190-2590<1.25:1 (10)Hex/Knurl1.5 (38)0.89 (22.6)0.103 (46.8)N MaleRight AngleEZ400-NMH-RA-X3190-2638<1.35:1 (6)Hex/Knurl1.87 (47)1.42 (36.0)0.177 (80.2)LMR ®-400www.timesmicrowave.comInterface Description PartStock VSWR** Coupling Length Width WeightNumber Code Freq. (GHz) Nutin (mm) in (mm) lb. (g)QN MaleStraight PlugEZ-400-QNM-X3190-2979<1.25:1 (6)NA1.5 (38)0.89 (22.6)0.103 (46.8)QN MaleRight AngleEZ-400-QNM-RA-X3190-2981<1.25:1 (6)NA1.9 (47.0)1.42 (36.0)0.177 (80.2)QN FemaleStraightJackEZ-400-QNF-X3190-2980<1.25:1 (6)N/A1.8 (45.0)0.66 (16.8)0.105 (47.6)TNC-FemaleStraightJackEZ-400-TF-X3190-3049<1.25:1 (6)N/A1.8 (45)0.55 (14.0)0.074 (33.6)TNC MaleStraightPlugEZ-400-TM-X3190-2533<1.25:1 (6)Hex/Knurl1.9 (48)0.67 (17.5)0.075 (34.3)TNC MaleRightAngleEZ-400-TM-RA-X3190-2800<1.25:1 (6)Hex/Knurl2.0 (50.0)0.62 (15.7)0.130 (59.0)4310MStraightPlugTC-400-4310M-X3190-6272<1.25:1 (6)Hex1.28 (32.6)0.89 (22.6)0.15 (68)ConnectorsHardware and Installation ToolsLMR ®-400Cable end flush cut toolCrimp tool for LMR 400 connectorsCrimp tool - crimp handle,crimp dies requiredCombination prep tool for LMR-400 crimp and clamp styleconnectorsMid-Span strip tool for groundstrap attachmentTool kit for LMR-400crimp/clamp connectors(includes CCT-02, CST-400,CT-400/300, tool pouchWeather seal strain relief boots(10 pk) for use with mostpopular LMR-400-X series connectorsLMR-400 Male IP boots(weather seal boot system)suitable for type N, TNC, BNC,4310, 4195LMR-400 Female IP boots(weather seal boot system)suitable for type N,TNC, BNC,4310,4195 Standard ground kit (each)Replacement blade kit for allCST strip toolsHoisting grip- laced type (each)IPB-400-NF3109-417-2IPB-400-NM3109-417-1WSB-4003109-394GK-S400TTHG-400TRB-CST3192-086CCT-023192-165CT-400/3003190-666CT-U3192-181CST-4003192-004GST-4003190-2174TK-400EZ3190-1601www.timesmicrowave.comLubricant for WSB and IPB boots.429” Hex diesRubber Slide3109-424Crimp Dies3190-202LMR ®-400Part Description StockPart NumberApplication JacketColor CodeLMR-400OutdoorPEBlack54001LMR-400-DBOutdoor/Watertight PEBlack54091LMR-400-FR Indoor/Outdoor FRPE Black54030Riser CMRLMR-400-LSZH Low Smoke FRPEBlack54390Zero HalogenMechanical SpecificationsPerformance PropertyUnitsUS (metric)Bend Radius: installationin. (mm)1.00(25.4)Bend Radius: repeatedin. (mm)4.0(101.6)Bending Momentft-lb (N-m )0.5(0.68)Weightlb/ft (kg/m)0.068(0.10)Tensile Strengthlb (kg)160(72.6)Flat Plate Crushlb/in. (kg/mm)40 (0.71) Electrical SpecificationsPerformance PropertyUnitsUS (metric) Velocity of Propagation %84Dielectric ConstantNA1.38Time DelaynS/ft (nS/m) 1.20 (3.92)Impedanceohms50 Capacitance pF/ft (pF/m) 23.9(78.4) Inductance uH/ft (uH/m) 0.060 (0.20) Shielding EffectivenessdB>90 DC ResistanceInner Conductorohms/1000ft (/km)1.39(4.6)Outer Conductor ohms/1000ft (/km)1.65(5.4)Voltage Withstand Volts DC2500Jacket SparkVolts RMS8000Peak Power kW16Construction SpecificationsDescriptionMaterialIn. (mm)Inner ConductorSolid BCCAI0.108 (2.74)DielectricFoam PE0.285(7.24)Outer ConductorAluminum Tape0.291(7.39)Overall BraidTinned Copper0.320(8.13)Jacket(see table)0.405(10.29)Environmental SpecificationsPerformance PropertyºFºCInstallation Temperature Range-40/+185-40/+85Storage Temperature Range-94/+185-70/+85Operating Temperature Range-40/+185-40/+85www.timesmicrowave.comFrequency (MHz)3050150220450900150018002000250058008000Attenuation dB/100 ft0.70.91.51.92.73.95.15.76.06.810.813.0Attenuation dB/100 m2.22.95.06.18.912.816.818.619.622.235.542.7Avg. Power kW3.332.571.471.200.830.580.440.400.370.330.210.17LMR ®-600www.timesmicrowave.comIdeal for…• Long antenna cable runs• High power applications• Private land mobile radio networks• WiFi7-16 DINMaleStraightPlugEZ-600-716M-X3190-2643<1.30:1 (6)Hex1.6 (42)1.38 (35.0)0.209 (94.8)7/16 DINMaleRightAngleEZ-600-716M-RA-X3190-2546<1.35:1 (6)Hex1.6 (40)1.38 (35.0) 0.462 (210.0)N FemaleStraightJackEZ-600-NF-X3190-2817<1.30:1 (6)NA1.7 (43)0.69 (17.6)0.090 (40.6)N MaleStraightPlugEZ-600-NMH-X3190-2627<1.25:1 (8)Hex/Knurl2.1 (53)0.92 (23.4)0.164 (74.4)N MaleRight Angle*EZ-600-NMH-RA-X3190-2639<1.35:1 (6)Hex2.0 (50) 1.42 (36.0) 0.224 (101.7)TNC MaleStraightPlugEZ-600-TM-X3190-2531<1.25:1 (6)Hex/Knurl2.3 (57.6)0.75 (19.0)0.100 (45.6)4310MStraightPlugTC-600-4310M-X3190-6273<1.25:1 (6)Hex1.76 (44.8)0.89 (22.6)0.25 (113)ConnectorsInterface Description PartStock VSWR** Coupling Length Width WeightNumber Code Freq. (GHz) Nutin (mm) in (mm) lb. (g)* Indicates that connector is not compatible with WSB-600 (3109-401)LMR ®-600www.timesmicrowave.comCable end flush cut toolCrimp tool - crimp handle,crimp dies requiredCrimp tool for LMR 600connectorsMidspan strip tool for groundstrap attachmentReplacement blade kit for allCST strip toolsTool kit for LMR-600 crimp/clampconnectors (includes CCT-02, CST-600, CT-600, Tool PouchWeather seal strain relief boot (10pk) for use with most popular LMR-600-X series connectorsWeather proof boot - LMR-600Male IP boot suitable for type N,TNC, BNC, 4310, 4195Weather proof boot - LMR-600Female IP boot suitable for typeN, TNC, BNC, 4310, 4195Weather proof boot - LMR-600Male IP boot right angle suit-able for type N, TNC, BNC,4310, 4195Hoisting grip- laced type (each).610” hex diesHG-600TY17203190-203RB-CST3192-086TK-600EZ3190-1602WSB-6003109-401IPB-600-NF3109-417-5IPB-600-NM-RA3109-417-6IPB-600-NM3109-417-4CCT-023192-165CT-U3192-181CT-6003192-170GST-600A3190-1051Lubricant for WSB and IPB bootsRubber Slide3109-424Hardware and Installation ToolsLMR ®-600www.timesmicrowave.comPart Description StockPart NumberApplication JacketColor CodeLMR-600OutdoorPEBlack54003LMR-600-DBOutdoor/Watertight PEBlack54093 LMR-600-FR Indoor/Outdoor FRPE Black54032Riser CMRLMR-600-LSZH Low SmokeFRPEBlack54392Zero Halogen.Mechanical SpecificationsPerformance PropertyUnitsUS (metric)Bend Radius: installationin. (mm)1.50 (38.1)Bend Radius: repeatedin. (mm)6.0 (152.4)Bending Momentft-lb (N-m )2.75 (3.73)Weightlb/ft (kg/m)0.131 (0.20)Tensile Strengthlb (kg)350 (158.9)Flat Plate Crushlb/in. (kg/mm)60 (1.07) Electrical SpecificationsPerformance PropertyUnitsUS (metric) Velocity of Propagation %85Dielectric ConstantNA1.32Time DelaynS/ft (nS/m) 1.17 (3.83)Impedanceohms50 Capacitance pF/ft (pF/m) 23.4(76.6) Inductance uH/ft (uH/m) 0.058 (0.19) Shielding EffectivenessdB>90 DC ResistanceInner Conductorohms/1000ft (/km)0.53(1.7)Outer Conductor ohms/1000ft (/km)1.2 (3.9)Voltage Withstand Volts DC4000Jacket SparkVolts RMS8000Peak Power kW40Construction SpecificationsDescriptionMaterialIn. (mm)Inner ConductorSolid BCCAI0.176(4.47)DielectricFoam PE0.455(11.56)Outer ConductorAluminum Tape0.461(11.71)Overall BraidTinned Copper0.490(12.45)Jacket(see table)0.590(14.99)Environmental SpecificationsPerformance PropertyºFºCInstallation Temperature Range-40/+185-40/+85Storage Temperature Range-94/+185-70/+85Operating Temperature Range-40/+185-40/+85Frequency (MHz)305015022045090015001800200025005800800Attenuation dB/100 ft0.40.51.01.21.72.53.33.73.94.47.38.8Attenuation dB/100 m1.41.83.23.95.68.210.912.112.814.523.829.0Avg. Power kW5.514.242.411.971.350.930.700.630.590.520.320.26World Headquarters: 358 Hall Avenue, Wallingford, CT 06492 • Tel: 203-949-8400, 1-800-867-2629 Fax: 203-949-8423International Sales: 358 Hall Avenue, Wallingford, CT 06492 • 203-949-8503 Fax: 203-949-8423China Sales: TMC Building 4, No. 318 Yuanshan Road, Xinzhuang Industrial Park, Shanghai, China 201108 Tel: 86-21-5176-1209 Fax: 86-21-64424098www.timesmicrowave.comLMR 02/18About Times Microwave SystemsTimes Microwave Systems, was founded in 1948 as the Times Wire and Cable Company.Today, the company specializes in the design and manufacture of high performance flexible,semi- flexible and semi-rigid coaxial cable, connectors and cable assemblies. With over 60 yearsof leadership in the design, development, and manufacture of coaxial products for defensemicrowave systems, Times Microwave Systems is the acknowledged leader, offering high tech solutions for today’s most demanding applications.Cable assemblies from Times Microwave Systems are used as interconnects for microwavetransmitters, receivers, and antennas on airframes, missiles, ships, satellites, and ground basedcommunications systems, and as leads for test and instrumentation applications.As a highly specialized and technically focused company, Times Microwave Systems has beenable to continually meet the challenges of specialty engineered transmission lines for both themilitary and commercial applications, drawing upon our:• Thousands of unique cable and connector designs• Exceptional RF and microwave design capability• Precise material and process controls• Unique in-house testing capabilities including RF shielding/leakage, vibration,moisture/vapor sealing, phase noise and flammability• Years of MIL-T-81490, MIL-C-87104, and MIL-PRF-39012 experience• ISO 9001 CertificationIn 2010, Times Microwave Systems introduced its Times-Protect™ line of lightning and surgeprotection solutions to address the challenging needs of wireless systems in the 21st century.With over 60 years of Times Microwave Systems aerospace cable and connector technologyexperience and unparalleled design expertise, Times Microwave Systems’ staff of Field Applica-tions Engineers can help to provide the right solution for your interconnect applications.
https://timesmicrowave.com/wp-content/uploads/2022/08/lmr-400-75-datasheet.pdf | cable | (800) TMS-COAX • www.timesmicrowave.com110TIMES MICROWAVE SYSTEMSLMR®-400-75 Ohm Flexible Low Loss Coaxial CableMechanical Specifications Performance Property Units US (metric) Bend Radius: installation in. (mm) 1.0 (25.4) Bend Radius: repeated in. (mm) 4.0 (101.6) Bending Moment ft-lb (N-m) 0.5 (0.68) Weight lb/ft (kg/m) 0.068 (0.10) Tensile Strength lb (kg) 160 (72.6) Flat Plate Crush lb/in. (kg/mm) 40 (0.71)Construction Specifications Description Material In. (mm) Inner Conductor Solid BC 0.065 (1.65) Dielectric Foam PE 0.285 (7.24) Outer Conductor Aluminum Tape 0.291 (7.39) Overall Braid Tinned Copper 0.320 (8.13) Jacket (See Table) 0.405 (10.29)Electrical Specifications Performance Property Units US (metric) Max Operating Frequency GHz 2.5 Velocity of Propagation % 85 Dielectric Constant NA 1.38 Time Delay nS/ft (nS/m) 1.20 (3.92) Impedance ohms 75 Capacitance pF/ft (pF/m) 15.9 (52.3) Inductance uH/ft (uH/m) 0.090 (0.29) Shielding Effectiveness dB >90 DC Resistance Inner Conductor ohms/1000ft (/km) 2.50 (8.20) Outer Conductor ohms/1000ft (/km) 1.65 (5.4) Voltage Withstand Volts DC 2000 Jacket Spark Volts RMS 5000 Peak Power kW 10 Ideal for… • Satellite Applications • Video Applications-CCTV, CATV, baseband or broadband • In-Building Feeder Runs • Any 75 ohm Wireless Application requiring an easily routed, LMR-400-75 Environmental Specifications Performance Property 0F oC Installation Temperature Range -40/+185 -40/+85 Storage Temperature Range -94/+185 -70/+85 Operating Temperature Range -40/+185 -40/+85 Part Description Stock Part Number Application Jacket Color Code LMR-400-75 Indoor/Outdoor PE Black 54147 LMR-400-75-DB Outdoor PE Black 54228 LMR-400-75-FR Indoor FRPE Black 54256 (800) TMS-COAX • www.timesmicrowave.com111TIMES MICROWAVE SYSTEMSLMR-400-75Attenuation(db per 100 feet)10.01.00.110 100 1,000 10,000Frequency (MHz)Attenuation vs. Frequency (typical) Calculate Attenuation = (0.115570) • FMHz + (0.000260) • FMHz (interactive calculator available at http://www.timesmicrowave.com/cable_calculators)Attenuation: VSWR=1.0 ; Ambient = +25°C (77°F) Power: VSWR=1.0; Ambient = +40°C; Inner Conductor = 100°C (212°F); Sea Level; dry air; atmospheric pressure; no solar loading Frequency (MHz) 30 50 150 220 450 900 1500 1800 2000 2500 Attenuation dB/100 ft 0.6 0.8 1.5 1.8 2.6 3.7 4.9 5.4 5.7 6.4 Attenuation dB/100 m 2.1 2.7 4.8 5.8 8.4 12.1 16.0 17.6 18.7 21.1 Avg. Power kW 2.99 2.31 1.32 1.08 0.74 0.52 0.39 0.35 0.33 0.30(800) TMS-COAX • www.timesmicrowave.com112TIMES MICROWAVE SYSTEMSLMR-400-75LMR®-400-75 Ohm Flexible Low Loss Coaxial CableTC-400-NM-753190-389EZ-400-NM-753190-1618TC-400-NM-75/503190-1704EZ-400-FM-753190-952EZ-400-FMH-753190-1617 Connectors Inner Outer Finish* Part Stock VSWR** Coupling Contact Contact Body Length Width Weight Interface Description Number Code Freq. (GHz) Nut Attach Attach /Pin in (mm) in (mm) lb (g) 1. BNC Male Straight Plug TC-400-BM-75-X 3190-2960 <1.1:1 (2.0) Knurl Solder-on Crimp N/G 1.37 (34.8) 0.56 (14.2) 0.043 (19.5) 2. F Male Straight Plug EZ-400-FMH-75 3190-1617 <1.25:1 (2.0) Hex Spring Finger Crimp N/G 1.7 (42.9) 0.49 (12.4) 0.02 (9.07) 3. F Male Straight Plug EZ-400-FM-75 3190-952 <1.25:1 (2.5) Knurl Spring Finger Crimp N/G 1.7 (43.2) 0.56 (14.2) 0.002 (9.1) 4. N Male Straight Plug EZ-400-NM-75 3190-1618 <1.25:1 (2.0) Knurl Spring Finger Crimp N/G 2.0 (50.5) 0.81 (20.6) 0.10 (45.36) 5. N Male Straight Plug TC-400-NM-75 3190-389 <1.25:1 (2.5) Knurl Solder Crimp N/G 1.5 (38.1) 0.83 (21.1) 0.90 (40.8) 6. N Male Straight Plug TC-400-NM-75/50*** 3190-1704 <1.25:1 (2.0) Knurl Solder Crimp N/G 1.5 (38.1) 0.83 (21.1) 0.09 (39.01) * Finish metals: N=Nickel, S=Silver, G=Gold, SS=Stainless Steel, A=Alballoy **VSWR spec based on 3 foot cable with a connector pair ***NOTE: 75/50 suffix indicates the connector is for installation on 75 ohm LMR cable and mates with 50 ohm type-N connectorsTC-400-BM-75-X3190-2960156432(800) TMS-COAX • www.timesmicrowave.com113TIMES MICROWAVE SYSTEMSLMR-400-75 Part Stock Type Number Code Description Ground Kit GK-S400TT GK-S400TT Standard Grounding Kit (each) Hoisting Grip HG-400T HG-400T Laced Type (each) Hardware AccessoriesInstall ToolsCR-4003190-830DBT-U3192-001Y17193190-202CT-400/3003190-666CCT-023192-165TK-400EZ-75660-0084 Part Stock Type Number Code Description Crimp Tool CT-U 3192-181 Crimp Handle (Dies Required) Crimp Dies Y1719 3190-202 .429" Hex Dies Crimp Tool CT-400/300 3190-666 Crimp tool for LMR 400 connectors Crimp Rings CR-400 3190-830 Crimp rings for TC/EZ-400 connectors (package of 10) Strip Tool CST-400-75 3192-089 Combination prep tool for LMR-400-75 crimp and clamp connectors Mid-Span Strip Tool GST-400 3190-2174 For ground strap attachment Deburr Tool DBT-U 3192-001 Removes center conductor rough edges Cutting Tool CCT-02 3192-165 Cable end flush cut tool Replacement Blade RB-02 3192-166 Replacement blade for cutting tool Replacement Blade Kit RB-CST 3192-086 Replacement blade kit for all CST tools Tool Kit TK-400EZ-75 660-0084 Tool kit for LMR-400-75 crimp/clamp connectors includes, CCT-02,CST-400-75, CT-400/300, Tool Pouch)GST-4003190-2174RB-CST3192-086GK-S400TTHG-400TCST-400-753192-089CT-U3192-181
https://media.distributordatasolutions.com/synd_belden/2023q2/documents/ffe1e04bf7f751d1deb7b4b785a3fed783929646.pdf | cable | Product: 8267 Mil-Spec Coax, 50 Ohm, RG-213, 13 AWG Str BC, 95% BC Braid, PVC Jkt,CMX, Commercial Non-QPLProduct DescriptionMil-Spec Coax, 50 Ohm, RG-213, 13 AWG (7x21) Bare Copper Conductor, PE Insulation, 95% Bare Copper Braid Shield, PVC Jacket (Non-Contaminating),CMX, Commercial, non-QPLTechnical SpecificationsProduct OverviewSuitable Applications:Point-to-point and point-to-multipoint wireless antenna communication; Wireless microphones, Two-Way Radios, Amateur (Ham) Radio, Low Power FM, GPS, RFID (RadioFrequency Identification)Construction DetailsRG Type:213ConductorSizeStrandingNom. DiameterMaterial13 AWG7x210.089 inBC - Bare CopperInsulationMaterialNom. Insulation Diameter Color CodePE - Polyethylene0.285 in (7.24 mm)WhiteOuter ShieldOuter Shield TypeMaterialCoverageBraidBare Copper (BC)95%Outer JacketMaterialNom. DiameterPVC - Polyvinyl Chloride (Non-Contaminating)0.405 in (10.3 mm)Overall Cable Diameter(Nominal):0.405 in (10.3 mm)Electrical CharacteristicsAttenuationFrequency Nom. Attenuation1 MHz0.17 dB/100ft10 MHz0.55 dB/100ft50 MHz1.3 dB/100ft100 MHz1.9 dB/100ft200 MHz2.7 dB/100ft400 MHz4.1 dB/100ft700 MHz6.5 dB/100ft900 MHz7.6 dB/100ft1000 MHz8.0 dB/100ft4000 MHz21.5 dB/100ftPower RatingFrequency Max. Power Rating1 MHz9,295 W10 MHz2,761 W50 MHz1,122 W100 MHz748 W200 MHz494 W400 MHz326 W700 MHz235 W900 MHz205 W1,000 MHz194 W4,000 MHz110 WElectricalsNom. Conductor DCRNom. Outer Shield DCRNom. Capacitance Cond-to-ShieldNom. Characteristic ImpedanceNom. Velocity of Prop.1.7 Ohm/1000ft1.2 Ohm/1000ft (3.9 Ohm/km)30.8 pF/ft (101 pF/m)50 Ohm66%VoltageUL Voltage RatingVoltage Rating300 V (CMX), 30 V (UL AWM 1354)3700 V (Mil-Spec)Mechanical CharacteristicsTemperatureUL TemperatureOperating60°C (UL AWM 1354)-40°C to +80°CBend RadiusInstallation Min.4 in (100 mm)Max. Pull Tension:184 lbs (83.5 kg)Bulk Cable Weight:104 lbs/1000ftStandards and ComplianceEnvironmental Suitability:Indoor (Not Riser or Plenum), Indoor, Aerial - Black only, When supported by messenger wireSustainability:CA Prop 65Flammability / Reaction to Fire:VW-1CPR Compliance:CPR Euroclass: EcaNEC / UL Compliance:CMXAWM Compliance:AWM 1354CEC / C(UL) Compliance:CMXMilitary Compliance:Commercial, non-QPL product (M17/163-00001)European DirectiveCompliance:EU CE Mark, EU Directive 2015/863/EU (RoHS 2 amendment), REACH, EU Directive 2011/65/EU (RoHS 2), EU Directive 2012/19/EU (WEEE)UK Regulation Compliance:UKCA MarkAPAC Compliance:China RoHS II (GB/T 26572-2011)HistoryUpdate and Revision:Revision Number: 0.518 Revision Date: 04-13-2023Part NumbersVariantsItem #ColorPutup TypeLengthUPC8267 010500BlackReel500 ft6128251975398267 0101000 BlackReel1,000 ft612825428411© 2023 Belden, IncAll Rights Reserved.Although Belden makes every reasonable effort to ensure their accuracy at the time of this publication, information and specifications described here in are subject to error or omission and to change withoutnotice, and the listing of such information and specifications does not ensure product availability.Belden provides the information and specifications herein on an "ASIS" basis, with no representations or warranties, whether express, statutory or implied. In no event will Belden be liable for any damages(including consequential, indirect, incidental, special, punitive, or exemplary damages) whatsoever, even if Belden has been advised of the possibility of such damages, whether in an action under contract,negligence or any other theory, arising out of or in connection with the use, or inability to use, the information or specifications described herein.All sales of Belden products are subject to Belden's standard terms and conditions of sale.Belden believes this product to be in compliance with all applicable environmental programs as listed in the data sheet. The information provided is correct to the best of Belden's knowledge, information and beliefat the date of its publication. This information is designed only as a general guide for the safe handling, storage, and any other operation of the product itself or the one that it becomes a part of. The ProductDisclosure is not to be considered a warranty or quality specification. Regulatory information is for guidance purposes only. Product users are responsible for determining the applicability of legislation andregulations based on their individual usage of the product.
https://media.distributordatasolutions.com/synd_belden/2023q2/documents/a6a998a6614c056465cd3daabf4a7bb1e8016578.pdf | cable | Product: 4694P 4K UHD Coax for 12G-SDI, 75 Ohm, RG-6, 18 AWG Solid SC, Foil + 95% TCBraid, PVC Jkt, CMPProduct Description75 Ohm SDI Coax, RG-6, 18 AWG Solid Silvered Copper Conductor, FEP Insulation, Foil + 95% Tinned Copper Braid Shield, PVC Jacket, CMPTechnical SpecificationsProduct OverviewSuitable Applications:Ultra-High Definition Digital Video, 4K Single-link 12 Gb/s UHDTV, 4K D-Cinema, 8K Quad-link UHDTV, HD-SDI 1080pConstruction DetailsRG Type:6ConductorSizeStrandingNom. DiameterMaterial18 AWGSolid0.040 inSC - Silvered CopperInsulationMaterialNom. Insulation Diameter Color CodeFEP - Fluorinated Ethylene Propylene (Foam)0.168 in (4.27 mm)WhiteOuter ShieldLayerOuter Shield TypeMaterialMaterial Trade NameCoverage1TapeTri-Laminate (Alum+Poly+Alum) Duobond® II100%2BraidTinned Copper (TC)95%Outer JacketMaterialNom. DiameterPVC - Polyvinyl Chloride 0.229 in (5.82 mm)Overall Cable Diameter (Nominal): 0.229 in (5.82 mm)Electrical CharacteristicsReturn Loss (RL)FrequencyMin. Return Loss5 - 1600 MHz23 dB1600 - 4500 MHz21 dB4500 - 12000 MHz 15 dBAttenuationFrequencyNom. Attenuation1 MHz0.23 dB/100ft3.58 MHz0.46 dB/100ft5 MHz0.54 dB/100ft6 MHz0.58 dB/100ft7 MHz0.63 dB/100ft10 MHz0.73 dB/100ft12 MHz0.80 dB/100ft25 MHz1.11 dB/100ft55 MHz1.57 dB/100ft67.5 MHz1.73 dB/100ft71.5 MHz1.77 dB/100ft88.5 MHz1.92 dB/100ft100 MHz2.07 dB/100ft135 MHz2.39 dB/100ft143 MHz2.46 dB/100ft180 MHz2.76 dB/100ft270 MHz3.42 dB/100ft360 MHz4.02 dB/100ft540 MHz5.08 dB/100ft720 MHz6.01 dB/100ft750 MHz6.15 dB/100ft1000 MHz7.29 dB/100ft1500 MHz9.27 dB/100ft2000 MHz11.02 dB/100ft2250 MHz11.84 dB/100ft3000 MHz14.12 dB/100ft4500 MHz18.19 dB/100ft6000 MHz21.53 dB/100ft12000 MHz33.02 dB/100ftElectricalsNom. Conductor DCRNom. Outer Shield DCRNom. Capacitance Cond-to-ShieldNom. Characteristic ImpedanceNom. Velocity of Prop.6.4 Ohm/1000ft2.9 Ohm/1000ft (9.5 Ohm/km)16.1 pF/ft (52.8 pF/m)75 Ohm83%VoltageUL Voltage Rating300 V (CMP)Mechanical CharacteristicsTemperatureUL TemperatureOperating60°C0°C to +75°CBend RadiusInstallation Min.2.3 in (58 mm)Max. Pull Tension:92 lbs (42 kg)Bulk Cable Weight:36 lbs/1000ftStandards and ComplianceEnvironmental Suitability:Indoor - Plenum, Indoor, Aerial - Black only, When supported by messenger wireSustainability:CA Prop 65Flammability / Reaction to Fire:NFPA 262CPR Compliance:CPR Euroclass: EcaNEC / UL Compliance:CMPCEC / C(UL) Compliance:CMPEuropean Directive Compliance:EU CE Mark, EU Directive 2015/863/EU (RoHS 2 amendment), REACH, EU Directive 2011/65/EU (RoHS 2), EU Directive 2012/19/EU (WEEE)UK Regulation Compliance:UKCA MarkAPAC Compliance:China RoHS II (GB/T 26572-2011)Non-Plenum Number:4694RHistoryUpdate and Revision:Revision Number: 0.267 Revision Date: 04-24-2023Part NumbersVariantsItem #ColorPutup TypeLengthUPC4694P 0101000BlackReel1,000 ft6128254068084694P 0105000BlackReel5,000 ft6128254068154694P 0061000Blue, Light Reel1,000 ft6128254067854694P N3U1000 Green, MilReel1,000 ft6128254067544694P 0031000OrangeReel1,000 ft6128254067784694P 0021000RedReel1,000 ft6128254067614694P 0071000VioletReel1,000 ft612825406792© 2023 Belden, IncAll Rights Reserved.Although Belden makes every reasonable effort to ensure their accuracy at the time of this publication, information and specifications described here in are subject to error or omission and to change withoutnotice, and the listing of such information and specifications does not ensure product availability.Belden provides the information and specifications herein on an "ASIS" basis, with no representations or warranties, whether express, statutory or implied. In no event will Belden be liable for any damages(including consequential, indirect, incidental, special, punitive, or exemplary damages) whatsoever, even if Belden has been advised of the possibility of such damages, whether in an action under contract,negligence or any other theory, arising out of or in connection with the use, or inability to use, the information or specifications described herein.All sales of Belden products are subject to Belden's standard terms and conditions of sale.Belden believes this product to be in compliance with all applicable environmental programs as listed in the data sheet. The information provided is correct to the best of Belden's knowledge, information and beliefat the date of its publication. This information is designed only as a general guide for the safe handling, storage, and any other operation of the product itself or the one that it becomes a part of. The ProductDisclosure is not to be considered a warranty or quality specification. Regulatory information is for guidance purposes only. Product users are responsible for determining the applicability of legislation andregulations based on their individual usage of the product.
https://source.z2data.com/2022/8/18/9/55/41/685216/7386540/PdfFile_131121.pdf | cable | DescriptionEnviroflex: LSFH alternatives to RG cablesRG179 LSFH (black jacket), 75 Ohm, 3 GHz, 105°C, ø2.54 mm,RADOX® jacket, Flame retardant, UL AWM style 3651Technical DataConstructionMaterialDetailDiameterCentre conductorSteel, Copper+Silver platedStrand-070.305 mmDielectricSPEX (Crosslink Foam PE)1.55 mmOuter conductorCopper, Silver platedBraid, 94%2 mmJacketRADOXRAL 9005 - bk2.54 mm +/- 0.07Print: HUBER+SUHNER ENVIROFLEX 179-01 75 Ohm (UL logo) AWM Style 3651 (production order number)Electrical DataImpedance75 Ω +/- 3Operating Frequency3 GHzCapacitance63 pF/mVelocity of signal propagation70 %Signal delay4.78 ns/mOperating voltage≤ 1 kVrms (at sea level)Test voltage2 kVrms (50 Hz/1 min)Voltage Rating UL300 VMechanical DataWeight1.11 kg/100 mMin. bending radiusstatic5 mmrepeated (for ≤ 50 bendings)25 mmEnvironmental DataTemperature range-40 °C ... +105 °CTemperature rating UL105 °CInstallation temperature-20 °C... +60 °CCold bend testn/aAgeing testn/aUv resistance testIEC 60068-2-5, proc. CFlame propagation testUL 1581 § 1100, UL 1581 § 1090Smoke density testDIN EN 50268-2Halogen testIEC 60754Halogen freeYes2011/65/EU (RoHS - including2015/863 and 2017/2102)compliant1907/2006/EC (REACH)compliant2012/19/EU (WEEE)no special marking neededAdditional InformationRemarks(For details refer to the HUBER+SUHNER RF CABLES GENERAL CATALOGUE or contact your nearest HUBER+SUHNER partner)Suitable ConnectorsCable groupU5 2 mm / 75 OhmData SheetFlexible RF cableENVIROFLEX_179-01Item: 84021688Page 1/2Document: DOC-0000242433 AN / PDO Q / date of publication: 14.10.2020 17:58:30 / uncontrolled copyMatrixtypical Attenuation [ formula: (a*f^0.5 + b*f) ] and maximum Power CW [ formula: (p/f^0.5) ]Coefficients:a = 0.8288b = 0.0725fmax = 3P at 1GHz = 45FrequencyNom. attenuationNom. attenuationMax. CW power(GHz)(dB / m)(dB / ft)(W)sea level 25° Cambienttemperaturesea level 25° Cambienttemperaturesea level 40° Cambienttemperature0,150,330,1011160,30,480,145820,450,590,179670,60,690,209580,750,770,235520,90,850,260471,050,930,282441,20,990,303411,351,060,323391,51,120,343371,651,180,361351,81,240,379341,951,30,396322,11,350,412312,251,410,429302,41,460,444292,551,510,460282,71,560,475272,851,610,489273,01,650,50426www.hubersuhner.comHUBER+SUHNER is certified according to ISO 9001, ISO 14001, AS/EN9100, ISO/TS 16949 and IRIS.Waiver: Fact and figures herein are for information only and do not represent any warranty of any kind.Data SheetFlexible RF cableENVIROFLEX_179-01Item: 84021688Page 2/2Document: DOC-0000242433 AN / PDO Q / date of publication: 14.10.2020 17:58:30 / uncontrolled copy
https://source.z2data.com/2023/9/4/2/45/59/497548/7593037/HUBERSUHNERRG11AUDataSheet.pdf | cable | DescriptionRG: RG type RF cablesRG11, 75 Ohm, 1 GHz, 85°C, ø10.3 mm, PVC jacketTechnical DataConstructionMaterialDetailDiameterCentre conductorCopper, Tin platedStrand-071.2 mmDielectricPE (Polyethylene)7.25 mmOuter conductorCopperBraid, 96%8.1 mmJacketPVC II (low migration)RAL 9005 - bk10.3 mm +/- 0.15Print: HUBER+SUHNER RG 11 A/U 75 Ohm (production order number)Electrical DataImpedance75 Ω +/- 3Operating Frequency1 GHzCapacitance67 pF/mVelocity of signal propagation66 %Signal delay5.03 ns/mOperating voltage≤ 5 kVrms (at sea level)Test voltage10 kVrms (50 Hz/1 min)Mechanical DataWeight13.3 kg/100 mMin. bending radiusstatic55 mm100 mmEnvironmental DataTemperature range-25 °C ... +85 °CInstallation temperature-20 °C... +60 °CHalogen freeNo2011/65/EU (RoHS - including2015/863 and 2017/2102)compliant1907/2006/EC (REACH)compliantAdditional InformationRemarks(For details refer to the HUBER+SUHNER RF CABLES GENERAL CATALOGUE or contact your nearest HUBER+SUHNER partner)Suitable ConnectorsCable groupU34 7 mm / 75 OhmData SheetFlexible RF cableRG_11_A/UItem: 22510004Page 1/2Document: DOC-0000177716 AP / PDO L / date of publication: 14.10.2020 17:54:45 / uncontrolled copyMatrixtypical Attenuation [ formula: (a*f^0.5 + b*f) ] and maximum Power CW [ formula: (p/f^0.5) ]Coefficients:a = 0.1881b = 0.0344fmax = 1P at 1GHz = 286FrequencyNom. attenuationNom. attenuationMax. CW power(GHz)(dB / m)(dB / ft)(W)sea level 25° Cambienttemperaturesea level 25° Cambienttemperaturesea level 40° Cambienttemperature0,050,040,01312790,10,060,0199040,150,080,0247380,20,090,0286400,250,10,0315720,30,110,0355220,350,120,0384830,40,130,0404520,450,140,0434260,50,150,0464040,550,160,0483860,60,170,0513690,650,170,0533550,70,180,0553420,750,190,0583300,80,20,0603200,850,20,0623100,90,210,0643010,950,220,0662931,00,220,068286www.hubersuhner.comHUBER+SUHNER is certified according to ISO 9001, ISO 14001, AS/EN9100, ISO/TS 16949 and IRIS.Waiver: Fact and figures herein are for information only and do not represent any warranty of any kind.Data SheetFlexible RF cableRG_11_A/UItem: 22510004Page 2/2Document: DOC-0000177716 AP / PDO L / date of publication: 14.10.2020 17:54:45 / uncontrolled copy
https://source.z2data.com/2023/10/23/2/55/24/196120/325781/PdfFile_181745.pdf | cable | DescriptionSpuma: Flexible, low-loss RF cables (LMR* alternatives)50 Ohm, 6 GHz, 85°C, ø6.17 mm, LSFH jacket, Flame retardant,Railway and CPR qualifiedTechnical DataConstructionMaterialDetailDiameterCentre conductorCopperWire1.42 mmDielectricSPE (Foamed Polyethylene)3.82 mmOuter conductorAluminum / PESlongitudinal Foil, 100%3.94 mmOuter conductorCopper, Tin platedBraid, 94 %4.52 mmJacketLSFH (modified polyethylene)RAL 9005 - bk6.17 mm +/- 0.1Print: HUBER+SUHNER SPUMA 240-FR-01 50 Ohm Cca-s1,d0,a1 (production order number)Electrical DataImpedance50 Ω +/- 2Operating Frequency6 GHzCapacitance78.9 pF/mVelocity of signal propagation82.6 %Signal delay4.05 ns/mScreening effectiveness≥ 90 dB (up to 6 GHz)Operating voltage≤ 0.9 kVrms (at sea level)Test voltage1.5 kVrms (50 Hz/1 min)Mechanical DataWeight6.1 kg/100 mMin. bending radiusstatic14 mm53 mmEnvironmental DataTemperature range-40 °C ... +85 °CInstallation temperature-20 °C... +60 °CCold bend testMIL-C-17 § 4.8.19Uv resistance testISO 4892-2AFlame propagation testIEC 60332-1, IEC 60332-3-25Smoke density testEN 61034-2Halogen testIEC 60754Halogen freeYes2011/65/EU (RoHS - including2015/863 and 2017/2102)compliant1907/2006/EC (REACH)compliant2000/53/EC (ELV)compliant2012/19/EU (WEEE)no special marking needed2011/305/EU (CPR)compliant, Cca-s1,d0,a1Additional InformationEN 45545-2 compliant hazard level for indoor cables: HL3 NFPA-130 compliant An operating temperature of -55°C is feasible for static applications. *) LMR is aregistered trademark of Times Microwave Inc.Remarks(For details refer to the HUBER+SUHNER RF CABLES GENERAL CATALOGUE or contact your nearest HUBER+SUHNER partner)Suitable ConnectorsCable groupX28 4 mm / 50 OhmData SheetFlexible RF cableSPUMA_240-FR-01Item: 85021563Page 1/2Document: DOC-0000687673 AH / PDO P / date of publication: 03.06.2021 17:11:42 / uncontrolled copyMatrixtypical Attenuation [ formula: (a*f^0.5 + b*f) ] and maximum Power CW [ formula: (p/f^0.5) ]Coefficients:a = 0.257b = 0.009fmax = 6P at 1GHz = 260FrequencyNom. attenuationNom. attenuationMax. CW power(GHz)(dB / m)(dB / ft)(W)sea level 25° Cambienttemperaturesea level 25° Cambienttemperaturesea level 40° Cambienttemperature0.30.140.0444750.60.20.0623360.90.250.0772741.20.290.0892371.50.330.1002121.80.360.1101942.10.390.1191792.40.420.1281682.70.450.1361583.00.470.1441503.30.50.1511433.60.520.1581373.90.540.1651324.20.560.1721274.50.590.1791234.80.610.1851195.10.630.1911155.40.650.1971125.70.660.2031096.00.680.208106www.hubersuhner.comHUBER+SUHNER is certified according to ISO 9001, ISO 14001, AS/EN9100, ISO/TS 16949 and IRIS.Waiver: Fact and figures herein are for information only and do not represent any warranty of any kind.Data SheetFlexible RF cableSPUMA_240-FR-01Item: 85021563Page 2/2Document: DOC-0000687673 AH / PDO P / date of publication: 03.06.2021 17:11:42 / uncontrolled copy
https://source.z2data.com/2023/10/11/5/26/30/856493/7386981/PdfFile_286889.pdf | cable | DescriptionRG: RG type RF cablesRG196, 50 Ohm, 1 GHz, 205°C, ø1.83 mm, PFA jacketTechnical DataConstructionMaterialDetailDiameterCentre conductorSteel, Copper+Silver platedStrand-070.31 mmDielectricPTFE (Polytetrafluoroethylene)0.83 mmOuter conductorCopper, Silver platedBraid, 96%1.33 mmJacketPFA (Perfluoroalkoxy)RAL 9010 - wh1.83 mm +/- 0.1Print: HUBER+SUHNER RG 196 A/U 50 Ohm (production order number)Electrical DataImpedance50 Ω +/- 2Operating Frequency1 GHzCapacitance97 pF/mVelocity of signal propagation69 %Signal delay4.84 ns/mScreening effectiveness≥ 42 dB (up to 1 GHz)Operating voltage≤ 0.5 kVrms (at sea level)Test voltage1 kVrms (50 Hz/1 min)Mechanical DataWeight0.92 kg/100 mMin. bending radiusstatic10 mm18 mmdynamic27 mmEnvironmental DataTemperature range-80 °C ... +205 °CInstallation temperature-20 °C... +60 °CFlame propagation testIEC 60332-3,Halogen freeNo2011/65/EU (RoHS - including2015/863 and 2017/2102)compliant1907/2006/EC (REACH)compliantAdditional InformationRemarks(For details refer to the HUBER+SUHNER RF CABLES GENERAL CATALOGUE or contact your nearest HUBER+SUHNER partner)Suitable ConnectorsCable groupU1 1 mm / 50 OhmData SheetFlexible RF cableRG_196_A/UItem: 22510049Page 1/2Document: DOC-0000177756 AP / PDO K / date of publication: 14.10.2020 17:39:56 / uncontrolled copyMatrixtypical Attenuation [ formula: (a*f^0.5 + b*f) ] and maximum Power CW [ formula: (p/f^0.5) ]Coefficients:a = 1.4135b = 0.2038fmax = 1P at 1GHz = 108FrequencyNom. attenuationNom. attenuationMax. CW power(GHz)(dB / m)(dB / ft)(W)sea level 25° Cambienttemperaturesea level 25° Cambienttemperaturesea level 40° Cambienttemperature0,050,330,0994830,10,470,1423420,150,580,1762790,20,670,2052410,250,760,2312160,30,840,2551970,350,910,2771830,40,980,2971710,451,040,3171610,51,10,3361530,551,160,3541460,61,220,3711390,651,270,3881340,71,330,4041290,751,380,4201250,81,430,4351210,851,480,4501170,91,520,4651140,951,570,4791111,01,620,493108www.hubersuhner.comHUBER+SUHNER is certified according to ISO 9001, ISO 14001, AS/EN9100, ISO/TS 16949 and IRIS.Waiver: Fact and figures herein are for information only and do not represent any warranty of any kind.Data SheetFlexible RF cableRG_196_A/UItem: 22510049Page 2/2Document: DOC-0000177756 AP / PDO K / date of publication: 14.10.2020 17:39:56 / uncontrolled copy
https://source.z2data.com/2023/10/4/6/35/13/835477/8573221/PdfFile_164334.pdf | cable | DescriptionRG: RG type RF cablesRG223 High-flexible, 50 Ohm, 6 GHz, 85°C, ø5.3 mm, PVC jacketTechnical DataConstructionMaterialDetailDiameterCentre conductorCopper, Silver platedStrand-190.9 mmDielectricPE (Polyethylene)2.93 mmOuter conductorCopper, Silver platedBraid, 96%3.6 mmOuter conductorCopper, Silver platedBraid, 94 %4.2 mmJacketPVC II (low migration)RAL 9005 - bk5.3 mm +/- 0.15Print: HUBER+SUHNER RG 223 U-02 50 Ohm (production order number)Electrical DataImpedance50 Ω +/- 2Operating Frequency6 GHzCapacitance101 pF/mVelocity of signal propagation66 %Signal delay5.03 ns/mScreening effectiveness≥ 83 dB (up to 1 GHz)Operating voltage≤ 2.5 kVrms (at sea level)Test voltage5 kVrms (50 Hz/1 min)Mechanical DataWeight5.3 kg/100 mMin. bending radiusstatic26 mmdynamic53 mmEnvironmental DataTemperature range-25 °C ... +85 °CInstallation temperature-20 °C... +60 °CHalogen freeNo2011/65/EU (RoHS - including2015/863 and 2017/2102)compliant1907/2006/EC (REACH)compliantAdditional InformationMIL reference: M17/194-00001 (former reference: M17/84-RG223)Remarks(For details refer to the HUBER+SUHNER RF CABLES GENERAL CATALOGUE or contact your nearest HUBER+SUHNER partner)Suitable ConnectorsCable groupU9 3 mm / 50 OhmData SheetFlexible RF cableRG_223_/U-02Item: 22610106Page 1/2Document: DOC-0000177775 AT / PDO N / date of publication: 14.10.2020 17:58:13 / uncontrolled copyMatrixtypical Attenuation [ formula: (a*f^0.5 + b*f) ] and maximum Power CW [ formula: (p/f^0.5) ]Coefficients:a = 0.501b = 0.067fmax = 6P at 1GHz = 120FrequencyNom. attenuationNom. attenuationMax. CW power(GHz)(dB / m)(dB / ft)(W)sea level 25° Cambienttemperaturesea level 25° Cambienttemperaturesea level 40° Cambienttemperature0,30,290,0902190,60,430,1311550,90,540,1631261,20,630,1921101,50,710,218981,80,790,242892,10,870,264832,40,940,286772,71,00,306733,01,070,326693,31,130,345663,61,190,363633,91,250,381614,21,310,399594,51,360,416574,81,420,433555,11,470,449535,41,530,465525,71,580,481506,01,630,49749www.hubersuhner.comHUBER+SUHNER is certified according to ISO 9001, ISO 14001, AS/EN9100, ISO/TS 16949 and IRIS.Waiver: Fact and figures herein are for information only and do not represent any warranty of any kind.Data SheetFlexible RF cableRG_223_/U-02Item: 22610106Page 2/2Document: DOC-0000177775 AT / PDO N / date of publication: 14.10.2020 17:58:13 / uncontrolled copy
https://source.z2data.com/2023/10/23/0/43/44/91938/4426018/PdfFile_861570.pdf | cable | DescriptionRADOX RF: Highly flame retardant LSFH alternatives to RG cablesRG142 LSFH, 50 Ohm, 8 GHz, 105°C, ø5.34 mm, RADOX®jacket, Flame retardant, Railway qualifiedTechnical DataConstructionMaterialDetailDiameterCentre conductorCopper, Silver platedWire0.95 mmDielectricSPEX (Crosslink Foam PE)2.98 mmOuter conductorCopper, Silver platedBraid, 97%3.58 mmOuter conductorCopper, Silver platedBraid, 95 %4.18 mmJacketRADOX EM104RAL 9005 - bk5.34 mm +/- 0.06Print: HUBER+SUHNER RADOX RF 142 50 Ohm (UL logo) AWM Style 3651 (production order number)Electrical DataImpedance50 Ω +/- 2Operating Frequency8 GHzCapacitance94.5 pF/mVelocity of signal propagation70.9 %Signal delay4.7 ns/mScreening effectiveness≥ 75 dB (up to 5 GHz)Operating voltage≤ 2.5 kVrms (at sea level)Test voltage5 kVrms (50 Hz/1 min)Mechanical DataWeight5.7 kg/100 mMin. bending radiusstatic30 mmrepeated (for ≤ 3000 bendings)50 mmEnvironmental DataTemperature range-40 °C ... +105 °CInstallation temperature-20 °C... +60 °CFlame propagation testEN 60332-1-2, EN 50305, 9.1.2Smoke density testEN 61034-2Halogen testIEC 60754Halogen freeYes2011/65/EU (RoHS - including2015/863 and 2017/2102)compliant1907/2006/EC (REACH)compliant2000/53/EC (ELV)compliant2012/19/EU (WEEE)no special marking neededAdditional InformationEN 45545 compliant Hazard level for indoor cables: HL3 NFPA-130 compliant An operating temperature of -55°C is feasible for static applications. Extended to 8GHz,to support typical WiFi6E applications.Remarks(For details refer to the HUBER+SUHNER RF CABLES GENERAL CATALOGUE or contact your nearest HUBER+SUHNER partner)Suitable ConnectorsCable groupU9 3 mm / 50 OhmData SheetFlexible RF cableRADOX_RF_142Item: 85023684Page 1/2Document: DOC-0000687691 Z / PDO M / date of publication: 06.05.2021 23:08:35 / uncontrolled copyMatrixtypical Attenuation [ formula: (a*f^0.5 + b*f) ] and maximum Power CW [ formula: (p/f^0.5) ]Coefficients:a = 0.365b = 0.142fmax = 8P at 1GHz = 225FrequencyNom. attenuationNom. attenuationMax. CW power(GHz)(dB / m)(dB / ft)(W)sea level 25° Cambienttemperaturesea level 25° Cambienttemperaturesea level 40° Cambienttemperature0.40.290.0883560.80.440.1342521.20.570.1742051.60.690.2101782.00.80.2441592.40.910.2761452.81.010.3071343.21.110.3371263.61.20.3671194.01.30.3961134.41.390.4241074.81.480.4511035.21.570.479995.61.660.506956.01.750.532926.41.830.558896.81.920.584867.22.00.610847.62.090.636828.02.170.66180www.hubersuhner.comHUBER+SUHNER is certified according to ISO 9001, ISO 14001, AS/EN9100, ISO/TS 16949 and IRIS.Waiver: Fact and figures herein are for information only and do not represent any warranty of any kind.Data SheetFlexible RF cableRADOX_RF_142Item: 85023684Page 2/2Document: DOC-0000687691 Z / PDO M / date of publication: 06.05.2021 23:08:35 / uncontrolled copy
https://source.z2data.com/2023/11/6/18/7/31/90699/7812880/PdfFile_912749.pdf | cable | DescriptionSucoform: Formstable, hand-formable alternatives to semi-rigid microwave cablesRG401 dimension, 50 Ohm, 18 GHz, 165°C, ø6.3 mm, no jacketTechnical DataConstructionMaterialDetailDiameterCentre conductorCopper, Silver platedWire1.67 mmDielectricPTFE (Polytetrafluoroethylene)5.24 mmOuter conductorCopper, Tin platedTin soaked braid, 100%6.3 mmPrint: HUBER+SUHNER SUCOFORM 250-01 50 Ohm (PA no.)Electrical DataImpedance50 Ω +/- 2Operating Frequency18 GHzCapacitance95 pF/mVelocity of signal propagation71 %Signal delay4.7 ns/mScreening effectiveness≥ 100 dB (up to 18 GHz)Operating voltage≤ 3.5 kVrms (at sea level)Test voltage7.5 kVrms (50 Hz/1 min)Mechanical DataWeight12.5 kg/100 mMin. bending radiusstatic30 mm120 mmEnvironmental DataTemperature range-65 °C ... +165 °CInstallation temperature-20 °C... +60 °CFlame propagation testIEC 60332-1, UL 1581 § 1080 (VW-1)Halogen freeNo2011/65/EU (RoHS - including2015/863 and 2017/2102)compliant1907/2006/EC (REACH)compliant2000/53/EC (ELV)compliant2012/19/EU (WEEE)no special marking neededAdditional InformationRemarks(For details refer to the HUBER+SUHNER RF CABLES GENERAL CATALOGUE or contact your nearest HUBER+SUHNER partner)Suitable ConnectorsCable groupY14 5 mm / 50 OhmData SheetFormable microwave cableSUCOFORM_250-01Item: 84007938Page 1/2Document: DOC-0000225851 AF / PDO F / date of publication: 14.10.2020 18:00:10 / uncontrolled copyMatrixtypical Attenuation [ formula: (a*f^0.5 + b*f) ] and maximum Power CW [ formula: (p/f^0.5) ]Coefficients:a = 0.21b = 0.031fmax = 18P at 1GHz = 920FrequencyNom. attenuationNom. attenuationMax. CW power(GHz)(dB / m)(dB / ft)(W)sea level 25° Cambienttemperaturesea level 25° Cambienttemperaturesea level 40° Cambienttemperature0,90,230,0699701,80,340,1036862,70,430,1315603,60,510,1554854,50,580,1784345,40,660,2003966,30,720,2203677,20,790,2403438,10,850,2593239,00,910,2773079,90,970,29529210,81,020,31228011,71,080,32926912,61,140,34625913,51,190,36325014,41,240,37924215,31,30,39523516,21,350,41122917,11,40,42622218,01,450,442217www.hubersuhner.comHUBER+SUHNER is certified according to ISO 9001, ISO 14001, AS/EN9100, ISO/TS 16949 and IRIS.Waiver: Fact and figures herein are for information only and do not represent any warranty of any kind.Data SheetFormable microwave cableSUCOFORM_250-01Item: 84007938Page 2/2Document: DOC-0000225851 AF / PDO F / date of publication: 14.10.2020 18:00:10 / uncontrolled copy
https://source.z2data.com/2023/11/6/0/13/57/338700/3633393/PdfFile_104493.pdf | cable | DescriptionSucoform: Formstable, hand-formable alternatives to semi-rigid microwave cablesRG402 dimension, phase stable over temperature, 50 Ohm, 30GHz, 200°C, ø3.58 mm, no jacketTechnical DataConstructionMaterialDetailDiameterCentre conductorAluminium, Copper cladded, SilverplatedWire1.15 mmDielectricLow density fluorine polymer2.95 mmOuter conductorCopper, Tin platedTin soaked braid, 99%3.58 mmPrint: HUBER+SUHNER SUCOFORM 141 CT 50 Ohm (PA no.)Electrical DataImpedance50 Ω +/- 2Operating Frequency30 GHzCapacitance80 pF/mVelocity of signal propagation83 %Signal delay4 ns/mScreening effectiveness≥ 100 dB (up to 18 GHz)Operating voltage≤ 0.5 kVrms (at sea level)Test voltage1.1 kVrms (50 Hz/1 min)Phase vs Temperature-55°C... + 125°C500 ppmMechanical DataWeight3.3 kg/100 mMin. bending radiusstatic8 mmdynamic40 mmEnvironmental DataTemperature range-65 °C ... +200 °CInstallation temperature-20 °C... +60 °CHalogen freeNo2011/65/EU (RoHS - including2015/863 and 2017/2102)compliant1907/2006/EC (REACH)compliant2000/53/EC (ELV)compliant2012/19/EU (WEEE)no special marking neededAdditional InformationRemarks(For details refer to the HUBER+SUHNER RF CABLES GENERAL CATALOGUE or contact your nearest HUBER+SUHNER partner)Suitable ConnectorsCable groupY25 3mm / 50 OhmData SheetFormable microwave cableSUCOFORM_141_CTItem: 85063282Page 1/2Document: DOC-0000779930 O / PDO F / date of publication: 14.10.2020 17:36:33 / uncontrolled copyMatrixtypical Attenuation [ formula: (a*f^0.5 + b*f) ] and maximum Power CW [ formula: (p/f^0.5) ]Coefficients:a = 0.317b = 0.032fmax = 30P at 1GHz = 360FrequencyNom. attenuationNom. attenuationMax. CW power(GHz)(dB / m)(dB / ft)(W)sea level 25° Cambienttemperaturesea level 25° Cambienttemperaturesea level 40° Cambienttemperature1,50,440,1332943,00,650,1972084,50,820,2491706,00,970,2951477,51,110,3381319,01,240,37812010,51,360,41511112,01,480,45210413,51,60,4879815,01,710,5209316,51,820,5538918,01,920,5858519,52,020,6178221,02,120,6487922,52,220,6787624,02,320,7077325,52,420,7377127,02,510,7656928,52,60,7946730,02,70,82266www.hubersuhner.comHUBER+SUHNER is certified according to ISO 9001, ISO 14001, AS/EN9100, ISO/TS 16949 and IRIS.Waiver: Fact and figures herein are for information only and do not represent any warranty of any kind.Data SheetFormable microwave cableSUCOFORM_141_CTItem: 85063282Page 2/2Document: DOC-0000779930 O / PDO F / date of publication: 14.10.2020 17:36:33 / uncontrolled copy
https://source.z2data.com/2023/11/6/0/13/51/461565/3391018/PdfFile_139843.pdf | cable | DescriptionRG: RG type RF cablesRG393, 50 Ohm, 6 GHz, 200°C, ø9.9 mm, FEP jacketTechnical DataConstructionMaterialDetailDiameterCentre conductorCopper, Silver platedStrand-072.46 mmDielectricPFA (Perfluoroalkoxy)7.25 mmOuter conductorCopper, Silver platedBraid, 92%8 mmOuter conductorCopper, Silver platedBraid, 94 %8.75 mmJacketFEP (Fluorinated ethylene propylene)RAL 8015 - br9.9 mm +/- 0.25Print: HUBER+SUHNER RG 393 U 50 Ohm (production order number)Electrical DataImpedance50 Ω +/- 2Operating Frequency6 GHzCapacitance95.9 pF/mVelocity of signal propagation70 %Signal delay4.79 ns/mScreening effectiveness≥ 81 dB (up to 6 GHz)Operating voltage≤ 5.5 kVrms (at sea level)Test voltage12.5 kVrms (50 Hz/1 min)Mechanical DataWeight22.9 kg/100 mMin. bending radiusstatic60 mm100 mmdynamic150 mmEnvironmental DataTemperature range-65 °C ... +200 °CInstallation temperature-20 °C... +60 °CFlame propagation testIEC 60332-3-25,Halogen freeNo2011/65/EU (RoHS - including2015/863 and 2017/2102)compliant1907/2006/EC (REACH)compliantAdditional InformationMIL reference: M17/127-RG393Remarks(For details refer to the HUBER+SUHNER RF CABLES GENERAL CATALOGUE or contact your nearest HUBER+SUHNER partner)Suitable ConnectorsCable groupU33 7 mm / 50 OhmData SheetFlexible RF cableRG_393_/UItem: 22511430Page 1/2Document: DOC-0000177786 AN / PDO M / date of publication: 14.10.2020 17:55:43 / uncontrolled copyMatrixtypical Attenuation [ formula: (a*f^0.5 + b*f) ] and maximum Power CW [ formula: (p/f^0.5) ]Coefficients:a = 0.1749b = 0.129fmax = 6P at 1GHz = 1461FrequencyNom. attenuationNom. attenuationMax. CW power(GHz)(dB / m)(dB / ft)(W)sea level 25° Cambienttemperaturesea level 25° Cambienttemperaturesea level 40° Cambienttemperature0,30,130,04126670,60,210,06518860,90,280,08615401,20,350,10613341,50,410,12411931,80,470,14210892,10,520,16010082,40,580,1779432,70,640,1948893,00,690,2108443,30,740,2278043,60,80,2437703,90,850,2597404,20,90,2747134,50,950,2906894,81,00,3066675,11,050,3216475,41,10,3366295,71,150,3516126,01,20,366596www.hubersuhner.comHUBER+SUHNER is certified according to ISO 9001, ISO 14001, AS/EN9100, ISO/TS 16949 and IRIS.Waiver: Fact and figures herein are for information only and do not represent any warranty of any kind.Data SheetFlexible RF cableRG_393_/UItem: 22511430Page 2/2Document: DOC-0000177786 AN / PDO M / date of publication: 14.10.2020 17:55:43 / uncontrolled copy
https://timesmicrowave.com/wp-content/uploads/2022/06/lmr-195-uf-datasheet.pdf | cable | (800) TMS-COAX • www.timesmicrowave.com58TIMES MICROWAVE SYSTEMSLMR®-195-UF UltraFlex Communications Coax Environmental Specifications Performance Property 0F oC Installation Temperature Range -40/+185 -40/+85 Storage Temperature Range -94/+185 -70/+85 Operating Temperature Range -40/+185 -40/+85Electrical Specifications Performance Property Units US (metric) Velocity of Propagation % 74 Dielectric Constant NA 1.56 Time Delay nS/ft (nS/m) 1.27 (4.17) Impedance ohms 50 Capacitance pF/ft (pF/m) 25.4 (83.3) Inductance uH/ft (uH/m) 0.064 (0.21) Shielding Effectiveness dB >90 DC Resistance Inner Conductor ohms/1000ft (/km) 9.5 (31.2) Outer Conductor ohms/1000ft (/km) 4.9 (16.1) Voltage Withstand Volts DC 1000 Jacket Spark Volts RMS 3000 Peak Power kW 2.5 • LMR®- UltraFlex has a stranded center conductor and rubber outer jacket designed for multiple bending/flexing cycles. It is used for both indoor and outdoor applications. • Flexibility and bendability are hallmarks of the LMR- UF cable design. The flexible outer conductor enables the tightest bend radius available for any cable of similar size and performance.• Low Loss is another hallmark feature of LMR- UF. Size for size LMR has the lowest loss of any flexible cable and comparable loss to semirigid hard-line cables.• RF Shielding is 50 dB greater than typical single shielded coax (40 dB). The multi-ply bonded foil outer conductor is rated conservatively at > 90 dB (i.e. >180 dB between two adjacent cables). • Weatherability: LMR-UF cables are designed for outdoor exposure and have a life expectancy in excess of 10 years.• Connectors: A wide variety of connectors are available for LMR cable, including all common interface types, reverse polarity, and solder-on center pins. Most LMR connectors employ crimp outer attachment using standard hex crimp sizes.• Cable Assemblies: All LMR-UF cable types are available as pre-terminated cable assemblies. Refer to the section on FlexTech for further details. Part Description Stock Part Number Application Jacket Color Code LMR-195-UF Indoor/Outdoor TPE Black 54212Ideal for… • Jumper Assemblies in Wireless Communications Systems • Short Antenna Feeder runs • Any application that requires additional flexibilityConstruction Specifications Description Material In. (mm) Inner Conductor Stranded BC 0.038 (0.97) Dielectric Foam Polyethylene 0.110 (2.79) Outer Conductor Aluminum Tape 0.116 (2.95) Overall Braid Tinned Copper 0.139 (3.53) Jacket Black Thermoplastic Elastomer 0.195 (4.95)Mechanical Specifications Performance Property Units US (metric) Bend Radius: installation in. (mm) 0.5 (12.7) Bend Radius: repeated in. (mm) 2 (50.8) Bending Moment ft-lb (N-m) 0.1 (0.14) Weight lb/ft (kg/m) 0.021 (0.03) Tensile Strength lb (kg) 40 (18.2) Flat Plate Crush lb/in. (kg/mm) 10 (0.18)LMR-195-UF(800) TMS-COAX • www.timesmicrowave.com59TIMES MICROWAVE SYSTEMSLMR-195-UFInstall Tools Part Stock Type Number Code Description Crimp Tool CT-240/200/195/100 3190-667 Crimp tool for LMR-100, 195, 200 and 240 connectors Cutting Tool CCT-02 3192-165 Cable end flush cut tool Replacement Blade RB-02 3192-166 Replacement blade for cutting toolCT-240/200/195/1003190-667CCT-023192-165 Connectors Inner Outer Finish* Part Stock VSWR ** Coupling Contact Contact Body Length Width Weight Interface Description Number Code Freq. (GHz) Nut Attach Attach /Pin in (mm) in (mm) lbs (g) 1. N Male Straight Plug TC-195-NMH-X 3190-2880 <1.25:1 (2.5) Knurl Solder Crimp S/G 1.5 (38.1) 0.75 (19.1) 0.073 (33.1) 2. SMA Male Straight Plug TC-195-SM-SS-X 3190-2878 <1.25:1 (2.5) Hex Solder Crimp SS/G 1.0 (25.4) 0.32 (8.1) 0.015 (6.8) 3. TNC Male Straight Plug TC-195-TM-X 3190-2879 <1.25:1 (2.5) Knurl Solder Crimp S/G 1.4 (35.6) 0.59 (15.0) 0.045 (20.4) 4. FME Female Straight Jack TC-195-FMEF-X 3190-6249 <1.25:1 (2) Hex Solder Crimp A/G 1.2 (29.3) 0.36 (9.2) 0.240 (6.1) 5. FME Male Straight Plug TC-200-FMEM-X 3190-6250 <1.25:1 (2) Hex Solder Crimp A/G 1.1 (28.1) 0.42 (10.8) 0.421 (10.7) TC-195-NMH-X 3190-2880TC-195-SM-SS-X 3190-2878TC-195-TM-X 3190-2879TC-195-FMEM-X3190-6250TC-195-FMEF-X3190-6249Attenuation vs. Frequency (typical)Attenuation(db per 100 feet)100.010.01.0 10 100 1,000 10,000 Calculate Attenuation = (0.424232) • FMHz + (0.000563) • FMHz (interactive calculator available at http://www.timesmicrowave.com/cable_calculators)Attenuation: VSWR=1.0 ; Ambient = +25°C (77°F) Power: VSWR=1.0; Ambient = +40°C; Inner Conductor = 100°C (212°F);Sea Level; dry air; atmospheric pressure; no solar loading Frequency (MHz) 30 50 150 220 450 900 1500 1800 2000 2500 5800 Attenuation dB/100 ft 2.3 3.0 5.3 6.4 9.3 13.2 17.3 19.0 20.1 22.6 35.6 Attenuation dB/100 m 7.7 9.9 17.3 21.1 30.4 43.4 56.77 62.4 65.9 74.2 116.7 Avg. Power kW 0.78 0.61 0.35 0.28 0.20 0.14 0.10 0.09 0.09 0.08 0.05Frequency (MHz)1. 2.3. 4. 5.
https://timesmicrowave.com/wp-content/uploads/2022/06/lmr-195-uf-datasheet.pdf | cable | (800) TMS-COAX • www.timesmicrowave.com58TIMES MICROWAVE SYSTEMSLMR®-195-UF UltraFlex Communications Coax Environmental Specifications Performance Property 0F oC Installation Temperature Range -40/+185 -40/+85 Storage Temperature Range -94/+185 -70/+85 Operating Temperature Range -40/+185 -40/+85Electrical Specifications Performance Property Units US (metric) Velocity of Propagation % 74 Dielectric Constant NA 1.56 Time Delay nS/ft (nS/m) 1.27 (4.17) Impedance ohms 50 Capacitance pF/ft (pF/m) 25.4 (83.3) Inductance uH/ft (uH/m) 0.064 (0.21) Shielding Effectiveness dB >90 DC Resistance Inner Conductor ohms/1000ft (/km) 9.5 (31.2) Outer Conductor ohms/1000ft (/km) 4.9 (16.1) Voltage Withstand Volts DC 1000 Jacket Spark Volts RMS 3000 Peak Power kW 2.5 • LMR®- UltraFlex has a stranded center conductor and rubber outer jacket designed for multiple bending/flexing cycles. It is used for both indoor and outdoor applications. • Flexibility and bendability are hallmarks of the LMR- UF cable design. The flexible outer conductor enables the tightest bend radius available for any cable of similar size and performance.• Low Loss is another hallmark feature of LMR- UF. Size for size LMR has the lowest loss of any flexible cable and comparable loss to semirigid hard-line cables.• RF Shielding is 50 dB greater than typical single shielded coax (40 dB). The multi-ply bonded foil outer conductor is rated conservatively at > 90 dB (i.e. >180 dB between two adjacent cables). • Weatherability: LMR-UF cables are designed for outdoor exposure and have a life expectancy in excess of 10 years.• Connectors: A wide variety of connectors are available for LMR cable, including all common interface types, reverse polarity, and solder-on center pins. Most LMR connectors employ crimp outer attachment using standard hex crimp sizes.• Cable Assemblies: All LMR-UF cable types are available as pre-terminated cable assemblies. Refer to the section on FlexTech for further details. Part Description Stock Part Number Application Jacket Color Code LMR-195-UF Indoor/Outdoor TPE Black 54212Ideal for… • Jumper Assemblies in Wireless Communications Systems • Short Antenna Feeder runs • Any application that requires additional flexibilityConstruction Specifications Description Material In. (mm) Inner Conductor Stranded BC 0.038 (0.97) Dielectric Foam Polyethylene 0.110 (2.79) Outer Conductor Aluminum Tape 0.116 (2.95) Overall Braid Tinned Copper 0.139 (3.53) Jacket Black Thermoplastic Elastomer 0.195 (4.95)Mechanical Specifications Performance Property Units US (metric) Bend Radius: installation in. (mm) 0.5 (12.7) Bend Radius: repeated in. (mm) 2 (50.8) Bending Moment ft-lb (N-m) 0.1 (0.14) Weight lb/ft (kg/m) 0.021 (0.03) Tensile Strength lb (kg) 40 (18.2) Flat Plate Crush lb/in. (kg/mm) 10 (0.18)LMR-195-UF(800) TMS-COAX • www.timesmicrowave.com59TIMES MICROWAVE SYSTEMSLMR-195-UFInstall Tools Part Stock Type Number Code Description Crimp Tool CT-240/200/195/100 3190-667 Crimp tool for LMR-100, 195, 200 and 240 connectors Cutting Tool CCT-02 3192-165 Cable end flush cut tool Replacement Blade RB-02 3192-166 Replacement blade for cutting toolCT-240/200/195/1003190-667CCT-023192-165 Connectors Inner Outer Finish* Part Stock VSWR ** Coupling Contact Contact Body Length Width Weight Interface Description Number Code Freq. (GHz) Nut Attach Attach /Pin in (mm) in (mm) lbs (g) 1. N Male Straight Plug TC-195-NMH-X 3190-2880 <1.25:1 (2.5) Knurl Solder Crimp S/G 1.5 (38.1) 0.75 (19.1) 0.073 (33.1) 2. SMA Male Straight Plug TC-195-SM-SS-X 3190-2878 <1.25:1 (2.5) Hex Solder Crimp SS/G 1.0 (25.4) 0.32 (8.1) 0.015 (6.8) 3. TNC Male Straight Plug TC-195-TM-X 3190-2879 <1.25:1 (2.5) Knurl Solder Crimp S/G 1.4 (35.6) 0.59 (15.0) 0.045 (20.4) 4. FME Female Straight Jack TC-195-FMEF-X 3190-6249 <1.25:1 (2) Hex Solder Crimp A/G 1.2 (29.3) 0.36 (9.2) 0.240 (6.1) 5. FME Male Straight Plug TC-200-FMEM-X 3190-6250 <1.25:1 (2) Hex Solder Crimp A/G 1.1 (28.1) 0.42 (10.8) 0.421 (10.7) TC-195-NMH-X 3190-2880TC-195-SM-SS-X 3190-2878TC-195-TM-X 3190-2879TC-195-FMEM-X3190-6250TC-195-FMEF-X3190-6249Attenuation vs. Frequency (typical)Attenuation(db per 100 feet)100.010.01.0 10 100 1,000 10,000 Calculate Attenuation = (0.424232) • FMHz + (0.000563) • FMHz (interactive calculator available at http://www.timesmicrowave.com/cable_calculators)Attenuation: VSWR=1.0 ; Ambient = +25°C (77°F) Power: VSWR=1.0; Ambient = +40°C; Inner Conductor = 100°C (212°F);Sea Level; dry air; atmospheric pressure; no solar loading Frequency (MHz) 30 50 150 220 450 900 1500 1800 2000 2500 5800 Attenuation dB/100 ft 2.3 3.0 5.3 6.4 9.3 13.2 17.3 19.0 20.1 22.6 35.6 Attenuation dB/100 m 7.7 9.9 17.3 21.1 30.4 43.4 56.77 62.4 65.9 74.2 116.7 Avg. Power kW 0.78 0.61 0.35 0.28 0.20 0.14 0.10 0.09 0.09 0.08 0.05Frequency (MHz)1. 2.3. 4. 5.
https://timesmicrowave.com/wp-content/uploads/2022/03/lmr-400-uf-coax-cables-datasheet.pdf | cable | LMR®-400-UFFLEXIBLE LOW LOSS CABLE ASSEMBLIESTimes LMR cable assemblies are highperformance broadband, flexible, low-loss RFcoaxial cables that can be used virtuallyanywhere, either indoors or outdoors. As acompletely Times manufactured solution,performance and reliability are assured.• Antenna feeder runs• Inter/intra cabinet jumpers• Internal component equipment wiring• GPS system wiringKEY APPLICATIONSFEATURES• Excellent RF Shielding, better than 90 dB• UV and weather resistant• Flexible and easy to use Impedance Maximum Frequency Capacitance Velocity of Propagation Delay Shielding Voltage WithstandJacket SparkElectrical Properties Diameter Weight Minimum Bend Radius Operating Temperature Tensile Strength Bending Moment Flat Plate CrushStorage Temp Mechanical PropertiesdB/ft0.050.080.13dB/m(0.16)(0.26)(0.43)Attenuation900 MHz2.5 GHz5.8 GHzUnits in (mm) 0.405 (10.287) lb/ft (kg/m ) 0.088 (0.131) in(mm) 1.00 (25.4) °F (°C) -40° to 185°(-40 to 85) lb (kg) 160 (72.6) ft lb (N-m) 0.375 (0.51) lb/in (kg/mm) 20 (0.36) °F (°C) -94 to 185 (-70 to 85) Units Ω 50 +/- 2 GHz 6.0 pF/ft (pF/m) 23.9 (78.4 ) 80%ns/ft (ns/m) 1.20 (3.94) >90dB minimum Volts DC 2500 Volts RMS 8000 12345Inner Conductor Stranded BC Dielectric Foam PEOuter Conductor Aluminum Tape Overall Braid Tinned CopperJacket TPR12345WORLD HEADQUARTERS358 Hall Avenue, Wallingford, CT 06492 1-800-867-2629 LMR®-400-UFFLEXIBLE LOW LOSS CABLE ASSEMBLIESAssembled and tested LMR assemblies provide assured performanceGlobal manufacturing capability:US, Mexico, India & ChinaHeritage—in the air and on the ground, thousands of assemblies built over decadesOrdering Guide LUF400- NMNM-3.0 F Interface NM N Male TM TNC Male BM BNC Male Units of Measure F Feet M Meters Length
https://timesmicrowave.com/wp-content/uploads/2022/03/lmr-400-uf-coax-cables-datasheet.pdf | cable | LMR®-400-UFFLEXIBLE LOW LOSS CABLE ASSEMBLIESTimes LMR cable assemblies are highperformance broadband, flexible, low-loss RFcoaxial cables that can be used virtuallyanywhere, either indoors or outdoors. As acompletely Times manufactured solution,performance and reliability are assured.• Antenna feeder runs• Inter/intra cabinet jumpers• Internal component equipment wiring• GPS system wiringKEY APPLICATIONSFEATURES• Excellent RF Shielding, better than 90 dB• UV and weather resistant• Flexible and easy to use Impedance Maximum Frequency Capacitance Velocity of Propagation Delay Shielding Voltage WithstandJacket SparkElectrical Properties Diameter Weight Minimum Bend Radius Operating Temperature Tensile Strength Bending Moment Flat Plate CrushStorage Temp Mechanical PropertiesdB/ft0.050.080.13dB/m(0.16)(0.26)(0.43)Attenuation900 MHz2.5 GHz5.8 GHzUnits in (mm) 0.405 (10.287) lb/ft (kg/m ) 0.088 (0.131) in(mm) 1.00 (25.4) °F (°C) -40° to 185°(-40 to 85) lb (kg) 160 (72.6) ft lb (N-m) 0.375 (0.51) lb/in (kg/mm) 20 (0.36) °F (°C) -94 to 185 (-70 to 85) Units Ω 50 +/- 2 GHz 6.0 pF/ft (pF/m) 23.9 (78.4 ) 80%ns/ft (ns/m) 1.20 (3.94) >90dB minimum Volts DC 2500 Volts RMS 8000 12345Inner Conductor Stranded BC Dielectric Foam PEOuter Conductor Aluminum Tape Overall Braid Tinned CopperJacket TPR12345WORLD HEADQUARTERS358 Hall Avenue, Wallingford, CT 06492 1-800-867-2629 LMR®-400-UFFLEXIBLE LOW LOSS CABLE ASSEMBLIESAssembled and tested LMR assemblies provide assured performanceGlobal manufacturing capability:US, Mexico, India & ChinaHeritage—in the air and on the ground, thousands of assemblies built over decadesOrdering Guide LUF400- NMNM-3.0 F Interface NM N Male TM TNC Male BM BNC Male Units of Measure F Feet M Meters Length
http://www.assmann-wsw.com/uploads/datasheets/ASS_7121_CO.pdf | others | Drawn21H34FGEModificationNameDateSheet65Drawing-No.Replace DateName1234567DCBACustomer-No.ASSMANN WSW-No.rev04Id.RoHS compliantTOLERANCE.X.XX.XXXDIMTOLApproved7AWBR-400-xx-SR1Ray28.01.2016WinnieASS 7121 COScaleFree0Drawn21.06.2019AngleRay28.01.2016Unit: mmSV4060Notes:Rated current: 3~9 AMP&RQWDFWUHVLVWDQFH0PD[Withstand voltage: 600 VDC/VAC,QVXODWLRQUHVLVWDQFH0PLQ2SHUDWLRQWHPSHUDWXUH&WR&6ROGHU7HPSHUDWXUH&V- Solid Wire: AWG #20~#18-Strand Wire: AWG #20~#18-Max insulator OD:2.05mmContact material: Phosphor BronzeContact plating: 100~200u" Matte Tin plated over 50u" NickelInsulator material: LCP+30%G.F UL94V-0 White Color1Update noteRay17.08.201612Add the UL File No.Winnie27.07.2017File No.: E19828723Add the color of insulatorWinnie11.04.201834UpdateWinnie21.06.201944
https://www.jst-mfg.com/product/pdf/eng/eLEX.pdf | others | LEX CONNECTOR2.5 mm pitch/For LED Lamp/Crimp style and Mating styleConnector outlinePC board edge(7.5)1.2 0+0.1 B±0.05A(0.25) 0+0.1 3.2 0+0.1 1.950.15±0.054×Ｒ0.2(2.55) 0+0.1 3.7 0+0.1 1.6±0.050.1±0.032.5 0+0.1 1.1No. ofcircuitsDimensions (mm)AB24̶7.5 9.014.01Considering about luminescence property of LED package, this LEX connector is designed as low profile bottom type connector for LED lighting equipment, and achieves the space saving at the connector mounting side.In consideration of connector mating operation, secure lock and mechanism for preventing wrong insertion are provided. With the assumption that the load may be applied to the soldering part when mating the connector, the strength of soldering part after mounting the connector on PCB has been largely improved.Specifications• Current rating: 3 A AC/DC (AWG #22)• Voltage rating: 300 V AC/DC• Temperature range: -55℃ to +105℃ (including temperature rise in applying electrical current)• Contact resistance: Initial value/ 10 mΩ max. After environmental tests/ 20 mΩ max. • Insulation resistance: 1,000 MΩ min.• Withstanding voltage: There shall be no breakdown or flashover while applying 1,700 VAC for one minute.• Applicable wire range: Conductor size/ AWG #30 to AWG #22 Insulation O.D./φ0.7 mm to φ1.3 mm* Please refer to the “Handling Precautions for Terminals and Connectors” on our website (listed in the “Technical Documents” column on the Product Information page) before use.* RoHS2 compliance* Dimensional unit: mm* Contact JST for details.Standards Recognized E60389 Certified LR20812Ɣ Low profile and space saving design Mounting height at connector mounting side: 1.2 mmƔ Secure locking mechanismƔ Mechanism for preventing wrong insertionƔ Halogen-free and RoHS2 compliantNote: 1. The PC board layout figure shown is viewed from the connector mounting surface. 2. Tolerance for the PCB pattern pitch shall be ± 0.05 and shall not accumulate. The above dimensions are reference values. Please contact JST for details.PC board layout and Assembly layout®21.32.51.22.25.10.51Model No.Applicable wire rangeQ'ty/ reelmm2AWG#Insulation O.D. (mm)0.95 to 1.3 0.7 to 1.2526 to 2230 to 260.13 to 0.330.05 to 0.13SSFH-001T-P0.5SSFH-002T-P0.5Material and Surface ﬁnish, etc.Copper alloy, tin-plated15,00015,000ContactCrimping machineMKS-LAP-K2NCrimp applicatorAPLMK SSFH001-05APLMK SSFH002-05Crimp applicator with diesSSFH-001T-P0.5SSFH-002T-P0.5LEX CONNECTORMaterial and Surface ﬁnish, etc.Glass-ﬁlled PA 66, UL94V-0, naturalBAModel No.No. ofcircuitsDimensions (mm)Q'ty/bag24-7.5 7.012.02,0001,000LEXR-02V-S(HF)LEXR-04V-S(HF)Material and Surface ﬁnish, etc.Press pin: Copper alloy, copper-undercoated, tin-platedHousing: PA 9T, UL94V-0, naturalReinforcement: Copper alloy, copper-undercoated, tin-platedNo. ofcircuitsModel No.Dimensions (mm)ABQ'ty/reel24EM02B-LEXSS-TF(HF)EM04B-LEXSS-TF(HF)-7.5 8.813.8C12.517.51,6001,600CA2.5B5.551.25.13.51.4Contact HeaderHousingAB2.56.752.352.9I AH J S TNote: This product is supplied on embossed tape and reel packaging.Note: Contact JST for fully automatic crimping applicator.Crimping machine3LEX CONNECTORModel number allocationContactHeaderHousingForm: S…Strip formSeries nameApplicable wire range: 001…AWG #26 to AWG #22 002…AWG #30 to AWG #26Surface ﬁnish: T…Tin-platedMaterial: P…Copper alloyTerminal sizeS SFH-001T - P 0.5Series namePart name: ReceptacleNo. of circuits: 2, 4Flammability: V…UL94V-0Color: S…NaturalHalogen-free: (HF)…YesLEX R-02 V -S（HF） PCB mounting style: EM…SMT bottom typeNo. of circuits: 2, 4Part name: HeaderSeries nameColor: S…NaturalSub model numberPackaging style: TF…Embossed-tapingHalogen-free: (HF)…YesTF（HF）LEX S SEMB --02
https://datasheets.kyocera-avx.com/InvertedThruBoard_00-9159.pdf | others | 83Inverted Thru Board Card Edge: 00-9159-BTBGeneral Description00915900X90650XPrefixSeriesNumber of WaysInsulator ColorPackaging Options06 = Gold Plating on Noswith Tin on TailsSingle Part PCB Strip Connector501 = Through The Board, Edge Card, No Cap502 = Through The Board, Edge Card, Cap Fitted1.6-±0.10APPLICATIONSFEATURES AND BENEFITSELECTRICALENVIRONMENTALMECHANICALKYOCERA AVX has developed the 1-Piece bottom entry card edge connector to allow a perpendicular PCB to be mated to a top mounted main FR4 or metal core PCB from the bottom side. The most popular application on the market is in the LED bulb market where the FR4 driver card needs to mate to the top pads on a metal core LED board. A unique design feature of the KYOCERA AVX connector is that it allows for both a 1.6mm and 0.8mm mating PCB thickness, giving designers flexibility in their PCB layout and selection. The additional “Anti-Touch” cap can be ordered pre-assembled onto the connector or separately. This component protects an individual for electrical contact if the lens comes off or the bulb is broken. This is a UL mandated safety requirement.The connectors offer a range of 2 positions to 6 positions in order to add additional functionality in the application design such as color control or specific control lines. The connector is UL rated with halogen free material and capable of operating temperatures up to 120ºC.HOW TO ORDER• Provides perpendicular, bottom entry PCB mating to a top mounted card edge contact based connector• Reference application notes 201-01-137• Reference Product Specification 201-01-132UL• Current Rating: 2 Amps / Contact• Voltage Rating: 300 VAC• Operating Temperature: -40ºC to +125ºC• Insulator Material: Halogen Free Nylon UL94VO• Contact Material: Beryllium Copper• Plating: Gold / Tin over Nickel• Durability 10 Cycles• Available 2p-6p for added design functionality and color control in bulb applications• Low profile top mounted design does not interfere with LED’s• Gold plated BeCu contact system for high reliability in harsh environments• Accepts both 0.8mm and 1.6mm PCB’s for added design optionsCodeNo of WaysDetails0022Page 830033Page 840044Page 850055Page 860066Page 87CodeColorApplication9WhiteUL Approved StandardCertification: UL File #E90723The Important Information/Disclaimer is incorporated in the catalog where these specifications came from or available online at www.avx.com/disclaimer/ by reference and should be reviewed in full before placing any order. – board to board connector solutions –84Inverted Thru Board Card Edge: 00-9159-BTB2 Position2 WAY THROUGH THE BOARD MATING EDGE CARD CONNECTORSECTION A-AMOUNTING PCB(TOP SIDE)PACKING DETAILSNOTES:1. THROUGH THE BOARD 2 WAY EDGE CARD CONNECTOR. FOR FURTHER DETAILS REFER TO PRODUCT SPECIFICATION 201-01-136.2. FOR MATING PCB EITHER 0.8MM OR 1.6MM THICK. REFER TO PAGE 88 FOR MATING PCB DETAILS.3. CONNECTOR TOP MOUNTING ON PCB.4. UP TO 0.5MM RAD TO MATCH CONNECTOR PROFILE.5. ALL DIMENSIONS ±0.20 UNLESS TOLERANCE SPECIFIED.6. INSULATOR: PAR4T, GLASS FILLED, HALOGEN FREE, UL94 V-0, COLOR SEE PAGE 82.7. CONTACT: COPPER ALLOW, NICKEL PLATED WITH GOLD FLASH ON NOSE AND TIN ON TAILS.8. BRACKET: COPPER ALLOY, PLATING TIN OVER NICKEL.9. PACKING IN TAPE AND REEL, 1000 PIECES PER REEL.10. CONTACT TAILS COPLINARITY WITHIN 0.10.11. REFER TO PAGE 91 FOR MATCHING PROTECTING CAP.12. UL REFERENCE E90723.The Important Information/Disclaimer is incorporated in the catalog where these specifications came from or available online at www.avx.com/disclaimer/ by reference and should be reviewed in full before placing any order. – board to board connector solutions –85Inverted Thru Board Card Edge: 00-9159-BTB3 Position3 WAY THROUGH THE BOARD MATING EDGE CARD CONNECTORSECTION A-AMOUNTING PCB(TOP SIDE)PACKING DETAILSNOTES:1. THROUGH THE BOARD 3 WAY EDGE CARD CONNECTOR. FOR FURTHER DETAILS REFER TO PRODUCT SPECIFICATION 201-01-136.2. FOR MATING PCB EITHER 0.8MM OR 1.6MM THICK. REFER TO PAGE 88 FOR MATING PCB DETAILS.3. CONNECTOR TOP MOUNTING ON PCB.4. UP TO 0.5MM RAD TO MATCH CONNECTOR PROFILE.5. ALL DIMENSIONS ±0.20 UNLESS TOLERANCE SPECIFIED.6. INSULATOR: PAR4T, GLASS FILLED, HALOGEN FREE, UL94 V-0, COLOR SEE PAGE 82.7. CONTACT: COPPER ALLOW, NICKEL PLATED WITH GOLD FLASH ON NOSE AND TIN ON TAILS.8. BRACKET: COPPER ALLOY, PLATING TIN OVER NICKEL.9. PACKING IN TAPE AND REEL, 1000 PIECES PER REEL.10. CONTACT TAILS COPLINARITY WITHIN 0.10.11. REFER TO PAGE 91 FOR MATCHING PROTECTING CAP.12. UL REFERENCE E90723.The Important Information/Disclaimer is incorporated in the catalog where these specifications came from or available online at www.avx.com/disclaimer/ by reference and should be reviewed in full before placing any order. – board to board connector solutions –86Inverted Thru Board Card Edge: 00-9159-BTB4 Position4 WAY THROUGH THE BOARD MATING EDGE CARD CONNECTORSECTION A-AMOUNTING PCB(TOP SIDE)PACKING DETAILSNOTES:1. THROUGH THE BOARD 4 WAY EDGE CARD CONNECTOR. FOR FURTHER DETAILS REFER TO PRODUCT SPECIFICATION 201-01-136.2. FOR MATING PCB EITHER 0.8MM OR 1.6MM THICK. REFER TO PAGE 88 FOR MATING PCB DETAILS.3. CONNECTOR TOP MOUNTING ON PCB.4. UP TO 0.5MM RAD TO MATCH CONNECTOR PROFILE.5. ALL DIMENSIONS ±0.20 UNLESS TOLERANCE SPECIFIED.6. INSULATOR: PAR4T, GLASS FILLED, HALOGEN FREE, UL94 V-0, COLOR SEE PAGE 82.7. CONTACT: COPPER ALLOW, NICKEL PLATED WITH GOLD FLASH ON NOSE AND TIN ON TAILS.8. BRACKET: COPPER ALLOY, PLATING TIN OVER NICKEL.9. PACKING IN TAPE AND REEL, 1000 PIECES PER REEL.10. CONTACT TAILS COPLINARITY WITHIN 0.10.11. REFER TO PAGE 91 FOR MATCHING PROTECTING CAP.12. UL REFERENCE E90723.The Important Information/Disclaimer is incorporated in the catalog where these specifications came from or available online at www.avx.com/disclaimer/ by reference and should be reviewed in full before placing any order. – board to board connector solutions –87Inverted Thru Board Card Edge: 00-9159-BTB5 Position5 WAY THROUGH THE BOARD MATING EDGE CARD CONNECTORSECTION A-AMOUNTING PCB(TOP SIDE)PACKING DETAILSNOTES:1. THROUGH THE BOARD 5 WAY EDGE CARD CONNECTOR. FOR FURTHER DETAILS REFER TO PRODUCT SPECIFICATION 201-01-136.2. FOR MATING PCB EITHER 0.8MM OR 1.6MM THICK. REFER TO PAGE 88 FOR MATING PCB DETAILS.3. CONNECTOR TOP MOUNTING ON PCB.4. UP TO 0.5MM RAD TO MATCH CONNECTOR PROFILE.5. ALL DIMENSIONS ±0.20 UNLESS TOLERANCE SPECIFIED.6. INSULATOR: PAR4T, GLASS FILLED, HALOGEN FREE, UL94 V-0, COLOR SEE PAGE 82.7. CONTACT: COPPER ALLOW, NICKEL PLATED WITH GOLD FLASH ON NOSE AND TIN ON TAILS.8. BRACKET: COPPER ALLOY, PLATING TIN OVER NICKEL.9. PACKING IN TAPE AND REEL, 1000 PIECES PER REEL.10. CONTACT TAILS COPLINARITY WITHIN 0.10.11. REFER TO PAGE 91 FOR MATCHING PROTECTING CAP.12. UL REFERENCE E90723.The Important Information/Disclaimer is incorporated in the catalog where these specifications came from or available online at www.avx.com/disclaimer/ by reference and should be reviewed in full before placing any order. – board to board connector solutions –88Inverted Thru Board Card Edge: 00-9159-BTB6 Position6 WAY THROUGH THE BOARD MATING EDGE CARD CONNECTORSECTION A-AMOUNTING PCB(TOP SIDE)PACKING DETAILSNOTES:1. THROUGH THE BOARD 6 WAY EDGE CARD CONNECTOR. FOR FURTHER DETAILS REFER TO PRODUCT SPECIFICATION 201-01-136.2. FOR MATING PCB EITHER 0.8MM OR 1.6MM THICK. REFER TO PAGE 88 FOR MATING PCB DETAILS.3. CONNECTOR TOP MOUNTING ON PCB.4. UP TO 0.5MM RAD TO MATCH CONNECTOR PROFILE.5. ALL DIMENSIONS ±0.20 UNLESS TOLERANCE SPECIFIED.6. INSULATOR: PAR4T, GLASS FILLED, HALOGEN FREE, UL94 V-0, COLOR SEE PAGE 82.7. CONTACT: COPPER ALLOW, NICKEL PLATED WITH GOLD FLASH ON NOSE AND TIN ON TAILS.8. BRACKET: COPPER ALLOY, PLATING TIN OVER NICKEL.9. PACKING IN TAPE AND REEL, 1000 PIECES PER REEL.10. CONTACT TAILS COPLINARITY WITHIN 0.10.11. REFER TO PAGE 91 FOR MATCHING PROTECTING CAP.12. UL REFERENCE E90723.The Important Information/Disclaimer is incorporated in the catalog where these specifications came from or available online at www.avx.com/disclaimer/ by reference and should be reviewed in full before placing any order. – board to board connector solutions –8900-9159-002-502-90600-9159-003-502-90600-9159-004-502-90600-9159-005-502-90600-9159-006-502-906THROUGH THE BOARD MATING EDGE CARD CONNECTOR – WITH CAP00-9159-00X-502-X06NOTES:1. 00-9159-00X-501-X06 WITH CAP SUPPLIED FITTED.2. DRAWINGS SHOW OUTLINE DIMENSIONS OF THE 00-9159-00X-502-X06 ASSEMBLIES. ALL OTHER DETAILS ARE AS 00-9159-00X-501-X06 ON PAGES 83-87.3. GENERAL TOLERANCE ±0.20.4. PACKING ORIENTATION.5. UL REFERENCE E90723.Inverted Thru Board Card Edge: 00-9159-BTBThru Board Mating Edge Card Connector – With CapThe Important Information/Disclaimer is incorporated in the catalog where these specifications came from or available online at www.avx.com/disclaimer/ by reference and should be reviewed in full before placing any order. – board to board connector solutions –90THROUGH THE BOARD MATING EDGE CARD CONNECTOR – MATING PCBNOTES:1. CORRECT DIMENSIONS FOR EITHER 0.80MM OR F1.60MM PCB THICKENSS MUST BE USED.2. THICKNESS OF PCB INCLUDES ALL LAYERS INCLUDING COPPER AND PLATING.3. PADS TO BE PLATED GOLD OVER NICKEL UNDERCOAT.4. GENERAL TOLERANCE ±0.10 UNLESS STATED.Inverted Thru Board Card Edge: 00-9159-BTBThru Board Mating Edge Card Connector – Mating PCBMATING PCB – 0.8MM PCBMATING PCB – 1.6MM PCBThe Important Information/Disclaimer is incorporated in the catalog where these specifications came from or available online at www.avx.com/disclaimer/ by reference and should be reviewed in full before placing any order. – board to board connector solutions –91Inverted Thru Board Card Edge: 00-9159-BTBAssemblyTHROUGH THE BOARD MATING EDGE CARD CONNECTORCONNECTOR/PCB ASSEMBLY 0.8MM MATING PCB NO CAPCONNECTOR/PCB ASSEMBLY 1.6MM MATING PCB WITH CAPNOTES:1. THROUGH THE BOARD EDGE CARD CONNECTOR.2. FOR MATING PCB EITHER 0.8MM OR 1.6MM THICK. REFER TO PAGE 88 FOR MATING PCB DETAILS.3. CONNECTOR TOP MOUNTING ON PCB.4. PAD DETAILS ON THE MATING PCB ALLOW CONTACT TO BE MADE IN ANY POSITION FROM THE STOP FACE UP TO 1MM FROM THE STOP FACE.5. GENERAL TOLERANCE ±0.20 UNLESS STATED.The Important Information/Disclaimer is incorporated in the catalog where these specifications came from or available online at www.avx.com/disclaimer/ by reference and should be reviewed in full before placing any order. – board to board connector solutions –92Inverted Thru Board Card Edge: 00-9159-BTBAccessory – Protection CapACCESSORY – PROTECTING CAPASSEMBLED CAPNOTES:1. PROTECTING CAP, ACCESSORY, NOT SUPPLIED WITH CONNECTOR.2. CLIPS TO TOP OF CONNECTOR TO COVE ALL METAL COMPONENTS.3. MATERIAL: PA4T, GLASS FILLED, HALOGEN FREE, UL94 V-0. COLOR CODE REFER TO PAGE 82, “X” IN PART NUMBER.4. SUPPLIED IN BAGS OF 100 PIECES.5. GENERAL TOLERANCE ±0.20.6. UL REFERENCE E90723.2 WAY60-9159-3502-09-0003 WAY60-9159-3503-09-0004 WAY60-9159-3504-09-0005 WAY60-9159-3505-09-0006 WAY60-9159-3506-09-000The Important Information/Disclaimer is incorporated in the catalog where these specifications came from or available online at www.avx.com/disclaimer/ by reference and should be reviewed in full before placing any order. – board to board connector solutions –
https://datasheets.kyocera-avx.com/HorizontalPlug_10-9159.pdf | others | 2Horizontal Plug: 10-9159-100General Description10915900X101916PlugSeriesNumber of Ways2 PartPCB StripConnectorConnectorPitch01 = 3mmColor/ApprovalPlating OptionELECTRICALENVIRONMENTALMECHANICALThe 9159 series of Board-to-Board interconnect system allows two PCB’s to be mated end-to-end creating strips of LED lighting. Designed specifically for the unique Solid State Lighting (SSL) market requiring coplanar (horizontal-to-horizontal) PCB mating with a 5 Amp current rating in the smallest package available. These single sided SMT connectors are perfect for both FR4 and metal boards where you need to butt the boards up together to minimize separation. Availability of both white and black insulation colors make them perfect for lighting as well as industrial applications. With sizes from 2p-6p, these high reliability connectors boast gold plated beryllium copper receptacle contacts for harsh environments.HOW TO ORDER• Current Rating: 5 Amps / Contact• Voltage Rating: 125 VAC (RMS) or DC equivalent• Operating Temperature: -40ºC to +125ºC• Storage Temperature: -40°C to +70°C• Insulator Material: Nylon: UL94V-0• Contact Material: BeCu / Phos Bronze• Plating: Gold / Tin over Nickel• Durability: 10 CyclesCodeNo of WaysDetails0022Page 30033Page 40044Page 50055Page 60066Page 7CodeColorApproval8BlackUL Approved9WhiteUL ApprovedCodeContactBracket16Gold in Contact Area Tin on Solder TailTin all overOptional Retaining ClipPage 8Safety Standards: UL 1977-File #E90723TDS-BTB-0006 ¦ Rev 1APPLICATIONS• Coplanar PCB mating in SSL products• LED linear lighting strips• Application Notes: refer to 201-01-123• Specification Notes: refer to 201-01-119FEATURES AND BENEFITS• Single sided SMT: supports FR4 and metal PCB’s• 5 Amp current rating: exceeds general market needs• 5.5mm mated width: minimizes PCB space to decrease LED pitch• Gold plated BeCu spring contacts: reliability for harsh environments• Optional retaining clip: provides positive connector mating during vibration• Available in white: supports SSL market preferences – board to board connector solutions –The Important Information/Disclaimer is incorporated in the catalog where these specifications came from or available online at www.kyocera-avx.com/disclaimer/ by reference and should be reviewed in full before placing any order.3PLUG2 WAY 2 PART PCB STRIP CONNECTOR2 WAY PCB BOARD LAYOUTPACKING DETAILSNOTES:1. FOR MORE INFORMATION REFER TO PRODUCT SPEC 201-01-1192. DIMENSIONS ARE REFERENCE DIMENSIONS UNLESS TOLERANCED.3. INSULATOR MATERIAL: NYLON 46.4. CONTACT MATERIAL: COPPER ALLOY, SELECTIVE GOLD OVER NICKEL TIN PLATED ON TAILS.5. BRACKETS: COPPER ALLOY, TIN PLATED.6. OUTLINE OF CONNECTOR.7. PACKING TAPE AND REEL, QUANTITY 1400 PER REEL.8. OPTIONAL RETAINING CLIP, SEE PAGE 8.Horizontal Plug: 10-9159-1002 PositionTDS-BTB-0006 ¦ Rev 1 – board to board connector solutions –The Important Information/Disclaimer is incorporated in the catalog where these specifications came from or available online at www.kyocera-avx.com/disclaimer/ by reference and should be reviewed in full before placing any order.4PLUG3 WAY 2 PART PCB STRIP CONNECTOR3 WAY PCB BOARD LAYOUTPACKING DETAILSNOTES:1. FOR MORE INFORMATION REFER TO PRODUCT SPEC 201-01-119.2. DIMENSIONS ARE REFERENCE DIMENSIONS UNLESS TOLERANCED.3. INSULATOR MATERIAL: NYLON 46.4. CONTACT MATERIAL: COPPER ALLOY, SELECTIVE GOLD OVER NICKEL TIN PLATED ON TAILS.5. BRACKETS: COPPER ALLOY, TIN PLATED.6. OUTLINE OF CONNECTOR.7. PACKING TAPE AND REEL, QUANTITY 1400 PER REEL.8. OPTIONAL RETAINING CLIP, SEE PAGE 8.Horizontal Plug: 10-9159-1003 PositionTDS-BTB-0006 ¦ Rev 1 – board to board connector solutions –The Important Information/Disclaimer is incorporated in the catalog where these specifications came from or available online at www.kyocera-avx.com/disclaimer/ by reference and should be reviewed in full before placing any order.5Horizontal Plug: 10-9159-BTB4 PositionPLUG4 WAY 2 PART PCB STRIP CONNECTOR4 WAY PCB BOARD LAYOUTPACKING DETAILSNOTES:1. FOR MORE INFORMATION REFER TO PRODUCT SPEC 201-01-119.2. DIMENSIONS ARE REFERENCE DIMENSIONS UNLESS TOLERANCED.3. INSULATOR MATERIAL: NYLON 46.4. CONTACT MATERIAL: COPPER ALLOY, SELECTIVE GOLD OVER NICKEL TIN PLATED ON TAILS.5. BRACKETS: COPPER ALLOY, TIN PLATED.6. OUTLINE OF CONNECTOR.7. PACKING TAPE AND REEL, QUANTITY 1400 PER REEL.8. OPTIONAL RETAINING CLIP, SEE PAGE 8.TDS-BTB-0006 ¦ Rev 1 – board to board connector solutions –The Important Information/Disclaimer is incorporated in the catalog where these specifications came from or available online at www.kyocera-avx.com/disclaimer/ by reference and should be reviewed in full before placing any order.6Horizontal Plug: 10-9159-1005 PositionPLUG5 WAY 2 PART PCB STRIP CONNECTOR5 WAY PCB BOARD LAYOUTPACKING DETAILSNOTES:1. FOR MORE INFORMATION REFER TO PRODUCT SPEC 201-01-119.2. DIMENSIONS ARE REFERENCE DIMENSIONS UNLESS TOLERANCED.3. INSULATOR MATERIAL: NYLON 46.4. CONTACT MATERIAL: COPPER ALLOY, SELECTIVE GOLD OVER NICKEL TIN PLATED ON TAILS.5. BRACKETS: COPPER ALLOY, TIN PLATED.6. OUTLINE OF CONNECTOR.7. PACKING TAPE AND REEL, QUANTITY 1400 PER REEL.8. OPTIONAL RETAINING CLIP, SEE PAGE 8.TDS-BTB-0006 ¦ Rev 1 – board to board connector solutions –The Important Information/Disclaimer is incorporated in the catalog where these specifications came from or available online at www.kyocera-avx.com/disclaimer/ by reference and should be reviewed in full before placing any order.7Horizontal Plug: 10-9159-1006 PositionPLUG6 WAY 2 PART PCB STRIP CONNECTOR6 WAY PCB BOARD LAYOUTPACKING DETAILSNOTES:1. FOR MORE INFORMATION REFER TO PRODUCT SPEC 201-01-119.2. DIMENSIONS ARE REFERENCE DIMENSIONS UNLESS TOLERANCED.3. INSULATOR MATERIAL: NYLON 46.4. CONTACT MATERIAL: COPPER ALLOY, SELECTIVE GOLD OVER NICKEL TIN PLATED ON TAILS.5. BRACKETS: COPPER ALLOY, TIN PLATED.6. OUTLINE OF CONNECTOR.7. PACKING TAPE AND REEL, QUANTITY 1400 PER REEL.8. OPTIONAL RETAINING CLIP, SEE PAGE 8.TDS-BTB-0006 ¦ Rev 1 – board to board connector solutions –The Important Information/Disclaimer is incorporated in the catalog where these specifications came from or available online at www.kyocera-avx.com/disclaimer/ by reference and should be reviewed in full before placing any order.8Horizontal Plug: 10-9159-100Accessory Retaining Clip/Plug Assembly/Mated Assembly/Hand Insertion Tool80-9159-4200-00-000ACCESSORY RETAINING CLIPPLUG ASSEMBLY FOR REFERENCE ONLYCLIP INSERTED INTO10-9159-00X-101-X06MATED ASSEMBLY – FOR REFERENCE ONLY10-9159-00X-101-X06 MATED WITH 20-9159-00X-X06NOTES:1. CLIP TO RETAIN MATED PAIR PLUG AND SOCKET.2. MATERIAL: STAINLESS STEEL.3. TAIL INSERTED INTO SLOT OF 9159 2 PART PLUG (10-9159-00X-101-006). LEADING EDGE CLIPS OVER SOCKET.4. ALL DIMENSIONS SHOWN ARE REFERENCE DIMENSIONS.5. RECOMMENDED 1 CLIP IN 2, 3 AND 4 WAY. 2 CLIPS IN 5 AND 6 WAY. POSITIONS AT CUSTOMER DISCRETION.Description# of PositionsPart NumberUL File #Horizontal Plug w/pre-installed locking clip258 9159 002 000 015E90723Horizontal Plug w/pre-installed locking clip358 9159 003 000 015E90723Horizontal Plug w/pre-installed locking clip458 9159 004 000 015E90723Horizontal Plug w/pre-installed locking clips558 9159 005 000 015E90723Horizontal Plug w/pre-installed locking clips658 9159 006 000 015E90723HAND INSERTION TOOL06-9159-7025-01-000TDS-BTB-0006 ¦ Rev 1 – board to board connector solutions –The Important Information/Disclaimer is incorporated in the catalog where these specifications came from or available online at www.kyocera-avx.com/disclaimer/ by reference and should be reviewed in full before placing any order.9Horizontal Plug: 10-9159-100Plug Maximum Connector MisalignmentPLUGMAXIMUM CONNECTOR MISALIGNMENTNOTES:1. AT THE MAXIMUM ANGLE BETWEEN THE CONNECTORS THE GAP MUST NOT EXCEDE 0.50mm.2. THE FIGURES GIVEN ARE THE MAXIMUM PERMITTED MISALIGNMENT, FOR BEST RESULTS MISALIGNMENT SHOULD BE KEPT TO A MINIMUM.3. 3 WAY CONNECTOR SHOWN, DIMENSIONS APPLY TO 2, 3, 4, 5, AND 6 WAY.TDS-BTB-0006 ¦ Rev 1 – board to board connector solutions –The Important Information/Disclaimer is incorporated in the catalog where these specifications came from or available online at www.kyocera-avx.com/disclaimer/ by reference and should be reviewed in full before placing any order.
https://datasheets.kyocera-avx.com/AVX-70-9159.pdf | others | 148Linking Contact System: 9159-300 BTBGeneral Description70Prefix9159Series001Number of Ways001 = 1APPLICATIONSFEATURES AND BENEFITSELECTRICALENVIRONMENTALMECHANICALSTRIPT™ or naked contacts have been proven to provide high performance at a lower cost structure than traditional insulated connectors. Adding to the list of UL certified contacts already on the market from KYOCERA AVX, the new high spring force “C-Clip” designed SMT contact can be linked together with a bridging contact to provide ultra-reliability in linear BTB connections. In addition to robustness, this three-piece component set absorbs mating tolerances between the boards and can handle 20 amps of continuous current.HOW TO ORDER3XXContact Description302 = SMT Contact311 = Bridge Contact006Plating Option006 = Tin Over Nickel• Linear LED Board-to-Board connections• Co-Planar PCB mating• Current Rating: 9 Amps• Voltage Rating: 300VAC (RMS or DC Equivalent)• Operating Temperature: -40ºC to +125ºC• Storage Temperature: -40ºC to +70ºC• Contact Material: Phosphor Bronze• Plating: Lead-Free Matte Tin Over Nickel• Durability: 5 Cycles• Fatigue resistant phosphor bonze material which generates and maintains high mating forces• Integral dimples on the bridge contact provides positive retention in the c-clip contact• Center placed attachment tang prevents the bridge contact from moving forward or backwardsTDS-BTB-0002 ¦ Rev 1 – board to board connector solutions –The Important Information/Disclaimer is incorporated in the catalog where these specifications came from or available online at www.kyocera-avx.com/disclaimer/ by reference and should be reviewed in full before placing any order.149Linking Contact System: 9159-300 BTBLow Profile High Current & Bridge ContactLOW PROFILE HIGH CURRENT SURFACE MOUNT CONTACTBRIDGE CONTACT 9159 SERIES SPECIALTDS-BTB-0002 ¦ Rev 1 – board to board connector solutions –The Important Information/Disclaimer is incorporated in the catalog where these specifications came from or available online at www.kyocera-avx.com/disclaimer/ by reference and should be reviewed in full before placing any order.
https://datasheets.kyocera-avx.com/StandardCardEdge_00-9159.pdf | others | 73Standard Card Edge: 00-9159-BTBGeneral Description00915900X091X01PrefixSingle Part PCB Strip ConnectorSeriesNumber of WaysColor Options9 = ULPackaging Options1 = Bag (std)Plating Option6 = Pure Tin all over1 = Gold FlashPCB Thickness01 = 1.60 ± 0.15APPLICATIONSFEATURES AND BENEFITSELECTRICALENVIRONMENTALMECHANICALThe 9159 series of Board-to-Board interconnect system allows two PCB's to be mated end-to-end creating strips of LED lighting. Designed specifically for the unique Solid State Lighting (SSL) market requiring coplanar (horizontal-to-horizontal) PCB mating. The 1-Piece Card Edge connector was developed to provide a reliable, low cost and simple means of connecting multiple PCB’s together. The single stamped contact has dual contact beams to guarantee a high contact force on standard 1.6mm PCB’s. These connectors are available in 2 through 5 positions and are on 2.0mm pitch centers to provide a 3 amp continuous rating.HOW TO ORDER• Coplanar PCB mating in SSL products• LED linear lighting strips• Current Rating: 3 Amps / Contact• Voltage Rating: 300 VAC• Operating Temperature: -40ºC to +125ºC• Insulator Material: Nylon 46: UL94HB• Contact Material: Phosphor Bronze• Plating: Tin over Nickel• Durability: 5 Cycles• Dual contacts provide positive contact force for enhanced reliability• Mates with standard 1.6 ± 0.15mm PCB on 2.0mm pad pitch• 3 amp current rating for high current applications• Available in white: supports SSL market preferencesCodeNo of WaysDetails0022Page 730033Page 740044Page 750055Page 76Certification: UL File #E90723The Important Information/Disclaimer is incorporated in the catalog where these specifications came from or available online at www.avx.com/disclaimer/ by reference and should be reviewed in full before placing any order. – board to board connector solutions –74Standard Card Edge: 00-9159-BTB2 Position2 WAY SINGLE PART PCB STRIP CONNECTORNOTES:1. FOR MORE INFORMATION REFER TO PRODUCT SPEC 201-01-118.2. DIMENSIONS ARE REFERENCE DIMENSIONS UNLESS TOLERANCED.3. ARROW TO INDICATE CONTACT POSITION 1.4. INSULATOR MATERIAL: NYLON 46, UL94 HB, COLOR SEE PAGE 72.5. CONTACT MATERIAL: COPPER ALLOY, TIN PLATED ALL OVER, OR GOLD FLASH OVER TIN.6. PCB PAD, TIN PLATED.2 WAY PCB BOARD LAYOUTTHICKNESS 1.60 ± 0.15PACKING DETAILSREEL QTY750LEADER500MMTRAILER500MMREEL PER BOXTBCThe Important Information/Disclaimer is incorporated in the catalog where these specifications came from or available online at www.avx.com/disclaimer/ by reference and should be reviewed in full before placing any order. – board to board connector solutions –75Standard Card Edge: 00-9159-BTB3 Position3 WAY SINGLE PART PCB STRIP CONNECTORNOTES:1. FOR MORE INFORMATION REFER TO PRODUCT SPEC 201-01-118.2. DIMENSIONS ARE REFERENCE DIMENSIONS UNLESS TOLERANCED.3. ARROW TO INDICATE CONTACT POSITION 1.4. INSULATOR MATERIAL: NYLON 46, UL94 HB, COLOR SEE PAGE 72.5. CONTACT MATERIAL: COPPER ALLOY, TIN PLATED ALL OVER, OR GOLD FLASH OVER TIN.6. PCB PAD, TIN PLATED.2 WAY PCB BOARD LAYOUTTHICKNESS 1.60 ± 0.15PACKING DETAILSREEL QTY750LEADER500MMTRAILER500MMREEL PER BOXTBCThe Important Information/Disclaimer is incorporated in the catalog where these specifications came from or available online at www.avx.com/disclaimer/ by reference and should be reviewed in full before placing any order. – board to board connector solutions –76Standard Card Edge: 00-9159-BTB4 Position4 WAY SINGLE PART PCB STRIP CONNECTORNOTES:1. FOR MORE INFORMATION REFER TO PRODUCT SPEC 201-01-118.2. DIMENSIONS ARE REFERENCE DIMENSIONS UNLESS TOLERANCED.3. ARROW TO INDICATE CONTACT POSITION 1.4. INSULATOR MATERIAL: NYLON 46, UL94 HB, COLOR SEE PAGE 72.5. CONTACT MATERIAL: COPPER ALLOY, TIN PLATED ALL OVER, OR GOLD FLASH OVER TIN.6. PCB PAD, TIN PLATED.4 WAY PCB BOARD LAYOUTTHICKNESS 1.60 ± 0.15PACKING DETAILSREEL QTY750LEADER500MMTRAILER500MMREEL PER BOXTBCThe Important Information/Disclaimer is incorporated in the catalog where these specifications came from or available online at www.avx.com/disclaimer/ by reference and should be reviewed in full before placing any order. – board to board connector solutions –77Standard Card Edge: 00-9159-BTB5 Position5 WAY SINGLE PART PCB STRIP CONNECTORNOTES:1. FOR MORE INFORMATION REFER TO PRODUCT SPEC 201-01-118.2. DIMENSIONS ARE REFERENCE DIMENSIONS UNLESS TOLERANCED.3. ARROW TO INDICATE CONTACT POSITION 1.4. INSULATOR MATERIAL: NYLON 46, UL94 HB, COLOR SEE PAGE 72.5. CONTACT MATERIAL: COPPER ALLOY, TIN PLATED ALL OVER, OR GOLD FLASH OVER TIN.6. PCB PAD, TIN PLATED.5 WAY PCB BOARD LAYOUTTHICKNESS 1.60 ± 0.15PACKING DETAILSREEL QTY750LEADER500MMTRAILER500MMREEL PER BOXTBCThe Important Information/Disclaimer is incorporated in the catalog where these specifications came from or available online at www.avx.com/disclaimer/ by reference and should be reviewed in full before placing any order. – board to board connector solutions –
https://datasheets.kyocera-avx.com/IDCSocket_24-9159.pdf | others | 51IDC Socket Wire-To-Board: 24-9159-100General Description24PrefixRight Angle Wired Socket IDC Terminations9159SeriesAPPLICATIONSFEATURES AND BENEFITSELECTRICALENVIRONMENTALMECHANICALKYOCERA AVX developed the 9159 Series of SMT connectors for co-planar PCB mating for the challenging Solid State Lighting (SSL) market. These connectors needed to be small, low in height, carry up to 5 Amps/contact, and then function up to 125°C for extended periods. This application has been very unique to the SSL market where PCB’s are stacked end-to-end to create linear strip lighting in everything from office to transportation applications.The IDC cable socket connector allows for 22-24AWG discrete or cabled wires to be easily and reliably terminated into a 9159 standard interface plug connector. This will allow power and signals to be connected onto a PCB socket connector while providing positive latching. The wire assembly support block allows for 2 through 6 wires to be terminated all in one step with any standard bench top press. IDC covers provide both through (daisy chain applications) and wire stop termination options.HOW TO ORDER12 Part PCB Strip Connector2 Part Wired IDC Strip Connector2Wire Insulation Diameterø1.10mm to ø1.60mmXWire Gauge2 = 22AWG3 = 24AWG• Provides Wire-to-Board capabilities to standard 9159 2-Piece connector system• In conjunction with the IDC plug WTB connector (14-9159), these connectors provide maximum flexibility to bring power and signal wires onto or off of any board level 9159 connector• Reference application notes 201-01-123• Reference Product Specification 201-01-119• Current Rating: 5 Amps / Contact• Voltage Rating: 125 VAC (RMS) or DC equivalent• Operating Temperature: -40ºC to +125ºC• Storage Temperature: -40ºC to +70ºC• Insulator Material: Nylon: UL94VO• Contact Material: Phos Bronze• Plating: Gold / Tin over Nickel• Durability: 10 Cycles• Mates with standard 9159 horizontal plug, keeping same BTB connector system• Economical and reliable IDC wire termination • Molded latch offers positive latching after mating00XNumber of WaysCode No of WaysDetailsTHROUGH WIRE CAP0022Page 520033Page 530044Page 540055Page 550066Page 56WIRE STOP CAP0022Page 570033Page 580044Page 590055Page 600066Page 61XCap OptionsCodeCap OptionDescription0Through WireAllows wires to be terminated at any point9Wire StopTerminates end of wire. End protected with Stop Face6Plating OptionCodeContact6Gold on Contact Tin on IDCSafety Standards: UL 1977-File #E90723, CSA C22.2 NO. 182.3TDS-BTB-0009 ¦ Rev 1XColor/ApprovalCodeColorApproval8BlackUL Approved9WhiteUL Approved – board to board connector solutions –The Important Information/Disclaimer is incorporated in the catalog where these specifications came from or available online at www.kyocera-avx.com/disclaimer/ by reference and should be reviewed in full before placing any order.52IDC Socket Wire-To-Board: 24-9159-1002 Position Through Wire CapNOTES:1. FOR MORE INFORMATION REFER TO PRODUCT SPEC 201-01-119. FOR WIRE ASSEMBLY REFER TO APPLICATION NOTES 201-01-123.2. THROUGH WIRE CAP, FOR TERMINATION OF WIRE IN ANY POSITION.3. CAP ACTS AS WIRE ASSEMBLY TOOL. WIRE PREFIT TO CAP, NARROW SLOT TO GRIP WIRE, PERMANENT ASSEMBLY.4. GENERAL TOLERANCE ±0.20 UNLESS SPECIFIED.5. INSULATOR MATERIAL: NYLON 46, GLASS FILLED, UL94 V-0. COLOR REFER TO PAGE 51.6. CONTACT MATERIAL: COPPER ALLOY, PLATING NICKEL BASE ALL OVER, GOLD ON CONTACT, TIN ON IDC.7. PACKING IN TAPE AND REEL. QTY PER REEL 700, POCKET CONTAINS 1 CONNECTOR AND 1 CAP.8. WIRE GAUGE OPTIONS, SEE TABLE.9. ASSEMBLY AIDS, REFER TO PAGE 62.Wire GaugeCode(Page 50)Dimension AWire Insulation Diameter22AWG(Stranded Wire)1220.471.10 to 1.6024AWG(Standed Wire)1320.371.10 to 1.60PACKING DETAILSCAP AND CONNECTOR SUPPLIED TOGETHER (2 PARTS)SOCKET WIRED – 2 WAY THROUGH WIRE CAPTDS-BTB-0009 ¦ Rev 1 – board to board connector solutions –The Important Information/Disclaimer is incorporated in the catalog where these specifications came from or available online at www.kyocera-avx.com/disclaimer/ by reference and should be reviewed in full before placing any order.53IDC Socket Wire-To-Board: 24-9159-1003 Position Through Wire CapNOTES:1. FOR MORE INFORMATION REFER TO PRODUCT SPEC 201-01-119. FOR WIRE ASSEMBLY REFER TO APPLICATION NOTES 201-01-123.2. THROUGH WIRE CAP, FOR TERMINATION OF WIRE IN ANY POSITION.3. CAP ACTS AS WIRE ASSEMBLY TOOL. WIRE PREFIT TO CAP, NARROW SLOT TO GRIP WIRE, PERMANENT ASSEMBLY.4. GENERAL TOLERANCE ±0.20 UNLESS SPECIFIED.5. INSULATOR MATERIAL: NYLON 46, GLASS FILLED, UL94 V-0. COLOR REFER TO PAGE 51.6. CONTACT MATERIAL: COPPER ALLOY, PLATING NICKEL BASE ALL OVER, GOLD ON CONTACT, TIN ON IDC.7. PACKING IN TAPE AND REEL. QTY PER REEL 700, POCKET CONTAINS 1 CONNECTOR AND 1 CAP.8. WIRE GAUGE OPTIONS, SEE TABLE.9. ASSEMBLY AIDS, REFER TO PAGE 62.Wire GaugeCode(Page 50)Dimension AWire Insulation Diameter22AWG(Stranded Wire)1220.471.10 to 1.6024AWG(Standed Wire)1320.371.10 to 1.60PACKING DETAILSCAP AND CONNECTOR SUPPLIED TOGETHER (2 PARTS)SOCKET WIRED – 3 WAY THROUGH WIRE CAPTDS-BTB-0009 ¦ Rev 1 – board to board connector solutions –The Important Information/Disclaimer is incorporated in the catalog where these specifications came from or available online at www.kyocera-avx.com/disclaimer/ by reference and should be reviewed in full before placing any order.54IDC Socket Wire-To-Board: 24-9159-1004 Position Through Wire CapNOTES:1. FOR MORE INFORMATION REFER TO PRODUCT SPEC 201-01-119. FOR WIRE ASSEMBLY REFER TO APPLICATION NOTES 201-01-123.2. THROUGH WIRE CAP, FOR TERMINATION OF WIRE IN ANY POSITION.3. CAP ACTS AS WIRE ASSEMBLY TOOL. WIRE PREFIT TO CAP, NARROW SLOT TO GRIP WIRE, PERMANENT ASSEMBLY.4. GENERAL TOLERANCE ±0.20 UNLESS SPECIFIED.5. INSULATOR MATERIAL: NYLON 46, GLASS FILLED, UL94 V-0. COLOR REFER TO PAGE 51.6. CONTACT MATERIAL: COPPER ALLOY, PLATING NICKEL BASE ALL OVER, GOLD ON CONTACT, TIN ON IDC.7. PACKING IN TAPE AND REEL. QTY PER REEL 700, POCKET CONTAINS 1 CONNECTOR AND 1 CAP.8. WIRE GAUGE OPTIONS, SEE TABLE.9. ASSEMBLY AIDS, REFER TO PAGE 62.Wire GaugeCode(Page 50)Dimension AWire Insulation Diameter22AWG(Stranded Wire)1220.471.10 to 1.6024AWG(Standed Wire)1320.371.10 to 1.60PACKING DETAILSCAP AND CONNECTOR SUPPLIED TOGETHER (2 PARTS)SOCKET WIRED – 4 WAY THROUGH WIRE CAPTDS-BTB-0009 ¦ Rev 1 – board to board connector solutions –The Important Information/Disclaimer is incorporated in the catalog where these specifications came from or available online at www.kyocera-avx.com/disclaimer/ by reference and should be reviewed in full before placing any order.55IDC Socket Wire-To-Board: 24-9159-1005 Position Through Wire CapNOTES:1. FOR MORE INFORMATION REFER TO PRODUCT SPEC 201-01-119. FOR WIRE ASSEMBLY REFER TO APPLICATION NOTES 201-01-123.2. THROUGH WIRE CAP, FOR TERMINATION OF WIRE IN ANY POSITION.3. CAP ACTS AS WIRE ASSEMBLY TOOL. WIRE PREFIT TO CAP, NARROW SLOT TO GRIP WIRE, PERMANENT ASSEMBLY.4. GENERAL TOLERANCE ±0.20 UNLESS SPECIFIED.5. INSULATOR MATERIAL: NYLON 46, GLASS FILLED, UL94 V-0. COLOR REFER TO PAGE 51.6. CONTACT MATERIAL: COPPER ALLOY, PLATING NICKEL BASE ALL OVER, GOLD ON CONTACT, TIN ON IDC.7. PACKING IN TAPE AND REEL. QTY PER REEL 700, POCKET CONTAINS 1 CONNECTOR AND 1 CAP.8. WIRE GAUGE OPTIONS, SEE TABLE.9. ASSEMBLY AIDS, REFER TO PAGE 62.Wire GaugeCode(Page 50)Dimension AWire Insulation Diameter22AWG(Stranded Wire)1220.471.10 to 1.6024AWG(Standed Wire)1320.371.10 to 1.60PACKING DETAILSCAP AND CONNECTOR SUPPLIED TOGETHER (2 PARTS)SOCKET WIRED – 5 WAY THROUGH WIRE CAPTDS-BTB-0009 ¦ Rev 1 – board to board connector solutions –The Important Information/Disclaimer is incorporated in the catalog where these specifications came from or available online at www.kyocera-avx.com/disclaimer/ by reference and should be reviewed in full before placing any order.56IDC Socket Wire-To-Board: 24-9159-1006 Position Through Wire CapNOTES:1. FOR MORE INFORMATION REFER TO PRODUCT SPEC 201-01-119. FOR WIRE ASSEMBLY REFER TO APPLICATION NOTES 201-01-123.2. THROUGH WIRE CAP, FOR TERMINATION OF WIRE IN ANY POSITION.3. CAP ACTS AS WIRE ASSEMBLY TOOL. WIRE PREFIT TO CAP, NARROW SLOT TO GRIP WIRE, PERMANENT ASSEMBLY.4. GENERAL TOLERANCE ±0.20 UNLESS SPECIFIED.5. INSULATOR MATERIAL: NYLON 46, GLASS FILLED, UL94 V-0. COLOR REFER TO PAGE 51.6. CONTACT MATERIAL: COPPER ALLOY, PLATING NICKEL BASE ALL OVER, GOLD ON CONTACT, TIN ON IDC.7. PACKING IN TAPE AND REEL. QTY PER REEL 700, POCKET CONTAINS 1 CONNECTOR AND 1 CAP.8. WIRE GAUGE OPTIONS, SEE TABLE.9. ASSEMBLY AIDS, REFER TO PAGE 62.Wire GaugeCode(Page 50)Dimension AWire Insulation Diameter22AWG(Stranded Wire)1220.471.10 to 1.6024AWG(Standed Wire)1320.371.10 to 1.60PACKING DETAILSCAP AND CONNECTOR SUPPLIED TOGETHER (2 PARTS)SOCKET WIRED – 6 WAY THROUGH WIRE CAPTDS-BTB-0009 ¦ Rev 1 – board to board connector solutions –The Important Information/Disclaimer is incorporated in the catalog where these specifications came from or available online at www.kyocera-avx.com/disclaimer/ by reference and should be reviewed in full before placing any order.57IDC Socket Wire-To-Board: 24-9159-1002 Position Wire Stop CapNOTES:1. FOR MORE INFORMATION REFER TO PRODUCT SPEC 201-01-119. FOR WIRE ASSEMBLY REFER TO APPLICATION NOTES 201-01-123.2. WIRE STOP CAP, WITH STOP FACE O ONE SIDE TO PROTECT END OF WIRE.3. CAP ACTS AS WIRE ASSEMBLY TOOL. WIRE PREFIT TO CAP, NARROW SLOT TO GRIP WIRE, PERMANENT ASSEMBLY.4. GENERAL TOLERANCE ±0.20 UNLESS SPECIFIED.5. INSULATOR MATERIAL: NYLON 46, GLASS FILLED, UL94 V-0. COLOR REFER TO PAGE 51.6. CONTACT MATERIAL: COPPER ALLOY, PLATING NICKEL BASE ALL OVER, GOLD ON CONTACT, TIN ON IDC.7. PACKING IN TAPE AND REEL. QTY PER REEL 700, POCKET CONTAINS 1 CONNECTOR AND 1 CAP.8. WIRE GAUGE OPTIONS, SEE TABLE.9. SHOWN WITH WIRE ENTRY FROM UNDERSIDE, CAP CAN BE ASSEMBLED FOR EITHER TOP OR UNDERSIDE WIRE ENTRY.10. ASSEMBLY AIDS, REFER TO PAGE 62.Wire GaugeCode(Page 50)Dimension AWire Insulation Diameter22AWG(Stranded Wire)1220.471.10 to 1.6024AWG(Standed Wire)1320.371.10 to 1.60PACKING DETAILSCAP AND CONNECTOR SUPPLIED TOGETHER (2 PARTS)SOCKET-WIRED – 2 WAY WIRE STOP CAPTDS-BTB-0009 ¦ Rev 1 – board to board connector solutions –The Important Information/Disclaimer is incorporated in the catalog where these specifications came from or available online at www.kyocera-avx.com/disclaimer/ by reference and should be reviewed in full before placing any order.58IDC Socket: 24-9159 WTB3 Position Wire Stop CapNOTES:1. FOR MORE INFORMATION REFER TO PRODUCT SPEC 201-01-119. FOR WIRE ASSEMBLY REFER TO APPLICATION NOTES 201-01-123.2. WIRE STOP CAP, WITH STOP FACE O ONE SIDE TO PROTECT END OF WIRE.3. CAP ACTS AS WIRE ASSEMBLY TOOL. WIRE PREFIT TO CAP, NARROW SLOT TO GRIP WIRE, PERMANENT ASSEMBLY.4. GENERAL TOLERANCE ±0.20 UNLESS SPECIFIED.5. INSULATOR MATERIAL: NYLON 46, GLASS FILLED, UL94 V-0. COLOR REFER TO PAGE 51.6. CONTACT MATERIAL: COPPER ALLOY, PLATING NICKEL BASE ALL OVER, GOLD ON CONTACT, TIN ON IDC.7. PACKING IN TAPE AND REEL. QTY PER REEL 700, POCKET CONTAINS 1 CONNECTOR AND 1 CAP.8. WIRE GAUGE OPTIONS, SEE TABLE.9. SHOWN WITH WIRE ENTRY FROM UNDERSIDE, CAP CAN BE ASSEMBLED FOR EITHER TOP OR UNDERSIDE WIRE ENTRY.10. ASSEMBLY AIDS, REFER TO PAGE 62.Wire GaugeCode(Page 50)Dimension AWire Insulation Diameter22AWG(Stranded Wire)1220.471.10 to 1.6024AWG(Standed Wire)1320.371.10 to 1.60PACKING DETAILSCAP AND CONNECTOR SUPPLIED TOGETHER (2 PARTS)SOCKET-WIRED – 3 WAY WIRE STOP CAPTDS-BTB-0009 ¦ Rev 1 – board to board connector solutions –The Important Information/Disclaimer is incorporated in the catalog where these specifications came from or available online at www.kyocera-avx.com/disclaimer/ by reference and should be reviewed in full before placing any order.59IDC Socket Wire-To-Board: 24-9159-1004 Position Wire Stop CapNOTES:1. FOR MORE INFORMATION REFER TO PRODUCT SPEC 201-01-119. FOR WIRE ASSEMBLY REFER TO APPLICATION NOTES 201-01-123.2. WIRE STOP CAP, WITH STOP FACE O ONE SIDE TO PROTECT END OF WIRE.3. CAP ACTS AS WIRE ASSEMBLY TOOL. WIRE PREFIT TO CAP, NARROW SLOT TO GRIP WIRE, PERMANENT ASSEMBLY.4. GENERAL TOLERANCE ±0.20 UNLESS SPECIFIED.5. INSULATOR MATERIAL: NYLON 46, GLASS FILLED, UL94 V-0. COLOR REFER TO PAGE 51.6. CONTACT MATERIAL: COPPER ALLOY, PLATING NICKEL BASE ALL OVER, GOLD ON CONTACT, TIN ON IDC.7. PACKING IN TAPE AND REEL. QTY PER REEL 700, POCKET CONTAINS 1 CONNECTOR AND 1 CAP.8. WIRE GAUGE OPTIONS, SEE TABLE.9. SHOWN WITH WIRE ENTRY FROM UNDERSIDE, CAP CAN BE ASSEMBLED FOR EITHER TOP OR UNDERSIDE WIRE ENTRY.10. ASSEMBLY AIDS, REFER TO PAGE 62.Wire GaugeCode(Page 50)Dimension AWire Insulation Diameter22AWG(Stranded Wire)1220.471.10 to 1.6024AWG(Standed Wire)1320.371.10 to 1.60PACKING DETAILSCAP AND CONNECTOR SUPPLIED TOGETHER (2 PARTS)SOCKET-WIRED – 4 WAY WIRE STOP CAPTDS-BTB-0009 ¦ Rev 1 – board to board connector solutions –The Important Information/Disclaimer is incorporated in the catalog where these specifications came from or available online at www.kyocera-avx.com/disclaimer/ by reference and should be reviewed in full before placing any order.60IDC Socket Wire-To-Board: 24-9159-1005 Position Wire Stop CapNOTES:1. FOR MORE INFORMATION REFER TO PRODUCT SPEC 201-01-119. FOR WIRE ASSEMBLY REFER TO APPLICATION NOTES 201-01-123.2. WIRE STOP CAP, WITH STOP FACE O ONE SIDE TO PROTECT END OF WIRE.3. CAP ACTS AS WIRE ASSEMBLY TOOL. WIRE PREFIT TO CAP, NARROW SLOT TO GRIP WIRE, PERMANENT ASSEMBLY.4. GENERAL TOLERANCE ±0.20 UNLESS SPECIFIED.5. INSULATOR MATERIAL: NYLON 46, GLASS FILLED, UL94 V-0. COLOR REFER TO PAGE 51.6. CONTACT MATERIAL: COPPER ALLOY, PLATING NICKEL BASE ALL OVER, GOLD ON CONTACT, TIN ON IDC.7. PACKING IN TAPE AND REEL. QTY PER REEL 700, POCKET CONTAINS 1 CONNECTOR AND 1 CAP.8. WIRE GAUGE OPTIONS, SEE TABLE.9. SHOWN WITH WIRE ENTRY FROM UNDERSIDE, CAP CAN BE ASSEMBLED FOR EITHER TOP OR UNDERSIDE WIRE ENTRY.10. ASSEMBLY AIDS, REFER TO PAGE 62.Wire GaugeCode(Page 50)Dimension AWire Insulation Diameter22AWG(Stranded Wire)1220.471.10 to 1.6024AWG(Standed Wire)1320.371.10 to 1.60PACKING DETAILSCAP AND CONNECTOR SUPPLIED TOGETHER (2 PARTS)SOCKET-WIRED – 5 WAY WIRE STOP CAPTDS-BTB-0009 ¦ Rev 1 – board to board connector solutions –The Important Information/Disclaimer is incorporated in the catalog where these specifications came from or available online at www.kyocera-avx.com/disclaimer/ by reference and should be reviewed in full before placing any order.61IDC Socket Wire-To-Board: 24-9159-1006 Position Wire Stop CapNOTES:1. FOR MORE INFORMATION REFER TO PRODUCT SPEC 201-01-119. FOR WIRE ASSEMBLY REFER TO APPLICATION NOTES 201-01-123.2. WIRE STOP CAP, WITH STOP FACE O ONE SIDE TO PROTECT END OF WIRE.3. CAP ACTS AS WIRE ASSEMBLY TOOL. WIRE PREFIT TO CAP, NARROW SLOT TO GRIP WIRE, PERMANENT ASSEMBLY.4. GENERAL TOLERANCE ±0.20 UNLESS SPECIFIED.5. INSULATOR MATERIAL: NYLON 46, GLASS FILLED, UL94 V-0. COLOR REFER TO PAGE 51.6. CONTACT MATERIAL: COPPER ALLOY, PLATING NICKEL BASE ALL OVER, GOLD ON CONTACT, TIN ON IDC.7. PACKING IN TAPE AND REEL. QTY PER REEL 700, POCKET CONTAINS 1 CONNECTOR AND 1 CAP.8. WIRE GAUGE OPTIONS, SEE TABLE.9. SHOWN WITH WIRE ENTRY FROM UNDERSIDE, CAP CAN BE ASSEMBLED FOR EITHER TOP OR UNDERSIDE WIRE ENTRY.10. ASSEMBLY AIDS, REFER TO PAGE 62.Wire GaugeCode(Page 50)Dimension AWire Insulation Diameter22AWG(Stranded Wire)1220.471.10 to 1.6024AWG(Standed Wire)1320.371.10 to 1.60PACKING DETAILSCAP AND CONNECTOR SUPPLIED TOGETHER (2 PARTS)SOCKET-WIRED – 6 WAY WIRE STOP CAPTDS-BTB-0009 ¦ Rev 1 – board to board connector solutions –The Important Information/Disclaimer is incorporated in the catalog where these specifications came from or available online at www.kyocera-avx.com/disclaimer/ by reference and should be reviewed in full before placing any order.62SECTION ON A-AUNIVERSAL HANDLE 06-7000-7730-01-000WIRE INSERTION TOOL 06-9159-7027-01-000SECTION ON A-ANOTES:1. BLOCK TO SUPPORT 9159 IDC WIRED CONNECTORS DURING ASSEMBLY OF CAP/WIRE.2. PART NUMBER 06-9159-7026-01-000, MATERIAL ALUMINUM. PART NUMBER 06-9159-7026-02-000, MATERIAL NYLON 46.3. CAN BE USED WITH EITHER THE PLUG OR SOCKET CONNECTORS, USE THE CORRECT SLOT AS IDENTIFIED.4. FOR FULL WIRE ASSEMBLY DETAILS REFER TO APPLICATION NOTES 201-01-123.5. ONLY A SIMPLE FLAT BOTTOMED TOOL REQUIRED TO PUSH THE CAP DOWN (NOT SUPPLIED.)6. ALL DIMENSIONS ±0.20 UNLESS TOLERANCED.7. 06-9159-7026-02-000 HAS RIBS TO HELP LOCATE CONTACT\/INSULATOR SUB-ASSEMBLY.NOTES:1. TOOL 06-9159-7027-01-000 TO INSERT WIRES INTO CAP.2. FOR USE WITH UNIVERSAL HANDLE 06-7000-7720-01-000.3. CAN BE USED WITH BOTH THROUGH WIRE AND WIRE STOP CAPS.4. REFER TO APPLICATION NOTES 201-01-123 FOR FURTHER DETAILS.SOCKET-WIRED – WIRE INSERTION TOOLSOCKET-WIRED – ASSEMBLY SUPPORT BLOCKIDC Socket Wire-To-Board: 24-9159-100Assembly Support Block, Insertion ToolTDS-BTB-0009 ¦ Rev 1 – board to board connector solutions –The Important Information/Disclaimer is incorporated in the catalog where these specifications came from or available online at www.kyocera-avx.com/disclaimer/ by reference and should be reviewed in full before placing any order.
https://datasheets.kyocera-avx.com/IDCPlug_14-9159.pdf | others | 25IDC Plug Wire-To-Board: 14-9159-100General Description14PrefixRight AngleWired PlugIDC9159SeriesAPPLICATIONSFEATURES AND BENEFITSELECTRICALENVIRONMENTALMECHANICALKYOCERA AVX developed the 9159 Series of SMT connectors for co-planar PCB mating for the challenging Solid State Lighting (SSL) market. These connectors needed to be small, low in height, carry up to 5 Amps/contact, and then function up to 125°C for extended periods. This application has been very unique to the SSL market where PCB’s are stacked end-to-end to create linear strip lighting in everything from office to transportation applications.The IDC cable plug connector allows for 22-24AWG discrete or cabled wires to be easily and reliably terminated into a 9159 standard interface socket connector. This will allow power and signals to be connected onto a PCB socket connector while providing positive latching. The wire assembly support block allows for 2 through 6 wires to be terminated all in one step with any standard bench top press. IDC covers provide both through (daisy chain applications) and wire stop termination options.HOW TO ORDER12 PartPCB StripConnector2 PartWired IDCStripConnectorXWire Gauge2 = 22AWG3 = 24AWG2Wire Insulation Diameterø1.10mmto ø1.60mm• Provides Wire-to-Board capabilities to standard 9159 2-Piece connector system• In conjunction with the IDC socket WTB connector (24-9159), these connectors provide maximum flexibility to bring power and signal wires onto or off of any board level 9159 connector• Reference application notes 201-01-123• Reference Product Specification 201-01-119• Current Rating: 5 Amps / Contact• Voltage Rating: 125 VAC (RMS) or DC equivalent• Operating Temperature: -40ºC to +125ºC• Storage Temperature: -40ºC to +70ºC• Insulator Material: Nylon: UL94VO• Contact Material: Phosphor Bronze• Plating: Gold / Tin over Nickel• Durability: 10 Cycles• Mates with standard 9159 horizontal socket, keeping same BTB connector system• Economical and reliable IDC wire termination • Molded latch offers positive latching after mating00XNumber of WaysCode No of WaysDetailsTHROUGH WIRE CAP0022PAGE 260033PAGE 270044PAGE 280055PAGE 290066PAGE 30WIRE STOP CAP0022PAGE 310033PAGE 320044PAGE 330055PAGE 340066PAGE 35XCap OptionsCodeCap OptionDescription0Through WireAllows wires to be terminated at any point9Wire StopTerminates end of wire. End protected with Stop Face6Plating OptionCodeContact6Gold on Contact Tin on IDCSafety Standards: UL 1977-File #E90723, CSA C22.2 NO. 182.3TDS-BTB-0008 ¦ Rev 1Color/ApprovalCodeColorApproval8BlackUL Approved9WhiteUL ApprovedX – board to board connector solutions –The Important Information/Disclaimer is incorporated in the catalog where these specifications came from or available online at www.kyocera-avx.com/disclaimer/ by reference and should be reviewed in full before placing any order.26IDC Plug Wire-To-Board: 14-9159-1002 Position Through Wire CapNOTES:1. FOR MORE INFORMATION REFER TO PRODUCT SPEC 201-01-119. FOR WIRE ASSEMBLY REFER TO APPLICATION NOTES 201-01-123.2. THROUGH WIRE CAP, FOR TERMINATION OF WIRE IN ANY POSITION.3. CAP ACTS AS WIRE ASSEMBLY TOOL. WIRE PREFIT TO CAP, NARROW SLOT TO GRIP WIRE, PERMANENT ASSEMBLY.4. GENERAL TOLERANCE ±0.20 UNLESS SPECIFIED.5. INSULATOR MATERIAL: NYLON 46, GLASS FILLED, UL94 V-0. COLOR REFER TO PAGE 25.6. CONTACT MATERIAL: COPPER ALLOY, PLATING NICKEL BASE ALL OVER, GOLD ON CONTACT, TIN ON IDC.7. PACKING IN TAPE AND REEL. QTY PER REEL 700, POCKET CONTAINS 1 CONNECTOR AND 1 CAP.8. WIRE GAUGE OPTIONS, SEE TABLE.9. ASSEMBLY AIDS, REFER TO PAGE 36.Wire GaugeCode(Page 24)Dimension AWire Insulation Diameter22AWG(Stranded Wire)1220.471.10 to 1.6024AWG(Standed Wire)1320.371.10 to 1.60PLUG-WIRED – 2 WAY THROUGH WIRE CAPPACKING DETAILS CAP AND CONNECTOR SUPPLIED TOGETHER (2 PARTS)TDS-BTB-0008 ¦ Rev 1 – board to board connector solutions –The Important Information/Disclaimer is incorporated in the catalog where these specifications came from or available online at www.kyocera-avx.com/disclaimer/ by reference and should be reviewed in full before placing any order.27IDC Plug Wire-To-Board: 14-9159-1003 Position Through Wire CapNOTES:1. FOR MORE INFORMATION REFER TO PRODUCT SPEC 201-01-119. FOR WIRE ASSEMBLY REFER TO APPLICATION NOTES 201-01-123.2. THROUGH WIRE CAP, FOR TERMINATION OF WIRE IN ANY POSITION.3. CAP ACTS AS WIRE ASSEMBLY TOOL. WIRE PREFIT TO CAP, NARROW SLOT TO GRIP WIRE, PERMANENT ASSEMBLY.4. GENERAL TOLERANCE ±0.20 UNLESS SPECIFIED.5. INSULATOR MATERIAL: NYLON 46, GLASS FILLED, UL94 V-0. COLOR REFER TO PAGE 25.6. CONTACT MATERIAL: COPPER ALLOY, PLATING NICKEL BASE ALL OVER, GOLD ON CONTACT, TIN ON IDC.7. PACKING IN TAPE AND REEL. QTY PER REEL 700, POCKET CONTAINS 1 CONNECTOR AND 1 CAP.8. WIRE GAUGE OPTIONS, SEE TABLE.9. ASSEMBLY AIDS, REFER TO PAGE 36.Wire GaugeCode(Page 24)Dimension AWire Insulation Diameter22AWG(Stranded Wire)1220.471.10 to 1.6024AWG(Standed Wire)1320.371.10 to 1.60PLUG-WIRED – 3 WAY THROUGH WIRE CAPPACKING DETAILSCAP AND CONNECTOR SUPPLIED TOGETHER (2 PARTS)TDS-BTB-0008 ¦ Rev 1 – board to board connector solutions –The Important Information/Disclaimer is incorporated in the catalog where these specifications came from or available online at www.kyocera-avx.com/disclaimer/ by reference and should be reviewed in full before placing any order.28IDC Plug Wire-To-Board: 14-9159-1004 Position Through Wire CapNOTES:1. FOR MORE INFORMATION REFER TO PRODUCT SPEC 201-01-119. FOR WIRE ASSEMBLY REFER TO APPLICATION NOTES 201-01-123.2. THROUGH WIRE CAP, FOR TERMINATION OF WIRE IN ANY POSITION.3. CAP ACTS AS WIRE ASSEMBLY TOOL. WIRE PREFIT TO CAP, NARROW SLOT TO GRIP WIRE, PERMANENT ASSEMBLY.4. GENERAL TOLERANCE ±0.20 UNLESS SPECIFIED.5. INSULATOR MATERIAL: NYLON 46, GLASS FILLED, UL94 V-0. COLOR REFER TO PAGE 25.6. CONTACT MATERIAL: COPPER ALLOY, PLATING NICKEL BASE ALL OVER, GOLD ON CONTACT, TIN ON IDC.7. PACKING IN TAPE AND REEL. QTY PER REEL 700, POCKET CONTAINS 1 CONNECTOR AND 1 CAP.8. WIRE GAUGE OPTIONS, SEE TABLE.9. ASSEMBLY AIDS, REFER TO PAGE 36.Wire GaugeCode(Page 24)Dimension AWire Insulation Diameter22AWG(Stranded Wire)1220.471.10 to 1.6024AWG(Standed Wire)1320.371.10 to 1.60PLUG-WIRED – 4 WAY THROUGH WIRE CAPPACKING DETAILSCAP AND CONNECTOR SUPPLIED TOGETHER (2 PARTS)TDS-BTB-0008 ¦ Rev 1 – board to board connector solutions –The Important Information/Disclaimer is incorporated in the catalog where these specifications came from or available online at www.kyocera-avx.com/disclaimer/ by reference and should be reviewed in full before placing any order.29IDC Plug Wire-To-Board: 14-9159-1005 Position Through Wire CapNOTES:1. FOR MORE INFORMATION REFER TO PRODUCT SPEC 201-01-119. FOR WIRE ASSEMBLY REFER TO APPLICATION NOTES 201-01-123.2. THROUGH WIRE CAP, FOR TERMINATION OF WIRE IN ANY POSITION.3. CAP ACTS AS WIRE ASSEMBLY TOOL. WIRE PREFIT TO CAP, NARROW SLOT TO GRIP WIRE, PERMANENT ASSEMBLY.4. GENERAL TOLERANCE ±0.20 UNLESS SPECIFIED.5. INSULATOR MATERIAL: NYLON 46, GLASS FILLED, UL94 V-0. COLOR REFER TO PAGE 25.6. CONTACT MATERIAL: COPPER ALLOY, PLATING NICKEL BASE ALL OVER, GOLD ON CONTACT, TIN ON IDC.7. PACKING IN TAPE AND REEL. QTY PER REEL 700, POCKET CONTAINS 1 CONNECTOR AND 1 CAP.8. WIRE GAUGE OPTIONS, SEE TABLE.9. ASSEMBLY AIDS, REFER TO PAGE 36.Wire GaugeCode(Page 24)Dimension AWire Insulation Diameter22AWG(Stranded Wire)1220.471.10 to 1.6024AWG(Standed Wire)1320.371.10 to 1.60PLUG-WIRED – 5 WAY THROUGH WIRE CAPPACKING DETAILSCAP AND CONNECTOR SUPPLIED TOGETHER (2 PARTS)TDS-BTB-0008 ¦ Rev 1 – board to board connector solutions –The Important Information/Disclaimer is incorporated in the catalog where these specifications came from or available online at www.kyocera-avx.com/disclaimer/ by reference and should be reviewed in full before placing any order.30IDC Plug Wire-To-Board: 14-9159-1006 Position Through Wire CapNOTES:1. FOR MORE INFORMATION REFER TO PRODUCT SPEC 201-01-119. FOR WIRE ASSEMBLY REFER TO APPLICATION NOTES 201-01-123.2. THROUGH WIRE CAP, FOR TERMINATION OF WIRE IN ANY POSITION.3. CAP ACTS AS WIRE ASSEMBLY TOOL. WIRE PREFIT TO CAP, NARROW SLOT TO GRIP WIRE, PERMANENT ASSEMBLY.4. GENERAL TOLERANCE ±0.20 UNLESS SPECIFIED.5. INSULATOR MATERIAL: NYLON 46, GLASS FILLED, UL94 V-0. COLOR REFER TO PAGE 25.6. CONTACT MATERIAL: COPPER ALLOY, PLATING NICKEL BASE ALL OVER, GOLD ON CONTACT, TIN ON IDC.7. PACKING IN TAPE AND REEL. QTY PER REEL 700, POCKET CONTAINS 1 CONNECTOR AND 1 CAP.8. WIRE GAUGE OPTIONS, SEE TABLE.9. ASSEMBLY AIDS, REFER TO PAGE 36.Wire GaugeCode(Page 24)Dimension AWire Insulation Diameter22AWG(Stranded Wire)1220.471.10 to 1.6024AWG(Standed Wire)1320.371.10 to 1.60PLUG-WIRED – 6 WAY THROUGH WIRE CAPPACKING DETAILSCAP AND CONNECTOR SUPPLIED TOGETHER (2 PARTS)TDS-BTB-0008 ¦ Rev 1 – board to board connector solutions –The Important Information/Disclaimer is incorporated in the catalog where these specifications came from or available online at www.kyocera-avx.com/disclaimer/ by reference and should be reviewed in full before placing any order.31IDC Plug Wire-To-Board: 14-9159-1002 Position Wire Stop CapNOTES:1. FOR MORE INFORMATION REFER TO PRODUCT SPEC 201-01-119. FOR WIRE ASSEMBLY REFER TO APPLICATION NOTES 201-01-123.2. WIRE STOP CAP, WITH STOP FACE O ONE SIDE TO PROTECT END OF WIRE.3. CAP ACTS AS WIRE ASSEMBLY TOOL. WIRE PREFIT TO CAP, NARROW SLOT TO GRIP WIRE, PERMANENT ASSEMBLY.4. GENERAL TOLERANCE ±0.20 UNLESS SPECIFIED.5. INSULATOR MATERIAL: NYLON 46, GLASS FILLED, UL94 V-0. COLOR REFER TO PAGE 25.6. CONTACT MATERIAL: COPPER ALLOY, PLATING NICKEL BASE ALL OVER, GOLD ON CONTACT, TIN ON IDC.7. PACKING IN TAPE AND REEL. QTY PER REEL 700, POCKET CONTAINS 1 CONNECTOR AND 1 CAP.8. WIRE GAUGE OPTIONS, SEE TABLE.9. SHOWN WITH WIRE ENTRY FROM UNDERSIDE, CAP CAN BE ASSEMBLED FOR EITHER TOP OR UNDERSIDE WIRE ENTRY.10. ASSEMBLY AIDS, REFER TO PAGE 36.Wire GaugeCode(Page 24)Dimension AWire Insulation Diameter22AWG(Stranded Wire)1220.471.10 to 1.6024AWG(Standed Wire)1320.371.10 to 1.60PLUG-WIRED – 2 WAY WIRE STOP CAPPACKING DETAILSCAP AND CONNECTOR SUPPLIED TOGETHER (2 PARTS)TDS-BTB-0008 ¦ Rev 1 – board to board connector solutions –The Important Information/Disclaimer is incorporated in the catalog where these specifications came from or available online at www.kyocera-avx.com/disclaimer/ by reference and should be reviewed in full before placing any order.32IDC Plug Wire-To-Board: 14-9159-1003 Position Wire Stop CapNOTES:1. FOR MORE INFORMATION REFER TO PRODUCT SPEC 201-01-119. FOR WIRE ASSEMBLY REFER TO APPLICATION NOTES 201-01-123.2. WIRE STOP CAP, WITH STOP FACE O ONE SIDE TO PROTECT END OF WIRE.3. CAP ACTS AS WIRE ASSEMBLY TOOL. WIRE PREFIT TO CAP, NARROW SLOT TO GRIP WIRE, PERMANENT ASSEMBLY.4. GENERAL TOLERANCE ±0.20 UNLESS SPECIFIED.5. NSULATOR MATERIAL: NYLON 46, GLASS FILLED, UL94 V-0. COLOR REFER TO PAGE 25.6. CONTACT MATERIAL: COPPER ALLOY, PLATING NICKEL BASE ALL OVER, GOLD ON CONTACT, TIN ON IDC.7. PACKING IN TAPE AND REEL. QTY PER REEL 700, POCKET CONTAINS 1 CONNECTOR AND 1 CAP.8. WIRE GAUGE OPTIONS, SEE TABLE.9. SHOWN WITH WIRE ENTRY FROM UNDERSIDE, CAP CAN BE ASSEMBLED FOR EITHER TOP OR UNDERSIDE WIRE ENTRY.10. ASSEMBLY AIDS, REFER TO PAGE 36.Wire GaugeCode(Page 24)Dimension AWire Insulation Diameter22AWG(Stranded Wire)1220.471.10 to 1.6024AWG(Standed Wire)1320.371.10 to 1.60PLUG-WIRED – 3 WAY WIRE STOP CAPPACKING DETAILSCAP AND CONNECTOR SUPPLIED TOGETHER (2 PARTS)TDS-BTB-0008 ¦ Rev 1 – board to board connector solutions –The Important Information/Disclaimer is incorporated in the catalog where these specifications came from or available online at www.kyocera-avx.com/disclaimer/ by reference and should be reviewed in full before placing any order.33NOTES:1. FOR MORE INFORMATION REFER TO PRODUCT SPEC 201-01-119. FOR WIRE ASSEMBLY REFER TO APPLICATION NOTES 201-01-123.2. WIRE STOP CAP, WITH STOP FACE O ONE SIDE TO PROTECT END OF WIRE.3. CAP ACTS AS WIRE ASSEMBLY TOOL. WIRE PREFIT TO CAP, NARROW SLOT TO GRIP WIRE, PERMANENT ASSEMBLY.4. GENERAL TOLERANCE ±0.20 UNLESS SPECIFIED.5. INSULATOR MATERIAL: NYLON 46, GLASS FILLED, UL94 V-0. COLOR REFER TO PAGE 25.6. CONTACT MATERIAL: COPPER ALLOY, PLATING NICKEL BASE ALL OVER, GOLD ON CONTACT, TIN ON IDC.7. PACKING IN TAPE AND REEL. QTY PER REEL 700, POCKET CONTAINS 1 CONNECTOR AND 1 CAP.8. WIRE GAUGE OPTIONS, SEE TABLE.9. SHOWN WITH WIRE ENTRY FROM UNDERSIDE, CAP CAN BE ASSEMBLED FOR EITHER TOP OR UNDERSIDE WIRE ENTRY.10. ASSEMBLY AIDS, REFER TO PAGE 36.Wire GaugeCode(Page 24)Dimension AWire Insulation Diameter22AWG(Stranded Wire)1220.471.10 to 1.6024AWG(Standed Wire)1320.371.10 to 1.60PACKING DETAILSCAP AND CONNECTOR SUPPLIED TOGETHER (2 PARTS)4 Position Wire Stop CapPLUG-WIRED – 4 WAY WIRE STOP CAPIDC Plug Wire-To-Board: 14-9159-100TDS-BTB-0008 ¦ Rev 1 – board to board connector solutions –The Important Information/Disclaimer is incorporated in the catalog where these specifications came from or available online at www.kyocera-avx.com/disclaimer/ by reference and should be reviewed in full before placing any order.34NOTES:1. FOR MORE INFORMATION REFER TO PRODUCT SPEC 201-01-119. FOR WIRE ASSEMBLY REFER TO APPLICATION NOTES 201-01-123.2. WIRE STOP CAP, WITH STOP FACE O ONE SIDE TO PROTECT END OF WIRE.3. CAP ACTS AS WIRE ASSEMBLY TOOL. WIRE PREFIT TO CAP, NARROW SLOT TO GRIP WIRE, PERMANENT ASSEMBLY.4. GENERAL TOLERANCE ±0.20 UNLESS SPECIFIED.5. INSULATOR MATERIAL: NYLON 46, GLASS FILLED, UL94 V-0. COLOR REFER TO PAGE 25.6. CONTACT MATERIAL: COPPER ALLOY, PLATING NICKEL BASE ALL OVER, GOLD ON CONTACT, TIN ON IDC.7. PACKING IN TAPE AND REEL. QTY PER REEL 700, POCKET CONTAINS 1 CONNECTOR AND 1 CAP.8. WIRE GAUGE OPTIONS, SEE TABLE.9. SHOWN WITH WIRE ENTRY FROM UNDERSIDE, CAP CAN BE ASSEMBLED FOR EITHER TOP OR UNDERSIDE WIRE ENTRY.10. ASSEMBLY AIDS, REFER TO PAGE 36.Wire GaugeCode(Page 24)Dimension AWire Insulation Diameter22AWG(Stranded Wire)1220.471.10 to 1.6024AWG(Standed Wire)1320.371.10 to 1.60PACKING DETAILSCAP AND CONNECTOR SUPPLIED TOGETHER (2 PARTS)5 Position Wire Stop CapPLUG-WIRED – 5 WAY WIRE STOP CAPIDC Plug Wire-To-Board: 14-9159-100TDS-BTB-0008 ¦ Rev 1 – board to board connector solutions –The Important Information/Disclaimer is incorporated in the catalog where these specifications came from or available online at www.kyocera-avx.com/disclaimer/ by reference and should be reviewed in full before placing any order.35NOTES:1. FOR MORE INFORMATION REFER TO PRODUCT SPEC 201-01-119. FOR WIRE ASSEMBLY REFER TO APPLICATION NOTES 201-01-123.2. WIRE STOP CAP, WITH STOP FACE O ONE SIDE TO PROTECT END OF WIRE.3. CAP ACTS AS WIRE ASSEMBLY TOOL. WIRE PREFIT TO CAP, NARROW SLOT TO GRIP WIRE, PERMANENT ASSEMBLY.4. GENERAL TOLERANCE ±0.20 UNLESS SPECIFIED.5. INSULATOR MATERIAL: NYLON 46, GLASS FILLED, UL94 V-0. COLOR REFER TO PAGE 25.6. CONTACT MATERIAL: COPPER ALLOY, PLATING NICKEL BASE ALL OVER, GOLD ON CONTACT, TIN ON IDC.7. PACKING IN TAPE AND REEL. QTY PER REEL 700, POCKET CONTAINS 1 CONNECTOR AND 1 CAP.8. WIRE GAUGE OPTIONS, SEE TABLE.9. SHOWN WITH WIRE ENTRY FROM UNDERSIDE, CAP CAN BE ASSEMBLED FOR EITHER TOP OR UNDERSIDE WIRE ENTRY.10. ASSEMBLY AIDS, REFER TO PAGE 36.Wire GaugeCode(Page 24)Dimension AWire Insulation Diameter22AWG(Stranded Wire)1220.471.10 to 1.6024AWG(Standed Wire)1320.371.10 to 1.60PACKING DETAILSCAP AND CONNECTOR SUPPLIED TOGETHER (2 PARTS)6 Position Wire Stop CapPLUG-WIRED – 6 WAY WIRE STOP CAPIDC Plug Wire-To-Board: 14-9159-100TDS-BTB-0008 ¦ Rev 1 – board to board connector solutions –The Important Information/Disclaimer is incorporated in the catalog where these specifications came from or available online at www.kyocera-avx.com/disclaimer/ by reference and should be reviewed in full before placing any order.36SECTION ON A-AUNIVERSAL HANDLE 06-7000-7730-01-000WIRE INSERTION TOOL 06-9159-7027-01-000SECTION ON A-ANOTES:1. BLOCK TO SUPPORT 9159 IDC WIRED CONNECTORS DURING ASSEMBLY OF CAP/WIRE.2. PART NUMBER 06-9159-7026-01-000, MATERIAL ALUMINUM. PART NUMBER 06-9159-7026-02-000, MATERIAL NYLON 46.3. CAN BE USED WITH EITHER THE PLUG OR SOCKET CONNECTORS, USE THE CORRECT SLOT AS IDENTIFIED.4. FOR FULL WIRE ASSEMBLY DETAILS REFER TO APPLICATION NOTES 201-01-123.5. ONLY A SIMPLE FLAT BOTTOMED TOOL REQUIRED TO PUSH THE CAP DOWN (NOT SUPPLIED.)6. ALL DIMENSIONS ±0.20 UNLESS TOLERANCED.7. 06-9159-7026-02-000 HAS RIBS TO HELP LOCATE CONTACT\/INSULATOR SUB-ASSEMBLY.NOTES:1. TOOL 06-9159-7027-01-000 TO INSERT WIRES INTO CAP.2. FOR USE WITH UNIVERSAL HANDLE 06-7000-7720-01-000.3. CAN BE USED WITH BOTH THROUGH WIRE AND WIRE STOP CAPS.4. REFER TO APPLICATION NOTES 201-01-123 FOR FURTHER DETAILS.PLUG-WIRED – WIRE INSERTION TOOLAssembly Support Block / Insertion ToolPLUG-WIRED – ASSEMBLY SUPPORT BLOCKIDC Plug Wire-To-Board: 14-9159-100TDS-BTB-0008 ¦ Rev 1 – board to board connector solutions –The Important Information/Disclaimer is incorporated in the catalog where these specifications came from or available online at www.kyocera-avx.com/disclaimer/ by reference and should be reviewed in full before placing any order.
https://www.we-online.com/components/products/datasheet/695401000222.pdf | others | Dimensions: [mm]63,2530,352,384,410,42Ø2,1 vacuum pick-up areaScale - 6:1Article Properties:Pins1Recommended Land Pattern: [mm]General tolerance ±0.0535,83,05Connector footprint1,68Scale - 2:1Würth Elektronik eiSos GmbH & Co. KGEMC & Inductive SolutionsMax-Eyth-Str. 174638 WaldenburgGermanyTel. +49 (0) 79 42 945 - 0www.we-online.comeiSos@we-online.comCHECKEDREVISIONDATE (YYYY-MM-DD)GENERAL TOLERANCEPROJECTIONMETHODPiM002.0012024-01-30DIN ISO 2768-1mDESCRIPTIONWR-LECO Single Contact SMTVertical Poke-in ConnectorORDER CODE695401000222BUSINESS UNITSTATUSPAGEeiCanValid from 2024-01-30 due to PCN1/8This electronic component has been designed and developed for usage in general electronic equipment only. This product is not authorized for use in equipment where a higher safety standard and reliability standard is especially required or where a failure of the product is reasonably expected to cause severe personal injury or death, unless the parties have executed an agreement specifically governing such use. Moreover Würth Elektronik eiSos GmbH& Co KG products are neither designed nor intended for use in areas such as military, aerospace, aviation, nuclear control, submarine, transportation, transportation signal, disaster prevention, medical, public information network etc.. Würth Elektronik eiSos GmbH & Co KG must be informed about the intent of such usage before the design-in stage. In addition, sufficient reliability evaluation checks for safety must be performed on every electroniccomponent which is used in electrical circuits that require high safety and reliability functions or performance.D R A F TMaterial Properties:Insulator MaterialPA 9TInsulator Flammability RatingUL94 V-0Insulator ColorGreyContact MaterialPhosphor BronzeContact PlatingTin over NickelGeneral Information:Operating Temperature-40 up to +130 °CElectrical Properties:PropertiesTest conditionsValueUnitTol.Rated CurrentIR7AWorking Voltage600V (AC)Withstanding Voltage1 min2200V (AC)Contact ResistanceR10mΩmax.Wire Properties:Wire TypeSolid Wire OnlySolid Wire Section (AWG)18 to 20 (AWG)Solid Wire Section (Metric)0.2 to 0.5 (mm²)Wire Strip Length6 up to 7 (mm)Certification:RoHS ApprovalCompliant [2011/65/EU&2015/863]REACh ApprovalConform or declared [(EC)1907/2006]cULus ApprovalE323964Würth Elektronik eiSos GmbH & Co. KGEMC & Inductive SolutionsMax-Eyth-Str. 174638 WaldenburgGermanyTel. +49 (0) 79 42 945 - 0www.we-online.comeiSos@we-online.comCHECKEDREVISIONDATE (YYYY-MM-DD)GENERAL TOLERANCEPROJECTIONMETHODPiM002.0012024-01-30DIN ISO 2768-1mDESCRIPTIONWR-LECO Single Contact SMTVertical Poke-in ConnectorORDER CODE695401000222BUSINESS UNITSTATUSPAGEeiCanValid from 2024-01-30 due to PCN2/8This electronic component has been designed and developed for usage in general electronic equipment only. This product is not authorized for use in equipment where a higher safety standard and reliability standard is especially required or where a failure of the product is reasonably expected to cause severe personal injury or death, unless the parties have executed an agreement specifically governing such use. Moreover Würth Elektronik eiSos GmbH& Co KG products are neither designed nor intended for use in areas such as military, aerospace, aviation, nuclear control, submarine, transportation, transportation signal, disaster prevention, medical, public information network etc.. Würth Elektronik eiSos GmbH & Co KG must be informed about the intent of such usage before the design-in stage. In addition, sufficient reliability evaluation checks for safety must be performed on every electroniccomponent which is used in electrical circuits that require high safety and reliability functions or performance.D R A F TPackaging Specification - Tape and Reel: [mm]StartEndFeeding directionNB: Actual packaging may slightly differ from datasheetD0B0P2P0E1D1FE2Carrier TapeCover TapeTop CoverTapeK0TT1T2A0P1WNo Componentmin. 160mmComponentsNo Componentmin. 100mmCover Tapemin. 400mmAAPackaging is referred to the international standard IEC 60286-3:2019A0B0WTT1T2K0P0P1P2D0E1E2FTape Type 2aVPE / packaging unittyp.typ.+0.3/-0.1max.max.max.typ.±0.1±0.1±0.1+0.1/ -0±0.1min.±0.1pcs.3,956160,50,16,96,8482,01,51,7514,257,5Polystyrene1200165° - 180°Pull-off forceTape width16 mm0,1 N - 1,3 NBDCW1close to centerW3W2NAdetail BEmbossmentSprocket HoleChip CavityCover TapeBPackaging is referred to the international standard IEC 60286-3:2019A (mm)B (mm)C (mm)D (mm)N (mm)W1 (mm)W2 (mm)W3 (mm)W3 (mm)MaterialTolerance± 2,0min.min.min.min.+ 2,0max.min.max.Value330,001,5012,8020,2060,0016,4022,4015,9019,40PolystyreneWürth Elektronik eiSos GmbH & Co. KGEMC & Inductive SolutionsMax-Eyth-Str. 174638 WaldenburgGermanyTel. +49 (0) 79 42 945 - 0www.we-online.comeiSos@we-online.comCHECKEDREVISIONDATE (YYYY-MM-DD)GENERAL TOLERANCEPROJECTIONMETHODPiM002.0012024-01-30DIN ISO 2768-1mDESCRIPTIONWR-LECO Single Contact SMTVertical Poke-in ConnectorORDER CODE695401000222BUSINESS UNITSTATUSPAGEeiCanValid from 2024-01-30 due to PCN3/8This electronic component has been designed and developed for usage in general electronic equipment only. This product is not authorized for use in equipment where a higher safety standard and reliability standard is especially required or where a failure of the product is reasonably expected to cause severe personal injury or death, unless the parties have executed an agreement specifically governing such use. Moreover Würth Elektronik eiSos GmbH& Co KG products are neither designed nor intended for use in areas such as military, aerospace, aviation, nuclear control, submarine, transportation, transportation signal, disaster prevention, medical, public information network etc.. Würth Elektronik eiSos GmbH & Co KG must be informed about the intent of such usage before the design-in stage. In addition, sufficient reliability evaluation checks for safety must be performed on every electroniccomponent which is used in electrical circuits that require high safety and reliability functions or performance.D R A F TPackaging Specification - Reel in Carton: [mm]L CW CH CLC (mm)WC (mm)HC (mm)No. of reelouter packagingPackagingUnitMaterialtyp.typ.typ.reel.pcs.3523424062024000PaperWürth Elektronik eiSos GmbH & Co. KGEMC & Inductive SolutionsMax-Eyth-Str. 174638 WaldenburgGermanyTel. +49 (0) 79 42 945 - 0www.we-online.comeiSos@we-online.comCHECKEDREVISIONDATE (YYYY-MM-DD)GENERAL TOLERANCEPROJECTIONMETHODPiM002.0012024-01-30DIN ISO 2768-1mDESCRIPTIONWR-LECO Single Contact SMTVertical Poke-in ConnectorORDER CODE695401000222BUSINESS UNITSTATUSPAGEeiCanValid from 2024-01-30 due to PCN4/8This electronic component has been designed and developed for usage in general electronic equipment only. This product is not authorized for use in equipment where a higher safety standard and reliability standard is especially required or where a failure of the product is reasonably expected to cause severe personal injury or death, unless the parties have executed an agreement specifically governing such use. Moreover Würth Elektronik eiSos GmbH& Co KG products are neither designed nor intended for use in areas such as military, aerospace, aviation, nuclear control, submarine, transportation, transportation signal, disaster prevention, medical, public information network etc.. Würth Elektronik eiSos GmbH & Co KG must be informed about the intent of such usage before the design-in stage. In addition, sufficient reliability evaluation checks for safety must be performed on every electroniccomponent which is used in electrical circuits that require high safety and reliability functions or performance.D R A F TClassification Reflow Profile for SMT components:TimeTemperatureTptptLtSTs maxTs minTC –5°CTL25Time 25°C to PeakPreheat AreaMax. Ramp Up RateMax. Ramp Down RateClassification Reflow Soldering Profile:Profile FeatureValuePreheat Temperature MinTs min150 °CPreheat Temperature MaxTs max200 °CPreheat Time ts from Ts min to Ts maxts60 - 120 secondsRamp-up Rate (TL to TP)3 °C/ second max.Liquidous TemperatureTL217 °CTime tL maintained above TLtL60 - 150 secondsPeak package body temperatureTpTp ≤ Tc, see Table belowTime within 5°C of actual peaktemperaturet p20 - 30 secondsRamp-down Rate (TP to TL)6 °C/ second max.Time 25°C to peak temperature8 minutes max.refer to IPC/ JEDEC J-STD-020EPackage Classification Reflow Temperature (Tc):PropertiesVolume mm³<350Volume mm³350-2000Volume mm³>2000PB-Free Assembly ¦ Package Thickness< 1.6 mm260 °C260 °C260 °CPB-Free Assembly ¦ Package Thickness1.6 mm - 2.5 mm260 °C250 °C245 °CPB-Free Assembly ¦ Package Thickness > 2.5 mm250 °C245 °C245 °CApplied cycles2 cycles max.refer to IPC/ JEDEC J-STD-020EWürth Elektronik eiSos GmbH & Co. KGEMC & Inductive SolutionsMax-Eyth-Str. 174638 WaldenburgGermanyTel. +49 (0) 79 42 945 - 0www.we-online.comeiSos@we-online.comCHECKEDREVISIONDATE (YYYY-MM-DD)GENERAL TOLERANCEPROJECTIONMETHODPiM002.0012024-01-30DIN ISO 2768-1mDESCRIPTIONWR-LECO Single Contact SMTVertical Poke-in ConnectorORDER CODE695401000222BUSINESS UNITSTATUSPAGEeiCanValid from 2024-01-30 due to PCN5/8This electronic component has been designed and developed for usage in general electronic equipment only. This product is not authorized for use in equipment where a higher safety standard and reliability standard is especially required or where a failure of the product is reasonably expected to cause severe personal injury or death, unless the parties have executed an agreement specifically governing such use. Moreover Würth Elektronik eiSos GmbH& Co KG products are neither designed nor intended for use in areas such as military, aerospace, aviation, nuclear control, submarine, transportation, transportation signal, disaster prevention, medical, public information network etc.. Würth Elektronik eiSos GmbH & Co KG must be informed about the intent of such usage before the design-in stage. In addition, sufficient reliability evaluation checks for safety must be performed on every electroniccomponent which is used in electrical circuits that require high safety and reliability functions or performance.D R A F TFurther informationComponent Libraries:Download_3D_695401000222Altium_WR-LECO (23b)Downloads_CADENCE_WR-LECO (23a)Eagle_WR-LECO (23a)Download_IGS_695401000222Download_Step_695401000222Free Sample Order:Order free samples of this article directly here!Würth Elektronik eiSos GmbH & Co. KGEMC & Inductive SolutionsMax-Eyth-Str. 174638 WaldenburgGermanyTel. +49 (0) 79 42 945 - 0www.we-online.comeiSos@we-online.comCHECKEDREVISIONDATE (YYYY-MM-DD)GENERAL TOLERANCEPROJECTIONMETHODPiM002.0012024-01-30DIN ISO 2768-1mDESCRIPTIONWR-LECO Single Contact SMTVertical Poke-in ConnectorORDER CODE695401000222BUSINESS UNITSTATUSPAGEeiCanValid from 2024-01-30 due to PCN6/8This electronic component has been designed and developed for usage in general electronic equipment only. This product is not authorized for use in equipment where a higher safety standard and reliability standard is especially required or where a failure of the product is reasonably expected to cause severe personal injury or death, unless the parties have executed an agreement specifically governing such use. Moreover Würth Elektronik eiSos GmbH& Co KG products are neither designed nor intended for use in areas such as military, aerospace, aviation, nuclear control, submarine, transportation, transportation signal, disaster prevention, medical, public information network etc.. Würth Elektronik eiSos GmbH & Co KG must be informed about the intent of such usage before the design-in stage. In addition, sufficient reliability evaluation checks for safety must be performed on every electroniccomponent which is used in electrical circuits that require high safety and reliability functions or performance.D R A F TCautions and Warnings:The following conditions apply to all goods within the product series of the Connectors ofWürth Elektronik eiSos GmbH & Co. KG:General: •This mechanical component is designed and manufactured for use in general electronic equipment. •Würth Elektronik must be asked for written approval (following the PPAP procedure) before incorporating the components into anyequipment in fields such as military, aerospace, aviation, nuclear control, submarine, transportation (automotive control, train control,ship control), transportation signal, disaster prevention, medical, public information network, etc. where higher safety and reliability areespecially required and/or if there is the possibility of direct damage or human injury. •Mechanical components that will be used in safety-critical or high-reliability applications, should be pre-evaluated by the customer. •The mechanical component is designed and manufactured to be used within the datasheet specified values. If the usage and operationconditions specified in the datasheet are not met, the component may be damaged or dissolved. •Do not drop or impact the components, the component may be damaged. •Prevent any damage or scratches on the component, especially on the actuator. •Direct mechanical impact to the product shall be prevented (e.g overlapping of the PCB´s). •Würth Elektronik products are qualified according to international standards, which are listed in each product reliability report. WürthElektronik does not warrant any customer qualified product characteristics beyond Würth Elektroniks’ specifications, for its validity andsustainability over time. •The responsibility for the applicability of the customer specific products and use in a particular customer design is always within theauthority of the customer. All technical specifications for standard products do also apply to customer specific products. •The mechanical component is designed to be used along with Würth Elektronik counterparts and tools. Würth Elektronik cannot ensurethe reliability of these components while being used with other products.Product Specific:Soldering: •The solder profile must comply with the technical product specifications. All other profiles will void the warranty. •All other soldering methods are at the customers’ own risk.Cleaning and Washing: •Washing agents used during the production to clean the customer application might damage or change the characteristics of thecomponent, body, pins and termination. Washing agents may have a negative effect on the long-term functionality of the product. •Using a brush during the cleaning process may deform function relevant areas. Therefore, we do not recommend using a brush duringthe PCB cleaning process.Potting and Coating: •If the product is potted in the customer application, the potting material might shrink or expand during and after hardening. Shrinkingcould lead to an incomplete seal, allowing contaminants into the components. Expansion could damage the components. Werecommend a manual inspection after potting or coating to avoid these effects.Storage Conditions: •A storage of Würth Elektronik products for longer than 12 months is not recommended. Within other effects, the terminals may sufferdegradation, resulting in bad solderability. Therefore, all products shall be used within the period of 12 months based on the day ofshipment. •Do not expose the components to direct sunlight. •The storage conditions in the original packaging are defined according to DIN EN 61760-2. •The storage conditions stated in the original packaging apply to the storage time and not to the transportation time of the components.Handling: •Do not repeatedly operate the component with excessive force. It may damage or deform the component resulting in malfunction. •In the case a product requires particular handling precautions, in addition to the general recommendations mentioned here before, thesewill appear on the product datasheet. •Stranded wire may require a ferrule to ensure proper retention of connection. Use of solid wire is recommended. •The temperature rise of the component must be taken into consideration. The operating temperature is comprised of ambienttemperature and temperature rise of the component.The operating temperature of the component shall not exceed the maximumtemperature specified.These cautions and warnings comply with the state of the scientific and technical knowledge and are believed to be accurate and reliable.However, no responsibility is assumed for inaccuracies or incompleteness.Würth Elektronik eiSos GmbH & Co. KGEMC & Inductive SolutionsMax-Eyth-Str. 174638 WaldenburgGermanyTel. +49 (0) 79 42 945 - 0www.we-online.comeiSos@we-online.comCHECKEDREVISIONDATE (YYYY-MM-DD)GENERAL TOLERANCEPROJECTIONMETHODPiM002.0012024-01-30DIN ISO 2768-1mDESCRIPTIONWR-LECO Single Contact SMTVertical Poke-in ConnectorORDER CODE695401000222BUSINESS UNITSTATUSPAGEeiCanValid from 2024-01-30 due to PCN7/8This electronic component has been designed and developed for usage in general electronic equipment only. This product is not authorized for use in equipment where a higher safety standard and reliability standard is especially required or where a failure of the product is reasonably expected to cause severe personal injury or death, unless the parties have executed an agreement specifically governing such use. Moreover Würth Elektronik eiSos GmbH& Co KG products are neither designed nor intended for use in areas such as military, aerospace, aviation, nuclear control, submarine, transportation, transportation signal, disaster prevention, medical, public information network etc.. Würth Elektronik eiSos GmbH & Co KG must be informed about the intent of such usage before the design-in stage. In addition, sufficient reliability evaluation checks for safety must be performed on every electroniccomponent which is used in electrical circuits that require high safety and reliability functions or performance.D R A F TImportant NotesThe following conditions apply to all goods within the product range of Würth ElektronikeiSos GmbH & Co. KG:1. General Customer ResponsibilitySome goods within the product range of Würth Elektronik eiSos GmbH & Co. KG contain statements regarding general suitability for certainapplication areas. These statements about suitability are based on our knowledge and experience of typical requirements concerning theareas, serve as general guidance and cannot be estimated as binding statements about the suitability for a customer application. Theresponsibility for the applicability and use in a particular customer design is always solely within the authority of the customer. Due to thisfact it is up to the customer to evaluate, where appropriate to investigate and decide whether the device with the specific productcharacteristics described in the product specification is valid and suitable for the respective customer application or not.2. Customer Responsibility related to Specific, in particular Safety-Relevant ApplicationsIt has to be clearly pointed out that the possibility of a malfunction of electronic components or failure before the end of the usual lifetimecannot be completely eliminated in the current state of the art, even if the products are operated within the range of the specifications.In certain customer applications requiring a very high level of safety and especially in customer applications in which the malfunction orfailure of an electronic component could endanger human life or health it must be ensured by most advanced technological aid of suitabledesign of the customer application that no injury or damage is caused to third parties in the event of malfunction or failure of an electroniccomponent. Therefore, customer is cautioned to verify that data sheets are current before placing orders. The current data sheets can bedownloaded at www.we-online.com.3. Best Care and AttentionAny product-specific notes, cautions and warnings must be strictly observed. Any disregard will result in the loss of warranty.4. Customer Support for Product SpecificationsSome products within the product range may contain substances which are subject to restrictions in certain jurisdictions in order to servespecific technical requirements. Necessary information is available on request. In this case the field sales engineer or the internal salesperson in charge should be contacted who will be happy to support in this matter.5. Product R&DDue to constant product improvement product specifications may change from time to time. As a standard reporting procedure of theProduct Change Notification (PCN) according to the JEDEC-Standard inform about minor and major changes. In case of further queriesregarding the PCN, the field sales engineer or the internal sales person in charge should be contacted. The basic responsibility of thecustomer as per Section 1 and 2 remains unaffected.6. Product Life CycleDue to technical progress and economical evaluation we also reserve the right to discontinue production and delivery of products. As astandard reporting procedure of the Product Termination Notification (PTN) according to the JEDEC-Standard we will inform at an early stageabout inevitable product discontinuance. According to this we cannot guarantee that all products within our product range will always beavailable. Therefore it needs to be verified with the field sales engineer or the internal sales person in charge about the current productavailability expectancy before or when the product for application design-in disposal is considered. The approach named above does notapply in the case of individual agreements deviating from the foregoing for customer-specific products.7. Property RightsAll the rights for contractual products produced by Würth Elektronik eiSos GmbH & Co. KG on the basis of ideas, development contracts aswell as models or templates that are subject to copyright, patent or commercial protection supplied to the customer will remain with WürthElektronik eiSos GmbH & Co. KG. Würth Elektronik eiSos GmbH & Co. KG does not warrant or represent that any license, either expressed orimplied, is granted under any patent right, copyright, mask work right, or other intellectual property right relating to any combination,application, or process in which Würth Elektronik eiSos GmbH & Co. KG components or services are used.8. General Terms and ConditionsUnless otherwise agreed in individual contracts, all orders are subject to the current version of the “General Terms and Conditions of WürthElektronik eiSos Group”, last version available at www.we-online.com.Würth Elektronik eiSos GmbH & Co. KGEMC & Inductive SolutionsMax-Eyth-Str. 174638 WaldenburgGermanyTel. +49 (0) 79 42 945 - 0www.we-online.comeiSos@we-online.comCHECKEDREVISIONDATE (YYYY-MM-DD)GENERAL TOLERANCEPROJECTIONMETHODPiM002.0012024-01-30DIN ISO 2768-1mDESCRIPTIONWR-LECO Single Contact SMTVertical Poke-in ConnectorORDER CODE695401000222BUSINESS UNITSTATUSPAGEeiCanValid from 2024-01-30 due to PCN8/8This electronic component has been designed and developed for usage in general electronic equipment only. This product is not authorized for use in equipment where a higher safety standard and reliability standard is especially required or where a failure of the product is reasonably expected to cause severe personal injury or death, unless the parties have executed an agreement specifically governing such use. Moreover Würth Elektronik eiSos GmbH& Co KG products are neither designed nor intended for use in areas such as military, aerospace, aviation, nuclear control, submarine, transportation, transportation signal, disaster prevention, medical, public information network etc.. Würth Elektronik eiSos GmbH & Co KG must be informed about the intent of such usage before the design-in stage. In addition, sufficient reliability evaluation checks for safety must be performed on every electroniccomponent which is used in electrical circuits that require high safety and reliability functions or performance.D R A F T
https://datasheets.kyocera-avx.com/HorizontalSocket_20-9159.pdf | others | 37Horizontal Socket Board-To-Board: 20-9159-100General Description20915900X101X16PrefixSocketSeriesNumber of Ways2 Part PCB Strip ConnectorConnector Pitch01 = 3mmColor/ApprovalPlating OptionAPPLICATIONSFEATURES AND BENEFITSELECTRICALENVIRONMENTALMECHANICALThe 9159 series of Board-to-Board interconnect system allows two PCB's to be mated end-to-end creating strips of LED lighting. Designed specifically for the unique Solid State Lighting (SSL) market requiring coplanar (horizontal-to-horizontal) PCB mating with a 5 Amp current rating in the smallest package available. These single sided SMT connectors are perfect for both FR4 and metal boards where you need to butt the boards up together to minimize separation. Availability of both white and black insulation colors make them ideal for lighting as well as industrial applications. With sizes from 2p-6p, these high reliability connectors boast gold plated beryllium copper receptacle contacts for harsh environments.HOW TO ORDER• Coplanar PCB mating in SSL products• LED linear lighting strips• Application Notes: refer to 201-01-123• Product Specification: refer to 201-01-119• Current Rating: 5 Amps / Contact• Voltage Rating: 125 VAC (RMS) or DC equivalent• Operating Temperature: -40ºC to +125ºC• Storage Temperature: -40ºC to +70ºC• Insulator Material: Nylon: UL94VO• Contact Material: BeCu• Plating: Gold / Tin over Nickel• Durability: 10 Cycles• Single sided SMT: supports FR4 and metal PCB’s• 5 Amp current rating: exceeds general market needs• 5.5mm mated width: minimizes PCB space to decrease LED pitch• Gold plated BeCu spring contacts: reliability for harsh environments• Optional retaining clip: provides positive connector mating during vibration• Available in white: supports SSL market preferencesCodeNo of WaysDetails0022Page 380033Page 390044Page 400055Page 410066Page 42CodeColorApproval8BlackUL Approved9WhiteUL ApprovedCodeContactBracket16Gold in Contact Area Gold on Solder TailTin all overSafety Standards: UL 1977-File #E90723, CSA C22.2 NO. 182.3TDS-BTB-0007 ¦ Rev 1 – board to board connector solutions –The Important Information/Disclaimer is incorporated in the catalog where these specifications came from or available online at www.kyocera-avx.com/disclaimer/ by reference and should be reviewed in full before placing any order.38Horizontal Socket Board-To-Board: 20-9159-1002 PositionNOTES:1. FOR MORE INFORMATION REFER TO PRODUCT SPEC 201-01-119.2. DIMENSIONS ARE REFERENCE DIMENSIONS UNLESS TOLERANCES.3. INSULATOR MATERIAL: NYLON 46. COLOR REFER TO PAGE 37.4. CONTACT MATERIAL: COPPER ALLOY, GOLD OVER NICKEL.5. BRACKETS: COPPER ALLOY, TIN PLATED.6. OUTLINE OF CONNECTOR.7. PACKING TAPE AND REEL, QUANTITY 1400 PER REEL.2 WAY PCB BOARD LAYOUTPACKING DETAILSSOCKET2 WAY 2 PART PCB STRIP CONNECTORTDS-BTB-0007 ¦ Rev 1 – board to board connector solutions –The Important Information/Disclaimer is incorporated in the catalog where these specifications came from or available online at www.kyocera-avx.com/disclaimer/ by reference and should be reviewed in full before placing any order.39Horizontal Socket Board-To-Board: 20-9159-1003 PositionNOTES:1. FOR MORE INFORMATION REFER TO PRODUCT SPEC 201-01-119.2. DIMENSIONS ARE REFERENCE DIMENSIONS UNLESS TOLERANCES.3. INSULATOR MATERIAL: NYLON 46. COLOR REFER TO PAGE 37.4. CONTACT MATERIAL: COPPER ALLOY, GOLD OVER NICKEL.5. BRACKETS: COPPER ALLOY, TIN PLATED.6. OUTLINE OF CONNECTOR.7. PACKING TAPE AND REEL, QUANTITY 1400 PER REEL.PACKING DETAILS3 WAY PCB BOARD LAYOUTSOCKET3 WAY 2 PART PCB STRIP CONNECTORTDS-BTB-0007 ¦ Rev 1 – board to board connector solutions –The Important Information/Disclaimer is incorporated in the catalog where these specifications came from or available online at www.kyocera-avx.com/disclaimer/ by reference and should be reviewed in full before placing any order.40Horizontal Socket Board-To-Board: 20-9159-1004 PositionNOTES:1. FOR MORE INFORMATION REFER TO PRODUCT SPEC 201-01-119.2. DIMENSIONS ARE REFERENCE DIMENSIONS UNLESS TOLERANCES.3. INSULATOR MATERIAL: NYLON 46. COLOR REFER TO PAGE 37.4. CONTACT MATERIAL: COPPER ALLOY, GOLD OVER NICKEL.5. BRACKETS: COPPER ALLOY, TIN PLATED.6. OUTLINE OF CONNECTOR.7. PACKING TAPE AND REEL, QUANTITY 1400 PER REEL.PACKING DETAILS4 WAY PCB BOARD LAYOUTSOCKET4 WAY 2 PART PCB STRIP CONNECTORTDS-BTB-0007 ¦ Rev 1 – board to board connector solutions –The Important Information/Disclaimer is incorporated in the catalog where these specifications came from or available online at www.kyocera-avx.com/disclaimer/ by reference and should be reviewed in full before placing any order.41Horizontal Socket Board-To-Board: 20-9159-1005 PositionNOTES:1. FOR MORE INFORMATION REFER TO PRODUCT SPEC 201-01-119.2. DIMENSIONS ARE REFERENCE DIMENSIONS UNLESS TOLERANCES.3. INSULATOR MATERIAL: NYLON 46. COLOR REFER TO PAGE 37.4. CONTACT MATERIAL: COPPER ALLOY, GOLD OVER NICKEL.5. BRACKETS: COPPER ALLOY, TIN PLATED.6. OUTLINE OF CONNECTOR.7. PACKING TAPE AND REEL, QUANTITY 1400 PER REEL.PACKING DETAILS5 WAY PCB BOARD LAYOUTSOCKET5 WAY 2 PART PCB STRIP CONNECTORTDS-BTB-0007 ¦ Rev 1 – board to board connector solutions –The Important Information/Disclaimer is incorporated in the catalog where these specifications came from or available online at www.kyocera-avx.com/disclaimer/ by reference and should be reviewed in full before placing any order.42Horizontal Socket Board-To-Board: 20-9159-1006 PositionNOTES:1. FOR MORE INFORMATION REFER TO PRODUCT SPEC 201-01-119.2. DIMENSIONS ARE REFERENCE DIMENSIONS UNLESS TOLERANCES.3. INSULATOR MATERIAL: NYLON 46. COLOR REFER TO PAGE 37.4. CONTACT MATERIAL: COPPER ALLOY, GOLD OVER NICKEL.5. BRACKETS: COPPER ALLOY, TIN PLATED.6. OUTLINE OF CONNECTOR.7. PACKING TAPE AND REEL, QUANTITY 1400 PER REEL.PACKING DETAILS6 WAY PCB BOARD LAYOUTSOCKET6 WAY 2 PART PCB STRIP CONNECTORTDS-BTB-0007 ¦ Rev 1 – board to board connector solutions –The Important Information/Disclaimer is incorporated in the catalog where these specifications came from or available online at www.kyocera-avx.com/disclaimer/ by reference and should be reviewed in full before placing any order.43Horizontal Socket Board-To-Board: 20-9159-100Maximum Connector MisalignmentSOCKETMAXIMUM CONNECTOR MISALIGNMENTTDS-BTB-0007 ¦ Rev 1 – board to board connector solutions –The Important Information/Disclaimer is incorporated in the catalog where these specifications came from or available online at www.kyocera-avx.com/disclaimer/ by reference and should be reviewed in full before placing any order.
https://datasheets.kyocera-avx.com/HorizontalSocket_20-9159.pdf | others | 37Horizontal Socket Board-To-Board: 20-9159-100General Description20915900X101X16PrefixSocketSeriesNumber of Ways2 Part PCB Strip ConnectorConnector Pitch01 = 3mmColor/ApprovalPlating OptionAPPLICATIONSFEATURES AND BENEFITSELECTRICALENVIRONMENTALMECHANICALThe 9159 series of Board-to-Board interconnect system allows two PCB's to be mated end-to-end creating strips of LED lighting. Designed specifically for the unique Solid State Lighting (SSL) market requiring coplanar (horizontal-to-horizontal) PCB mating with a 5 Amp current rating in the smallest package available. These single sided SMT connectors are perfect for both FR4 and metal boards where you need to butt the boards up together to minimize separation. Availability of both white and black insulation colors make them ideal for lighting as well as industrial applications. With sizes from 2p-6p, these high reliability connectors boast gold plated beryllium copper receptacle contacts for harsh environments.HOW TO ORDER• Coplanar PCB mating in SSL products• LED linear lighting strips• Application Notes: refer to 201-01-123• Product Specification: refer to 201-01-119• Current Rating: 5 Amps / Contact• Voltage Rating: 125 VAC (RMS) or DC equivalent• Operating Temperature: -40ºC to +125ºC• Storage Temperature: -40ºC to +70ºC• Insulator Material: Nylon: UL94VO• Contact Material: BeCu• Plating: Gold / Tin over Nickel• Durability: 10 Cycles• Single sided SMT: supports FR4 and metal PCB’s• 5 Amp current rating: exceeds general market needs• 5.5mm mated width: minimizes PCB space to decrease LED pitch• Gold plated BeCu spring contacts: reliability for harsh environments• Optional retaining clip: provides positive connector mating during vibration• Available in white: supports SSL market preferencesCodeNo of WaysDetails0022Page 380033Page 390044Page 400055Page 410066Page 42CodeColorApproval8BlackUL Approved9WhiteUL ApprovedCodeContactBracket16Gold in Contact Area Gold on Solder TailTin all overSafety Standards: UL 1977-File #E90723, CSA C22.2 NO. 182.3TDS-BTB-0007 ¦ Rev 1 – board to board connector solutions –The Important Information/Disclaimer is incorporated in the catalog where these specifications came from or available online at www.kyocera-avx.com/disclaimer/ by reference and should be reviewed in full before placing any order.38Horizontal Socket Board-To-Board: 20-9159-1002 PositionNOTES:1. FOR MORE INFORMATION REFER TO PRODUCT SPEC 201-01-119.2. DIMENSIONS ARE REFERENCE DIMENSIONS UNLESS TOLERANCES.3. INSULATOR MATERIAL: NYLON 46. COLOR REFER TO PAGE 37.4. CONTACT MATERIAL: COPPER ALLOY, GOLD OVER NICKEL.5. BRACKETS: COPPER ALLOY, TIN PLATED.6. OUTLINE OF CONNECTOR.7. PACKING TAPE AND REEL, QUANTITY 1400 PER REEL.2 WAY PCB BOARD LAYOUTPACKING DETAILSSOCKET2 WAY 2 PART PCB STRIP CONNECTORTDS-BTB-0007 ¦ Rev 1 – board to board connector solutions –The Important Information/Disclaimer is incorporated in the catalog where these specifications came from or available online at www.kyocera-avx.com/disclaimer/ by reference and should be reviewed in full before placing any order.39Horizontal Socket Board-To-Board: 20-9159-1003 PositionNOTES:1. FOR MORE INFORMATION REFER TO PRODUCT SPEC 201-01-119.2. DIMENSIONS ARE REFERENCE DIMENSIONS UNLESS TOLERANCES.3. INSULATOR MATERIAL: NYLON 46. COLOR REFER TO PAGE 37.4. CONTACT MATERIAL: COPPER ALLOY, GOLD OVER NICKEL.5. BRACKETS: COPPER ALLOY, TIN PLATED.6. OUTLINE OF CONNECTOR.7. PACKING TAPE AND REEL, QUANTITY 1400 PER REEL.PACKING DETAILS3 WAY PCB BOARD LAYOUTSOCKET3 WAY 2 PART PCB STRIP CONNECTORTDS-BTB-0007 ¦ Rev 1 – board to board connector solutions –The Important Information/Disclaimer is incorporated in the catalog where these specifications came from or available online at www.kyocera-avx.com/disclaimer/ by reference and should be reviewed in full before placing any order.40Horizontal Socket Board-To-Board: 20-9159-1004 PositionNOTES:1. FOR MORE INFORMATION REFER TO PRODUCT SPEC 201-01-119.2. DIMENSIONS ARE REFERENCE DIMENSIONS UNLESS TOLERANCES.3. INSULATOR MATERIAL: NYLON 46. COLOR REFER TO PAGE 37.4. CONTACT MATERIAL: COPPER ALLOY, GOLD OVER NICKEL.5. BRACKETS: COPPER ALLOY, TIN PLATED.6. OUTLINE OF CONNECTOR.7. PACKING TAPE AND REEL, QUANTITY 1400 PER REEL.PACKING DETAILS4 WAY PCB BOARD LAYOUTSOCKET4 WAY 2 PART PCB STRIP CONNECTORTDS-BTB-0007 ¦ Rev 1 – board to board connector solutions –The Important Information/Disclaimer is incorporated in the catalog where these specifications came from or available online at www.kyocera-avx.com/disclaimer/ by reference and should be reviewed in full before placing any order.41Horizontal Socket Board-To-Board: 20-9159-1005 PositionNOTES:1. FOR MORE INFORMATION REFER TO PRODUCT SPEC 201-01-119.2. DIMENSIONS ARE REFERENCE DIMENSIONS UNLESS TOLERANCES.3. INSULATOR MATERIAL: NYLON 46. COLOR REFER TO PAGE 37.4. CONTACT MATERIAL: COPPER ALLOY, GOLD OVER NICKEL.5. BRACKETS: COPPER ALLOY, TIN PLATED.6. OUTLINE OF CONNECTOR.7. PACKING TAPE AND REEL, QUANTITY 1400 PER REEL.PACKING DETAILS5 WAY PCB BOARD LAYOUTSOCKET5 WAY 2 PART PCB STRIP CONNECTORTDS-BTB-0007 ¦ Rev 1 – board to board connector solutions –The Important Information/Disclaimer is incorporated in the catalog where these specifications came from or available online at www.kyocera-avx.com/disclaimer/ by reference and should be reviewed in full before placing any order.42Horizontal Socket Board-To-Board: 20-9159-1006 PositionNOTES:1. FOR MORE INFORMATION REFER TO PRODUCT SPEC 201-01-119.2. DIMENSIONS ARE REFERENCE DIMENSIONS UNLESS TOLERANCES.3. INSULATOR MATERIAL: NYLON 46. COLOR REFER TO PAGE 37.4. CONTACT MATERIAL: COPPER ALLOY, GOLD OVER NICKEL.5. BRACKETS: COPPER ALLOY, TIN PLATED.6. OUTLINE OF CONNECTOR.7. PACKING TAPE AND REEL, QUANTITY 1400 PER REEL.PACKING DETAILS6 WAY PCB BOARD LAYOUTSOCKET6 WAY 2 PART PCB STRIP CONNECTORTDS-BTB-0007 ¦ Rev 1 – board to board connector solutions –The Important Information/Disclaimer is incorporated in the catalog where these specifications came from or available online at www.kyocera-avx.com/disclaimer/ by reference and should be reviewed in full before placing any order.43Horizontal Socket Board-To-Board: 20-9159-100Maximum Connector MisalignmentSOCKETMAXIMUM CONNECTOR MISALIGNMENTTDS-BTB-0007 ¦ Rev 1 – board to board connector solutions –The Important Information/Disclaimer is incorporated in the catalog where these specifications came from or available online at www.kyocera-avx.com/disclaimer/ by reference and should be reviewed in full before placing any order.
https://datasheets.kyocera-avx.com/HorizontalPlug_10-9159.pdf | others | 2Horizontal Plug: 10-9159-100General Description10915900X101916PlugSeriesNumber of Ways2 PartPCB StripConnectorConnectorPitch01 = 3mmColor/ApprovalPlating OptionELECTRICALENVIRONMENTALMECHANICALThe 9159 series of Board-to-Board interconnect system allows two PCB’s to be mated end-to-end creating strips of LED lighting. Designed specifically for the unique Solid State Lighting (SSL) market requiring coplanar (horizontal-to-horizontal) PCB mating with a 5 Amp current rating in the smallest package available. These single sided SMT connectors are perfect for both FR4 and metal boards where you need to butt the boards up together to minimize separation. Availability of both white and black insulation colors make them perfect for lighting as well as industrial applications. With sizes from 2p-6p, these high reliability connectors boast gold plated beryllium copper receptacle contacts for harsh environments.HOW TO ORDER• Current Rating: 5 Amps / Contact• Voltage Rating: 125 VAC (RMS) or DC equivalent• Operating Temperature: -40ºC to +125ºC• Storage Temperature: -40°C to +70°C• Insulator Material: Nylon: UL94V-0• Contact Material: BeCu / Phos Bronze• Plating: Gold / Tin over Nickel• Durability: 10 CyclesCodeNo of WaysDetails0022Page 30033Page 40044Page 50055Page 60066Page 7CodeColorApproval8BlackUL Approved9WhiteUL ApprovedCodeContactBracket16Gold in Contact Area Tin on Solder TailTin all overOptional Retaining ClipPage 8Safety Standards: UL 1977-File #E90723TDS-BTB-0006 ¦ Rev 1APPLICATIONS• Coplanar PCB mating in SSL products• LED linear lighting strips• Application Notes: refer to 201-01-123• Specification Notes: refer to 201-01-119FEATURES AND BENEFITS• Single sided SMT: supports FR4 and metal PCB’s• 5 Amp current rating: exceeds general market needs• 5.5mm mated width: minimizes PCB space to decrease LED pitch• Gold plated BeCu spring contacts: reliability for harsh environments• Optional retaining clip: provides positive connector mating during vibration• Available in white: supports SSL market preferences – board to board connector solutions –The Important Information/Disclaimer is incorporated in the catalog where these specifications came from or available online at www.kyocera-avx.com/disclaimer/ by reference and should be reviewed in full before placing any order.3PLUG2 WAY 2 PART PCB STRIP CONNECTOR2 WAY PCB BOARD LAYOUTPACKING DETAILSNOTES:1. FOR MORE INFORMATION REFER TO PRODUCT SPEC 201-01-1192. DIMENSIONS ARE REFERENCE DIMENSIONS UNLESS TOLERANCED.3. INSULATOR MATERIAL: NYLON 46.4. CONTACT MATERIAL: COPPER ALLOY, SELECTIVE GOLD OVER NICKEL TIN PLATED ON TAILS.5. BRACKETS: COPPER ALLOY, TIN PLATED.6. OUTLINE OF CONNECTOR.7. PACKING TAPE AND REEL, QUANTITY 1400 PER REEL.8. OPTIONAL RETAINING CLIP, SEE PAGE 8.Horizontal Plug: 10-9159-1002 PositionTDS-BTB-0006 ¦ Rev 1 – board to board connector solutions –The Important Information/Disclaimer is incorporated in the catalog where these specifications came from or available online at www.kyocera-avx.com/disclaimer/ by reference and should be reviewed in full before placing any order.4PLUG3 WAY 2 PART PCB STRIP CONNECTOR3 WAY PCB BOARD LAYOUTPACKING DETAILSNOTES:1. FOR MORE INFORMATION REFER TO PRODUCT SPEC 201-01-119.2. DIMENSIONS ARE REFERENCE DIMENSIONS UNLESS TOLERANCED.3. INSULATOR MATERIAL: NYLON 46.4. CONTACT MATERIAL: COPPER ALLOY, SELECTIVE GOLD OVER NICKEL TIN PLATED ON TAILS.5. BRACKETS: COPPER ALLOY, TIN PLATED.6. OUTLINE OF CONNECTOR.7. PACKING TAPE AND REEL, QUANTITY 1400 PER REEL.8. OPTIONAL RETAINING CLIP, SEE PAGE 8.Horizontal Plug: 10-9159-1003 PositionTDS-BTB-0006 ¦ Rev 1 – board to board connector solutions –The Important Information/Disclaimer is incorporated in the catalog where these specifications came from or available online at www.kyocera-avx.com/disclaimer/ by reference and should be reviewed in full before placing any order.5Horizontal Plug: 10-9159-BTB4 PositionPLUG4 WAY 2 PART PCB STRIP CONNECTOR4 WAY PCB BOARD LAYOUTPACKING DETAILSNOTES:1. FOR MORE INFORMATION REFER TO PRODUCT SPEC 201-01-119.2. DIMENSIONS ARE REFERENCE DIMENSIONS UNLESS TOLERANCED.3. INSULATOR MATERIAL: NYLON 46.4. CONTACT MATERIAL: COPPER ALLOY, SELECTIVE GOLD OVER NICKEL TIN PLATED ON TAILS.5. BRACKETS: COPPER ALLOY, TIN PLATED.6. OUTLINE OF CONNECTOR.7. PACKING TAPE AND REEL, QUANTITY 1400 PER REEL.8. OPTIONAL RETAINING CLIP, SEE PAGE 8.TDS-BTB-0006 ¦ Rev 1 – board to board connector solutions –The Important Information/Disclaimer is incorporated in the catalog where these specifications came from or available online at www.kyocera-avx.com/disclaimer/ by reference and should be reviewed in full before placing any order.6Horizontal Plug: 10-9159-1005 PositionPLUG5 WAY 2 PART PCB STRIP CONNECTOR5 WAY PCB BOARD LAYOUTPACKING DETAILSNOTES:1. FOR MORE INFORMATION REFER TO PRODUCT SPEC 201-01-119.2. DIMENSIONS ARE REFERENCE DIMENSIONS UNLESS TOLERANCED.3. INSULATOR MATERIAL: NYLON 46.4. CONTACT MATERIAL: COPPER ALLOY, SELECTIVE GOLD OVER NICKEL TIN PLATED ON TAILS.5. BRACKETS: COPPER ALLOY, TIN PLATED.6. OUTLINE OF CONNECTOR.7. PACKING TAPE AND REEL, QUANTITY 1400 PER REEL.8. OPTIONAL RETAINING CLIP, SEE PAGE 8.TDS-BTB-0006 ¦ Rev 1 – board to board connector solutions –The Important Information/Disclaimer is incorporated in the catalog where these specifications came from or available online at www.kyocera-avx.com/disclaimer/ by reference and should be reviewed in full before placing any order.7Horizontal Plug: 10-9159-1006 PositionPLUG6 WAY 2 PART PCB STRIP CONNECTOR6 WAY PCB BOARD LAYOUTPACKING DETAILSNOTES:1. FOR MORE INFORMATION REFER TO PRODUCT SPEC 201-01-119.2. DIMENSIONS ARE REFERENCE DIMENSIONS UNLESS TOLERANCED.3. INSULATOR MATERIAL: NYLON 46.4. CONTACT MATERIAL: COPPER ALLOY, SELECTIVE GOLD OVER NICKEL TIN PLATED ON TAILS.5. BRACKETS: COPPER ALLOY, TIN PLATED.6. OUTLINE OF CONNECTOR.7. PACKING TAPE AND REEL, QUANTITY 1400 PER REEL.8. OPTIONAL RETAINING CLIP, SEE PAGE 8.TDS-BTB-0006 ¦ Rev 1 – board to board connector solutions –The Important Information/Disclaimer is incorporated in the catalog where these specifications came from or available online at www.kyocera-avx.com/disclaimer/ by reference and should be reviewed in full before placing any order.8Horizontal Plug: 10-9159-100Accessory Retaining Clip/Plug Assembly/Mated Assembly/Hand Insertion Tool80-9159-4200-00-000ACCESSORY RETAINING CLIPPLUG ASSEMBLY FOR REFERENCE ONLYCLIP INSERTED INTO10-9159-00X-101-X06MATED ASSEMBLY – FOR REFERENCE ONLY10-9159-00X-101-X06 MATED WITH 20-9159-00X-X06NOTES:1. CLIP TO RETAIN MATED PAIR PLUG AND SOCKET.2. MATERIAL: STAINLESS STEEL.3. TAIL INSERTED INTO SLOT OF 9159 2 PART PLUG (10-9159-00X-101-006). LEADING EDGE CLIPS OVER SOCKET.4. ALL DIMENSIONS SHOWN ARE REFERENCE DIMENSIONS.5. RECOMMENDED 1 CLIP IN 2, 3 AND 4 WAY. 2 CLIPS IN 5 AND 6 WAY. POSITIONS AT CUSTOMER DISCRETION.Description# of PositionsPart NumberUL File #Horizontal Plug w/pre-installed locking clip258 9159 002 000 015E90723Horizontal Plug w/pre-installed locking clip358 9159 003 000 015E90723Horizontal Plug w/pre-installed locking clip458 9159 004 000 015E90723Horizontal Plug w/pre-installed locking clips558 9159 005 000 015E90723Horizontal Plug w/pre-installed locking clips658 9159 006 000 015E90723HAND INSERTION TOOL06-9159-7025-01-000TDS-BTB-0006 ¦ Rev 1 – board to board connector solutions –The Important Information/Disclaimer is incorporated in the catalog where these specifications came from or available online at www.kyocera-avx.com/disclaimer/ by reference and should be reviewed in full before placing any order.9Horizontal Plug: 10-9159-100Plug Maximum Connector MisalignmentPLUGMAXIMUM CONNECTOR MISALIGNMENTNOTES:1. AT THE MAXIMUM ANGLE BETWEEN THE CONNECTORS THE GAP MUST NOT EXCEDE 0.50mm.2. THE FIGURES GIVEN ARE THE MAXIMUM PERMITTED MISALIGNMENT, FOR BEST RESULTS MISALIGNMENT SHOULD BE KEPT TO A MINIMUM.3. 3 WAY CONNECTOR SHOWN, DIMENSIONS APPLY TO 2, 3, 4, 5, AND 6 WAY.TDS-BTB-0006 ¦ Rev 1 – board to board connector solutions –The Important Information/Disclaimer is incorporated in the catalog where these specifications came from or available online at www.kyocera-avx.com/disclaimer/ by reference and should be reviewed in full before placing any order.
https://datasheets.kyocera-avx.com/InvertedThruBoard_00-9159.pdf | others | 83Inverted Thru Board Card Edge: 00-9159-BTBGeneral Description00915900X90650XPrefixSeriesNumber of WaysInsulator ColorPackaging Options06 = Gold Plating on Noswith Tin on TailsSingle Part PCB Strip Connector501 = Through The Board, Edge Card, No Cap502 = Through The Board, Edge Card, Cap Fitted1.6-±0.10APPLICATIONSFEATURES AND BENEFITSELECTRICALENVIRONMENTALMECHANICALKYOCERA AVX has developed the 1-Piece bottom entry card edge connector to allow a perpendicular PCB to be mated to a top mounted main FR4 or metal core PCB from the bottom side. The most popular application on the market is in the LED bulb market where the FR4 driver card needs to mate to the top pads on a metal core LED board. A unique design feature of the KYOCERA AVX connector is that it allows for both a 1.6mm and 0.8mm mating PCB thickness, giving designers flexibility in their PCB layout and selection. The additional “Anti-Touch” cap can be ordered pre-assembled onto the connector or separately. This component protects an individual for electrical contact if the lens comes off or the bulb is broken. This is a UL mandated safety requirement.The connectors offer a range of 2 positions to 6 positions in order to add additional functionality in the application design such as color control or specific control lines. The connector is UL rated with halogen free material and capable of operating temperatures up to 120ºC.HOW TO ORDER• Provides perpendicular, bottom entry PCB mating to a top mounted card edge contact based connector• Reference application notes 201-01-137• Reference Product Specification 201-01-132UL• Current Rating: 2 Amps / Contact• Voltage Rating: 300 VAC• Operating Temperature: -40ºC to +125ºC• Insulator Material: Halogen Free Nylon UL94VO• Contact Material: Beryllium Copper• Plating: Gold / Tin over Nickel• Durability 10 Cycles• Available 2p-6p for added design functionality and color control in bulb applications• Low profile top mounted design does not interfere with LED’s• Gold plated BeCu contact system for high reliability in harsh environments• Accepts both 0.8mm and 1.6mm PCB’s for added design optionsCodeNo of WaysDetails0022Page 830033Page 840044Page 850055Page 860066Page 87CodeColorApplication9WhiteUL Approved StandardCertification: UL File #E90723The Important Information/Disclaimer is incorporated in the catalog where these specifications came from or available online at www.avx.com/disclaimer/ by reference and should be reviewed in full before placing any order. – board to board connector solutions –84Inverted Thru Board Card Edge: 00-9159-BTB2 Position2 WAY THROUGH THE BOARD MATING EDGE CARD CONNECTORSECTION A-AMOUNTING PCB(TOP SIDE)PACKING DETAILSNOTES:1. THROUGH THE BOARD 2 WAY EDGE CARD CONNECTOR. FOR FURTHER DETAILS REFER TO PRODUCT SPECIFICATION 201-01-136.2. FOR MATING PCB EITHER 0.8MM OR 1.6MM THICK. REFER TO PAGE 88 FOR MATING PCB DETAILS.3. CONNECTOR TOP MOUNTING ON PCB.4. UP TO 0.5MM RAD TO MATCH CONNECTOR PROFILE.5. ALL DIMENSIONS ±0.20 UNLESS TOLERANCE SPECIFIED.6. INSULATOR: PAR4T, GLASS FILLED, HALOGEN FREE, UL94 V-0, COLOR SEE PAGE 82.7. CONTACT: COPPER ALLOW, NICKEL PLATED WITH GOLD FLASH ON NOSE AND TIN ON TAILS.8. BRACKET: COPPER ALLOY, PLATING TIN OVER NICKEL.9. PACKING IN TAPE AND REEL, 1000 PIECES PER REEL.10. CONTACT TAILS COPLINARITY WITHIN 0.10.11. REFER TO PAGE 91 FOR MATCHING PROTECTING CAP.12. UL REFERENCE E90723.The Important Information/Disclaimer is incorporated in the catalog where these specifications came from or available online at www.avx.com/disclaimer/ by reference and should be reviewed in full before placing any order. – board to board connector solutions –85Inverted Thru Board Card Edge: 00-9159-BTB3 Position3 WAY THROUGH THE BOARD MATING EDGE CARD CONNECTORSECTION A-AMOUNTING PCB(TOP SIDE)PACKING DETAILSNOTES:1. THROUGH THE BOARD 3 WAY EDGE CARD CONNECTOR. FOR FURTHER DETAILS REFER TO PRODUCT SPECIFICATION 201-01-136.2. FOR MATING PCB EITHER 0.8MM OR 1.6MM THICK. REFER TO PAGE 88 FOR MATING PCB DETAILS.3. CONNECTOR TOP MOUNTING ON PCB.4. UP TO 0.5MM RAD TO MATCH CONNECTOR PROFILE.5. ALL DIMENSIONS ±0.20 UNLESS TOLERANCE SPECIFIED.6. INSULATOR: PAR4T, GLASS FILLED, HALOGEN FREE, UL94 V-0, COLOR SEE PAGE 82.7. CONTACT: COPPER ALLOW, NICKEL PLATED WITH GOLD FLASH ON NOSE AND TIN ON TAILS.8. BRACKET: COPPER ALLOY, PLATING TIN OVER NICKEL.9. PACKING IN TAPE AND REEL, 1000 PIECES PER REEL.10. CONTACT TAILS COPLINARITY WITHIN 0.10.11. REFER TO PAGE 91 FOR MATCHING PROTECTING CAP.12. UL REFERENCE E90723.The Important Information/Disclaimer is incorporated in the catalog where these specifications came from or available online at www.avx.com/disclaimer/ by reference and should be reviewed in full before placing any order. – board to board connector solutions –86Inverted Thru Board Card Edge: 00-9159-BTB4 Position4 WAY THROUGH THE BOARD MATING EDGE CARD CONNECTORSECTION A-AMOUNTING PCB(TOP SIDE)PACKING DETAILSNOTES:1. THROUGH THE BOARD 4 WAY EDGE CARD CONNECTOR. FOR FURTHER DETAILS REFER TO PRODUCT SPECIFICATION 201-01-136.2. FOR MATING PCB EITHER 0.8MM OR 1.6MM THICK. REFER TO PAGE 88 FOR MATING PCB DETAILS.3. CONNECTOR TOP MOUNTING ON PCB.4. UP TO 0.5MM RAD TO MATCH CONNECTOR PROFILE.5. ALL DIMENSIONS ±0.20 UNLESS TOLERANCE SPECIFIED.6. INSULATOR: PAR4T, GLASS FILLED, HALOGEN FREE, UL94 V-0, COLOR SEE PAGE 82.7. CONTACT: COPPER ALLOW, NICKEL PLATED WITH GOLD FLASH ON NOSE AND TIN ON TAILS.8. BRACKET: COPPER ALLOY, PLATING TIN OVER NICKEL.9. PACKING IN TAPE AND REEL, 1000 PIECES PER REEL.10. CONTACT TAILS COPLINARITY WITHIN 0.10.11. REFER TO PAGE 91 FOR MATCHING PROTECTING CAP.12. UL REFERENCE E90723.The Important Information/Disclaimer is incorporated in the catalog where these specifications came from or available online at www.avx.com/disclaimer/ by reference and should be reviewed in full before placing any order. – board to board connector solutions –87Inverted Thru Board Card Edge: 00-9159-BTB5 Position5 WAY THROUGH THE BOARD MATING EDGE CARD CONNECTORSECTION A-AMOUNTING PCB(TOP SIDE)PACKING DETAILSNOTES:1. THROUGH THE BOARD 5 WAY EDGE CARD CONNECTOR. FOR FURTHER DETAILS REFER TO PRODUCT SPECIFICATION 201-01-136.2. FOR MATING PCB EITHER 0.8MM OR 1.6MM THICK. REFER TO PAGE 88 FOR MATING PCB DETAILS.3. CONNECTOR TOP MOUNTING ON PCB.4. UP TO 0.5MM RAD TO MATCH CONNECTOR PROFILE.5. ALL DIMENSIONS ±0.20 UNLESS TOLERANCE SPECIFIED.6. INSULATOR: PAR4T, GLASS FILLED, HALOGEN FREE, UL94 V-0, COLOR SEE PAGE 82.7. CONTACT: COPPER ALLOW, NICKEL PLATED WITH GOLD FLASH ON NOSE AND TIN ON TAILS.8. BRACKET: COPPER ALLOY, PLATING TIN OVER NICKEL.9. PACKING IN TAPE AND REEL, 1000 PIECES PER REEL.10. CONTACT TAILS COPLINARITY WITHIN 0.10.11. REFER TO PAGE 91 FOR MATCHING PROTECTING CAP.12. UL REFERENCE E90723.The Important Information/Disclaimer is incorporated in the catalog where these specifications came from or available online at www.avx.com/disclaimer/ by reference and should be reviewed in full before placing any order. – board to board connector solutions –88Inverted Thru Board Card Edge: 00-9159-BTB6 Position6 WAY THROUGH THE BOARD MATING EDGE CARD CONNECTORSECTION A-AMOUNTING PCB(TOP SIDE)PACKING DETAILSNOTES:1. THROUGH THE BOARD 6 WAY EDGE CARD CONNECTOR. FOR FURTHER DETAILS REFER TO PRODUCT SPECIFICATION 201-01-136.2. FOR MATING PCB EITHER 0.8MM OR 1.6MM THICK. REFER TO PAGE 88 FOR MATING PCB DETAILS.3. CONNECTOR TOP MOUNTING ON PCB.4. UP TO 0.5MM RAD TO MATCH CONNECTOR PROFILE.5. ALL DIMENSIONS ±0.20 UNLESS TOLERANCE SPECIFIED.6. INSULATOR: PAR4T, GLASS FILLED, HALOGEN FREE, UL94 V-0, COLOR SEE PAGE 82.7. CONTACT: COPPER ALLOW, NICKEL PLATED WITH GOLD FLASH ON NOSE AND TIN ON TAILS.8. BRACKET: COPPER ALLOY, PLATING TIN OVER NICKEL.9. PACKING IN TAPE AND REEL, 1000 PIECES PER REEL.10. CONTACT TAILS COPLINARITY WITHIN 0.10.11. REFER TO PAGE 91 FOR MATCHING PROTECTING CAP.12. UL REFERENCE E90723.The Important Information/Disclaimer is incorporated in the catalog where these specifications came from or available online at www.avx.com/disclaimer/ by reference and should be reviewed in full before placing any order. – board to board connector solutions –8900-9159-002-502-90600-9159-003-502-90600-9159-004-502-90600-9159-005-502-90600-9159-006-502-906THROUGH THE BOARD MATING EDGE CARD CONNECTOR – WITH CAP00-9159-00X-502-X06NOTES:1. 00-9159-00X-501-X06 WITH CAP SUPPLIED FITTED.2. DRAWINGS SHOW OUTLINE DIMENSIONS OF THE 00-9159-00X-502-X06 ASSEMBLIES. ALL OTHER DETAILS ARE AS 00-9159-00X-501-X06 ON PAGES 83-87.3. GENERAL TOLERANCE ±0.20.4. PACKING ORIENTATION.5. UL REFERENCE E90723.Inverted Thru Board Card Edge: 00-9159-BTBThru Board Mating Edge Card Connector – With CapThe Important Information/Disclaimer is incorporated in the catalog where these specifications came from or available online at www.avx.com/disclaimer/ by reference and should be reviewed in full before placing any order. – board to board connector solutions –90THROUGH THE BOARD MATING EDGE CARD CONNECTOR – MATING PCBNOTES:1. CORRECT DIMENSIONS FOR EITHER 0.80MM OR F1.60MM PCB THICKENSS MUST BE USED.2. THICKNESS OF PCB INCLUDES ALL LAYERS INCLUDING COPPER AND PLATING.3. PADS TO BE PLATED GOLD OVER NICKEL UNDERCOAT.4. GENERAL TOLERANCE ±0.10 UNLESS STATED.Inverted Thru Board Card Edge: 00-9159-BTBThru Board Mating Edge Card Connector – Mating PCBMATING PCB – 0.8MM PCBMATING PCB – 1.6MM PCBThe Important Information/Disclaimer is incorporated in the catalog where these specifications came from or available online at www.avx.com/disclaimer/ by reference and should be reviewed in full before placing any order. – board to board connector solutions –91Inverted Thru Board Card Edge: 00-9159-BTBAssemblyTHROUGH THE BOARD MATING EDGE CARD CONNECTORCONNECTOR/PCB ASSEMBLY 0.8MM MATING PCB NO CAPCONNECTOR/PCB ASSEMBLY 1.6MM MATING PCB WITH CAPNOTES:1. THROUGH THE BOARD EDGE CARD CONNECTOR.2. FOR MATING PCB EITHER 0.8MM OR 1.6MM THICK. REFER TO PAGE 88 FOR MATING PCB DETAILS.3. CONNECTOR TOP MOUNTING ON PCB.4. PAD DETAILS ON THE MATING PCB ALLOW CONTACT TO BE MADE IN ANY POSITION FROM THE STOP FACE UP TO 1MM FROM THE STOP FACE.5. GENERAL TOLERANCE ±0.20 UNLESS STATED.The Important Information/Disclaimer is incorporated in the catalog where these specifications came from or available online at www.avx.com/disclaimer/ by reference and should be reviewed in full before placing any order. – board to board connector solutions –92Inverted Thru Board Card Edge: 00-9159-BTBAccessory – Protection CapACCESSORY – PROTECTING CAPASSEMBLED CAPNOTES:1. PROTECTING CAP, ACCESSORY, NOT SUPPLIED WITH CONNECTOR.2. CLIPS TO TOP OF CONNECTOR TO COVE ALL METAL COMPONENTS.3. MATERIAL: PA4T, GLASS FILLED, HALOGEN FREE, UL94 V-0. COLOR CODE REFER TO PAGE 82, “X” IN PART NUMBER.4. SUPPLIED IN BAGS OF 100 PIECES.5. GENERAL TOLERANCE ±0.20.6. UL REFERENCE E90723.2 WAY60-9159-3502-09-0003 WAY60-9159-3503-09-0004 WAY60-9159-3504-09-0005 WAY60-9159-3505-09-0006 WAY60-9159-3506-09-000The Important Information/Disclaimer is incorporated in the catalog where these specifications came from or available online at www.avx.com/disclaimer/ by reference and should be reviewed in full before placing any order. – board to board connector solutions –
https://datasheets.kyocera-avx.com/HorizontalSocket_20-9159.pdf | others | 37Horizontal Socket Board-To-Board: 20-9159-100General Description20915900X101X16PrefixSocketSeriesNumber of Ways2 Part PCB Strip ConnectorConnector Pitch01 = 3mmColor/ApprovalPlating OptionAPPLICATIONSFEATURES AND BENEFITSELECTRICALENVIRONMENTALMECHANICALThe 9159 series of Board-to-Board interconnect system allows two PCB's to be mated end-to-end creating strips of LED lighting. Designed specifically for the unique Solid State Lighting (SSL) market requiring coplanar (horizontal-to-horizontal) PCB mating with a 5 Amp current rating in the smallest package available. These single sided SMT connectors are perfect for both FR4 and metal boards where you need to butt the boards up together to minimize separation. Availability of both white and black insulation colors make them ideal for lighting as well as industrial applications. With sizes from 2p-6p, these high reliability connectors boast gold plated beryllium copper receptacle contacts for harsh environments.HOW TO ORDER• Coplanar PCB mating in SSL products• LED linear lighting strips• Application Notes: refer to 201-01-123• Product Specification: refer to 201-01-119• Current Rating: 5 Amps / Contact• Voltage Rating: 125 VAC (RMS) or DC equivalent• Operating Temperature: -40ºC to +125ºC• Storage Temperature: -40ºC to +70ºC• Insulator Material: Nylon: UL94VO• Contact Material: BeCu• Plating: Gold / Tin over Nickel• Durability: 10 Cycles• Single sided SMT: supports FR4 and metal PCB’s• 5 Amp current rating: exceeds general market needs• 5.5mm mated width: minimizes PCB space to decrease LED pitch• Gold plated BeCu spring contacts: reliability for harsh environments• Optional retaining clip: provides positive connector mating during vibration• Available in white: supports SSL market preferencesCodeNo of WaysDetails0022Page 380033Page 390044Page 400055Page 410066Page 42CodeColorApproval8BlackUL Approved9WhiteUL ApprovedCodeContactBracket16Gold in Contact Area Gold on Solder TailTin all overSafety Standards: UL 1977-File #E90723, CSA C22.2 NO. 182.3TDS-BTB-0007 ¦ Rev 1 – board to board connector solutions –The Important Information/Disclaimer is incorporated in the catalog where these specifications came from or available online at www.kyocera-avx.com/disclaimer/ by reference and should be reviewed in full before placing any order.38Horizontal Socket Board-To-Board: 20-9159-1002 PositionNOTES:1. FOR MORE INFORMATION REFER TO PRODUCT SPEC 201-01-119.2. DIMENSIONS ARE REFERENCE DIMENSIONS UNLESS TOLERANCES.3. INSULATOR MATERIAL: NYLON 46. COLOR REFER TO PAGE 37.4. CONTACT MATERIAL: COPPER ALLOY, GOLD OVER NICKEL.5. BRACKETS: COPPER ALLOY, TIN PLATED.6. OUTLINE OF CONNECTOR.7. PACKING TAPE AND REEL, QUANTITY 1400 PER REEL.2 WAY PCB BOARD LAYOUTPACKING DETAILSSOCKET2 WAY 2 PART PCB STRIP CONNECTORTDS-BTB-0007 ¦ Rev 1 – board to board connector solutions –The Important Information/Disclaimer is incorporated in the catalog where these specifications came from or available online at www.kyocera-avx.com/disclaimer/ by reference and should be reviewed in full before placing any order.39Horizontal Socket Board-To-Board: 20-9159-1003 PositionNOTES:1. FOR MORE INFORMATION REFER TO PRODUCT SPEC 201-01-119.2. DIMENSIONS ARE REFERENCE DIMENSIONS UNLESS TOLERANCES.3. INSULATOR MATERIAL: NYLON 46. COLOR REFER TO PAGE 37.4. CONTACT MATERIAL: COPPER ALLOY, GOLD OVER NICKEL.5. BRACKETS: COPPER ALLOY, TIN PLATED.6. OUTLINE OF CONNECTOR.7. PACKING TAPE AND REEL, QUANTITY 1400 PER REEL.PACKING DETAILS3 WAY PCB BOARD LAYOUTSOCKET3 WAY 2 PART PCB STRIP CONNECTORTDS-BTB-0007 ¦ Rev 1 – board to board connector solutions –The Important Information/Disclaimer is incorporated in the catalog where these specifications came from or available online at www.kyocera-avx.com/disclaimer/ by reference and should be reviewed in full before placing any order.40Horizontal Socket Board-To-Board: 20-9159-1004 PositionNOTES:1. FOR MORE INFORMATION REFER TO PRODUCT SPEC 201-01-119.2. DIMENSIONS ARE REFERENCE DIMENSIONS UNLESS TOLERANCES.3. INSULATOR MATERIAL: NYLON 46. COLOR REFER TO PAGE 37.4. CONTACT MATERIAL: COPPER ALLOY, GOLD OVER NICKEL.5. BRACKETS: COPPER ALLOY, TIN PLATED.6. OUTLINE OF CONNECTOR.7. PACKING TAPE AND REEL, QUANTITY 1400 PER REEL.PACKING DETAILS4 WAY PCB BOARD LAYOUTSOCKET4 WAY 2 PART PCB STRIP CONNECTORTDS-BTB-0007 ¦ Rev 1 – board to board connector solutions –The Important Information/Disclaimer is incorporated in the catalog where these specifications came from or available online at www.kyocera-avx.com/disclaimer/ by reference and should be reviewed in full before placing any order.41Horizontal Socket Board-To-Board: 20-9159-1005 PositionNOTES:1. FOR MORE INFORMATION REFER TO PRODUCT SPEC 201-01-119.2. DIMENSIONS ARE REFERENCE DIMENSIONS UNLESS TOLERANCES.3. INSULATOR MATERIAL: NYLON 46. COLOR REFER TO PAGE 37.4. CONTACT MATERIAL: COPPER ALLOY, GOLD OVER NICKEL.5. BRACKETS: COPPER ALLOY, TIN PLATED.6. OUTLINE OF CONNECTOR.7. PACKING TAPE AND REEL, QUANTITY 1400 PER REEL.PACKING DETAILS5 WAY PCB BOARD LAYOUTSOCKET5 WAY 2 PART PCB STRIP CONNECTORTDS-BTB-0007 ¦ Rev 1 – board to board connector solutions –The Important Information/Disclaimer is incorporated in the catalog where these specifications came from or available online at www.kyocera-avx.com/disclaimer/ by reference and should be reviewed in full before placing any order.42Horizontal Socket Board-To-Board: 20-9159-1006 PositionNOTES:1. FOR MORE INFORMATION REFER TO PRODUCT SPEC 201-01-119.2. DIMENSIONS ARE REFERENCE DIMENSIONS UNLESS TOLERANCES.3. INSULATOR MATERIAL: NYLON 46. COLOR REFER TO PAGE 37.4. CONTACT MATERIAL: COPPER ALLOY, GOLD OVER NICKEL.5. BRACKETS: COPPER ALLOY, TIN PLATED.6. OUTLINE OF CONNECTOR.7. PACKING TAPE AND REEL, QUANTITY 1400 PER REEL.PACKING DETAILS6 WAY PCB BOARD LAYOUTSOCKET6 WAY 2 PART PCB STRIP CONNECTORTDS-BTB-0007 ¦ Rev 1 – board to board connector solutions –The Important Information/Disclaimer is incorporated in the catalog where these specifications came from or available online at www.kyocera-avx.com/disclaimer/ by reference and should be reviewed in full before placing any order.43Horizontal Socket Board-To-Board: 20-9159-100Maximum Connector MisalignmentSOCKETMAXIMUM CONNECTOR MISALIGNMENTTDS-BTB-0007 ¦ Rev 1 – board to board connector solutions –The Important Information/Disclaimer is incorporated in the catalog where these specifications came from or available online at www.kyocera-avx.com/disclaimer/ by reference and should be reviewed in full before placing any order.
https://datasheets.kyocera-avx.com/HorizontalPlug_10-9159.pdf | others | 2Horizontal Plug: 10-9159-100General Description10915900X101916PlugSeriesNumber of Ways2 PartPCB StripConnectorConnectorPitch01 = 3mmColor/ApprovalPlating OptionELECTRICALENVIRONMENTALMECHANICALThe 9159 series of Board-to-Board interconnect system allows two PCB’s to be mated end-to-end creating strips of LED lighting. Designed specifically for the unique Solid State Lighting (SSL) market requiring coplanar (horizontal-to-horizontal) PCB mating with a 5 Amp current rating in the smallest package available. These single sided SMT connectors are perfect for both FR4 and metal boards where you need to butt the boards up together to minimize separation. Availability of both white and black insulation colors make them perfect for lighting as well as industrial applications. With sizes from 2p-6p, these high reliability connectors boast gold plated beryllium copper receptacle contacts for harsh environments.HOW TO ORDER• Current Rating: 5 Amps / Contact• Voltage Rating: 125 VAC (RMS) or DC equivalent• Operating Temperature: -40ºC to +125ºC• Storage Temperature: -40°C to +70°C• Insulator Material: Nylon: UL94V-0• Contact Material: BeCu / Phos Bronze• Plating: Gold / Tin over Nickel• Durability: 10 CyclesCodeNo of WaysDetails0022Page 30033Page 40044Page 50055Page 60066Page 7CodeColorApproval8BlackUL Approved9WhiteUL ApprovedCodeContactBracket16Gold in Contact Area Tin on Solder TailTin all overOptional Retaining ClipPage 8Safety Standards: UL 1977-File #E90723TDS-BTB-0006 ¦ Rev 1APPLICATIONS• Coplanar PCB mating in SSL products• LED linear lighting strips• Application Notes: refer to 201-01-123• Specification Notes: refer to 201-01-119FEATURES AND BENEFITS• Single sided SMT: supports FR4 and metal PCB’s• 5 Amp current rating: exceeds general market needs• 5.5mm mated width: minimizes PCB space to decrease LED pitch• Gold plated BeCu spring contacts: reliability for harsh environments• Optional retaining clip: provides positive connector mating during vibration• Available in white: supports SSL market preferences – board to board connector solutions –The Important Information/Disclaimer is incorporated in the catalog where these specifications came from or available online at www.kyocera-avx.com/disclaimer/ by reference and should be reviewed in full before placing any order.3PLUG2 WAY 2 PART PCB STRIP CONNECTOR2 WAY PCB BOARD LAYOUTPACKING DETAILSNOTES:1. FOR MORE INFORMATION REFER TO PRODUCT SPEC 201-01-1192. DIMENSIONS ARE REFERENCE DIMENSIONS UNLESS TOLERANCED.3. INSULATOR MATERIAL: NYLON 46.4. CONTACT MATERIAL: COPPER ALLOY, SELECTIVE GOLD OVER NICKEL TIN PLATED ON TAILS.5. BRACKETS: COPPER ALLOY, TIN PLATED.6. OUTLINE OF CONNECTOR.7. PACKING TAPE AND REEL, QUANTITY 1400 PER REEL.8. OPTIONAL RETAINING CLIP, SEE PAGE 8.Horizontal Plug: 10-9159-1002 PositionTDS-BTB-0006 ¦ Rev 1 – board to board connector solutions –The Important Information/Disclaimer is incorporated in the catalog where these specifications came from or available online at www.kyocera-avx.com/disclaimer/ by reference and should be reviewed in full before placing any order.4PLUG3 WAY 2 PART PCB STRIP CONNECTOR3 WAY PCB BOARD LAYOUTPACKING DETAILSNOTES:1. FOR MORE INFORMATION REFER TO PRODUCT SPEC 201-01-119.2. DIMENSIONS ARE REFERENCE DIMENSIONS UNLESS TOLERANCED.3. INSULATOR MATERIAL: NYLON 46.4. CONTACT MATERIAL: COPPER ALLOY, SELECTIVE GOLD OVER NICKEL TIN PLATED ON TAILS.5. BRACKETS: COPPER ALLOY, TIN PLATED.6. OUTLINE OF CONNECTOR.7. PACKING TAPE AND REEL, QUANTITY 1400 PER REEL.8. OPTIONAL RETAINING CLIP, SEE PAGE 8.Horizontal Plug: 10-9159-1003 PositionTDS-BTB-0006 ¦ Rev 1 – board to board connector solutions –The Important Information/Disclaimer is incorporated in the catalog where these specifications came from or available online at www.kyocera-avx.com/disclaimer/ by reference and should be reviewed in full before placing any order.5Horizontal Plug: 10-9159-BTB4 PositionPLUG4 WAY 2 PART PCB STRIP CONNECTOR4 WAY PCB BOARD LAYOUTPACKING DETAILSNOTES:1. FOR MORE INFORMATION REFER TO PRODUCT SPEC 201-01-119.2. DIMENSIONS ARE REFERENCE DIMENSIONS UNLESS TOLERANCED.3. INSULATOR MATERIAL: NYLON 46.4. CONTACT MATERIAL: COPPER ALLOY, SELECTIVE GOLD OVER NICKEL TIN PLATED ON TAILS.5. BRACKETS: COPPER ALLOY, TIN PLATED.6. OUTLINE OF CONNECTOR.7. PACKING TAPE AND REEL, QUANTITY 1400 PER REEL.8. OPTIONAL RETAINING CLIP, SEE PAGE 8.TDS-BTB-0006 ¦ Rev 1 – board to board connector solutions –The Important Information/Disclaimer is incorporated in the catalog where these specifications came from or available online at www.kyocera-avx.com/disclaimer/ by reference and should be reviewed in full before placing any order.6Horizontal Plug: 10-9159-1005 PositionPLUG5 WAY 2 PART PCB STRIP CONNECTOR5 WAY PCB BOARD LAYOUTPACKING DETAILSNOTES:1. FOR MORE INFORMATION REFER TO PRODUCT SPEC 201-01-119.2. DIMENSIONS ARE REFERENCE DIMENSIONS UNLESS TOLERANCED.3. INSULATOR MATERIAL: NYLON 46.4. CONTACT MATERIAL: COPPER ALLOY, SELECTIVE GOLD OVER NICKEL TIN PLATED ON TAILS.5. BRACKETS: COPPER ALLOY, TIN PLATED.6. OUTLINE OF CONNECTOR.7. PACKING TAPE AND REEL, QUANTITY 1400 PER REEL.8. OPTIONAL RETAINING CLIP, SEE PAGE 8.TDS-BTB-0006 ¦ Rev 1 – board to board connector solutions –The Important Information/Disclaimer is incorporated in the catalog where these specifications came from or available online at www.kyocera-avx.com/disclaimer/ by reference and should be reviewed in full before placing any order.7Horizontal Plug: 10-9159-1006 PositionPLUG6 WAY 2 PART PCB STRIP CONNECTOR6 WAY PCB BOARD LAYOUTPACKING DETAILSNOTES:1. FOR MORE INFORMATION REFER TO PRODUCT SPEC 201-01-119.2. DIMENSIONS ARE REFERENCE DIMENSIONS UNLESS TOLERANCED.3. INSULATOR MATERIAL: NYLON 46.4. CONTACT MATERIAL: COPPER ALLOY, SELECTIVE GOLD OVER NICKEL TIN PLATED ON TAILS.5. BRACKETS: COPPER ALLOY, TIN PLATED.6. OUTLINE OF CONNECTOR.7. PACKING TAPE AND REEL, QUANTITY 1400 PER REEL.8. OPTIONAL RETAINING CLIP, SEE PAGE 8.TDS-BTB-0006 ¦ Rev 1 – board to board connector solutions –The Important Information/Disclaimer is incorporated in the catalog where these specifications came from or available online at www.kyocera-avx.com/disclaimer/ by reference and should be reviewed in full before placing any order.8Horizontal Plug: 10-9159-100Accessory Retaining Clip/Plug Assembly/Mated Assembly/Hand Insertion Tool80-9159-4200-00-000ACCESSORY RETAINING CLIPPLUG ASSEMBLY FOR REFERENCE ONLYCLIP INSERTED INTO10-9159-00X-101-X06MATED ASSEMBLY – FOR REFERENCE ONLY10-9159-00X-101-X06 MATED WITH 20-9159-00X-X06NOTES:1. CLIP TO RETAIN MATED PAIR PLUG AND SOCKET.2. MATERIAL: STAINLESS STEEL.3. TAIL INSERTED INTO SLOT OF 9159 2 PART PLUG (10-9159-00X-101-006). LEADING EDGE CLIPS OVER SOCKET.4. ALL DIMENSIONS SHOWN ARE REFERENCE DIMENSIONS.5. RECOMMENDED 1 CLIP IN 2, 3 AND 4 WAY. 2 CLIPS IN 5 AND 6 WAY. POSITIONS AT CUSTOMER DISCRETION.Description# of PositionsPart NumberUL File #Horizontal Plug w/pre-installed locking clip258 9159 002 000 015E90723Horizontal Plug w/pre-installed locking clip358 9159 003 000 015E90723Horizontal Plug w/pre-installed locking clip458 9159 004 000 015E90723Horizontal Plug w/pre-installed locking clips558 9159 005 000 015E90723Horizontal Plug w/pre-installed locking clips658 9159 006 000 015E90723HAND INSERTION TOOL06-9159-7025-01-000TDS-BTB-0006 ¦ Rev 1 – board to board connector solutions –The Important Information/Disclaimer is incorporated in the catalog where these specifications came from or available online at www.kyocera-avx.com/disclaimer/ by reference and should be reviewed in full before placing any order.9Horizontal Plug: 10-9159-100Plug Maximum Connector MisalignmentPLUGMAXIMUM CONNECTOR MISALIGNMENTNOTES:1. AT THE MAXIMUM ANGLE BETWEEN THE CONNECTORS THE GAP MUST NOT EXCEDE 0.50mm.2. THE FIGURES GIVEN ARE THE MAXIMUM PERMITTED MISALIGNMENT, FOR BEST RESULTS MISALIGNMENT SHOULD BE KEPT TO A MINIMUM.3. 3 WAY CONNECTOR SHOWN, DIMENSIONS APPLY TO 2, 3, 4, 5, AND 6 WAY.TDS-BTB-0006 ¦ Rev 1 – board to board connector solutions –The Important Information/Disclaimer is incorporated in the catalog where these specifications came from or available online at www.kyocera-avx.com/disclaimer/ by reference and should be reviewed in full before placing any order.
https://datasheets.kyocera-avx.com/InvertedThruBoard_00-9159.pdf | others | 83Inverted Thru Board Card Edge: 00-9159-BTBGeneral Description00915900X90650XPrefixSeriesNumber of WaysInsulator ColorPackaging Options06 = Gold Plating on Noswith Tin on TailsSingle Part PCB Strip Connector501 = Through The Board, Edge Card, No Cap502 = Through The Board, Edge Card, Cap Fitted1.6-±0.10APPLICATIONSFEATURES AND BENEFITSELECTRICALENVIRONMENTALMECHANICALKYOCERA AVX has developed the 1-Piece bottom entry card edge connector to allow a perpendicular PCB to be mated to a top mounted main FR4 or metal core PCB from the bottom side. The most popular application on the market is in the LED bulb market where the FR4 driver card needs to mate to the top pads on a metal core LED board. A unique design feature of the KYOCERA AVX connector is that it allows for both a 1.6mm and 0.8mm mating PCB thickness, giving designers flexibility in their PCB layout and selection. The additional “Anti-Touch” cap can be ordered pre-assembled onto the connector or separately. This component protects an individual for electrical contact if the lens comes off or the bulb is broken. This is a UL mandated safety requirement.The connectors offer a range of 2 positions to 6 positions in order to add additional functionality in the application design such as color control or specific control lines. The connector is UL rated with halogen free material and capable of operating temperatures up to 120ºC.HOW TO ORDER• Provides perpendicular, bottom entry PCB mating to a top mounted card edge contact based connector• Reference application notes 201-01-137• Reference Product Specification 201-01-132UL• Current Rating: 2 Amps / Contact• Voltage Rating: 300 VAC• Operating Temperature: -40ºC to +125ºC• Insulator Material: Halogen Free Nylon UL94VO• Contact Material: Beryllium Copper• Plating: Gold / Tin over Nickel• Durability 10 Cycles• Available 2p-6p for added design functionality and color control in bulb applications• Low profile top mounted design does not interfere with LED’s• Gold plated BeCu contact system for high reliability in harsh environments• Accepts both 0.8mm and 1.6mm PCB’s for added design optionsCodeNo of WaysDetails0022Page 830033Page 840044Page 850055Page 860066Page 87CodeColorApplication9WhiteUL Approved StandardCertification: UL File #E90723The Important Information/Disclaimer is incorporated in the catalog where these specifications came from or available online at www.avx.com/disclaimer/ by reference and should be reviewed in full before placing any order. – board to board connector solutions –84Inverted Thru Board Card Edge: 00-9159-BTB2 Position2 WAY THROUGH THE BOARD MATING EDGE CARD CONNECTORSECTION A-AMOUNTING PCB(TOP SIDE)PACKING DETAILSNOTES:1. THROUGH THE BOARD 2 WAY EDGE CARD CONNECTOR. FOR FURTHER DETAILS REFER TO PRODUCT SPECIFICATION 201-01-136.2. FOR MATING PCB EITHER 0.8MM OR 1.6MM THICK. REFER TO PAGE 88 FOR MATING PCB DETAILS.3. CONNECTOR TOP MOUNTING ON PCB.4. UP TO 0.5MM RAD TO MATCH CONNECTOR PROFILE.5. ALL DIMENSIONS ±0.20 UNLESS TOLERANCE SPECIFIED.6. INSULATOR: PAR4T, GLASS FILLED, HALOGEN FREE, UL94 V-0, COLOR SEE PAGE 82.7. CONTACT: COPPER ALLOW, NICKEL PLATED WITH GOLD FLASH ON NOSE AND TIN ON TAILS.8. BRACKET: COPPER ALLOY, PLATING TIN OVER NICKEL.9. PACKING IN TAPE AND REEL, 1000 PIECES PER REEL.10. CONTACT TAILS COPLINARITY WITHIN 0.10.11. REFER TO PAGE 91 FOR MATCHING PROTECTING CAP.12. UL REFERENCE E90723.The Important Information/Disclaimer is incorporated in the catalog where these specifications came from or available online at www.avx.com/disclaimer/ by reference and should be reviewed in full before placing any order. – board to board connector solutions –85Inverted Thru Board Card Edge: 00-9159-BTB3 Position3 WAY THROUGH THE BOARD MATING EDGE CARD CONNECTORSECTION A-AMOUNTING PCB(TOP SIDE)PACKING DETAILSNOTES:1. THROUGH THE BOARD 3 WAY EDGE CARD CONNECTOR. FOR FURTHER DETAILS REFER TO PRODUCT SPECIFICATION 201-01-136.2. FOR MATING PCB EITHER 0.8MM OR 1.6MM THICK. REFER TO PAGE 88 FOR MATING PCB DETAILS.3. CONNECTOR TOP MOUNTING ON PCB.4. UP TO 0.5MM RAD TO MATCH CONNECTOR PROFILE.5. ALL DIMENSIONS ±0.20 UNLESS TOLERANCE SPECIFIED.6. INSULATOR: PAR4T, GLASS FILLED, HALOGEN FREE, UL94 V-0, COLOR SEE PAGE 82.7. CONTACT: COPPER ALLOW, NICKEL PLATED WITH GOLD FLASH ON NOSE AND TIN ON TAILS.8. BRACKET: COPPER ALLOY, PLATING TIN OVER NICKEL.9. PACKING IN TAPE AND REEL, 1000 PIECES PER REEL.10. CONTACT TAILS COPLINARITY WITHIN 0.10.11. REFER TO PAGE 91 FOR MATCHING PROTECTING CAP.12. UL REFERENCE E90723.The Important Information/Disclaimer is incorporated in the catalog where these specifications came from or available online at www.avx.com/disclaimer/ by reference and should be reviewed in full before placing any order. – board to board connector solutions –86Inverted Thru Board Card Edge: 00-9159-BTB4 Position4 WAY THROUGH THE BOARD MATING EDGE CARD CONNECTORSECTION A-AMOUNTING PCB(TOP SIDE)PACKING DETAILSNOTES:1. THROUGH THE BOARD 4 WAY EDGE CARD CONNECTOR. FOR FURTHER DETAILS REFER TO PRODUCT SPECIFICATION 201-01-136.2. FOR MATING PCB EITHER 0.8MM OR 1.6MM THICK. REFER TO PAGE 88 FOR MATING PCB DETAILS.3. CONNECTOR TOP MOUNTING ON PCB.4. UP TO 0.5MM RAD TO MATCH CONNECTOR PROFILE.5. ALL DIMENSIONS ±0.20 UNLESS TOLERANCE SPECIFIED.6. INSULATOR: PAR4T, GLASS FILLED, HALOGEN FREE, UL94 V-0, COLOR SEE PAGE 82.7. CONTACT: COPPER ALLOW, NICKEL PLATED WITH GOLD FLASH ON NOSE AND TIN ON TAILS.8. BRACKET: COPPER ALLOY, PLATING TIN OVER NICKEL.9. PACKING IN TAPE AND REEL, 1000 PIECES PER REEL.10. CONTACT TAILS COPLINARITY WITHIN 0.10.11. REFER TO PAGE 91 FOR MATCHING PROTECTING CAP.12. UL REFERENCE E90723.The Important Information/Disclaimer is incorporated in the catalog where these specifications came from or available online at www.avx.com/disclaimer/ by reference and should be reviewed in full before placing any order. – board to board connector solutions –87Inverted Thru Board Card Edge: 00-9159-BTB5 Position5 WAY THROUGH THE BOARD MATING EDGE CARD CONNECTORSECTION A-AMOUNTING PCB(TOP SIDE)PACKING DETAILSNOTES:1. THROUGH THE BOARD 5 WAY EDGE CARD CONNECTOR. FOR FURTHER DETAILS REFER TO PRODUCT SPECIFICATION 201-01-136.2. FOR MATING PCB EITHER 0.8MM OR 1.6MM THICK. REFER TO PAGE 88 FOR MATING PCB DETAILS.3. CONNECTOR TOP MOUNTING ON PCB.4. UP TO 0.5MM RAD TO MATCH CONNECTOR PROFILE.5. ALL DIMENSIONS ±0.20 UNLESS TOLERANCE SPECIFIED.6. INSULATOR: PAR4T, GLASS FILLED, HALOGEN FREE, UL94 V-0, COLOR SEE PAGE 82.7. CONTACT: COPPER ALLOW, NICKEL PLATED WITH GOLD FLASH ON NOSE AND TIN ON TAILS.8. BRACKET: COPPER ALLOY, PLATING TIN OVER NICKEL.9. PACKING IN TAPE AND REEL, 1000 PIECES PER REEL.10. CONTACT TAILS COPLINARITY WITHIN 0.10.11. REFER TO PAGE 91 FOR MATCHING PROTECTING CAP.12. UL REFERENCE E90723.The Important Information/Disclaimer is incorporated in the catalog where these specifications came from or available online at www.avx.com/disclaimer/ by reference and should be reviewed in full before placing any order. – board to board connector solutions –88Inverted Thru Board Card Edge: 00-9159-BTB6 Position6 WAY THROUGH THE BOARD MATING EDGE CARD CONNECTORSECTION A-AMOUNTING PCB(TOP SIDE)PACKING DETAILSNOTES:1. THROUGH THE BOARD 6 WAY EDGE CARD CONNECTOR. FOR FURTHER DETAILS REFER TO PRODUCT SPECIFICATION 201-01-136.2. FOR MATING PCB EITHER 0.8MM OR 1.6MM THICK. REFER TO PAGE 88 FOR MATING PCB DETAILS.3. CONNECTOR TOP MOUNTING ON PCB.4. UP TO 0.5MM RAD TO MATCH CONNECTOR PROFILE.5. ALL DIMENSIONS ±0.20 UNLESS TOLERANCE SPECIFIED.6. INSULATOR: PAR4T, GLASS FILLED, HALOGEN FREE, UL94 V-0, COLOR SEE PAGE 82.7. CONTACT: COPPER ALLOW, NICKEL PLATED WITH GOLD FLASH ON NOSE AND TIN ON TAILS.8. BRACKET: COPPER ALLOY, PLATING TIN OVER NICKEL.9. PACKING IN TAPE AND REEL, 1000 PIECES PER REEL.10. CONTACT TAILS COPLINARITY WITHIN 0.10.11. REFER TO PAGE 91 FOR MATCHING PROTECTING CAP.12. UL REFERENCE E90723.The Important Information/Disclaimer is incorporated in the catalog where these specifications came from or available online at www.avx.com/disclaimer/ by reference and should be reviewed in full before placing any order. – board to board connector solutions –8900-9159-002-502-90600-9159-003-502-90600-9159-004-502-90600-9159-005-502-90600-9159-006-502-906THROUGH THE BOARD MATING EDGE CARD CONNECTOR – WITH CAP00-9159-00X-502-X06NOTES:1. 00-9159-00X-501-X06 WITH CAP SUPPLIED FITTED.2. DRAWINGS SHOW OUTLINE DIMENSIONS OF THE 00-9159-00X-502-X06 ASSEMBLIES. ALL OTHER DETAILS ARE AS 00-9159-00X-501-X06 ON PAGES 83-87.3. GENERAL TOLERANCE ±0.20.4. PACKING ORIENTATION.5. UL REFERENCE E90723.Inverted Thru Board Card Edge: 00-9159-BTBThru Board Mating Edge Card Connector – With CapThe Important Information/Disclaimer is incorporated in the catalog where these specifications came from or available online at www.avx.com/disclaimer/ by reference and should be reviewed in full before placing any order. – board to board connector solutions –90THROUGH THE BOARD MATING EDGE CARD CONNECTOR – MATING PCBNOTES:1. CORRECT DIMENSIONS FOR EITHER 0.80MM OR F1.60MM PCB THICKENSS MUST BE USED.2. THICKNESS OF PCB INCLUDES ALL LAYERS INCLUDING COPPER AND PLATING.3. PADS TO BE PLATED GOLD OVER NICKEL UNDERCOAT.4. GENERAL TOLERANCE ±0.10 UNLESS STATED.Inverted Thru Board Card Edge: 00-9159-BTBThru Board Mating Edge Card Connector – Mating PCBMATING PCB – 0.8MM PCBMATING PCB – 1.6MM PCBThe Important Information/Disclaimer is incorporated in the catalog where these specifications came from or available online at www.avx.com/disclaimer/ by reference and should be reviewed in full before placing any order. – board to board connector solutions –91Inverted Thru Board Card Edge: 00-9159-BTBAssemblyTHROUGH THE BOARD MATING EDGE CARD CONNECTORCONNECTOR/PCB ASSEMBLY 0.8MM MATING PCB NO CAPCONNECTOR/PCB ASSEMBLY 1.6MM MATING PCB WITH CAPNOTES:1. THROUGH THE BOARD EDGE CARD CONNECTOR.2. FOR MATING PCB EITHER 0.8MM OR 1.6MM THICK. REFER TO PAGE 88 FOR MATING PCB DETAILS.3. CONNECTOR TOP MOUNTING ON PCB.4. PAD DETAILS ON THE MATING PCB ALLOW CONTACT TO BE MADE IN ANY POSITION FROM THE STOP FACE UP TO 1MM FROM THE STOP FACE.5. GENERAL TOLERANCE ±0.20 UNLESS STATED.The Important Information/Disclaimer is incorporated in the catalog where these specifications came from or available online at www.avx.com/disclaimer/ by reference and should be reviewed in full before placing any order. – board to board connector solutions –92Inverted Thru Board Card Edge: 00-9159-BTBAccessory – Protection CapACCESSORY – PROTECTING CAPASSEMBLED CAPNOTES:1. PROTECTING CAP, ACCESSORY, NOT SUPPLIED WITH CONNECTOR.2. CLIPS TO TOP OF CONNECTOR TO COVE ALL METAL COMPONENTS.3. MATERIAL: PA4T, GLASS FILLED, HALOGEN FREE, UL94 V-0. COLOR CODE REFER TO PAGE 82, “X” IN PART NUMBER.4. SUPPLIED IN BAGS OF 100 PIECES.5. GENERAL TOLERANCE ±0.20.6. UL REFERENCE E90723.2 WAY60-9159-3502-09-0003 WAY60-9159-3503-09-0004 WAY60-9159-3504-09-0005 WAY60-9159-3505-09-0006 WAY60-9159-3506-09-000The Important Information/Disclaimer is incorporated in the catalog where these specifications came from or available online at www.avx.com/disclaimer/ by reference and should be reviewed in full before placing any order. – board to board connector solutions –
https://datasheets.kyocera-avx.com/StandardCardEdge_00-9159.pdf | others | 73Standard Card Edge: 00-9159-BTBGeneral Description00915900X091X01PrefixSingle Part PCB Strip ConnectorSeriesNumber of WaysColor Options9 = ULPackaging Options1 = Bag (std)Plating Option6 = Pure Tin all over1 = Gold FlashPCB Thickness01 = 1.60 ± 0.15APPLICATIONSFEATURES AND BENEFITSELECTRICALENVIRONMENTALMECHANICALThe 9159 series of Board-to-Board interconnect system allows two PCB's to be mated end-to-end creating strips of LED lighting. Designed specifically for the unique Solid State Lighting (SSL) market requiring coplanar (horizontal-to-horizontal) PCB mating. The 1-Piece Card Edge connector was developed to provide a reliable, low cost and simple means of connecting multiple PCB’s together. The single stamped contact has dual contact beams to guarantee a high contact force on standard 1.6mm PCB’s. These connectors are available in 2 through 5 positions and are on 2.0mm pitch centers to provide a 3 amp continuous rating.HOW TO ORDER• Coplanar PCB mating in SSL products• LED linear lighting strips• Current Rating: 3 Amps / Contact• Voltage Rating: 300 VAC• Operating Temperature: -40ºC to +125ºC• Insulator Material: Nylon 46: UL94HB• Contact Material: Phosphor Bronze• Plating: Tin over Nickel• Durability: 5 Cycles• Dual contacts provide positive contact force for enhanced reliability• Mates with standard 1.6 ± 0.15mm PCB on 2.0mm pad pitch• 3 amp current rating for high current applications• Available in white: supports SSL market preferencesCodeNo of WaysDetails0022Page 730033Page 740044Page 750055Page 76Certification: UL File #E90723The Important Information/Disclaimer is incorporated in the catalog where these specifications came from or available online at www.avx.com/disclaimer/ by reference and should be reviewed in full before placing any order. – board to board connector solutions –74Standard Card Edge: 00-9159-BTB2 Position2 WAY SINGLE PART PCB STRIP CONNECTORNOTES:1. FOR MORE INFORMATION REFER TO PRODUCT SPEC 201-01-118.2. DIMENSIONS ARE REFERENCE DIMENSIONS UNLESS TOLERANCED.3. ARROW TO INDICATE CONTACT POSITION 1.4. INSULATOR MATERIAL: NYLON 46, UL94 HB, COLOR SEE PAGE 72.5. CONTACT MATERIAL: COPPER ALLOY, TIN PLATED ALL OVER, OR GOLD FLASH OVER TIN.6. PCB PAD, TIN PLATED.2 WAY PCB BOARD LAYOUTTHICKNESS 1.60 ± 0.15PACKING DETAILSREEL QTY750LEADER500MMTRAILER500MMREEL PER BOXTBCThe Important Information/Disclaimer is incorporated in the catalog where these specifications came from or available online at www.avx.com/disclaimer/ by reference and should be reviewed in full before placing any order. – board to board connector solutions –75Standard Card Edge: 00-9159-BTB3 Position3 WAY SINGLE PART PCB STRIP CONNECTORNOTES:1. FOR MORE INFORMATION REFER TO PRODUCT SPEC 201-01-118.2. DIMENSIONS ARE REFERENCE DIMENSIONS UNLESS TOLERANCED.3. ARROW TO INDICATE CONTACT POSITION 1.4. INSULATOR MATERIAL: NYLON 46, UL94 HB, COLOR SEE PAGE 72.5. CONTACT MATERIAL: COPPER ALLOY, TIN PLATED ALL OVER, OR GOLD FLASH OVER TIN.6. PCB PAD, TIN PLATED.2 WAY PCB BOARD LAYOUTTHICKNESS 1.60 ± 0.15PACKING DETAILSREEL QTY750LEADER500MMTRAILER500MMREEL PER BOXTBCThe Important Information/Disclaimer is incorporated in the catalog where these specifications came from or available online at www.avx.com/disclaimer/ by reference and should be reviewed in full before placing any order. – board to board connector solutions –76Standard Card Edge: 00-9159-BTB4 Position4 WAY SINGLE PART PCB STRIP CONNECTORNOTES:1. FOR MORE INFORMATION REFER TO PRODUCT SPEC 201-01-118.2. DIMENSIONS ARE REFERENCE DIMENSIONS UNLESS TOLERANCED.3. ARROW TO INDICATE CONTACT POSITION 1.4. INSULATOR MATERIAL: NYLON 46, UL94 HB, COLOR SEE PAGE 72.5. CONTACT MATERIAL: COPPER ALLOY, TIN PLATED ALL OVER, OR GOLD FLASH OVER TIN.6. PCB PAD, TIN PLATED.4 WAY PCB BOARD LAYOUTTHICKNESS 1.60 ± 0.15PACKING DETAILSREEL QTY750LEADER500MMTRAILER500MMREEL PER BOXTBCThe Important Information/Disclaimer is incorporated in the catalog where these specifications came from or available online at www.avx.com/disclaimer/ by reference and should be reviewed in full before placing any order. – board to board connector solutions –77Standard Card Edge: 00-9159-BTB5 Position5 WAY SINGLE PART PCB STRIP CONNECTORNOTES:1. FOR MORE INFORMATION REFER TO PRODUCT SPEC 201-01-118.2. DIMENSIONS ARE REFERENCE DIMENSIONS UNLESS TOLERANCED.3. ARROW TO INDICATE CONTACT POSITION 1.4. INSULATOR MATERIAL: NYLON 46, UL94 HB, COLOR SEE PAGE 72.5. CONTACT MATERIAL: COPPER ALLOY, TIN PLATED ALL OVER, OR GOLD FLASH OVER TIN.6. PCB PAD, TIN PLATED.5 WAY PCB BOARD LAYOUTTHICKNESS 1.60 ± 0.15PACKING DETAILSREEL QTY750LEADER500MMTRAILER500MMREEL PER BOXTBCThe Important Information/Disclaimer is incorporated in the catalog where these specifications came from or available online at www.avx.com/disclaimer/ by reference and should be reviewed in full before placing any order. – board to board connector solutions –
https://datasheets.kyocera-avx.com/VerticalPlug_13-9159.pdf | others | 19Vertical Plug: 13-9159-100General Description13PrefixPlug -VerticalMount9159SeriesAPPLICATIONSFEATURES AND BENEFITSELECTRICALENVIRONMENTALMECHANICALKYOCERA AVX developed the 9159 Series of SMT connectors for co-planar PCB mating for the challenging Solid State Lighting (SSL) market. These connectors needed to be small, low in height, carry up to 5 Amps/contact and then function up to 125C for extended periods. This application has been very unique to the SSL market where PCB’s are stacked end-to-end to create linear strip lighting in everything from office to transportation applications where products are exposed to harsh mechanical and environmental environments.This vertical plug connector opens up the spectrum to include all commercial, industrial and transportation applications requiring perpendicular PCB mating and latching Wire-to-Board cabled sockets with an already proven connector system. With sizes from 2p-6p, these gold plated contacts mate with high spring force beryllium copper receptacle connectors.HOW TO ORDER12 PartPCB StripConnector01ConnectorPitch01 = 3mm• Allows assembly of PCB’s at right angles• Accepts 24-9159 IDC wired/cabled socket• Reference application notes 201-01-123• Reference Product Specification 201-01-119• Current Rating: 5 Amps / Contact• Voltage Rating: 125 VAC (RMS) or DC Equivalent• Operating Temperature: -40ºC to +125ºC• Storage Temperature: -40ºC to +70ºC• Insulator Material: Nylon: UL94VO• Contact Material: BeCu / Phos Bronze• Plating: Gold / Tin over Nickel• Durability: 10 Cycles• Single sided SMT RoHS solder attachment• Centrally located pick & place cap for easy placement• Gold plated BeCu contact system for high reliability in harsh environments• Available in white: supports SSL market preferences00XNumber of WaysCodeNo of WaysDetails0022Page 200033Page 210044Page 220055Page 230066Page 249Color/ApprovalCodeColorApproval9WhiteUL Approved16Plating OptionCodeContact16Gold in Contact Area Tin on Solder TailBracketTin All OverSafety Standards: UL 1977-File #E90723, CSA C22.2 NO. 182.3TDS-BTB-0022 ¦ Rev 1 – board to board connector solutions –The Important Information/Disclaimer is incorporated in the catalog where these specifications came from or available online at www.kyocera-avx.com/disclaimer/ by reference and should be reviewed in full before placing any order.20Vertical Plug: 13-9159-1002 PositionPLUG – VERTICAL MOUNT2 WAY 2 PART PCB STRIP CONNECTOR2 WAY PCB BOARD LAYOUTPACKING DETAILSNOTES:1. FOR FULL PRODUCT SPECIFICATION STANDARD CONNECTORS REFER TO SPEC 201-01-119. FOR APPLICATION NOTES REFER TO 201-01-123.2. GENERAL TOLERANCE ±0.20 UNLESS TOLERANCED.3. INSULATOR MATERIAL: NYLON 46, UL94 V-0, COLOR REFER TO PAGE 19.4. CONTACT MATERIAL: COPPER ALLOY, SELECTIVE GOLD OVER NICKEL, TIN PLATE ON TAILS.5. BRACKETS: COPPER ALLOY, TIN PLATED.6. OUTLINE OF CONNECTOR.7. PACKING IN TAPE AND REEL, QUANTITY PER REEL 700.8. PICK AND PLACE CAP TO BE REMOVED AFTER USE.9. OPTIONAL SLOT: ONLY REQUIRED WHEN SOCKET HAS A LATCH, RADIUS ON ENDS OPTIONAL.TDS-BTB-0022 ¦ Rev 1 – board to board connector solutions –The Important Information/Disclaimer is incorporated in the catalog where these specifications came from or available online at www.kyocera-avx.com/disclaimer/ by reference and should be reviewed in full before placing any order.21Vertical Plug: 13-9159-1003 PositionPLUG – VERTICAL MOUNT3 WAY 2 PART PCB STRIP CONNECTOR3 WAY PCB BOARD LAYOUTPACKING DETAILSTDS-BTB-0022 ¦ Rev 1NOTES:1. FOR FULL PRODUCT SPECIFICATION STANDARD CONNECTORS REFER TO SPEC 201-01-119. FOR APPLICATION NOTES REFER TO 201-01-123.2. GENERAL TOLERANCE ±0.20 UNLESS TOLERANCED.3. INSULATOR MATERIAL: NYLON 46, UL94 V-0, COLOR REFER TO PAGE 19.4. CONTACT MATERIAL: COPPER ALLOY, SELECTIVE GOLD OVER NICKEL, TIN PLATE ON TAILS.5. BRACKETS: COPPER ALLOY, TIN PLATED.6. OUTLINE OF CONNECTOR.7. PACKING IN TAPE AND REEL, QUANTITY PER REEL 700.8. PICK AND PLACE CAP TO BE REMOVED AFTER USE.9. OPTIONAL SLOT: ONLY REQUIRED WHEN SOCKET HAS A LATCH, RADIUS ON ENDS OPTIONAL. – board to board connector solutions –The Important Information/Disclaimer is incorporated in the catalog where these specifications came from or available online at www.kyocera-avx.com/disclaimer/ by reference and should be reviewed in full before placing any order.22PLUG – VERTICAL MOUNT4 WAY 2 PART PCB STRIP CONNECTOR4 WAY PCB BOARD LAYOUTPACKING DETAILSVertical Plug: 13-9159-1004 PositionNOTES:1. FOR FULL PRODUCT SPECIFICATION STANDARD CONNECTORS REFER TO SPEC 201-01-119. FOR APPLICATION NOTES REFER TO 201-01-123.2. GENERAL TOLERANCE ±0.20 UNLESS TOLERANCED.3. INSULATOR MATERIAL: NYLON 46, UL94 V-0, COLOR REFER TO PAGE 19.4. CONTACT MATERIAL: COPPER ALLOY, SELECTIVE GOLD OVER NICKEL, TIN PLATE ON TAILS.5. BRACKETS: COPPER ALLOY, TIN PLATED.6. OUTLINE OF CONNECTOR.7. PACKING IN TAPE AND REEL, QUANTITY PER REEL 700.8. PICK AND PLACE CAP TO BE REMOVED AFTER USE.9. OPTIONAL SLOT: ONLY REQUIRED WHEN SOCKET HAS A LATCH, RADIUS ON ENDS OPTIONAL.TDS-BTB-0022 ¦ Rev 1 – board to board connector solutions –The Important Information/Disclaimer is incorporated in the catalog where these specifications came from or available online at www.kyocera-avx.com/disclaimer/ by reference and should be reviewed in full before placing any order.23PLUG – VERTICAL MOUNT5 WAY 2 PART PCB STRIP CONNECTOR5 WAY PCB BOARD LAYOUTPACKING DETAILSVertical Plug: 13-9159-1005 PositionNOTES:1. FOR FULL PRODUCT SPECIFICATION STANDARD CONNECTORS REFER TO SPEC 201-01-119. FOR APPLICATION NOTES REFER TO 201-01-123.2. GENERAL TOLERANCE ±0.20 UNLESS TOLERANCED.3. INSULATOR MATERIAL: NYLON 46, UL94 V-0, COLOR REFER TO PAGE 19.4. CONTACT MATERIAL: COPPER ALLOY, SELECTIVE GOLD OVER NICKEL, TIN PLATE ON TAILS.5. BRACKETS: COPPER ALLOY, TIN PLATED.6. OUTLINE OF CONNECTOR.7. PACKING IN TAPE AND REEL, QUANTITY PER REEL 700.8. PICK AND PLACE CAP TO BE REMOVED AFTER USE.9. OPTIONAL SLOT: ONLY REQUIRED WHEN SOCKET HAS A LATCH, RADIUS ON ENDS OPTIONAL.TDS-BTB-0022 ¦ Rev 1 – board to board connector solutions –The Important Information/Disclaimer is incorporated in the catalog where these specifications came from or available online at www.kyocera-avx.com/disclaimer/ by reference and should be reviewed in full before placing any order.24PLUG – VERTICAL MOUNT6 WAY 2 PART PCB STRIP CONNECTOR6 WAY PCB BOARD LAYOUTPACKING DETAILSVertical Plug: 13-9159-1006 PositionNOTES:1. FOR FULL PRODUCT SPECIFICATION STANDARD CONNECTORS REFER TO SPEC 201-01-119. FOR APPLICATION NOTES REFER TO 201-01-123.2. GENERAL TOLERANCE ±0.20 UNLESS TOLERANCED.3. INSULATOR MATERIAL: NYLON 46, UL94 V-0, COLOR REFER TO PAGE 19.4. CONTACT MATERIAL: COPPER ALLOY, SELECTIVE GOLD OVER NICKEL, TIN PLATE ON TAILS.5. BRACKETS: COPPER ALLOY, TIN PLATED.6. OUTLINE OF CONNECTOR.7. PACKING IN TAPE AND REEL, QUANTITY PER REEL 700.8. PICK AND PLACE CAP TO BE REMOVED AFTER USE.9. OPTIONAL SLOT: ONLY REQUIRED WHEN SOCKET HAS A LATCH, RADIUS ON ENDS OPTIONAL.TDS-BTB-0022 ¦ Rev 1 – board to board connector solutions –The Important Information/Disclaimer is incorporated in the catalog where these specifications came from or available online at www.kyocera-avx.com/disclaimer/ by reference and should be reviewed in full before placing any order.
https://datasheets.kyocera-avx.com/HorizontalSocket_20-9159.pdf | others | 37Horizontal Socket Board-To-Board: 20-9159-100General Description20915900X101X16PrefixSocketSeriesNumber of Ways2 Part PCB Strip ConnectorConnector Pitch01 = 3mmColor/ApprovalPlating OptionAPPLICATIONSFEATURES AND BENEFITSELECTRICALENVIRONMENTALMECHANICALThe 9159 series of Board-to-Board interconnect system allows two PCB's to be mated end-to-end creating strips of LED lighting. Designed specifically for the unique Solid State Lighting (SSL) market requiring coplanar (horizontal-to-horizontal) PCB mating with a 5 Amp current rating in the smallest package available. These single sided SMT connectors are perfect for both FR4 and metal boards where you need to butt the boards up together to minimize separation. Availability of both white and black insulation colors make them ideal for lighting as well as industrial applications. With sizes from 2p-6p, these high reliability connectors boast gold plated beryllium copper receptacle contacts for harsh environments.HOW TO ORDER• Coplanar PCB mating in SSL products• LED linear lighting strips• Application Notes: refer to 201-01-123• Product Specification: refer to 201-01-119• Current Rating: 5 Amps / Contact• Voltage Rating: 125 VAC (RMS) or DC equivalent• Operating Temperature: -40ºC to +125ºC• Storage Temperature: -40ºC to +70ºC• Insulator Material: Nylon: UL94VO• Contact Material: BeCu• Plating: Gold / Tin over Nickel• Durability: 10 Cycles• Single sided SMT: supports FR4 and metal PCB’s• 5 Amp current rating: exceeds general market needs• 5.5mm mated width: minimizes PCB space to decrease LED pitch• Gold plated BeCu spring contacts: reliability for harsh environments• Optional retaining clip: provides positive connector mating during vibration• Available in white: supports SSL market preferencesCodeNo of WaysDetails0022Page 380033Page 390044Page 400055Page 410066Page 42CodeColorApproval8BlackUL Approved9WhiteUL ApprovedCodeContactBracket16Gold in Contact Area Gold on Solder TailTin all overSafety Standards: UL 1977-File #E90723, CSA C22.2 NO. 182.3TDS-BTB-0007 ¦ Rev 1 – board to board connector solutions –The Important Information/Disclaimer is incorporated in the catalog where these specifications came from or available online at www.kyocera-avx.com/disclaimer/ by reference and should be reviewed in full before placing any order.38Horizontal Socket Board-To-Board: 20-9159-1002 PositionNOTES:1. FOR MORE INFORMATION REFER TO PRODUCT SPEC 201-01-119.2. DIMENSIONS ARE REFERENCE DIMENSIONS UNLESS TOLERANCES.3. INSULATOR MATERIAL: NYLON 46. COLOR REFER TO PAGE 37.4. CONTACT MATERIAL: COPPER ALLOY, GOLD OVER NICKEL.5. BRACKETS: COPPER ALLOY, TIN PLATED.6. OUTLINE OF CONNECTOR.7. PACKING TAPE AND REEL, QUANTITY 1400 PER REEL.2 WAY PCB BOARD LAYOUTPACKING DETAILSSOCKET2 WAY 2 PART PCB STRIP CONNECTORTDS-BTB-0007 ¦ Rev 1 – board to board connector solutions –The Important Information/Disclaimer is incorporated in the catalog where these specifications came from or available online at www.kyocera-avx.com/disclaimer/ by reference and should be reviewed in full before placing any order.39Horizontal Socket Board-To-Board: 20-9159-1003 PositionNOTES:1. FOR MORE INFORMATION REFER TO PRODUCT SPEC 201-01-119.2. DIMENSIONS ARE REFERENCE DIMENSIONS UNLESS TOLERANCES.3. INSULATOR MATERIAL: NYLON 46. COLOR REFER TO PAGE 37.4. CONTACT MATERIAL: COPPER ALLOY, GOLD OVER NICKEL.5. BRACKETS: COPPER ALLOY, TIN PLATED.6. OUTLINE OF CONNECTOR.7. PACKING TAPE AND REEL, QUANTITY 1400 PER REEL.PACKING DETAILS3 WAY PCB BOARD LAYOUTSOCKET3 WAY 2 PART PCB STRIP CONNECTORTDS-BTB-0007 ¦ Rev 1 – board to board connector solutions –The Important Information/Disclaimer is incorporated in the catalog where these specifications came from or available online at www.kyocera-avx.com/disclaimer/ by reference and should be reviewed in full before placing any order.40Horizontal Socket Board-To-Board: 20-9159-1004 PositionNOTES:1. FOR MORE INFORMATION REFER TO PRODUCT SPEC 201-01-119.2. DIMENSIONS ARE REFERENCE DIMENSIONS UNLESS TOLERANCES.3. INSULATOR MATERIAL: NYLON 46. COLOR REFER TO PAGE 37.4. CONTACT MATERIAL: COPPER ALLOY, GOLD OVER NICKEL.5. BRACKETS: COPPER ALLOY, TIN PLATED.6. OUTLINE OF CONNECTOR.7. PACKING TAPE AND REEL, QUANTITY 1400 PER REEL.PACKING DETAILS4 WAY PCB BOARD LAYOUTSOCKET4 WAY 2 PART PCB STRIP CONNECTORTDS-BTB-0007 ¦ Rev 1 – board to board connector solutions –The Important Information/Disclaimer is incorporated in the catalog where these specifications came from or available online at www.kyocera-avx.com/disclaimer/ by reference and should be reviewed in full before placing any order.41Horizontal Socket Board-To-Board: 20-9159-1005 PositionNOTES:1. FOR MORE INFORMATION REFER TO PRODUCT SPEC 201-01-119.2. DIMENSIONS ARE REFERENCE DIMENSIONS UNLESS TOLERANCES.3. INSULATOR MATERIAL: NYLON 46. COLOR REFER TO PAGE 37.4. CONTACT MATERIAL: COPPER ALLOY, GOLD OVER NICKEL.5. BRACKETS: COPPER ALLOY, TIN PLATED.6. OUTLINE OF CONNECTOR.7. PACKING TAPE AND REEL, QUANTITY 1400 PER REEL.PACKING DETAILS5 WAY PCB BOARD LAYOUTSOCKET5 WAY 2 PART PCB STRIP CONNECTORTDS-BTB-0007 ¦ Rev 1 – board to board connector solutions –The Important Information/Disclaimer is incorporated in the catalog where these specifications came from or available online at www.kyocera-avx.com/disclaimer/ by reference and should be reviewed in full before placing any order.42Horizontal Socket Board-To-Board: 20-9159-1006 PositionNOTES:1. FOR MORE INFORMATION REFER TO PRODUCT SPEC 201-01-119.2. DIMENSIONS ARE REFERENCE DIMENSIONS UNLESS TOLERANCES.3. INSULATOR MATERIAL: NYLON 46. COLOR REFER TO PAGE 37.4. CONTACT MATERIAL: COPPER ALLOY, GOLD OVER NICKEL.5. BRACKETS: COPPER ALLOY, TIN PLATED.6. OUTLINE OF CONNECTOR.7. PACKING TAPE AND REEL, QUANTITY 1400 PER REEL.PACKING DETAILS6 WAY PCB BOARD LAYOUTSOCKET6 WAY 2 PART PCB STRIP CONNECTORTDS-BTB-0007 ¦ Rev 1 – board to board connector solutions –The Important Information/Disclaimer is incorporated in the catalog where these specifications came from or available online at www.kyocera-avx.com/disclaimer/ by reference and should be reviewed in full before placing any order.43Horizontal Socket Board-To-Board: 20-9159-100Maximum Connector MisalignmentSOCKETMAXIMUM CONNECTOR MISALIGNMENTTDS-BTB-0007 ¦ Rev 1 – board to board connector solutions –The Important Information/Disclaimer is incorporated in the catalog where these specifications came from or available online at www.kyocera-avx.com/disclaimer/ by reference and should be reviewed in full before placing any order.
https://datasheets.kyocera-avx.com/IDCSocket_24-9159.pdf | others | 51IDC Socket Wire-To-Board: 24-9159-100General Description24PrefixRight Angle Wired Socket IDC Terminations9159SeriesAPPLICATIONSFEATURES AND BENEFITSELECTRICALENVIRONMENTALMECHANICALKYOCERA AVX developed the 9159 Series of SMT connectors for co-planar PCB mating for the challenging Solid State Lighting (SSL) market. These connectors needed to be small, low in height, carry up to 5 Amps/contact, and then function up to 125°C for extended periods. This application has been very unique to the SSL market where PCB’s are stacked end-to-end to create linear strip lighting in everything from office to transportation applications.The IDC cable socket connector allows for 22-24AWG discrete or cabled wires to be easily and reliably terminated into a 9159 standard interface plug connector. This will allow power and signals to be connected onto a PCB socket connector while providing positive latching. The wire assembly support block allows for 2 through 6 wires to be terminated all in one step with any standard bench top press. IDC covers provide both through (daisy chain applications) and wire stop termination options.HOW TO ORDER12 Part PCB Strip Connector2 Part Wired IDC Strip Connector2Wire Insulation Diameterø1.10mm to ø1.60mmXWire Gauge2 = 22AWG3 = 24AWG• Provides Wire-to-Board capabilities to standard 9159 2-Piece connector system• In conjunction with the IDC plug WTB connector (14-9159), these connectors provide maximum flexibility to bring power and signal wires onto or off of any board level 9159 connector• Reference application notes 201-01-123• Reference Product Specification 201-01-119• Current Rating: 5 Amps / Contact• Voltage Rating: 125 VAC (RMS) or DC equivalent• Operating Temperature: -40ºC to +125ºC• Storage Temperature: -40ºC to +70ºC• Insulator Material: Nylon: UL94VO• Contact Material: Phos Bronze• Plating: Gold / Tin over Nickel• Durability: 10 Cycles• Mates with standard 9159 horizontal plug, keeping same BTB connector system• Economical and reliable IDC wire termination • Molded latch offers positive latching after mating00XNumber of WaysCode No of WaysDetailsTHROUGH WIRE CAP0022Page 520033Page 530044Page 540055Page 550066Page 56WIRE STOP CAP0022Page 570033Page 580044Page 590055Page 600066Page 61XCap OptionsCodeCap OptionDescription0Through WireAllows wires to be terminated at any point9Wire StopTerminates end of wire. End protected with Stop Face6Plating OptionCodeContact6Gold on Contact Tin on IDCSafety Standards: UL 1977-File #E90723, CSA C22.2 NO. 182.3TDS-BTB-0009 ¦ Rev 1XColor/ApprovalCodeColorApproval8BlackUL Approved9WhiteUL Approved – board to board connector solutions –The Important Information/Disclaimer is incorporated in the catalog where these specifications came from or available online at www.kyocera-avx.com/disclaimer/ by reference and should be reviewed in full before placing any order.52IDC Socket Wire-To-Board: 24-9159-1002 Position Through Wire CapNOTES:1. FOR MORE INFORMATION REFER TO PRODUCT SPEC 201-01-119. FOR WIRE ASSEMBLY REFER TO APPLICATION NOTES 201-01-123.2. THROUGH WIRE CAP, FOR TERMINATION OF WIRE IN ANY POSITION.3. CAP ACTS AS WIRE ASSEMBLY TOOL. WIRE PREFIT TO CAP, NARROW SLOT TO GRIP WIRE, PERMANENT ASSEMBLY.4. GENERAL TOLERANCE ±0.20 UNLESS SPECIFIED.5. INSULATOR MATERIAL: NYLON 46, GLASS FILLED, UL94 V-0. COLOR REFER TO PAGE 51.6. CONTACT MATERIAL: COPPER ALLOY, PLATING NICKEL BASE ALL OVER, GOLD ON CONTACT, TIN ON IDC.7. PACKING IN TAPE AND REEL. QTY PER REEL 700, POCKET CONTAINS 1 CONNECTOR AND 1 CAP.8. WIRE GAUGE OPTIONS, SEE TABLE.9. ASSEMBLY AIDS, REFER TO PAGE 62.Wire GaugeCode(Page 50)Dimension AWire Insulation Diameter22AWG(Stranded Wire)1220.471.10 to 1.6024AWG(Standed Wire)1320.371.10 to 1.60PACKING DETAILSCAP AND CONNECTOR SUPPLIED TOGETHER (2 PARTS)SOCKET WIRED – 2 WAY THROUGH WIRE CAPTDS-BTB-0009 ¦ Rev 1 – board to board connector solutions –The Important Information/Disclaimer is incorporated in the catalog where these specifications came from or available online at www.kyocera-avx.com/disclaimer/ by reference and should be reviewed in full before placing any order.53IDC Socket Wire-To-Board: 24-9159-1003 Position Through Wire CapNOTES:1. FOR MORE INFORMATION REFER TO PRODUCT SPEC 201-01-119. FOR WIRE ASSEMBLY REFER TO APPLICATION NOTES 201-01-123.2. THROUGH WIRE CAP, FOR TERMINATION OF WIRE IN ANY POSITION.3. CAP ACTS AS WIRE ASSEMBLY TOOL. WIRE PREFIT TO CAP, NARROW SLOT TO GRIP WIRE, PERMANENT ASSEMBLY.4. GENERAL TOLERANCE ±0.20 UNLESS SPECIFIED.5. INSULATOR MATERIAL: NYLON 46, GLASS FILLED, UL94 V-0. COLOR REFER TO PAGE 51.6. CONTACT MATERIAL: COPPER ALLOY, PLATING NICKEL BASE ALL OVER, GOLD ON CONTACT, TIN ON IDC.7. PACKING IN TAPE AND REEL. QTY PER REEL 700, POCKET CONTAINS 1 CONNECTOR AND 1 CAP.8. WIRE GAUGE OPTIONS, SEE TABLE.9. ASSEMBLY AIDS, REFER TO PAGE 62.Wire GaugeCode(Page 50)Dimension AWire Insulation Diameter22AWG(Stranded Wire)1220.471.10 to 1.6024AWG(Standed Wire)1320.371.10 to 1.60PACKING DETAILSCAP AND CONNECTOR SUPPLIED TOGETHER (2 PARTS)SOCKET WIRED – 3 WAY THROUGH WIRE CAPTDS-BTB-0009 ¦ Rev 1 – board to board connector solutions –The Important Information/Disclaimer is incorporated in the catalog where these specifications came from or available online at www.kyocera-avx.com/disclaimer/ by reference and should be reviewed in full before placing any order.54IDC Socket Wire-To-Board: 24-9159-1004 Position Through Wire CapNOTES:1. FOR MORE INFORMATION REFER TO PRODUCT SPEC 201-01-119. FOR WIRE ASSEMBLY REFER TO APPLICATION NOTES 201-01-123.2. THROUGH WIRE CAP, FOR TERMINATION OF WIRE IN ANY POSITION.3. CAP ACTS AS WIRE ASSEMBLY TOOL. WIRE PREFIT TO CAP, NARROW SLOT TO GRIP WIRE, PERMANENT ASSEMBLY.4. GENERAL TOLERANCE ±0.20 UNLESS SPECIFIED.5. INSULATOR MATERIAL: NYLON 46, GLASS FILLED, UL94 V-0. COLOR REFER TO PAGE 51.6. CONTACT MATERIAL: COPPER ALLOY, PLATING NICKEL BASE ALL OVER, GOLD ON CONTACT, TIN ON IDC.7. PACKING IN TAPE AND REEL. QTY PER REEL 700, POCKET CONTAINS 1 CONNECTOR AND 1 CAP.8. WIRE GAUGE OPTIONS, SEE TABLE.9. ASSEMBLY AIDS, REFER TO PAGE 62.Wire GaugeCode(Page 50)Dimension AWire Insulation Diameter22AWG(Stranded Wire)1220.471.10 to 1.6024AWG(Standed Wire)1320.371.10 to 1.60PACKING DETAILSCAP AND CONNECTOR SUPPLIED TOGETHER (2 PARTS)SOCKET WIRED – 4 WAY THROUGH WIRE CAPTDS-BTB-0009 ¦ Rev 1 – board to board connector solutions –The Important Information/Disclaimer is incorporated in the catalog where these specifications came from or available online at www.kyocera-avx.com/disclaimer/ by reference and should be reviewed in full before placing any order.55IDC Socket Wire-To-Board: 24-9159-1005 Position Through Wire CapNOTES:1. FOR MORE INFORMATION REFER TO PRODUCT SPEC 201-01-119. FOR WIRE ASSEMBLY REFER TO APPLICATION NOTES 201-01-123.2. THROUGH WIRE CAP, FOR TERMINATION OF WIRE IN ANY POSITION.3. CAP ACTS AS WIRE ASSEMBLY TOOL. WIRE PREFIT TO CAP, NARROW SLOT TO GRIP WIRE, PERMANENT ASSEMBLY.4. GENERAL TOLERANCE ±0.20 UNLESS SPECIFIED.5. INSULATOR MATERIAL: NYLON 46, GLASS FILLED, UL94 V-0. COLOR REFER TO PAGE 51.6. CONTACT MATERIAL: COPPER ALLOY, PLATING NICKEL BASE ALL OVER, GOLD ON CONTACT, TIN ON IDC.7. PACKING IN TAPE AND REEL. QTY PER REEL 700, POCKET CONTAINS 1 CONNECTOR AND 1 CAP.8. WIRE GAUGE OPTIONS, SEE TABLE.9. ASSEMBLY AIDS, REFER TO PAGE 62.Wire GaugeCode(Page 50)Dimension AWire Insulation Diameter22AWG(Stranded Wire)1220.471.10 to 1.6024AWG(Standed Wire)1320.371.10 to 1.60PACKING DETAILSCAP AND CONNECTOR SUPPLIED TOGETHER (2 PARTS)SOCKET WIRED – 5 WAY THROUGH WIRE CAPTDS-BTB-0009 ¦ Rev 1 – board to board connector solutions –The Important Information/Disclaimer is incorporated in the catalog where these specifications came from or available online at www.kyocera-avx.com/disclaimer/ by reference and should be reviewed in full before placing any order.56IDC Socket Wire-To-Board: 24-9159-1006 Position Through Wire CapNOTES:1. FOR MORE INFORMATION REFER TO PRODUCT SPEC 201-01-119. FOR WIRE ASSEMBLY REFER TO APPLICATION NOTES 201-01-123.2. THROUGH WIRE CAP, FOR TERMINATION OF WIRE IN ANY POSITION.3. CAP ACTS AS WIRE ASSEMBLY TOOL. WIRE PREFIT TO CAP, NARROW SLOT TO GRIP WIRE, PERMANENT ASSEMBLY.4. GENERAL TOLERANCE ±0.20 UNLESS SPECIFIED.5. INSULATOR MATERIAL: NYLON 46, GLASS FILLED, UL94 V-0. COLOR REFER TO PAGE 51.6. CONTACT MATERIAL: COPPER ALLOY, PLATING NICKEL BASE ALL OVER, GOLD ON CONTACT, TIN ON IDC.7. PACKING IN TAPE AND REEL. QTY PER REEL 700, POCKET CONTAINS 1 CONNECTOR AND 1 CAP.8. WIRE GAUGE OPTIONS, SEE TABLE.9. ASSEMBLY AIDS, REFER TO PAGE 62.Wire GaugeCode(Page 50)Dimension AWire Insulation Diameter22AWG(Stranded Wire)1220.471.10 to 1.6024AWG(Standed Wire)1320.371.10 to 1.60PACKING DETAILSCAP AND CONNECTOR SUPPLIED TOGETHER (2 PARTS)SOCKET WIRED – 6 WAY THROUGH WIRE CAPTDS-BTB-0009 ¦ Rev 1 – board to board connector solutions –The Important Information/Disclaimer is incorporated in the catalog where these specifications came from or available online at www.kyocera-avx.com/disclaimer/ by reference and should be reviewed in full before placing any order.57IDC Socket Wire-To-Board: 24-9159-1002 Position Wire Stop CapNOTES:1. FOR MORE INFORMATION REFER TO PRODUCT SPEC 201-01-119. FOR WIRE ASSEMBLY REFER TO APPLICATION NOTES 201-01-123.2. WIRE STOP CAP, WITH STOP FACE O ONE SIDE TO PROTECT END OF WIRE.3. CAP ACTS AS WIRE ASSEMBLY TOOL. WIRE PREFIT TO CAP, NARROW SLOT TO GRIP WIRE, PERMANENT ASSEMBLY.4. GENERAL TOLERANCE ±0.20 UNLESS SPECIFIED.5. INSULATOR MATERIAL: NYLON 46, GLASS FILLED, UL94 V-0. COLOR REFER TO PAGE 51.6. CONTACT MATERIAL: COPPER ALLOY, PLATING NICKEL BASE ALL OVER, GOLD ON CONTACT, TIN ON IDC.7. PACKING IN TAPE AND REEL. QTY PER REEL 700, POCKET CONTAINS 1 CONNECTOR AND 1 CAP.8. WIRE GAUGE OPTIONS, SEE TABLE.9. SHOWN WITH WIRE ENTRY FROM UNDERSIDE, CAP CAN BE ASSEMBLED FOR EITHER TOP OR UNDERSIDE WIRE ENTRY.10. ASSEMBLY AIDS, REFER TO PAGE 62.Wire GaugeCode(Page 50)Dimension AWire Insulation Diameter22AWG(Stranded Wire)1220.471.10 to 1.6024AWG(Standed Wire)1320.371.10 to 1.60PACKING DETAILSCAP AND CONNECTOR SUPPLIED TOGETHER (2 PARTS)SOCKET-WIRED – 2 WAY WIRE STOP CAPTDS-BTB-0009 ¦ Rev 1 – board to board connector solutions –The Important Information/Disclaimer is incorporated in the catalog where these specifications came from or available online at www.kyocera-avx.com/disclaimer/ by reference and should be reviewed in full before placing any order.58IDC Socket: 24-9159 WTB3 Position Wire Stop CapNOTES:1. FOR MORE INFORMATION REFER TO PRODUCT SPEC 201-01-119. FOR WIRE ASSEMBLY REFER TO APPLICATION NOTES 201-01-123.2. WIRE STOP CAP, WITH STOP FACE O ONE SIDE TO PROTECT END OF WIRE.3. CAP ACTS AS WIRE ASSEMBLY TOOL. WIRE PREFIT TO CAP, NARROW SLOT TO GRIP WIRE, PERMANENT ASSEMBLY.4. GENERAL TOLERANCE ±0.20 UNLESS SPECIFIED.5. INSULATOR MATERIAL: NYLON 46, GLASS FILLED, UL94 V-0. COLOR REFER TO PAGE 51.6. CONTACT MATERIAL: COPPER ALLOY, PLATING NICKEL BASE ALL OVER, GOLD ON CONTACT, TIN ON IDC.7. PACKING IN TAPE AND REEL. QTY PER REEL 700, POCKET CONTAINS 1 CONNECTOR AND 1 CAP.8. WIRE GAUGE OPTIONS, SEE TABLE.9. SHOWN WITH WIRE ENTRY FROM UNDERSIDE, CAP CAN BE ASSEMBLED FOR EITHER TOP OR UNDERSIDE WIRE ENTRY.10. ASSEMBLY AIDS, REFER TO PAGE 62.Wire GaugeCode(Page 50)Dimension AWire Insulation Diameter22AWG(Stranded Wire)1220.471.10 to 1.6024AWG(Standed Wire)1320.371.10 to 1.60PACKING DETAILSCAP AND CONNECTOR SUPPLIED TOGETHER (2 PARTS)SOCKET-WIRED – 3 WAY WIRE STOP CAPTDS-BTB-0009 ¦ Rev 1 – board to board connector solutions –The Important Information/Disclaimer is incorporated in the catalog where these specifications came from or available online at www.kyocera-avx.com/disclaimer/ by reference and should be reviewed in full before placing any order.59IDC Socket Wire-To-Board: 24-9159-1004 Position Wire Stop CapNOTES:1. FOR MORE INFORMATION REFER TO PRODUCT SPEC 201-01-119. FOR WIRE ASSEMBLY REFER TO APPLICATION NOTES 201-01-123.2. WIRE STOP CAP, WITH STOP FACE O ONE SIDE TO PROTECT END OF WIRE.3. CAP ACTS AS WIRE ASSEMBLY TOOL. WIRE PREFIT TO CAP, NARROW SLOT TO GRIP WIRE, PERMANENT ASSEMBLY.4. GENERAL TOLERANCE ±0.20 UNLESS SPECIFIED.5. INSULATOR MATERIAL: NYLON 46, GLASS FILLED, UL94 V-0. COLOR REFER TO PAGE 51.6. CONTACT MATERIAL: COPPER ALLOY, PLATING NICKEL BASE ALL OVER, GOLD ON CONTACT, TIN ON IDC.7. PACKING IN TAPE AND REEL. QTY PER REEL 700, POCKET CONTAINS 1 CONNECTOR AND 1 CAP.8. WIRE GAUGE OPTIONS, SEE TABLE.9. SHOWN WITH WIRE ENTRY FROM UNDERSIDE, CAP CAN BE ASSEMBLED FOR EITHER TOP OR UNDERSIDE WIRE ENTRY.10. ASSEMBLY AIDS, REFER TO PAGE 62.Wire GaugeCode(Page 50)Dimension AWire Insulation Diameter22AWG(Stranded Wire)1220.471.10 to 1.6024AWG(Standed Wire)1320.371.10 to 1.60PACKING DETAILSCAP AND CONNECTOR SUPPLIED TOGETHER (2 PARTS)SOCKET-WIRED – 4 WAY WIRE STOP CAPTDS-BTB-0009 ¦ Rev 1 – board to board connector solutions –The Important Information/Disclaimer is incorporated in the catalog where these specifications came from or available online at www.kyocera-avx.com/disclaimer/ by reference and should be reviewed in full before placing any order.60IDC Socket Wire-To-Board: 24-9159-1005 Position Wire Stop CapNOTES:1. FOR MORE INFORMATION REFER TO PRODUCT SPEC 201-01-119. FOR WIRE ASSEMBLY REFER TO APPLICATION NOTES 201-01-123.2. WIRE STOP CAP, WITH STOP FACE O ONE SIDE TO PROTECT END OF WIRE.3. CAP ACTS AS WIRE ASSEMBLY TOOL. WIRE PREFIT TO CAP, NARROW SLOT TO GRIP WIRE, PERMANENT ASSEMBLY.4. GENERAL TOLERANCE ±0.20 UNLESS SPECIFIED.5. INSULATOR MATERIAL: NYLON 46, GLASS FILLED, UL94 V-0. COLOR REFER TO PAGE 51.6. CONTACT MATERIAL: COPPER ALLOY, PLATING NICKEL BASE ALL OVER, GOLD ON CONTACT, TIN ON IDC.7. PACKING IN TAPE AND REEL. QTY PER REEL 700, POCKET CONTAINS 1 CONNECTOR AND 1 CAP.8. WIRE GAUGE OPTIONS, SEE TABLE.9. SHOWN WITH WIRE ENTRY FROM UNDERSIDE, CAP CAN BE ASSEMBLED FOR EITHER TOP OR UNDERSIDE WIRE ENTRY.10. ASSEMBLY AIDS, REFER TO PAGE 62.Wire GaugeCode(Page 50)Dimension AWire Insulation Diameter22AWG(Stranded Wire)1220.471.10 to 1.6024AWG(Standed Wire)1320.371.10 to 1.60PACKING DETAILSCAP AND CONNECTOR SUPPLIED TOGETHER (2 PARTS)SOCKET-WIRED – 5 WAY WIRE STOP CAPTDS-BTB-0009 ¦ Rev 1 – board to board connector solutions –The Important Information/Disclaimer is incorporated in the catalog where these specifications came from or available online at www.kyocera-avx.com/disclaimer/ by reference and should be reviewed in full before placing any order.61IDC Socket Wire-To-Board: 24-9159-1006 Position Wire Stop CapNOTES:1. FOR MORE INFORMATION REFER TO PRODUCT SPEC 201-01-119. FOR WIRE ASSEMBLY REFER TO APPLICATION NOTES 201-01-123.2. WIRE STOP CAP, WITH STOP FACE O ONE SIDE TO PROTECT END OF WIRE.3. CAP ACTS AS WIRE ASSEMBLY TOOL. WIRE PREFIT TO CAP, NARROW SLOT TO GRIP WIRE, PERMANENT ASSEMBLY.4. GENERAL TOLERANCE ±0.20 UNLESS SPECIFIED.5. INSULATOR MATERIAL: NYLON 46, GLASS FILLED, UL94 V-0. COLOR REFER TO PAGE 51.6. CONTACT MATERIAL: COPPER ALLOY, PLATING NICKEL BASE ALL OVER, GOLD ON CONTACT, TIN ON IDC.7. PACKING IN TAPE AND REEL. QTY PER REEL 700, POCKET CONTAINS 1 CONNECTOR AND 1 CAP.8. WIRE GAUGE OPTIONS, SEE TABLE.9. SHOWN WITH WIRE ENTRY FROM UNDERSIDE, CAP CAN BE ASSEMBLED FOR EITHER TOP OR UNDERSIDE WIRE ENTRY.10. ASSEMBLY AIDS, REFER TO PAGE 62.Wire GaugeCode(Page 50)Dimension AWire Insulation Diameter22AWG(Stranded Wire)1220.471.10 to 1.6024AWG(Standed Wire)1320.371.10 to 1.60PACKING DETAILSCAP AND CONNECTOR SUPPLIED TOGETHER (2 PARTS)SOCKET-WIRED – 6 WAY WIRE STOP CAPTDS-BTB-0009 ¦ Rev 1 – board to board connector solutions –The Important Information/Disclaimer is incorporated in the catalog where these specifications came from or available online at www.kyocera-avx.com/disclaimer/ by reference and should be reviewed in full before placing any order.62SECTION ON A-AUNIVERSAL HANDLE 06-7000-7730-01-000WIRE INSERTION TOOL 06-9159-7027-01-000SECTION ON A-ANOTES:1. BLOCK TO SUPPORT 9159 IDC WIRED CONNECTORS DURING ASSEMBLY OF CAP/WIRE.2. PART NUMBER 06-9159-7026-01-000, MATERIAL ALUMINUM. PART NUMBER 06-9159-7026-02-000, MATERIAL NYLON 46.3. CAN BE USED WITH EITHER THE PLUG OR SOCKET CONNECTORS, USE THE CORRECT SLOT AS IDENTIFIED.4. FOR FULL WIRE ASSEMBLY DETAILS REFER TO APPLICATION NOTES 201-01-123.5. ONLY A SIMPLE FLAT BOTTOMED TOOL REQUIRED TO PUSH THE CAP DOWN (NOT SUPPLIED.)6. ALL DIMENSIONS ±0.20 UNLESS TOLERANCED.7. 06-9159-7026-02-000 HAS RIBS TO HELP LOCATE CONTACT\/INSULATOR SUB-ASSEMBLY.NOTES:1. TOOL 06-9159-7027-01-000 TO INSERT WIRES INTO CAP.2. FOR USE WITH UNIVERSAL HANDLE 06-7000-7720-01-000.3. CAN BE USED WITH BOTH THROUGH WIRE AND WIRE STOP CAPS.4. REFER TO APPLICATION NOTES 201-01-123 FOR FURTHER DETAILS.SOCKET-WIRED – WIRE INSERTION TOOLSOCKET-WIRED – ASSEMBLY SUPPORT BLOCKIDC Socket Wire-To-Board: 24-9159-100Assembly Support Block, Insertion ToolTDS-BTB-0009 ¦ Rev 1 – board to board connector solutions –The Important Information/Disclaimer is incorporated in the catalog where these specifications came from or available online at www.kyocera-avx.com/disclaimer/ by reference and should be reviewed in full before placing any order.
https://datasheets.kyocera-avx.com/VerticalPlug_13-9159.pdf | others | 19Vertical Plug: 13-9159-100General Description13PrefixPlug -VerticalMount9159SeriesAPPLICATIONSFEATURES AND BENEFITSELECTRICALENVIRONMENTALMECHANICALKYOCERA AVX developed the 9159 Series of SMT connectors for co-planar PCB mating for the challenging Solid State Lighting (SSL) market. These connectors needed to be small, low in height, carry up to 5 Amps/contact and then function up to 125C for extended periods. This application has been very unique to the SSL market where PCB’s are stacked end-to-end to create linear strip lighting in everything from office to transportation applications where products are exposed to harsh mechanical and environmental environments.This vertical plug connector opens up the spectrum to include all commercial, industrial and transportation applications requiring perpendicular PCB mating and latching Wire-to-Board cabled sockets with an already proven connector system. With sizes from 2p-6p, these gold plated contacts mate with high spring force beryllium copper receptacle connectors.HOW TO ORDER12 PartPCB StripConnector01ConnectorPitch01 = 3mm• Allows assembly of PCB’s at right angles• Accepts 24-9159 IDC wired/cabled socket• Reference application notes 201-01-123• Reference Product Specification 201-01-119• Current Rating: 5 Amps / Contact• Voltage Rating: 125 VAC (RMS) or DC Equivalent• Operating Temperature: -40ºC to +125ºC• Storage Temperature: -40ºC to +70ºC• Insulator Material: Nylon: UL94VO• Contact Material: BeCu / Phos Bronze• Plating: Gold / Tin over Nickel• Durability: 10 Cycles• Single sided SMT RoHS solder attachment• Centrally located pick & place cap for easy placement• Gold plated BeCu contact system for high reliability in harsh environments• Available in white: supports SSL market preferences00XNumber of WaysCodeNo of WaysDetails0022Page 200033Page 210044Page 220055Page 230066Page 249Color/ApprovalCodeColorApproval9WhiteUL Approved16Plating OptionCodeContact16Gold in Contact Area Tin on Solder TailBracketTin All OverSafety Standards: UL 1977-File #E90723, CSA C22.2 NO. 182.3TDS-BTB-0022 ¦ Rev 1 – board to board connector solutions –The Important Information/Disclaimer is incorporated in the catalog where these specifications came from or available online at www.kyocera-avx.com/disclaimer/ by reference and should be reviewed in full before placing any order.20Vertical Plug: 13-9159-1002 PositionPLUG – VERTICAL MOUNT2 WAY 2 PART PCB STRIP CONNECTOR2 WAY PCB BOARD LAYOUTPACKING DETAILSNOTES:1. FOR FULL PRODUCT SPECIFICATION STANDARD CONNECTORS REFER TO SPEC 201-01-119. FOR APPLICATION NOTES REFER TO 201-01-123.2. GENERAL TOLERANCE ±0.20 UNLESS TOLERANCED.3. INSULATOR MATERIAL: NYLON 46, UL94 V-0, COLOR REFER TO PAGE 19.4. CONTACT MATERIAL: COPPER ALLOY, SELECTIVE GOLD OVER NICKEL, TIN PLATE ON TAILS.5. BRACKETS: COPPER ALLOY, TIN PLATED.6. OUTLINE OF CONNECTOR.7. PACKING IN TAPE AND REEL, QUANTITY PER REEL 700.8. PICK AND PLACE CAP TO BE REMOVED AFTER USE.9. OPTIONAL SLOT: ONLY REQUIRED WHEN SOCKET HAS A LATCH, RADIUS ON ENDS OPTIONAL.TDS-BTB-0022 ¦ Rev 1 – board to board connector solutions –The Important Information/Disclaimer is incorporated in the catalog where these specifications came from or available online at www.kyocera-avx.com/disclaimer/ by reference and should be reviewed in full before placing any order.21Vertical Plug: 13-9159-1003 PositionPLUG – VERTICAL MOUNT3 WAY 2 PART PCB STRIP CONNECTOR3 WAY PCB BOARD LAYOUTPACKING DETAILSTDS-BTB-0022 ¦ Rev 1NOTES:1. FOR FULL PRODUCT SPECIFICATION STANDARD CONNECTORS REFER TO SPEC 201-01-119. FOR APPLICATION NOTES REFER TO 201-01-123.2. GENERAL TOLERANCE ±0.20 UNLESS TOLERANCED.3. INSULATOR MATERIAL: NYLON 46, UL94 V-0, COLOR REFER TO PAGE 19.4. CONTACT MATERIAL: COPPER ALLOY, SELECTIVE GOLD OVER NICKEL, TIN PLATE ON TAILS.5. BRACKETS: COPPER ALLOY, TIN PLATED.6. OUTLINE OF CONNECTOR.7. PACKING IN TAPE AND REEL, QUANTITY PER REEL 700.8. PICK AND PLACE CAP TO BE REMOVED AFTER USE.9. OPTIONAL SLOT: ONLY REQUIRED WHEN SOCKET HAS A LATCH, RADIUS ON ENDS OPTIONAL. – board to board connector solutions –The Important Information/Disclaimer is incorporated in the catalog where these specifications came from or available online at www.kyocera-avx.com/disclaimer/ by reference and should be reviewed in full before placing any order.22PLUG – VERTICAL MOUNT4 WAY 2 PART PCB STRIP CONNECTOR4 WAY PCB BOARD LAYOUTPACKING DETAILSVertical Plug: 13-9159-1004 PositionNOTES:1. FOR FULL PRODUCT SPECIFICATION STANDARD CONNECTORS REFER TO SPEC 201-01-119. FOR APPLICATION NOTES REFER TO 201-01-123.2. GENERAL TOLERANCE ±0.20 UNLESS TOLERANCED.3. INSULATOR MATERIAL: NYLON 46, UL94 V-0, COLOR REFER TO PAGE 19.4. CONTACT MATERIAL: COPPER ALLOY, SELECTIVE GOLD OVER NICKEL, TIN PLATE ON TAILS.5. BRACKETS: COPPER ALLOY, TIN PLATED.6. OUTLINE OF CONNECTOR.7. PACKING IN TAPE AND REEL, QUANTITY PER REEL 700.8. PICK AND PLACE CAP TO BE REMOVED AFTER USE.9. OPTIONAL SLOT: ONLY REQUIRED WHEN SOCKET HAS A LATCH, RADIUS ON ENDS OPTIONAL.TDS-BTB-0022 ¦ Rev 1 – board to board connector solutions –The Important Information/Disclaimer is incorporated in the catalog where these specifications came from or available online at www.kyocera-avx.com/disclaimer/ by reference and should be reviewed in full before placing any order.23PLUG – VERTICAL MOUNT5 WAY 2 PART PCB STRIP CONNECTOR5 WAY PCB BOARD LAYOUTPACKING DETAILSVertical Plug: 13-9159-1005 PositionNOTES:1. FOR FULL PRODUCT SPECIFICATION STANDARD CONNECTORS REFER TO SPEC 201-01-119. FOR APPLICATION NOTES REFER TO 201-01-123.2. GENERAL TOLERANCE ±0.20 UNLESS TOLERANCED.3. INSULATOR MATERIAL: NYLON 46, UL94 V-0, COLOR REFER TO PAGE 19.4. CONTACT MATERIAL: COPPER ALLOY, SELECTIVE GOLD OVER NICKEL, TIN PLATE ON TAILS.5. BRACKETS: COPPER ALLOY, TIN PLATED.6. OUTLINE OF CONNECTOR.7. PACKING IN TAPE AND REEL, QUANTITY PER REEL 700.8. PICK AND PLACE CAP TO BE REMOVED AFTER USE.9. OPTIONAL SLOT: ONLY REQUIRED WHEN SOCKET HAS A LATCH, RADIUS ON ENDS OPTIONAL.TDS-BTB-0022 ¦ Rev 1 – board to board connector solutions –The Important Information/Disclaimer is incorporated in the catalog where these specifications came from or available online at www.kyocera-avx.com/disclaimer/ by reference and should be reviewed in full before placing any order.24PLUG – VERTICAL MOUNT6 WAY 2 PART PCB STRIP CONNECTOR6 WAY PCB BOARD LAYOUTPACKING DETAILSVertical Plug: 13-9159-1006 PositionNOTES:1. FOR FULL PRODUCT SPECIFICATION STANDARD CONNECTORS REFER TO SPEC 201-01-119. FOR APPLICATION NOTES REFER TO 201-01-123.2. GENERAL TOLERANCE ±0.20 UNLESS TOLERANCED.3. INSULATOR MATERIAL: NYLON 46, UL94 V-0, COLOR REFER TO PAGE 19.4. CONTACT MATERIAL: COPPER ALLOY, SELECTIVE GOLD OVER NICKEL, TIN PLATE ON TAILS.5. BRACKETS: COPPER ALLOY, TIN PLATED.6. OUTLINE OF CONNECTOR.7. PACKING IN TAPE AND REEL, QUANTITY PER REEL 700.8. PICK AND PLACE CAP TO BE REMOVED AFTER USE.9. OPTIONAL SLOT: ONLY REQUIRED WHEN SOCKET HAS A LATCH, RADIUS ON ENDS OPTIONAL.TDS-BTB-0022 ¦ Rev 1 – board to board connector solutions –The Important Information/Disclaimer is incorporated in the catalog where these specifications came from or available online at www.kyocera-avx.com/disclaimer/ by reference and should be reviewed in full before placing any order.
https://source.z2data.com/2021/1/6/0/36/50/886/873.PDF | others | %PDF-1.6%����141 0 obj<< /Linearized 1 /L 420981 /H [ 3215 294 ] /O 148 /E 101258 /N 4 /T 418041 >>endobj xref141 500000000015 00000 n 0000001401 00000 n 0000001551 00000 n 0000001698 00000 n 0000003026 00000 n 0000003128 00000 n 0000003215 00000 n 0000003509 00000 n 0000004085 00000 n 0000004214 00000 n 0000004343 00000 n 0000004391 00000 n 0000041728 00000 n 0000042060 00000 n 0000042388 00000 n 0000043337 00000 n 0000046135 00000 n 0000057661 00000 n 0000058444 00000 n 0000058509 00000 n 0000058548 00000 n 0000058634 00000 n 0000060688 00000 n 0000062120 00000 n 0000064172 00000 n 0000068128 00000 n 0000068211 00000 n 0000068342 00000 n 0000068425 00000 n 0000068508 00000 n 0000074063 00000 n 0000074424 00000 n 0000074457 00000 n 0000074530 00000 n 0000074613 00000 n 0000081735 00000 n 0000082096 00000 n 0000082129 00000 n 0000082202 00000 n 0000082330 00000 n 0000082456 00000 n 0000082495 00000 n 0000083092 00000 n 0000083721 00000 n 0000084005 00000 n 0000086658 00000 n 0000086937 00000 n 0000087496 00000 n 0000093889 00000 n 0000094511 00000 n trailer << /Info 140 0 R /Root 142 0 R /Size 191 /Prev 418031 /ID [ <36dc5401bd3e32b88e5c4e3cc4b0d134>] >>startxref0%%EOF142 0 obj<< /AcroForm 143 0 R /Metadata 139 0 R /PageLabels 137 0 R /Pages 136 0 R /Type /Catalog /ViewerPreferences << /Direction /L2R >> >>endobj143 0 obj<< /DA (/Helv 0 Tf 0 g ) /DR << /Encoding << /PDFDocEncoding 144 0 R >> /Font << /Helv 145 0 R /ZaDb 146 0 R >> >> /Fields [ ] >>endobj144 0 obj<< /Differences [ 24 /breve /caron /circumflex /dotaccent /hungarumlaut /ogonek /ring /tilde 39 /quotesingle 96 /grave 128 /bullet /dagger /daggerdbl /ellipsis /emdash /endash /florin /fraction /guilsinglleft /guilsinglright /minus /perthousand /quotedblbase /quotedblleft /quotedblright /quoteleft /quoteright /quotesinglbase /trademark /fi /fl /Lslash /OE /Scaron /Ydieresis /Zcaron /dotlessi /lslash /oe /scaron /zcaron 160 /Euro 164 /currency 166 /brokenbar 168 /dieresis /copyright /ordfeminine 172 /logicalnot /.notdef /registered /macron /degree /plusminus /twosuperior /threesuperior /acute /mu 183 /periodcentered /cedilla /onesuperior /ordmasculine 188 /onequarter /onehalf /threequarters 192 /Agrave /Aacute /Acircumflex /Atilde /Adieresis /Aring /AE /Ccedilla /Egrave /Eacute /Ecircumflex /Edieresis /Igrave /Iacute /Icircumflex /Idieresis /Eth /Ntilde /Ograve /Oacute /Ocircumflex /Otilde /Odieresis /multiply /Oslash /Ugrave /Uacute /Ucircumflex /Udieresis /Yacute /Thorn /germandbls /agrave /aacute /acircumflex /atilde /adieresis /aring /ae /ccedilla /egrave /eacute /ecircumflex /edieresis /igrave /iacute /icircumflex /idieresis /eth /ntilde /ograve /oacute /ocircumflex /otilde /odieresis /divide /oslash /ugrave /uacute /ucircumflex /udieresis /yacute /thorn /ydieresis ] /Type /Encoding >>endobj145 0 obj<< /BaseFont /Helvetica /Encoding 144 0 R /Name /Helv /Subtype /Type1 /Type /Font >>endobj146 0 obj<< /BaseFont /ZapfDingbats /Name /ZaDb /Subtype /Type1 /Type /Font >>endobj147 0 obj<< /Filter /FlateDecode /S 102 /Length 213 >>streamx�c````��g`c`�dd�0�$�����x(QdY��u\7�^Xf����;�-�NZw�c��1�O�"�/���2��u�! �Ė`9&%�d ���Q�Q�y:��L�8,�_�V�?�c0eHbSѩ���@���[��$�N&s�p�\�?�%n3H�200�3y��dhe�-l���������ɐ��?�<�endstreamendobj148 0 obj<< /ArtBox [ 0.0 0.0 612.0 792.0 ] /BleedBox [ 0.0 0.0 612.0 792.0 ] /Contents 158 0 R /CropBox [ 0.0 0.0 612.0 792.0 ] /Group 159 0 R /MediaBox [ 0.0 0.0 612.0 792.0 ] /Parent 136 0 R /Resources << /ColorSpace << /CS0 181 0 R /CS1 181 0 R /CS2 151 0 R >> /ExtGState << /GS0 179 0 R /GS1 180 0 R /GS2 150 0 R /GS3 149 0 R >> /Font << /T1_0 182 0 R /T1_1 183 0 R >> /ProcSet [ /PDF /Text /ImageC /ImageI ] /XObject << /Fm0 154 0 R /Fm1 153 0 R /Im0 152 0 R /Im1 157 0 R /Im2 156 0 R /Im3 155 0 R >> >> /Rotate 0 /TrimBox [ 0.0 0.0 612.0 792.0 ] /Type /Page >>endobj149 0 obj<< /AIS true /BM /Normal /CA 1.0 /OP false /OPM 1 /SA true /SMask 178 0 R /Type /ExtGState /ca 1.0 /op false >>endobj150 0 obj<< /AIS true /BM /Normal /CA 1.0 /OP false /OPM 1 /SA true /SMask 173 0 R /Type /ExtGState /ca 1.0 /op false >>endobj151 0 obj[ /Indexed 160 0 R 1 161 0 R ]endobj152 0 obj<< /BitsPerComponent 8 /ColorSpace 181 0 R /Filter /DCTDecode /Height 670 /Intent /RelativeColorimetric /Metadata 162 0 R /Name /X /Subtype /Image /Type /XObject /Width 682 /Length 37113 >>stream����Adobed���� &))))&58885>>>>>>>>>> & &$*****$/2222/:>>>:>>>>>>>>>>����"��B3!1AQa"q�2���B#$R�b34r��C%�S���cs5���&D�TdE£t6�U�e���u��F'���������������Vfv��������7GWgw��������;!1AQaq"2����B#�R��3$b�r��CScs4�%���&5��D�T�dEU6te����u��F���������������Vfv��������'7GWgw����������?�S��������*�����,����ʬ��W'�/�$�I-RI$��I$�'I$���I%)$����N�@RI҄�N�t��'A )$�е�,�$����N���I�\�����t����I�\����ǝ�v\"N��p`s��q�p�z��G�0�$��DjS�"8��mn����8R;e�U�}m�4�)!���v�߸������(�xV���􌢵�o�!ij6��>(��h�FQ�JԳX����a״q�L�s�%�<�¦�IQS7\{!��JR��d��;��}�"��u��TF�sC�@?zJ\�Ę�F��yN�x�&G,��R����Ԣ"������F�)��LHN�P��"����7;F������R��s�C�N\LH.�hФ���ECT�>ƹA�E;t��v(%�)��T6�Bϵϩۙ�B�N�:&��ז�L�,܆���0B��m�y����G��nHZ����T~�tVS�M���߶���*E�����������m�Wu+�Ѧ"%�Y]Y�HO���j�b��k�o.��/��C��Y �E>���3���ְF���z�,�kA�A�*�[�Ǌ��9��:�=�Oa�z�U��X�E�=W����M�>�}�K��ܠ�˳2�u���< ����6M����Y���ՕYZ��_�}��eUP��C/�/�$�H,RI$���$�R�I$���'A )$� ��$�.@'I:�����):P��)$�:I�N���t�\���ҒN<)�y�*%¦bN��p%V�Ϊ`Ɖ���'���n<�+h�U4��8�:Z��t�Nd��IM����%%0L+/v�U���?r'��h�--v����v�D�Z�b��}�E��N�*���t�;��G�Eu�j�JT��raWu� ����t���-��T���5��{�L��6� 4�?�b������Uz�S��Yc�CB'Q�������?X:��R�WY"��<����J.��n���G��kc;�Pe*�2��a�4"�$�_Om���,���?�ʪ�uO�K/�>�������+'�/�$�t,�$�R�I$���t����Rt�:�Rt����t�\��P��)<%�\�N��Rt�'�QS�:%D����<"�Z9�8�՚8SMpҜ5H�$%�2�GK�Z�E�0�8¦�?����~�,?�C�#�Ȥ�SmO0N�7���"��3��J��mV;���Fn/X����mLgNPu�oy� �i� 4��׸�n%�ɔ����3k�t9I0����Ĺ��'�+�A���︫I)I&�҂WJTw(�$�{�nC/&���r�pA/)��iH�a�y��AK����l��K[��RRx���>b���"D)a��������&y#����g:Rq�B�SH/:!8IS��2�_Ƀ�v�(TF�J%�o;�"[�gґNPbTT�Cw��Fjs¦��<�N�J�`�wĦˢq��7/DrΉ/j��rV��g�PAr��W��r��N��Sصʻ�znOT�n6;d��w` yx�$�Ab�I<$��:t�HN�t��<'Ap'I:�Rt���N�$��x��\y�K$a)l'�5Fm-�h�f�.z�Bڜy�T�Ϊi���8a���Bt��dRI)6���IH�5��O�q�W����F���H�l�}�_�[n/��S{���}���c�����h"V�M���k�T�%X��PS$�]�s�)%��X�O܆������IK�9ܙL�I%I%)JBt$&��0�窆���h�S���*�}L�4�pP�¦U��o�RKh�@�!��IM��s��'�"~���zJ`^% ��Zc���S���J�V�-���>CDF���"�AIX�Cy�Q��D��(��_�U��ny%��!�v�>��S������v>n�ȟ4ǘJa�����NTgD��l��Z?j$vNǘ�uA�z�BI��p���NZ���r��H*����U�#wģS����L+�`⫼�=WyA� ��G#�v�*�I�Rd�]�ln��ԯf.3K���ī8�=O(c�4�����W��^�����Z�#�grS�"�ːDWV��t\`ր�&�;��e岖8�e岖8�ξ�}f~S݉��gxR��kk#e����ؘ̱����s���L�%��4�� � B�04)�U@�N�D���O�R���������T��������*�i�������RI'Ib�:I�\�I:I�N���$�\�:p�j��y��P_J[F�rs�'���(\"���D<¦��g�,O�i�hy�DF��Ψ��$pxI.�0�K�Pq�t��dI$��9�DJIY$f�8�#͢���慦��c��D����c଀�M#m5���4D����A+��� (����~*���L������5�M��H���%A�nW���Z���Ӭ{�*)&A+��)IK�*2��$���Cr�x)$��؛zJVA�S��h�L𙴸�#A$��N��d���VEm�Z6�小�O�R�,)��H����6�7����QJԨI$�R�N��i�;�����$�I$����-7����4�S�f6�i�_�R3s����#�󎉶���EC����⬸�40a<���Vøw�;S��Vp(��%'S��;�A?r �t�{�������>Z������P:'�L�!%��th�%3�.ܚH(.d\GM�0����� �+H,,a#v��C$M��!��'��Œ�~���V+��.��� �º;�z�aV,�U-r���j�NGT������Џ����.P ~s��N��q�n8�����w%>��`͗�͏H��#WP��^�ˊ.fmt0�����*ŭ�{�CG%y�������Ki�$~r�mV����Y>�Y��b�8��� A��x�jN�t�����T'N:(���o�%��)l-p�VC>�@�K��VG�4��<���0s�DN�x`�z_��@�N�I2�H�=�x:"<L$���Ia�I�4�\��gDT���!��7�X>^���㱼��(��Z�h����{U��RB�H��[y�D4N��9����h�T7\�Ɵ��.���o��$�RIL�k��>)���!�C�DP��RS+N�Ug�<�w��U2P��{G$i�%��P�}m�~���)��%@�(����%�E�%0����G�%3/Q/����n�7��[[�Dy�IHCl����G︟!�EI+J��I�8LTI()D��O�ʝ����S>Hw�Qq�i��!M�����̵����qR\��+�_?���eb^�ߊ�}��j���h��De5Ve����~򦒐�w;��%����(�c+X���'Smow撘���o�? ��5�DB��i{�"�0p���JJ]3ĵ��}�f��ָ��<QU��4¦@����u%������T7:�mw���boGC��'�Go��!6�`*a���e'�s�P��yPqJm�L��И^ �Աd�#�ԣ��:�CZ5�P��V��Yc�@�[���Ӫq{�����]K���{��%�O��R@�5�L���[��=Z�]d��t?����R�9Ʉ�(�w�vX�\I�b"��`��r�k�$ $RC��S�i����z������E���K���i�R�O�J����_�}��EVV��I�y`>��X�7�h�Q��6X�<��O��h��N�J��v}Ƞ��2Ô���5���Ϸ��9�"���9¦q�~k���$�e�I$�A*N��lwhh��h��R�������{���5e�kth�$-4����J�"����tA(m�[M���;��?,+J�K�e/`�>#P�^S���4F��%6�Ts�r��L���:�4C$�L��IRI%))t�e)I,��M�%3��եCxK¦��%鷨����x�-���Gˑ�T�����������͡��K����\a�q�R��H�R�� y'�-H�Mm�$��QI%)$����Q}�ף�<I���?��l�f��F�)����%��������8���[�hS,kth@��E�����K�ՐwM� �y�¦;#�Rk:mLhv�X�'�Μ��ms�.p���v�����O.��E��z���(��O��n<�1��g��ߡP'��S;?$���I��d�(�������C�ܗ�����Z�Z�{}��G�M�O ~k?�C9�K�5�B"bR�dW��탻Jq�Q�G�*�h��Xy,G�V�����^\'��#�W7n�¦:��X��!�Z���"&�)���m~��Dm���,8�N��e�~�ǲshZ����^;*��Bcl�I6`Au�.�<�,��&}�V~A�l����z&gVxq���6��Q�2K_gg\(�i{�'��+��}�6�rO�rx�`t�N�H��������+6�\��8�u;��S�l��+���.S�֪�����\xh��Y�{�U�9����vʹ�q{�{ݩqԔ�>ʆ.�¦��ʹ�e��ǁ�(<�K��4;�3}�6�N���y��K�DA-m��Q_�(�M�ꉒ�Q���b3kDmi��D��Z3jDmh.�M�"6�QZ+k�%R&֥�v�)lI.��#����Y�g��Q�^ί{�Ym�?�Z��%������I&�I)������_�? ���)�����i�1�8B�H�?8ϐEmmo����Bu=�䡺��zL�lc{���w%2JJo?�#�c�`�)� jN!jD*`�k���{��=�ll�����Զ�N_��-�x�٢b�R>j$x��(��c�LZ��ц%p�$e�%��1I\�����$�����%2�¦��'�1"9I����K���cV��z�͟�T͠>ȉ�*ZP��Z\v�I<�:��h��i�!�6���+��Vj�#(ry�K>��K��.gD�����u Z�[Os�eֵ�c01�5�8[s+n�2�:�[m ��{����L���S�a����!p=c��u�0����I��g;#2�e�.����aࣔ�g�!7<�����:CDPhz1�/M]5GeZJ�������KbJ���LV��)�$�m�����)��$�mb `Em~H���RJ6��Ek;1�G�W���-M6�T�x-*�Z;#z�+R.������H\�7�HMK]k�$8>kG2���I6���b��~��c��t����������c��>ͦ��5�SN�j�BI&�sG����aWu� \��t���H �tI-�����*�<�CI՞��R.I)�K�~�5>HWc��<�IJ.Q�\a���"���.>¦"��@��i{���<�(����$��QJԨN�H)I$��k���tI+9E7��4����w����G�{��y?�g�zJY�V�i2�ѩ? ��YSCCkK���O�Y[+[CG�z4u������1Xu��O���D`�'�&��pS�Xn?��Ekߢ!SY��ݠy�6��uDI%(4L^��P�w%%P}����^�rTa��$��qH��/qq�"� �x"�d� #D����u�/ǀ��H:D�U�u��W&K�DӉ��H璂JѪ����?�� �?�k��!�$���w�<�=�Q&�9�RK"���Be10��yCu����Vv]����k���@�N�L�c��7m[ut7}����ʆ?P�wzXL5Rt}��>*�F�����f[�v�qDyOr��\<¦v�SC��X���9�����H�*�G����U���Tì���ʚI1�NM��l0ؐ��V����7�[y-�F�+&�w:�ʵc��=U{5��FVٌF�;+����c��Uw(.�{¦TKB0���R8��E5\�ҭ�[�uD��?5%ST���j�h�@-:����v�2RR�F�U�:U��f�?L��H�敡���{��1�\���=�8Z����5S��5a��d2���%��kG���)R-kR؋��}�����J��1ߔ����&��m�S�z��V��w��~���+7!���6}ܷ�5�r��s�����$7\�Ɗ�kk����D�$�e$� ��M)JI]4��Ғ�JiQ.Q/%$����.IIK�o(%�M��>g@�W�Vς��G���&�J҂���s��8O��P?<��4/�>�?u�O��+��ƴC@��A*I$�R�����v�.���~��9}���O����JD/]���]��#�xR�:��i�W��4h��;��W���E#���}�E6cTø������∞%+R�u(������y��KU���N�rY&=F�����[A�;v�������T�I�K�O��J.���� �I(.����q<�II�sG��ן/��iIK�R�SJ*e*iKr��-!�� d�?�ȝT��^�M(����S�i$�1����g�]d�*3�ܢ]�މH��¦�Q.�Q.��Bs��������&Ϳ��\�[�M2I�p���?T��J���;��ki��x��(9�spP6�*J�*3'D+�i��.��� Z�E���ߛ[4������3(���O�a�#˹U��Xx#gLiu�;"�.?�oe,q�k��zC�l:�h��<�Rue@M��v�������]�X~Nv���?/�?U�:���cs�'s+y%�y��wߣ�`c@n���k�o]J�UF-���5���Y��DTs�*�[�׌Ӭ��;�f��2o}�����M��@ɏ:�E�����$�1=�Ch{�K���¦o:�#�dηw���J�Z�����$�1�>~�%�5��uW���4�kf�!K���X�-�ҭ�hlp�qǇ*�h���h;���F�5W�>��gt�D�e B `1>�im�NY��jx�E�-)5��� ԩ6��0hR��kBZ���Ԑ�gM����QU_���Z���������?V����1������o�]��iS�춻�O��U�dJL�JbTK�K)LJz�yII�P/C.M�LO�I,˓'mV;�h�QC>��P��� ��#iy�Go���Z�6�7P$��QI�A�j.�R+��gr?Z��V�����tLܡ���뭮�Kv�_�¦�KiE�eb^���W{���c�����)���;�e߼u?yAH�K��d���zA��z�G��?�(J�ŕ��hh�RNN�TV���AH�I�s���e�1����BV������c[���L �&w.���P�k����ִw@��S���%4�����c��M�Sʯ�a��������F����*$��$�r�\�^�^��(��(�%JJ\�r�
https://datasheets.kyocera-avx.com/VerticalPlug_13-9159.pdf | others | 19Vertical Plug: 13-9159-100General Description13PrefixPlug -VerticalMount9159SeriesAPPLICATIONSFEATURES AND BENEFITSELECTRICALENVIRONMENTALMECHANICALKYOCERA AVX developed the 9159 Series of SMT connectors for co-planar PCB mating for the challenging Solid State Lighting (SSL) market. These connectors needed to be small, low in height, carry up to 5 Amps/contact and then function up to 125C for extended periods. This application has been very unique to the SSL market where PCB’s are stacked end-to-end to create linear strip lighting in everything from office to transportation applications where products are exposed to harsh mechanical and environmental environments.This vertical plug connector opens up the spectrum to include all commercial, industrial and transportation applications requiring perpendicular PCB mating and latching Wire-to-Board cabled sockets with an already proven connector system. With sizes from 2p-6p, these gold plated contacts mate with high spring force beryllium copper receptacle connectors.HOW TO ORDER12 PartPCB StripConnector01ConnectorPitch01 = 3mm• Allows assembly of PCB’s at right angles• Accepts 24-9159 IDC wired/cabled socket• Reference application notes 201-01-123• Reference Product Specification 201-01-119• Current Rating: 5 Amps / Contact• Voltage Rating: 125 VAC (RMS) or DC Equivalent• Operating Temperature: -40ºC to +125ºC• Storage Temperature: -40ºC to +70ºC• Insulator Material: Nylon: UL94VO• Contact Material: BeCu / Phos Bronze• Plating: Gold / Tin over Nickel• Durability: 10 Cycles• Single sided SMT RoHS solder attachment• Centrally located pick & place cap for easy placement• Gold plated BeCu contact system for high reliability in harsh environments• Available in white: supports SSL market preferences00XNumber of WaysCodeNo of WaysDetails0022Page 200033Page 210044Page 220055Page 230066Page 249Color/ApprovalCodeColorApproval9WhiteUL Approved16Plating OptionCodeContact16Gold in Contact Area Tin on Solder TailBracketTin All OverSafety Standards: UL 1977-File #E90723, CSA C22.2 NO. 182.3TDS-BTB-0022 ¦ Rev 1 – board to board connector solutions –The Important Information/Disclaimer is incorporated in the catalog where these specifications came from or available online at www.kyocera-avx.com/disclaimer/ by reference and should be reviewed in full before placing any order.20Vertical Plug: 13-9159-1002 PositionPLUG – VERTICAL MOUNT2 WAY 2 PART PCB STRIP CONNECTOR2 WAY PCB BOARD LAYOUTPACKING DETAILSNOTES:1. FOR FULL PRODUCT SPECIFICATION STANDARD CONNECTORS REFER TO SPEC 201-01-119. FOR APPLICATION NOTES REFER TO 201-01-123.2. GENERAL TOLERANCE ±0.20 UNLESS TOLERANCED.3. INSULATOR MATERIAL: NYLON 46, UL94 V-0, COLOR REFER TO PAGE 19.4. CONTACT MATERIAL: COPPER ALLOY, SELECTIVE GOLD OVER NICKEL, TIN PLATE ON TAILS.5. BRACKETS: COPPER ALLOY, TIN PLATED.6. OUTLINE OF CONNECTOR.7. PACKING IN TAPE AND REEL, QUANTITY PER REEL 700.8. PICK AND PLACE CAP TO BE REMOVED AFTER USE.9. OPTIONAL SLOT: ONLY REQUIRED WHEN SOCKET HAS A LATCH, RADIUS ON ENDS OPTIONAL.TDS-BTB-0022 ¦ Rev 1 – board to board connector solutions –The Important Information/Disclaimer is incorporated in the catalog where these specifications came from or available online at www.kyocera-avx.com/disclaimer/ by reference and should be reviewed in full before placing any order.21Vertical Plug: 13-9159-1003 PositionPLUG – VERTICAL MOUNT3 WAY 2 PART PCB STRIP CONNECTOR3 WAY PCB BOARD LAYOUTPACKING DETAILSTDS-BTB-0022 ¦ Rev 1NOTES:1. FOR FULL PRODUCT SPECIFICATION STANDARD CONNECTORS REFER TO SPEC 201-01-119. FOR APPLICATION NOTES REFER TO 201-01-123.2. GENERAL TOLERANCE ±0.20 UNLESS TOLERANCED.3. INSULATOR MATERIAL: NYLON 46, UL94 V-0, COLOR REFER TO PAGE 19.4. CONTACT MATERIAL: COPPER ALLOY, SELECTIVE GOLD OVER NICKEL, TIN PLATE ON TAILS.5. BRACKETS: COPPER ALLOY, TIN PLATED.6. OUTLINE OF CONNECTOR.7. PACKING IN TAPE AND REEL, QUANTITY PER REEL 700.8. PICK AND PLACE CAP TO BE REMOVED AFTER USE.9. OPTIONAL SLOT: ONLY REQUIRED WHEN SOCKET HAS A LATCH, RADIUS ON ENDS OPTIONAL. – board to board connector solutions –The Important Information/Disclaimer is incorporated in the catalog where these specifications came from or available online at www.kyocera-avx.com/disclaimer/ by reference and should be reviewed in full before placing any order.22PLUG – VERTICAL MOUNT4 WAY 2 PART PCB STRIP CONNECTOR4 WAY PCB BOARD LAYOUTPACKING DETAILSVertical Plug: 13-9159-1004 PositionNOTES:1. FOR FULL PRODUCT SPECIFICATION STANDARD CONNECTORS REFER TO SPEC 201-01-119. FOR APPLICATION NOTES REFER TO 201-01-123.2. GENERAL TOLERANCE ±0.20 UNLESS TOLERANCED.3. INSULATOR MATERIAL: NYLON 46, UL94 V-0, COLOR REFER TO PAGE 19.4. CONTACT MATERIAL: COPPER ALLOY, SELECTIVE GOLD OVER NICKEL, TIN PLATE ON TAILS.5. BRACKETS: COPPER ALLOY, TIN PLATED.6. OUTLINE OF CONNECTOR.7. PACKING IN TAPE AND REEL, QUANTITY PER REEL 700.8. PICK AND PLACE CAP TO BE REMOVED AFTER USE.9. OPTIONAL SLOT: ONLY REQUIRED WHEN SOCKET HAS A LATCH, RADIUS ON ENDS OPTIONAL.TDS-BTB-0022 ¦ Rev 1 – board to board connector solutions –The Important Information/Disclaimer is incorporated in the catalog where these specifications came from or available online at www.kyocera-avx.com/disclaimer/ by reference and should be reviewed in full before placing any order.23PLUG – VERTICAL MOUNT5 WAY 2 PART PCB STRIP CONNECTOR5 WAY PCB BOARD LAYOUTPACKING DETAILSVertical Plug: 13-9159-1005 PositionNOTES:1. FOR FULL PRODUCT SPECIFICATION STANDARD CONNECTORS REFER TO SPEC 201-01-119. FOR APPLICATION NOTES REFER TO 201-01-123.2. GENERAL TOLERANCE ±0.20 UNLESS TOLERANCED.3. INSULATOR MATERIAL: NYLON 46, UL94 V-0, COLOR REFER TO PAGE 19.4. CONTACT MATERIAL: COPPER ALLOY, SELECTIVE GOLD OVER NICKEL, TIN PLATE ON TAILS.5. BRACKETS: COPPER ALLOY, TIN PLATED.6. OUTLINE OF CONNECTOR.7. PACKING IN TAPE AND REEL, QUANTITY PER REEL 700.8. PICK AND PLACE CAP TO BE REMOVED AFTER USE.9. OPTIONAL SLOT: ONLY REQUIRED WHEN SOCKET HAS A LATCH, RADIUS ON ENDS OPTIONAL.TDS-BTB-0022 ¦ Rev 1 – board to board connector solutions –The Important Information/Disclaimer is incorporated in the catalog where these specifications came from or available online at www.kyocera-avx.com/disclaimer/ by reference and should be reviewed in full before placing any order.24PLUG – VERTICAL MOUNT6 WAY 2 PART PCB STRIP CONNECTOR6 WAY PCB BOARD LAYOUTPACKING DETAILSVertical Plug: 13-9159-1006 PositionNOTES:1. FOR FULL PRODUCT SPECIFICATION STANDARD CONNECTORS REFER TO SPEC 201-01-119. FOR APPLICATION NOTES REFER TO 201-01-123.2. GENERAL TOLERANCE ±0.20 UNLESS TOLERANCED.3. INSULATOR MATERIAL: NYLON 46, UL94 V-0, COLOR REFER TO PAGE 19.4. CONTACT MATERIAL: COPPER ALLOY, SELECTIVE GOLD OVER NICKEL, TIN PLATE ON TAILS.5. BRACKETS: COPPER ALLOY, TIN PLATED.6. OUTLINE OF CONNECTOR.7. PACKING IN TAPE AND REEL, QUANTITY PER REEL 700.8. PICK AND PLACE CAP TO BE REMOVED AFTER USE.9. OPTIONAL SLOT: ONLY REQUIRED WHEN SOCKET HAS A LATCH, RADIUS ON ENDS OPTIONAL.TDS-BTB-0022 ¦ Rev 1 – board to board connector solutions –The Important Information/Disclaimer is incorporated in the catalog where these specifications came from or available online at www.kyocera-avx.com/disclaimer/ by reference and should be reviewed in full before placing any order.
https://datasheets.kyocera-avx.com/TopLoadSocket_22-9159.pdf | others | 44Top Load Socket: 22-9159-100General Description22PrefixSocketTop Loading9159SeriesAPPLICATIONSFEATURES AND BENEFITSELECTRICALENVIRONMENTALMECHANICALThe 9159 series of Board-to-Board interconnect system allows two PCB's to be mated end-to-end creating strips of LED lighting. Designed specifically for the unique Solid State Lighting (SSL) market requiring coplanar (horizontal-to-horizontal) PCB mating with a 5 Amp current rating in the smallest package available. The top loading socket allows complete PCB’s to be replaced in the field without having to dissemble the entire strip of boards. The connector has a two part insulator whereby the top of the connector will slide open allowing the plug connector to be pulled out either vertically or at a slight angle. Once the PCB is replaced, the cover is slid back like a Zero Insertion Force (ZIF) connector to the closed position. The PCB layout is identical to the standard horizontal socket to maintain family commonality at the PCB level.HOW TO ORDER12 Part PCB Strip Connector01Connector Pitch01 = 3mm• Coplanar PCB mating in SSL products• LED linear lighting strips• Application Notes: refer to 201-01-123• Product Specification: refer to 201-01-119• Current Rating: 5 Amps / Contact• VAC (RMS) or DC Equivalent• Operating Temperature: -40ºC to +125ºC• Storage Temperature: -40ºC to +70ºC• Insulator Material: Nylon: VL94VO• Contact Material: BeCu / Phos Bronze• Plating: Gold / Tin over Nickel• Durability: 10 Cycles• Slide open top: allows field reparability at the light fixture level• Mates with standard horizontal or cabled plug: no need to change any connectors• 5 Amp current rating: exceeds general market needs• Gold plated BeCu spring contacts: reliability for harsh environments• Available in white: supports SSL market preferences00XNumber of WaysCodeNo of WaysDetails0022Page 450033Page 460044Page 470055Page 480066Page 499Color/ApprovalCodeColorApproval9WhiteUL Approved16Plating OptionCodeContactBracket16Gold in Contact Area Gold on Solder TailTin all overSafety Standards: UL 1977-File #E90723, CSA C22.2 NO. 182.3TDS-BTB-0019 ¦ Rev 1 – board to board connector solutions –The Important Information/Disclaimer is incorporated in the catalog where these specifications came from or available online at www.kyocera-avx.com/disclaimer/ by reference and should be reviewed in full before placing any order.45Top Load Socket: 22-9159-1002 PositionNOTES:1. FOR MORE INFORMATION REFER TO PRODUCT SPEC 201-01-119.2. DIMENSIONS ARE REFERENCE DIMENSIONS UNLESS TOLERANCES.3. INSULATOR MATERIAL: NYLON 46. COLOR REFER TO PAGE 44.4. CONTACT MATERIAL: COPPER ALLOY, GOLD OVER NICKEL.5. BRACKETS: COPPER ALLOY, TIN PLATED.6. OUTLINE OF CONNECTOR.7. RESTRICTED COMPONENT HEIGHT UNDER CATCH, 2.20MM MAXIMUM.8. RESTRICTED COMPONENT HEIGHT UNDER CATCH, 0.40MM MAXIMUM.9. PACKING TAPE AND REEL, QUANTITY 1400 PER REEL.PACKING DETAILS2 WAY PCB BOARD LAYOUTSOCKET TOP LOADING2 WAY 2 PART PCB STRIP CONNECTORTDS-BTB-0019 ¦ Rev 1 – board to board connector solutions –The Important Information/Disclaimer is incorporated in the catalog where these specifications came from or available online at www.kyocera-avx.com/disclaimer/ by reference and should be reviewed in full before placing any order.46Top Load Socket: 22-9159-1003 PositionNOTES:1. FOR MORE INFORMATION REFER TO PRODUCT SPEC 201-01-119.2. DIMENSIONS ARE REFERENCE DIMENSIONS UNLESS TOLERANCES.3. INSULATOR MATERIAL: NYLON 46. COLOR REFER TO PAGE 44.4. CONTACT MATERIAL: COPPER ALLOY, GOLD OVER NICKEL.5. BRACKETS: COPPER ALLOY, TIN PLATED.6. OUTLINE OF CONNECTOR.7. RESTRICTED COMPONENT HEIGHT UNDER CATCH, 2.20MM MAXIMUM.8. RESTRICTED COMPONENT HEIGHT UNDER CATCH, 0.40MM MAXIMUM.9. PACKING TAPE AND REEL, QUANTITY 1400 PER REEL.PACKING DETAILS3 WAY PCB BOARD LAYOUTSOCKET TOP LOADING3 WAY 2 PART PCB STRIP CONNECTORTDS-BTB-0019 ¦ Rev 1 – board to board connector solutions –The Important Information/Disclaimer is incorporated in the catalog where these specifications came from or available online at www.kyocera-avx.com/disclaimer/ by reference and should be reviewed in full before placing any order.47Top Load Socket: 22-9159-1004 PositionNOTES:1. FOR MORE INFORMATION REFER TO PRODUCT SPEC 201-01-119.2. DIMENSIONS ARE REFERENCE DIMENSIONS UNLESS TOLERANCES.3. INSULATOR MATERIAL: NYLON 46. COLOR REFER TO PAGE 44.4. CONTACT MATERIAL: COPPER ALLOY, GOLD OVER NICKEL.5. BRACKETS: COPPER ALLOY, TIN PLATED.6. OUTLINE OF CONNECTOR.7. RESTRICTED COMPONENT HEIGHT UNDER CATCH, 2.20MM MAXIMUM.8. RESTRICTED COMPONENT HEIGHT UNDER CATCH, 0.40MM MAXIMUM.9. PACKING TAPE AND REEL, QUANTITY 1400 PER REEL.PACKING DETAILS4 WAY PCB BOARD LAYOUTSOCKET TOP LOADING4 WAY 2 PART PCB STRIP CONNECTORTDS-BTB-0019 ¦ Rev 1 – board to board connector solutions –The Important Information/Disclaimer is incorporated in the catalog where these specifications came from or available online at www.kyocera-avx.com/disclaimer/ by reference and should be reviewed in full before placing any order.48Top Load Socket: 22-9159-1005 PositionNOTES:1. FOR MORE INFORMATION REFER TO PRODUCT SPEC 201-01-119.2. DIMENSIONS ARE REFERENCE DIMENSIONS UNLESS TOLERANCES.3. INSULATOR MATERIAL: NYLON 46. COLOR REFER TO PAGE 44.4. CONTACT MATERIAL: COPPER ALLOY, GOLD OVER NICKEL.5. BRACKETS: COPPER ALLOY, TIN PLATED.6. OUTLINE OF CONNECTOR.7. RESTRICTED COMPONENT HEIGHT UNDER CATCH, 2.20MM MAXIMUM.8. RESTRICTED COMPONENT HEIGHT UNDER CATCH, 0.40MM MAXIMUM.9. PACKING TAPE AND REEL, QUANTITY 1400 PER REELPACKING DETAILS5 WAY PCB BOARD LAYOUTSOCKET TOP LOADING5 WAY 2 PART PCB STRIP CONNECTORTDS-BTB-0019 ¦ Rev 1 – board to board connector solutions –The Important Information/Disclaimer is incorporated in the catalog where these specifications came from or available online at www.kyocera-avx.com/disclaimer/ by reference and should be reviewed in full before placing any order.49Top Load Socket: 22-9159-1006 PositionNOTES:1. FOR MORE INFORMATION REFER TO PRODUCT SPEC 201-01-119.2. DIMENSIONS ARE REFERENCE DIMENSIONS UNLESS TOLERANCES.3. INSULATOR MATERIAL: NYLON 46. COLOR REFER TO PAGE 44.4. CONTACT MATERIAL: COPPER ALLOY, GOLD OVER NICKEL.5. BRACKETS: COPPER ALLOY, TIN PLATED.6. OUTLINE OF CONNECTOR.7. RESTRICTED COMPONENT HEIGHT UNDER CATCH, 2.20MM MAXIMUM.8. RESTRICTED COMPONENT HEIGHT UNDER CATCH, 0.40MM MAXIMUM.9. PACKING TAPE AND REEL, QUANTITY 1400 PER REEL.PACKING DETAILS6 WAY PCB BOARD LAYOUTSOCKET TOP LOADING6 WAY 2 PART PCB STRIP CONNECTORTDS-BTB-0019 ¦ Rev 1 – board to board connector solutions –The Important Information/Disclaimer is incorporated in the catalog where these specifications came from or available online at www.kyocera-avx.com/disclaimer/ by reference and should be reviewed in full before placing any order.50Top Load Socket: 22-9159-100AssemblyCONNECTOR ASSEMBLYTDS-BTB-0019 ¦ Rev 1 – board to board connector solutions –The Important Information/Disclaimer is incorporated in the catalog where these specifications came from or available online at www.kyocera-avx.com/disclaimer/ by reference and should be reviewed in full before placing any order.
https://www.we-online.com/components/products/datasheet/695103401122.pdf | others | Dimensions: [mm]1End26 ±0.541qPl2,95 ±0.2L ±0.2PropertiesValueUnitTol.Pins3Pin to Pin (Middle)Pl8mmLengthL11.4mm±0.2mmArticle Properties:Würth Elektronik eiSos GmbH & Co. KGEMC & Inductive SolutionsMax-Eyth-Str. 174638 WaldenburgGermanyTel. +49 (0) 79 42 945 - 0www.we-online.comeiSos@we-online.comCREATEDCHECKEDGENERAL TOLERANCEPROJECTIONMETHODDaMaFBrDIN ISO 2768-1mDESCRIPTIONSerie 401 - 4.00mm Accessoriesfor WTB LECO Connector WR-LECOORDER CODE695103401122REVISIONSTATUSDATE (YYYY-MM-DD)BUSINESS UNITPAGE001.000Valid2017-03-24eiCan1/4This electronic component has been designed and developed for usage in general electronic equipment only. This product is not authorized for use in equipment where a higher safety standard and reliability standard is especially required or where a failure of the product is reasonably expected to cause severe personal injury or death, unless the parties have executed an agreement specifically governing such use. Moreover Würth Elektronik eiSos GmbH& Co KG products are neither designed nor intended for use in areas such as military, aerospace, aviation, nuclear control, submarine, transportation (automotive control, train control, ship control), transportation signal, disaster prevention, medical, public information network etc.. Würth Elektronik eiSos GmbH & Co KG must be informed about the intent of such usage before the design-in stage. In addition, sufficient reliability evaluation checks for safetymust be performed on every electronic component which is used in electrical circuits that require high safety and reliability functions or performance.PinsPlLOrder Code13.4 mm69510140112224 mm7.4 mm69510240112238 mm11.4 mm695103401122Article Properties:PropertiesValueUnitStandard Polarities01;02;03PitchP4mmKind Properties:Insulator MaterialPA66Insulator Flammability RatingUL94 V-0Insulator ColorGreyContact MaterialBrassContact PlatingNickelMaterial Properties:Operating Temperature-60 °C up to +105 °CComplianceLead free / RoHSGeneral Properties:PropertiesTest conditionsValueUnitTol.ULcULusRated Current IR99AWorking Voltage 320320V (AC)Withstanding Voltage 1 min15001500V (AC)Contact ResistanceR20mΩmax.Electrical Properties:UL ApprovalE323964cULus ApprovalE323964Standard:PackagingBagPackaging Properties:Würth Elektronik eiSos GmbH & Co. KGEMC & Inductive SolutionsMax-Eyth-Str. 174638 WaldenburgGermanyTel. +49 (0) 79 42 945 - 0www.we-online.comeiSos@we-online.comCREATEDCHECKEDGENERAL TOLERANCEPROJECTIONMETHODDaMaFBrDIN ISO 2768-1mDESCRIPTIONSerie 401 - 4.00mm Accessoriesfor WTB LECO Connector WR-LECOORDER CODE695103401122REVISIONSTATUSDATE (YYYY-MM-DD)BUSINESS UNITPAGE001.000Valid2017-03-24eiCan2/4This electronic component has been designed and developed for usage in general electronic equipment only. This product is not authorized for use in equipment where a higher safety standard and reliability standard is especially required or where a failure of the product is reasonably expected to cause severe personal injury or death, unless the parties have executed an agreement specifically governing such use. Moreover Würth Elektronik eiSos GmbH& Co KG products are neither designed nor intended for use in areas such as military, aerospace, aviation, nuclear control, submarine, transportation (automotive control, train control, ship control), transportation signal, disaster prevention, medical, public information network etc.. Würth Elektronik eiSos GmbH & Co KG must be informed about the intent of such usage before the design-in stage. In addition, sufficient reliability evaluation checks for safetymust be performed on every electronic component which is used in electrical circuits that require high safety and reliability functions or performance.Cautions and Warnings:The following conditions apply to all goods within the product services of WR-LECO ofWürth Elektronik eiSos GmbH & Co. KG:General:•This electronic component is designed and developed with the intention for use in general electronics equipment.•Before incorporating the components into any equipment in the field such as aerospace, aviation, nuclear control, submarine,transportation, (automotive control, train control, ship control), transportation signal, disaster prevention, medical, public informationnetwork etc. where higher safety and reliability are especially required or if there is possibility of direct damage or injury to human body,Wurth Elektronik must be asked for a written approval.•In addition, even electronic component in general electronic equipment, when used in electrical circuits that require high safety,reliability functions or performance, the sufficient reliability evaluation-check for the safety must be performed by the user before usage.•The connector is designed and manufactured to be used within the datasheet specified values.•Do not use the connector outside the datasheet specifications.•Prevent any damage or scratches on the connector, especially on the actuator.•Direct mechanical impact to the product shall be prevented (e.g overlapping of the PCB´s).•The responsibility for the applicability of the customer specific products and use in a particular customer design is always within theauthority of the customer. All technical specification for standard products do also apply to customer specific products.•WR-LECO are designed to be used along with Würth Elektronik counterparts and tools. Würth Elektronik cannot insure the reliability ofthese components while being used with other products.Product Specific:Soldering:•The solder profile must comply with the WE technical soldering specification, otherwise this will void the warranty.•Other soldering methods are not verified and have to be validated by the customer at his own risk.Cleaning and Washing:•Parts are not constructed for washing, so washing can cause malfunction afterwards.•Cleaning agent that are used to clean the customer applications might damage or change the characteristics of the component, body,pins and termination.•Please do not submerse our washable products into water or cleaning agents or put them in locations exposed to water completely.•When cleaning by hand (brushing), please do not use excessive force on our connectors to avoid malfunction afterwards, becausecustomer could deform function relevant areas.•We recommended a solution without organic acid (preserve the plating against corrosion) volatile, without residues and compatible withthe plastic.•We recommend to perform tests and to let a part in immersion in the solution 8 to 12 hours and see if there is a degradation.Storage Conditions:•WR-LECO are considered MSL1 into closed original packaging and are not subject to storage time limits regarding the moisture sensivitybut all products shall be used before the end of the period of 12 months based on the products date code, if not 100% solderabilitycan’t be warranted.Handling:•Do not repeatedly operate the connector with excessive force. It may damage or deforms the contact dome which results in malfunction.•In the case a product requires particular handling precautions, in addition to the general recommendations mentioned here before, thesewill appear on the product datasheet.Würth Elektronik eiSos GmbH & Co. KGEMC & Inductive SolutionsMax-Eyth-Str. 174638 WaldenburgGermanyTel. +49 (0) 79 42 945 - 0www.we-online.comeiSos@we-online.comCREATEDCHECKEDGENERAL TOLERANCEPROJECTIONMETHODDaMaFBrDIN ISO 2768-1mDESCRIPTIONSerie 401 - 4.00mm Accessoriesfor WTB LECO Connector WR-LECOORDER CODE695103401122REVISIONSTATUSDATE (YYYY-MM-DD)BUSINESS UNITPAGE001.000Valid2017-03-24eiCan3/4This electronic component has been designed and developed for usage in general electronic equipment only. This product is not authorized for use in equipment where a higher safety standard and reliability standard is especially required or where a failure of the product is reasonably expected to cause severe personal injury or death, unless the parties have executed an agreement specifically governing such use. Moreover Würth Elektronik eiSos GmbH& Co KG products are neither designed nor intended for use in areas such as military, aerospace, aviation, nuclear control, submarine, transportation (automotive control, train control, ship control), transportation signal, disaster prevention, medical, public information network etc.. Würth Elektronik eiSos GmbH & Co KG must be informed about the intent of such usage before the design-in stage. In addition, sufficient reliability evaluation checks for safetymust be performed on every electronic component which is used in electrical circuits that require high safety and reliability functions or performance.Important NotesThe following conditions apply to all goods within the product range of Würth ElektronikeiSos GmbH & Co. KG:1. General Customer ResponsibilitySome goods within the product range of Würth Elektronik eiSos GmbH & Co. KG contain statements regarding general suitability for certainapplication areas. These statements about suitability are based on our knowledge and experience of typical requirements concerning theareas, serve as general guidance and cannot be estimated as binding statements about the suitability for a customer application. Theresponsibility for the applicability and use in a particular customer design is always solely within the authority of the customer. Due to thisfact it is up to the customer to evaluate, where appropriate to investigate and decide whether the device with the specific productcharacteristics described in the product specification is valid and suitable for the respective customer application or not.2. Customer Responsibility related to Specific, in particular Safety-Relevant ApplicationsIt has to be clearly pointed out that the possibility of a malfunction of electronic components or failure before the end of the usual lifetimecannot be completely eliminated in the current state of the art, even if the products are operated within the range of the specifications.In certain customer applications requiring a very high level of safety and especially in customer applications in which the malfunction orfailure of an electronic component could endanger human life or health it must be ensured by most advanced technological aid of suitabledesign of the customer application that no injury or damage is caused to third parties in the event of malfunction or failure of an electroniccomponent. Therefore, customer is cautioned to verify that data sheets are current before placing orders. The current data sheets can bedownloaded at www.we-online.com.3. Best Care and AttentionAny product-specific notes, cautions and warnings must be strictly observed. Any disregard will result in the loss of warranty.4. Customer Support for Product SpecificationsSome products within the product range may contain substances which are subject to restrictions in certain jurisdictions in order to servespecific technical requirements. Necessary information is available on request. In this case the field sales engineer or the internal salesperson in charge should be contacted who will be happy to support in this matter.5. Product R&DDue to constant product improvement product specifications may change from time to time. As a standard reporting procedure of theProduct Change Notification (PCN) according to the JEDEC-Standard inform about minor and major changes. In case of further queriesregarding the PCN, the field sales engineer or the internal sales person in charge should be contacted. The basic responsibility of thecustomer as per Section 1 and 2 remains unaffected.6. Product Life CycleDue to technical progress and economical evaluation we also reserve the right to discontinue production and delivery of products. As astandard reporting procedure of the Product Termination Notification (PTN) according to the JEDEC-Standard we will inform at an early stageabout inevitable product discontinuance. According to this we cannot guarantee that all products within our product range will always beavailable. Therefore it needs to be verified with the field sales engineer or the internal sales person in charge about the current productavailability expectancy before or when the product for application design-in disposal is considered. The approach named above does notapply in the case of individual agreements deviating from the foregoing for customer-specific products.7. Property RightsAll the rights for contractual products produced by Würth Elektronik eiSos GmbH & Co. KG on the basis of ideas, development contracts aswell as models or templates that are subject to copyright, patent or commercial protection supplied to the customer will remain with WürthElektronik eiSos GmbH & Co. KG. Würth Elektronik eiSos GmbH & Co. KG does not warrant or represent that any license, either expressed orimplied, is granted under any patent right, copyright, mask work right, or other intellectual property right relating to any combination,application, or process in which Würth Elektronik eiSos GmbH & Co. KG components or services are used.8. General Terms and ConditionsUnless otherwise agreed in individual contracts, all orders are subject to the current version of the “General Terms and Conditions of WürthElektronik eiSos Group”, last version available at www.we-online.com.Würth Elektronik eiSos GmbH & Co. KGEMC & Inductive SolutionsMax-Eyth-Str. 174638 WaldenburgGermanyTel. +49 (0) 79 42 945 - 0www.we-online.comeiSos@we-online.comCREATEDCHECKEDGENERAL TOLERANCEPROJECTIONMETHODDaMaFBrDIN ISO 2768-1mDESCRIPTIONSerie 401 - 4.00mm Accessoriesfor WTB LECO Connector WR-LECOORDER CODE695103401122REVISIONSTATUSDATE (YYYY-MM-DD)BUSINESS UNITPAGE001.000Valid2017-03-24eiCan4/4This electronic component has been designed and developed for usage in general electronic equipment only. This product is not authorized for use in equipment where a higher safety standard and reliability standard is especially required or where a failure of the product is reasonably expected to cause severe personal injury or death, unless the parties have executed an agreement specifically governing such use. Moreover Würth Elektronik eiSos GmbH& Co KG products are neither designed nor intended for use in areas such as military, aerospace, aviation, nuclear control, submarine, transportation (automotive control, train control, ship control), transportation signal, disaster prevention, medical, public information network etc.. Würth Elektronik eiSos GmbH & Co KG must be informed about the intent of such usage before the design-in stage. In addition, sufficient reliability evaluation checks for safetymust be performed on every electronic component which is used in electrical circuits that require high safety and reliability functions or performance.
https://www.jst-mfg.com/product/pdf/eng/eLEX.pdf | others | LEX CONNECTOR2.5 mm pitch/For LED Lamp/Crimp style and Mating styleConnector outlinePC board edge(7.5)1.2 0+0.1 B±0.05A(0.25) 0+0.1 3.2 0+0.1 1.950.15±0.054×Ｒ0.2(2.55) 0+0.1 3.7 0+0.1 1.6±0.050.1±0.032.5 0+0.1 1.1No. ofcircuitsDimensions (mm)AB24̶7.5 9.014.01Considering about luminescence property of LED package, this LEX connector is designed as low profile bottom type connector for LED lighting equipment, and achieves the space saving at the connector mounting side.In consideration of connector mating operation, secure lock and mechanism for preventing wrong insertion are provided. With the assumption that the load may be applied to the soldering part when mating the connector, the strength of soldering part after mounting the connector on PCB has been largely improved.Specifications• Current rating: 3 A AC/DC (AWG #22)• Voltage rating: 300 V AC/DC• Temperature range: -55℃ to +105℃ (including temperature rise in applying electrical current)• Contact resistance: Initial value/ 10 mΩ max. After environmental tests/ 20 mΩ max. • Insulation resistance: 1,000 MΩ min.• Withstanding voltage: There shall be no breakdown or flashover while applying 1,700 VAC for one minute.• Applicable wire range: Conductor size/ AWG #30 to AWG #22 Insulation O.D./φ0.7 mm to φ1.3 mm* Please refer to the “Handling Precautions for Terminals and Connectors” on our website (listed in the “Technical Documents” column on the Product Information page) before use.* RoHS2 compliance* Dimensional unit: mm* Contact JST for details.Standards Recognized E60389 Certified LR20812Ɣ Low profile and space saving design Mounting height at connector mounting side: 1.2 mmƔ Secure locking mechanismƔ Mechanism for preventing wrong insertionƔ Halogen-free and RoHS2 compliantNote: 1. The PC board layout figure shown is viewed from the connector mounting surface. 2. Tolerance for the PCB pattern pitch shall be ± 0.05 and shall not accumulate. The above dimensions are reference values. Please contact JST for details.PC board layout and Assembly layout®21.32.51.22.25.10.51Model No.Applicable wire rangeQ'ty/ reelmm2AWG#Insulation O.D. (mm)0.95 to 1.3 0.7 to 1.2526 to 2230 to 260.13 to 0.330.05 to 0.13SSFH-001T-P0.5SSFH-002T-P0.5Material and Surface ﬁnish, etc.Copper alloy, tin-plated15,00015,000ContactCrimping machineMKS-LAP-K2NCrimp applicatorAPLMK SSFH001-05APLMK SSFH002-05Crimp applicator with diesSSFH-001T-P0.5SSFH-002T-P0.5LEX CONNECTORMaterial and Surface ﬁnish, etc.Glass-ﬁlled PA 66, UL94V-0, naturalBAModel No.No. ofcircuitsDimensions (mm)Q'ty/bag24-7.5 7.012.02,0001,000LEXR-02V-S(HF)LEXR-04V-S(HF)Material and Surface ﬁnish, etc.Press pin: Copper alloy, copper-undercoated, tin-platedHousing: PA 9T, UL94V-0, naturalReinforcement: Copper alloy, copper-undercoated, tin-platedNo. ofcircuitsModel No.Dimensions (mm)ABQ'ty/reel24EM02B-LEXSS-TF(HF)EM04B-LEXSS-TF(HF)-7.5 8.813.8C12.517.51,6001,600CA2.5B5.551.25.13.51.4Contact HeaderHousingAB2.56.752.352.9I AH J S TNote: This product is supplied on embossed tape and reel packaging.Note: Contact JST for fully automatic crimping applicator.Crimping machine3LEX CONNECTORModel number allocationContactHeaderHousingForm: S…Strip formSeries nameApplicable wire range: 001…AWG #26 to AWG #22 002…AWG #30 to AWG #26Surface ﬁnish: T…Tin-platedMaterial: P…Copper alloyTerminal sizeS SFH-001T - P 0.5Series namePart name: ReceptacleNo. of circuits: 2, 4Flammability: V…UL94V-0Color: S…NaturalHalogen-free: (HF)…YesLEX R-02 V -S（HF） PCB mounting style: EM…SMT bottom typeNo. of circuits: 2, 4Part name: HeaderSeries nameColor: S…NaturalSub model numberPackaging style: TF…Embossed-tapingHalogen-free: (HF)…YesTF（HF）LEX S SEMB --02
https://datasheets.kyocera-avx.com/StandardCardEdge_00-9159.pdf | others | 73Standard Card Edge: 00-9159-BTBGeneral Description00915900X091X01PrefixSingle Part PCB Strip ConnectorSeriesNumber of WaysColor Options9 = ULPackaging Options1 = Bag (std)Plating Option6 = Pure Tin all over1 = Gold FlashPCB Thickness01 = 1.60 ± 0.15APPLICATIONSFEATURES AND BENEFITSELECTRICALENVIRONMENTALMECHANICALThe 9159 series of Board-to-Board interconnect system allows two PCB's to be mated end-to-end creating strips of LED lighting. Designed specifically for the unique Solid State Lighting (SSL) market requiring coplanar (horizontal-to-horizontal) PCB mating. The 1-Piece Card Edge connector was developed to provide a reliable, low cost and simple means of connecting multiple PCB’s together. The single stamped contact has dual contact beams to guarantee a high contact force on standard 1.6mm PCB’s. These connectors are available in 2 through 5 positions and are on 2.0mm pitch centers to provide a 3 amp continuous rating.HOW TO ORDER• Coplanar PCB mating in SSL products• LED linear lighting strips• Current Rating: 3 Amps / Contact• Voltage Rating: 300 VAC• Operating Temperature: -40ºC to +125ºC• Insulator Material: Nylon 46: UL94HB• Contact Material: Phosphor Bronze• Plating: Tin over Nickel• Durability: 5 Cycles• Dual contacts provide positive contact force for enhanced reliability• Mates with standard 1.6 ± 0.15mm PCB on 2.0mm pad pitch• 3 amp current rating for high current applications• Available in white: supports SSL market preferencesCodeNo of WaysDetails0022Page 730033Page 740044Page 750055Page 76Certification: UL File #E90723The Important Information/Disclaimer is incorporated in the catalog where these specifications came from or available online at www.avx.com/disclaimer/ by reference and should be reviewed in full before placing any order. – board to board connector solutions –74Standard Card Edge: 00-9159-BTB2 Position2 WAY SINGLE PART PCB STRIP CONNECTORNOTES:1. FOR MORE INFORMATION REFER TO PRODUCT SPEC 201-01-118.2. DIMENSIONS ARE REFERENCE DIMENSIONS UNLESS TOLERANCED.3. ARROW TO INDICATE CONTACT POSITION 1.4. INSULATOR MATERIAL: NYLON 46, UL94 HB, COLOR SEE PAGE 72.5. CONTACT MATERIAL: COPPER ALLOY, TIN PLATED ALL OVER, OR GOLD FLASH OVER TIN.6. PCB PAD, TIN PLATED.2 WAY PCB BOARD LAYOUTTHICKNESS 1.60 ± 0.15PACKING DETAILSREEL QTY750LEADER500MMTRAILER500MMREEL PER BOXTBCThe Important Information/Disclaimer is incorporated in the catalog where these specifications came from or available online at www.avx.com/disclaimer/ by reference and should be reviewed in full before placing any order. – board to board connector solutions –75Standard Card Edge: 00-9159-BTB3 Position3 WAY SINGLE PART PCB STRIP CONNECTORNOTES:1. FOR MORE INFORMATION REFER TO PRODUCT SPEC 201-01-118.2. DIMENSIONS ARE REFERENCE DIMENSIONS UNLESS TOLERANCED.3. ARROW TO INDICATE CONTACT POSITION 1.4. INSULATOR MATERIAL: NYLON 46, UL94 HB, COLOR SEE PAGE 72.5. CONTACT MATERIAL: COPPER ALLOY, TIN PLATED ALL OVER, OR GOLD FLASH OVER TIN.6. PCB PAD, TIN PLATED.2 WAY PCB BOARD LAYOUTTHICKNESS 1.60 ± 0.15PACKING DETAILSREEL QTY750LEADER500MMTRAILER500MMREEL PER BOXTBCThe Important Information/Disclaimer is incorporated in the catalog where these specifications came from or available online at www.avx.com/disclaimer/ by reference and should be reviewed in full before placing any order. – board to board connector solutions –76Standard Card Edge: 00-9159-BTB4 Position4 WAY SINGLE PART PCB STRIP CONNECTORNOTES:1. FOR MORE INFORMATION REFER TO PRODUCT SPEC 201-01-118.2. DIMENSIONS ARE REFERENCE DIMENSIONS UNLESS TOLERANCED.3. ARROW TO INDICATE CONTACT POSITION 1.4. INSULATOR MATERIAL: NYLON 46, UL94 HB, COLOR SEE PAGE 72.5. CONTACT MATERIAL: COPPER ALLOY, TIN PLATED ALL OVER, OR GOLD FLASH OVER TIN.6. PCB PAD, TIN PLATED.4 WAY PCB BOARD LAYOUTTHICKNESS 1.60 ± 0.15PACKING DETAILSREEL QTY750LEADER500MMTRAILER500MMREEL PER BOXTBCThe Important Information/Disclaimer is incorporated in the catalog where these specifications came from or available online at www.avx.com/disclaimer/ by reference and should be reviewed in full before placing any order. – board to board connector solutions –77Standard Card Edge: 00-9159-BTB5 Position5 WAY SINGLE PART PCB STRIP CONNECTORNOTES:1. FOR MORE INFORMATION REFER TO PRODUCT SPEC 201-01-118.2. DIMENSIONS ARE REFERENCE DIMENSIONS UNLESS TOLERANCED.3. ARROW TO INDICATE CONTACT POSITION 1.4. INSULATOR MATERIAL: NYLON 46, UL94 HB, COLOR SEE PAGE 72.5. CONTACT MATERIAL: COPPER ALLOY, TIN PLATED ALL OVER, OR GOLD FLASH OVER TIN.6. PCB PAD, TIN PLATED.5 WAY PCB BOARD LAYOUTTHICKNESS 1.60 ± 0.15PACKING DETAILSREEL QTY750LEADER500MMTRAILER500MMREEL PER BOXTBCThe Important Information/Disclaimer is incorporated in the catalog where these specifications came from or available online at www.avx.com/disclaimer/ by reference and should be reviewed in full before placing any order. – board to board connector solutions –
http://www.assmann-wsw.com/uploads/datasheets/ASS_7333_CO.pdf | others | Drawn21H34FGEModificationNameDateSheet65Drawing-No.Replace DateName1234567DCBACustomer-No.ASSMANN WSW-No.rev03Id.RoHS compliantTOLERANCE.X.XX.XXXDIMTOLApproved7AWBR-400-xx-Rx1Ray25.07.2016WinnieASS 7333 COScaleFree0Drawn12.06.2019AngleRay25.07.2016Unit: mmSV4188Notes:Rated current: 3~9AMP&RQWDFWUHVLVWDQFH0PD[Withstand voltage: 500V AC,QVXODWLRQUHVLVWDQFH0PLQ2SHUDWLRQWHPSHUDWXUH&WR&6ROGHU7HPSHUDWXUH&VApplication Wire Range:Solid Wire: AWG20~AWG18Strand Wire: AWG20~AWG18Contact material: Phosphor Bronze(C5191)Contact plating: 100~200u" Sn over 50u" NiInsulator material: LCP+30%GF UL 94 V-0 White ColorAWBR-400-xx-Rx1PIN COUNTT = TubeR = T&R1Update noteRay25.07.20161File No.: E1982872Add the File No.Winnie27.07.201723Add the insulator colorWinnie12.06.20193
https://www.we-online.com/components/products/datasheet/695101401122.pdf | others | Dimensions: [mm]1End26 ±0.541qPl2,95 ±0.2L ±0.2PropertiesValueUnitTol.Pins1LengthL3.4mm±0.2mmArticle Properties:Würth Elektronik eiSos GmbH & Co. KGEMC & Inductive SolutionsMax-Eyth-Str. 174638 WaldenburgGermanyTel. +49 (0) 79 42 945 - 0www.we-online.comeiSos@we-online.comCREATEDCHECKEDGENERAL TOLERANCEPROJECTIONMETHODDaMaFBrDIN ISO 2768-1mDESCRIPTIONSerie 401 - 4.00mm Accessoriesfor WTB LECO Connector WR-LECOORDER CODE695101401122REVISIONSTATUSDATE (YYYY-MM-DD)BUSINESS UNITPAGE001.000Valid2017-03-24eiCan1/4This electronic component has been designed and developed for usage in general electronic equipment only. This product is not authorized for use in equipment where a higher safety standard and reliability standard is especially required or where a failure of the product is reasonably expected to cause severe personal injury or death, unless the parties have executed an agreement specifically governing such use. Moreover Würth Elektronik eiSos GmbH& Co KG products are neither designed nor intended for use in areas such as military, aerospace, aviation, nuclear control, submarine, transportation (automotive control, train control, ship control), transportation signal, disaster prevention, medical, public information network etc.. Würth Elektronik eiSos GmbH & Co KG must be informed about the intent of such usage before the design-in stage. In addition, sufficient reliability evaluation checks for safetymust be performed on every electronic component which is used in electrical circuits that require high safety and reliability functions or performance.PinsPlLOrder Code13.4 mm69510140112224 mm7.4 mm69510240112238 mm11.4 mm695103401122Article Properties:PropertiesValueUnitStandard Polarities01;02;03PitchP4mmKind Properties:Insulator MaterialPA66Insulator Flammability RatingUL94 V-0Insulator ColorGreyContact MaterialBrassContact PlatingNickelMaterial Properties:Operating Temperature-60 °C up to +105 °CComplianceLead free / RoHSGeneral Properties:PropertiesTest conditionsValueUnitTol.ULcULusRated Current IR99AWorking Voltage 320320V (AC)Withstanding Voltage 1 min15001500V (AC)Contact ResistanceR20mΩmax.Electrical Properties:UL ApprovalE323964cULus ApprovalE323964Standard:PackagingBagPackaging Properties:Würth Elektronik eiSos GmbH & Co. KGEMC & Inductive SolutionsMax-Eyth-Str. 174638 WaldenburgGermanyTel. +49 (0) 79 42 945 - 0www.we-online.comeiSos@we-online.comCREATEDCHECKEDGENERAL TOLERANCEPROJECTIONMETHODDaMaFBrDIN ISO 2768-1mDESCRIPTIONSerie 401 - 4.00mm Accessoriesfor WTB LECO Connector WR-LECOORDER CODE695101401122REVISIONSTATUSDATE (YYYY-MM-DD)BUSINESS UNITPAGE001.000Valid2017-03-24eiCan2/4This electronic component has been designed and developed for usage in general electronic equipment only. This product is not authorized for use in equipment where a higher safety standard and reliability standard is especially required or where a failure of the product is reasonably expected to cause severe personal injury or death, unless the parties have executed an agreement specifically governing such use. Moreover Würth Elektronik eiSos GmbH& Co KG products are neither designed nor intended for use in areas such as military, aerospace, aviation, nuclear control, submarine, transportation (automotive control, train control, ship control), transportation signal, disaster prevention, medical, public information network etc.. Würth Elektronik eiSos GmbH & Co KG must be informed about the intent of such usage before the design-in stage. In addition, sufficient reliability evaluation checks for safetymust be performed on every electronic component which is used in electrical circuits that require high safety and reliability functions or performance.Cautions and Warnings:The following conditions apply to all goods within the product services of WR-LECO ofWürth Elektronik eiSos GmbH & Co. KG:General:•This electronic component is designed and developed with the intention for use in general electronics equipment.•Before incorporating the components into any equipment in the field such as aerospace, aviation, nuclear control, submarine,transportation, (automotive control, train control, ship control), transportation signal, disaster prevention, medical, public informationnetwork etc. where higher safety and reliability are especially required or if there is possibility of direct damage or injury to human body,Wurth Elektronik must be asked for a written approval.•In addition, even electronic component in general electronic equipment, when used in electrical circuits that require high safety,reliability functions or performance, the sufficient reliability evaluation-check for the safety must be performed by the user before usage.•The connector is designed and manufactured to be used within the datasheet specified values.•Do not use the connector outside the datasheet specifications.•Prevent any damage or scratches on the connector, especially on the actuator.•Direct mechanical impact to the product shall be prevented (e.g overlapping of the PCB´s).•The responsibility for the applicability of the customer specific products and use in a particular customer design is always within theauthority of the customer. All technical specification for standard products do also apply to customer specific products.•WR-LECO are designed to be used along with Würth Elektronik counterparts and tools. Würth Elektronik cannot insure the reliability ofthese components while being used with other products.Product Specific:Soldering:•The solder profile must comply with the WE technical soldering specification, otherwise this will void the warranty.•Other soldering methods are not verified and have to be validated by the customer at his own risk.Cleaning and Washing:•Parts are not constructed for washing, so washing can cause malfunction afterwards.•Cleaning agent that are used to clean the customer applications might damage or change the characteristics of the component, body,pins and termination.•Please do not submerse our washable products into water or cleaning agents or put them in locations exposed to water completely.•When cleaning by hand (brushing), please do not use excessive force on our connectors to avoid malfunction afterwards, becausecustomer could deform function relevant areas.•We recommended a solution without organic acid (preserve the plating against corrosion) volatile, without residues and compatible withthe plastic.•We recommend to perform tests and to let a part in immersion in the solution 8 to 12 hours and see if there is a degradation.Storage Conditions:•WR-LECO are considered MSL1 into closed original packaging and are not subject to storage time limits regarding the moisture sensivitybut all products shall be used before the end of the period of 12 months based on the products date code, if not 100% solderabilitycan’t be warranted.Handling:•Do not repeatedly operate the connector with excessive force. It may damage or deforms the contact dome which results in malfunction.•In the case a product requires particular handling precautions, in addition to the general recommendations mentioned here before, thesewill appear on the product datasheet.Würth Elektronik eiSos GmbH & Co. KGEMC & Inductive SolutionsMax-Eyth-Str. 174638 WaldenburgGermanyTel. +49 (0) 79 42 945 - 0www.we-online.comeiSos@we-online.comCREATEDCHECKEDGENERAL TOLERANCEPROJECTIONMETHODDaMaFBrDIN ISO 2768-1mDESCRIPTIONSerie 401 - 4.00mm Accessoriesfor WTB LECO Connector WR-LECOORDER CODE695101401122REVISIONSTATUSDATE (YYYY-MM-DD)BUSINESS UNITPAGE001.000Valid2017-03-24eiCan3/4This electronic component has been designed and developed for usage in general electronic equipment only. This product is not authorized for use in equipment where a higher safety standard and reliability standard is especially required or where a failure of the product is reasonably expected to cause severe personal injury or death, unless the parties have executed an agreement specifically governing such use. Moreover Würth Elektronik eiSos GmbH& Co KG products are neither designed nor intended for use in areas such as military, aerospace, aviation, nuclear control, submarine, transportation (automotive control, train control, ship control), transportation signal, disaster prevention, medical, public information network etc.. Würth Elektronik eiSos GmbH & Co KG must be informed about the intent of such usage before the design-in stage. In addition, sufficient reliability evaluation checks for safetymust be performed on every electronic component which is used in electrical circuits that require high safety and reliability functions or performance.Important NotesThe following conditions apply to all goods within the product range of Würth ElektronikeiSos GmbH & Co. KG:1. General Customer ResponsibilitySome goods within the product range of Würth Elektronik eiSos GmbH & Co. KG contain statements regarding general suitability for certainapplication areas. These statements about suitability are based on our knowledge and experience of typical requirements concerning theareas, serve as general guidance and cannot be estimated as binding statements about the suitability for a customer application. Theresponsibility for the applicability and use in a particular customer design is always solely within the authority of the customer. Due to thisfact it is up to the customer to evaluate, where appropriate to investigate and decide whether the device with the specific productcharacteristics described in the product specification is valid and suitable for the respective customer application or not.2. Customer Responsibility related to Specific, in particular Safety-Relevant ApplicationsIt has to be clearly pointed out that the possibility of a malfunction of electronic components or failure before the end of the usual lifetimecannot be completely eliminated in the current state of the art, even if the products are operated within the range of the specifications.In certain customer applications requiring a very high level of safety and especially in customer applications in which the malfunction orfailure of an electronic component could endanger human life or health it must be ensured by most advanced technological aid of suitabledesign of the customer application that no injury or damage is caused to third parties in the event of malfunction or failure of an electroniccomponent. Therefore, customer is cautioned to verify that data sheets are current before placing orders. The current data sheets can bedownloaded at www.we-online.com.3. Best Care and AttentionAny product-specific notes, cautions and warnings must be strictly observed. Any disregard will result in the loss of warranty.4. Customer Support for Product SpecificationsSome products within the product range may contain substances which are subject to restrictions in certain jurisdictions in order to servespecific technical requirements. Necessary information is available on request. In this case the field sales engineer or the internal salesperson in charge should be contacted who will be happy to support in this matter.5. Product R&DDue to constant product improvement product specifications may change from time to time. As a standard reporting procedure of theProduct Change Notification (PCN) according to the JEDEC-Standard inform about minor and major changes. In case of further queriesregarding the PCN, the field sales engineer or the internal sales person in charge should be contacted. The basic responsibility of thecustomer as per Section 1 and 2 remains unaffected.6. Product Life CycleDue to technical progress and economical evaluation we also reserve the right to discontinue production and delivery of products. As astandard reporting procedure of the Product Termination Notification (PTN) according to the JEDEC-Standard we will inform at an early stageabout inevitable product discontinuance. According to this we cannot guarantee that all products within our product range will always beavailable. Therefore it needs to be verified with the field sales engineer or the internal sales person in charge about the current productavailability expectancy before or when the product for application design-in disposal is considered. The approach named above does notapply in the case of individual agreements deviating from the foregoing for customer-specific products.7. Property RightsAll the rights for contractual products produced by Würth Elektronik eiSos GmbH & Co. KG on the basis of ideas, development contracts aswell as models or templates that are subject to copyright, patent or commercial protection supplied to the customer will remain with WürthElektronik eiSos GmbH & Co. KG. Würth Elektronik eiSos GmbH & Co. KG does not warrant or represent that any license, either expressed orimplied, is granted under any patent right, copyright, mask work right, or other intellectual property right relating to any combination,application, or process in which Würth Elektronik eiSos GmbH & Co. KG components or services are used.8. General Terms and ConditionsUnless otherwise agreed in individual contracts, all orders are subject to the current version of the “General Terms and Conditions of WürthElektronik eiSos Group”, last version available at www.we-online.com.Würth Elektronik eiSos GmbH & Co. KGEMC & Inductive SolutionsMax-Eyth-Str. 174638 WaldenburgGermanyTel. +49 (0) 79 42 945 - 0www.we-online.comeiSos@we-online.comCREATEDCHECKEDGENERAL TOLERANCEPROJECTIONMETHODDaMaFBrDIN ISO 2768-1mDESCRIPTIONSerie 401 - 4.00mm Accessoriesfor WTB LECO Connector WR-LECOORDER CODE695101401122REVISIONSTATUSDATE (YYYY-MM-DD)BUSINESS UNITPAGE001.000Valid2017-03-24eiCan4/4This electronic component has been designed and developed for usage in general electronic equipment only. This product is not authorized for use in equipment where a higher safety standard and reliability standard is especially required or where a failure of the product is reasonably expected to cause severe personal injury or death, unless the parties have executed an agreement specifically governing such use. Moreover Würth Elektronik eiSos GmbH& Co KG products are neither designed nor intended for use in areas such as military, aerospace, aviation, nuclear control, submarine, transportation (automotive control, train control, ship control), transportation signal, disaster prevention, medical, public information network etc.. Würth Elektronik eiSos GmbH & Co KG must be informed about the intent of such usage before the design-in stage. In addition, sufficient reliability evaluation checks for safetymust be performed on every electronic component which is used in electrical circuits that require high safety and reliability functions or performance.
https://datasheets.kyocera-avx.com/StandardCardEdge_00-9159.pdf | others | 73Standard Card Edge: 00-9159-BTBGeneral Description00915900X091X01PrefixSingle Part PCB Strip ConnectorSeriesNumber of WaysColor Options9 = ULPackaging Options1 = Bag (std)Plating Option6 = Pure Tin all over1 = Gold FlashPCB Thickness01 = 1.60 ± 0.15APPLICATIONSFEATURES AND BENEFITSELECTRICALENVIRONMENTALMECHANICALThe 9159 series of Board-to-Board interconnect system allows two PCB's to be mated end-to-end creating strips of LED lighting. Designed specifically for the unique Solid State Lighting (SSL) market requiring coplanar (horizontal-to-horizontal) PCB mating. The 1-Piece Card Edge connector was developed to provide a reliable, low cost and simple means of connecting multiple PCB’s together. The single stamped contact has dual contact beams to guarantee a high contact force on standard 1.6mm PCB’s. These connectors are available in 2 through 5 positions and are on 2.0mm pitch centers to provide a 3 amp continuous rating.HOW TO ORDER• Coplanar PCB mating in SSL products• LED linear lighting strips• Current Rating: 3 Amps / Contact• Voltage Rating: 300 VAC• Operating Temperature: -40ºC to +125ºC• Insulator Material: Nylon 46: UL94HB• Contact Material: Phosphor Bronze• Plating: Tin over Nickel• Durability: 5 Cycles• Dual contacts provide positive contact force for enhanced reliability• Mates with standard 1.6 ± 0.15mm PCB on 2.0mm pad pitch• 3 amp current rating for high current applications• Available in white: supports SSL market preferencesCodeNo of WaysDetails0022Page 730033Page 740044Page 750055Page 76Certification: UL File #E90723The Important Information/Disclaimer is incorporated in the catalog where these specifications came from or available online at www.avx.com/disclaimer/ by reference and should be reviewed in full before placing any order. – board to board connector solutions –74Standard Card Edge: 00-9159-BTB2 Position2 WAY SINGLE PART PCB STRIP CONNECTORNOTES:1. FOR MORE INFORMATION REFER TO PRODUCT SPEC 201-01-118.2. DIMENSIONS ARE REFERENCE DIMENSIONS UNLESS TOLERANCED.3. ARROW TO INDICATE CONTACT POSITION 1.4. INSULATOR MATERIAL: NYLON 46, UL94 HB, COLOR SEE PAGE 72.5. CONTACT MATERIAL: COPPER ALLOY, TIN PLATED ALL OVER, OR GOLD FLASH OVER TIN.6. PCB PAD, TIN PLATED.2 WAY PCB BOARD LAYOUTTHICKNESS 1.60 ± 0.15PACKING DETAILSREEL QTY750LEADER500MMTRAILER500MMREEL PER BOXTBCThe Important Information/Disclaimer is incorporated in the catalog where these specifications came from or available online at www.avx.com/disclaimer/ by reference and should be reviewed in full before placing any order. – board to board connector solutions –75Standard Card Edge: 00-9159-BTB3 Position3 WAY SINGLE PART PCB STRIP CONNECTORNOTES:1. FOR MORE INFORMATION REFER TO PRODUCT SPEC 201-01-118.2. DIMENSIONS ARE REFERENCE DIMENSIONS UNLESS TOLERANCED.3. ARROW TO INDICATE CONTACT POSITION 1.4. INSULATOR MATERIAL: NYLON 46, UL94 HB, COLOR SEE PAGE 72.5. CONTACT MATERIAL: COPPER ALLOY, TIN PLATED ALL OVER, OR GOLD FLASH OVER TIN.6. PCB PAD, TIN PLATED.2 WAY PCB BOARD LAYOUTTHICKNESS 1.60 ± 0.15PACKING DETAILSREEL QTY750LEADER500MMTRAILER500MMREEL PER BOXTBCThe Important Information/Disclaimer is incorporated in the catalog where these specifications came from or available online at www.avx.com/disclaimer/ by reference and should be reviewed in full before placing any order. – board to board connector solutions –76Standard Card Edge: 00-9159-BTB4 Position4 WAY SINGLE PART PCB STRIP CONNECTORNOTES:1. FOR MORE INFORMATION REFER TO PRODUCT SPEC 201-01-118.2. DIMENSIONS ARE REFERENCE DIMENSIONS UNLESS TOLERANCED.3. ARROW TO INDICATE CONTACT POSITION 1.4. INSULATOR MATERIAL: NYLON 46, UL94 HB, COLOR SEE PAGE 72.5. CONTACT MATERIAL: COPPER ALLOY, TIN PLATED ALL OVER, OR GOLD FLASH OVER TIN.6. PCB PAD, TIN PLATED.4 WAY PCB BOARD LAYOUTTHICKNESS 1.60 ± 0.15PACKING DETAILSREEL QTY750LEADER500MMTRAILER500MMREEL PER BOXTBCThe Important Information/Disclaimer is incorporated in the catalog where these specifications came from or available online at www.avx.com/disclaimer/ by reference and should be reviewed in full before placing any order. – board to board connector solutions –77Standard Card Edge: 00-9159-BTB5 Position5 WAY SINGLE PART PCB STRIP CONNECTORNOTES:1. FOR MORE INFORMATION REFER TO PRODUCT SPEC 201-01-118.2. DIMENSIONS ARE REFERENCE DIMENSIONS UNLESS TOLERANCED.3. ARROW TO INDICATE CONTACT POSITION 1.4. INSULATOR MATERIAL: NYLON 46, UL94 HB, COLOR SEE PAGE 72.5. CONTACT MATERIAL: COPPER ALLOY, TIN PLATED ALL OVER, OR GOLD FLASH OVER TIN.6. PCB PAD, TIN PLATED.5 WAY PCB BOARD LAYOUTTHICKNESS 1.60 ± 0.15PACKING DETAILSREEL QTY750LEADER500MMTRAILER500MMREEL PER BOXTBCThe Important Information/Disclaimer is incorporated in the catalog where these specifications came from or available online at www.avx.com/disclaimer/ by reference and should be reviewed in full before placing any order. – board to board connector solutions –
https://www.jkllamps.com/pdfs/BXA-12529.pdf | others | - CAD DRAWING -MANUAL REVISIONS NOT PERMITTEDDRAWN BYAPPV'D BY DATESIZESCALESHEETOFDIMENSIONS AREIN MILLIMETERSTOLERANCE UNLESSOTHERWISE SPECIFIEDTHIRD ANGLEPROJECTIONL. WENGSTROMARELEASEDDATE 1 PL +/- 0.3 2 PL +/-ANGLE +/- 0TITLEDRAWINGNO. REV.DESCRIPTION/ECO NO.DATERELEASED3/10/03NONEREVISIONDATEREV.NO.12 V DUAL CCFL POWER SUPPLYBXA-125293/10/03ADIM. CHANGE3/27/03BRoHS COMPLIANCE5/9/06JKL PART NO.: BXA-12529 *RoHS COMPLIANCE1 2CCHNG. COMPONENT LAYOUT3/21/17DADD BOARD DIMENSIONS8/28/1744 MAX.21 MAX.15 MAX.15.24±0.238.1±0.65.08±0.22.5±0.52.5±0.5251Ø0.8±0.1[5]7.5±1.01.2 TYP.1 MAX. V INGNDQ2Q1L1C1R1 1 2 3 4GNDOUT 2OUT 1C2C3 5DANGERHIGHVOLTAGEDC 12VEADD PHOTO1/15/21S.N. 1/15/211/15/21E34%*! !(%)&"!&!"'#% ''%*!,##),'&-&&'" !&"!&%! '%&'"%!(!&&"'%*&&#'%!#%"'"!*!&'%" %&'##!''%*!!" !"!%)&"!'%)!")(#"*%&(##,+))03)!"('"('"('!"%#!%'%&'&!#(')"'6/.!#('(%%!'2"('#(')"')425"('#('(%%!'27"('#('%$(!,18"#%'!' #&(&!#(' !',# +%))0303))03%%0303)03)03)03)!)03!"('!"('"('%% #2% #2% #2% #2%S.N. 1/15/211/15/2150E
https://www.jkllamps.com/pdfs/BXA-601.pdf | others | - CAD DRAWING -MANUAL REVISIONS NOT PERMITTEDDRAWN BYAPPV'D BY DATESIZESCALESHEETOFMETRICDIMENSIONS AREIN MILLIMETERSTOLERANCE UNLESSOTHERWISE SPECIFIEDTHIRD ANGLEPROJECTIONFSCM NO.L. WENGSTROMA55335RELEASEDDATE 1 PL +/- 0.3 2 PL +/-ANGLE +/- 0TITLEDRAWINGNO.JKL COMPONENTS CORPORATIONREV.DESCRIPTION/ECO NO.DATERELEASED AS CAD7/18/03NONEREVISIONDATEREV.NO.5V DUAL CCFL INVERTERBXA-6017/18/031 2ACHNG. COMPONENT LAYOUT3/21/17JKL PART NO.: BXA-601RoHS COMPLIANCE44 MAX.21 MAX.15.0 REF.15.24±0.238.1±0.35.08±0.22.95 REF.2.88 REF.23451Ø0.8±0.1[5]7.5±1.0 V INGNDQ2Q1L1C1R1 1 2 3 4GNDOUT 2OUT 1C2C3 5DANGERHIGHVOLTAGEB CHNG. PHOTO 1/15/21S.N. 01/15/211/15/21B- CAD DRAWING -MANUAL REVISIONS NOT PERMITTEDDRAWN BYAPPV'D BY DATESIZESCALESHEETOFMETRICDIMENSIONS AREIN MILLIMETERSTOLERANCE UNLESSOTHERWISE SPECIFIEDTHIRD ANGLEPROJECTIONFSCM NO.L. WENGSTROMA55335RELEASEDDATE 1 PL +/- 0.3 2 PL +/-ANGLE +/- 0TITLEDRAWINGNO.JKL COMPONENTS CORPORATIONNONEREVISIONDATEREV.NO.5V DUAL CCFL INVERTERBXA-6017/18/0341215345LAMP2LAMP121V IN12GND2N.C.3453543OUTGNDOUT 2OUT 1LAMPFIGURE 3FIGURE 4FIGURE 1FIGURE 2LAMPLAMP2 2APPLI-CATIONFIGURE1FIGURE2FIGURE3FIGURE43022 ~ 385037 ~ 636045 ~ 756045 ~ 7523 ± 50 ~ 5023 ± 50 ~ 5023 ± 50 ~ 5023 ± 5O ~ 505 ± 1%5 ± 5%5 ± 1%5 ± 5%5 ± 1%5 ± 5%5 ± 1%5 ± 5%I outI inFLV openI outI inFLV openI outI inFLV openI out 1I out 2I out 1I out 2I inFLV openOUTPUT CURRENTINPUT CURRENTFREQUENCYOPEN VOLTAGEOUTPUT CURRENTINPUT CURRENTFREQUENCYOPEN VOLTAGEOUTPUT CURRENTINPUT CURRENTFREQUENCYOPEN VOLTAGEOUT PUT CURRENTINPUT CURRENTFREQUENCYOPEN VOLTAGEABSOLUTE MAXIMUM RATINGSPARAMETERSINPUT VOLTAGEOUTPUT POWERTEMP. RANGE OPERATINGSTORAGEHUMIDITYELECTRICAL CHARACTERISTICSPARAMETERSSYMBOL Vin (V)CONDITIONSTa (°C)RL (k )SYMBOL SPECIFICATIONS5V ± 10% TYP.4.5W0 to 50°C-20 TO 75°C90% R.H.V inPoTaTsHAdckHzVrmsAdckHzVrmsAdckHzVrmsAdckHzVrms11121.20------6.67.2---------5.66.1---------5.56---------10100.7530900660.4835900550.4230900550.753090098------8255.24.6------8254.54------8254.54------825mArmsmArmsSPECIFICATIONSMIN. TYP. MAX.mArmsmArmsUNIT.S.N. 1/15/211/15/21B
https://www.jkllamps.com/pdfs/BXA-24529.pdf | others | - CAD DRAWING -MANUAL REVISIONS NOT PERMITTEDDRAWN BYAPPV'D BY DATESIZESCALESHEETOFMETRICDIMENSIONS AREIN MILLIMETERSTOLERANCE UNLESSOTHERWISE SPECIFIEDTHIRD ANGLEPROJECTIONFSCM NO.L. WENGSTROMA55335RELEASEDDATE 1 PL +/- 0.3 2 PL +/-ANGLE +/- 0TITLEDRAWINGNO.JKL COMPONENTS CORPORATIONREV.DESCRIPTION/ECO NO.DATERELEASED3/10/03NONEREVISIONDATEREV.NO.24 V CCFL POWER SUPPLYBXA-245293/10/03+V (V in)V (GND)OUT 1OUT 2OUT (GND)12345BOARD PIN #CHARACTERISTICSINPUT VOLTAGE: (vdc)INPUT CURRENT: (mA)OUTPUT VOLTAGE: (Vrms)OUTPUT CURRENT (mA) x 2OUTPUT FREQUENCY: (kHz)OPERATING TEMP: (CELSIUS)INPUT21.61509004.5240MIN TYP MAXRL4VA2V inI inVV in+125345RL1RL2+I inAAAI inV inV1+2I inV inVGND2+1V in1N.C.3453543OUTGNDOUT 2OUT 1RLRL1 LAMP - 10mA REF.1 LAMP - 6.5mA REF.1 LAMP - 5mA REF.2 LAMP - 5mA EACH REF.24.020010005.5272526.425011006.53050CAUTION:REVERSE POLARITY TO INVERTERINPUT WILL CAUSE AN OPEN CIRCUITIN FUSE F1.1 1CHNG DIMS & ADD RoHS NOTE5/10/06DIMS & CHAR. CHART CHANGES6/4/18AB38.1±0.515.24±0.52.5±0.52.5±0.55.08±0.544±0.521 MAX.GNDPIN 5PIN 1PIN 4PIN 3PIN 2OUTC3Q2GNDL1R1Q115 MAX.1.0 REF.7.5±1.0Ø1.1 REF.[5 PLCS]*JKL PART NO.: BXA-24529 *RoHS COMPLIANCE (CONTACT JKL FOR RoHS LOT IDENTIFICATION)C2C1CADD PHOTO1/4/22cS.N. 1/4/221/4/22
https://www.microsemi.com/document-portal/doc_download/9439-lxmg1627-12-4x-pdf | others | Microsemi ¦ Semiconductor & System Solutions ¦ Power Matters Microsemi Quality Investors Sales Contacts Parametric Search Login Registered Users & Partners Audio, Voice, and Line Circuits Support Cases Audio, Voice, and Line Circuits Software Audio, Voice, and Line Circuits Documents Ethernet Switches, PHYs, Software, Crosspoint Switches & Signal Conditioners Documents FPGAs & SoCs Documents, Support Cases and Software Licenses Low Power Radios Software and Support Cases MyMicrosemi Partner Portal OTN Processors Documents and Software PoE Support Cases PoE Collateral PON/FTTH - EPON & GPON Documents & Software Storage ICs Documents and Software Timing ICs Software and Support Cases Timing ICs Documents Timing & Synchronization Systems Documents, Software and Support Cases Winpath Network Processors Documents, Software and Support Cases Products & Services Products Audio & Voice Circuit Protection Data Center Solutions Drivers, Interfaces, and PCIe Switches Ethernet and PoE Solutions FPGA & SoC High-Reliability Optical Networking Power Discretes & Modules Power Management RF, Microwave & Millimeter Wave Timing & Synchronization Services ASIC Design Services FPGA & SoC Services Module & Hybrid Design Services Package Miniaturization Services Rugged Power Supply Design Services Synchronization Services New Product PolarFire FPGA Family Cost-optimized lowest power mid-range FPGAs 250 Mbps to 12.7 Gbps transceivers 100K to 500K LE, up to 33 Mbits of RAM Best-in-class security and exceptional reliability Learn More Applications Automotive Advanced Driver Assist Systems (ADAS) Body Electronics Infotainment Powertrain & EV Charging Commercial Aviation Actuation Systems Cabin Management System Cockpit Avionics Engine Systems & Controls RF & Microwave Systems Communications 5G / Mobile Infrastructure Broadband Home / CPE Broadcast Video Converged Access Network Enterprise Infrastructure Metro / Core / DCI Network Data Centers Machine Learning Appliances Motherboard & Rack Infrastructure NVMe Storage Rack Scale Design Storage Servers Storage Systems Defense Integrated Vehicle Systems Military Communications Radar Electronic Warfare Industrial HMI (Human Machine Interface) Industrial Ethernet Networking Industrial Imaging More Industrial Applications Motor Control Physical Security Programmable Logic Control Safety Heritage Smart Energy Test, Scientific and Measurement Medical Medical Imaging Medical Instrumentation Medical-Implantable/Ingestible Space Attitude & Orbit Control Digital Communications Payload Electrical Power Systems Remote Sensing Payload Telemetry Tracking & Control Transparent RF Transponder System Solutions Education Financial Services Government Healthcare Oil & Gas Power Utilities Retail Stadiums-Arenas Transportation Ordering How to Buy Microchip Purchasing - Find your Microsemi products here Available Stock Search Order Status Contact Microchip Purchasing and Client Services Support Sales Contacts Company Company About Us Acquisitions Aviation Center Of Excellence Awards Blog Careers Corporate Contacts Events In the News Investors Locations Press Releases Quality Technology Terms and Conditions Terms of Use Partners Accelerate Ecosystem Partners Intellectual Property Partners Reference Design Partners Technology Partners Empower Channel Partners Find a Channel Partner Become a Channel Partner Partner Portal Login Solution Partners Compatible PoE Devices Storage Cards Compatibility Reports SyncWorld Support Documents and Resources Compatibility Reports (Storage Cards) Compatible Devices (PoE) Development Tools & Software Knowledge Base (Ethernet and Signal Integrity) Knowledge Base (FPGA & SoC) Knowledge Base (Storage Cards) Product Notifications Technical Articles Design Support FPGA & SoC Support Microsemi Adaptec RAID/HBA Support Power, Small Signal and Protection Discretes Support Timing Systems Support Contact Support Ask A Sales Rep Product Portals Audio & Voice Portal Ethernet and Signal Integrity Portal FPGA & SoC Portal MyMicrosemi Partner and Customer Portal Optical Networking Portal Storage ICs Portal (SAS/SATA & Switchtec PCIe Switches) Timing ICs Portal Timing Systems and Components Portal Quality & Packaging Packaging Information Quality Returns FPGA & SoC RMA PoE Injectors, Midspans and Switches RMA Storage Cards RMA Timing Systems RMA Training FPGA & SoC Training FPGA & SoC Webcasts Timing Systems Webcasts https://www.microsemi.com/images/newslides/v2-210607-BlueSky-Promo-Microsemi-Homepage-Banner.jpg https://www.microsemi.com/images/newslides/210603-FTS-BNR-TimePictra-11-Microsemi-HP-2000x286.jpg https://www.microsemi.com/images/newslides/r1-210607-APID-AD-Mi-V-Summit-Event-Graphics-Microsemi-Homepage-Banner.jpg https://www.microsemi.com/images/newslides/r3-210917-FTS-AD-TP4100v2.3-Microsemi-Homepage-Banner.jpg https://www.microsemi.com/images/newslides/Precision_Time_and_Frequency_for_C5ISR.jpg https://www.microsemi.com/images/newslides/ftd_syncserver_4_1.jpg https://www.microsemi.com/images/newslides/VectorBlox_home.jpg https://www.microsemi.com/images/newslides/FTS-BNR-GPSDO-Microsemi.jpg https://www.microsemi.com/images/newslides/polarfire-bnr2.jpg Products Audio & Voice Circuit Protection Data Center Solutions Drivers, Interfaces, and PCIe Switches Ethernet and PoE Solutions FPGA & SoC High-Reliability Optical Networking Power Discretes & Modules Power Management RF, Microwave & Millimeter Wave Storage Solutions Timing & Synchronization Applications Automotive Communications Commercial Aviation Data Center Defense Industrial Medical Space System Solutions Services ASIC Design Services FPGA & SoC Services Module & Hybrid Design Services Package Miniaturization Services Rugged Power Supply Design Services Timing & Synchronization Services Microsemi Corporation, a wholly owned subsidiary of Microchip Technology Inc. (Nasdaq: MCHP), offers a comprehensive portfolio of semiconductor and system solutions for communications, defense & security, aerospace and industrial markets. Products include high-performance and radiation-hardened analog mixed-signal integrated circuits, FPGAs, SoCs and ASICs; power management products; timing and synchronization devices and precise time solutions, setting the world's standard for time; voice processing devices; RF solutions; discrete components; enterprise storage and communication solutions, security technologies and scalable anti-tamper products; Ethernet solutions; Power-over-Ethernet ICs and midspans; as well as custom design capabilities and services. Microsemi is headquartered in Aliso Viejo, California. Videos Products ¦ Applications ¦ Company ¦ Careers ¦ Investors ¦ Survey ¦ Privacy Notice ¦ Terms & Conditions ¦ Product Disclaimer ¦ Terms of Use ¦ Blog ¦ Our website uses cookies (including profiling cookies of authorised third parties) to give you a better browsing experience, and by continuing to use our site you accept our cookies policy. Find out more on how we use cookies and how you can change your settings by clicking here . © 2024 Microsemi, a wholly owned subsidiary of Microchip Technology Inc. All rights reserved. Stay Informed ✚
https://www.microsemi.com/document-portal/doc_download/9409-lxmg1622-12-01-pdf | others | Microsemi ¦ Semiconductor & System Solutions ¦ Power Matters Microsemi Quality Investors Sales Contacts Parametric Search Login Registered Users & Partners Audio, Voice, and Line Circuits Support Cases Audio, Voice, and Line Circuits Software Audio, Voice, and Line Circuits Documents Ethernet Switches, PHYs, Software, Crosspoint Switches & Signal Conditioners Documents FPGAs & SoCs Documents, Support Cases and Software Licenses Low Power Radios Software and Support Cases MyMicrosemi Partner Portal OTN Processors Documents and Software PoE Support Cases PoE Collateral PON/FTTH - EPON & GPON Documents & Software Storage ICs Documents and Software Timing ICs Software and Support Cases Timing ICs Documents Timing & Synchronization Systems Documents, Software and Support Cases Winpath Network Processors Documents, Software and Support Cases Products & Services Products Audio & Voice Circuit Protection Data Center Solutions Drivers, Interfaces, and PCIe Switches Ethernet and PoE Solutions FPGA & SoC High-Reliability Optical Networking Power Discretes & Modules Power Management RF, Microwave & Millimeter Wave Timing & Synchronization Services ASIC Design Services FPGA & SoC Services Module & Hybrid Design Services Package Miniaturization Services Rugged Power Supply Design Services Synchronization Services New Product PolarFire FPGA Family Cost-optimized lowest power mid-range FPGAs 250 Mbps to 12.7 Gbps transceivers 100K to 500K LE, up to 33 Mbits of RAM Best-in-class security and exceptional reliability Learn More Applications Automotive Advanced Driver Assist Systems (ADAS) Body Electronics Infotainment Powertrain & EV Charging Commercial Aviation Actuation Systems Cabin Management System Cockpit Avionics Engine Systems & Controls RF & Microwave Systems Communications 5G / Mobile Infrastructure Broadband Home / CPE Broadcast Video Converged Access Network Enterprise Infrastructure Metro / Core / DCI Network Data Centers Machine Learning Appliances Motherboard & Rack Infrastructure NVMe Storage Rack Scale Design Storage Servers Storage Systems Defense Integrated Vehicle Systems Military Communications Radar Electronic Warfare Industrial HMI (Human Machine Interface) Industrial Ethernet Networking Industrial Imaging More Industrial Applications Motor Control Physical Security Programmable Logic Control Safety Heritage Smart Energy Test, Scientific and Measurement Medical Medical Imaging Medical Instrumentation Medical-Implantable/Ingestible Space Attitude & Orbit Control Digital Communications Payload Electrical Power Systems Remote Sensing Payload Telemetry Tracking & Control Transparent RF Transponder System Solutions Education Financial Services Government Healthcare Oil & Gas Power Utilities Retail Stadiums-Arenas Transportation Ordering How to Buy Microchip Purchasing - Find your Microsemi products here Available Stock Search Order Status Contact Microchip Purchasing and Client Services Support Sales Contacts Company Company About Us Acquisitions Aviation Center Of Excellence Awards Blog Careers Corporate Contacts Events In the News Investors Locations Press Releases Quality Technology Terms and Conditions Terms of Use Partners Accelerate Ecosystem Partners Intellectual Property Partners Reference Design Partners Technology Partners Empower Channel Partners Find a Channel Partner Become a Channel Partner Partner Portal Login Solution Partners Compatible PoE Devices Storage Cards Compatibility Reports SyncWorld Support Documents and Resources Compatibility Reports (Storage Cards) Compatible Devices (PoE) Development Tools & Software Knowledge Base (Ethernet and Signal Integrity) Knowledge Base (FPGA & SoC) Knowledge Base (Storage Cards) Product Notifications Technical Articles Design Support FPGA & SoC Support Microsemi Adaptec RAID/HBA Support Power, Small Signal and Protection Discretes Support Timing Systems Support Contact Support Ask A Sales Rep Product Portals Audio & Voice Portal Ethernet and Signal Integrity Portal FPGA & SoC Portal MyMicrosemi Partner and Customer Portal Optical Networking Portal Storage ICs Portal (SAS/SATA & Switchtec PCIe Switches) Timing ICs Portal Timing Systems and Components Portal Quality & Packaging Packaging Information Quality Returns FPGA & SoC RMA PoE Injectors, Midspans and Switches RMA Storage Cards RMA Timing Systems RMA Training FPGA & SoC Training FPGA & SoC Webcasts Timing Systems Webcasts https://www.microsemi.com/images/newslides/v2-210607-BlueSky-Promo-Microsemi-Homepage-Banner.jpg https://www.microsemi.com/images/newslides/210603-FTS-BNR-TimePictra-11-Microsemi-HP-2000x286.jpg https://www.microsemi.com/images/newslides/r1-210607-APID-AD-Mi-V-Summit-Event-Graphics-Microsemi-Homepage-Banner.jpg https://www.microsemi.com/images/newslides/r3-210917-FTS-AD-TP4100v2.3-Microsemi-Homepage-Banner.jpg https://www.microsemi.com/images/newslides/Precision_Time_and_Frequency_for_C5ISR.jpg https://www.microsemi.com/images/newslides/ftd_syncserver_4_1.jpg https://www.microsemi.com/images/newslides/VectorBlox_home.jpg https://www.microsemi.com/images/newslides/FTS-BNR-GPSDO-Microsemi.jpg https://www.microsemi.com/images/newslides/polarfire-bnr2.jpg Products Audio & Voice Circuit Protection Data Center Solutions Drivers, Interfaces, and PCIe Switches Ethernet and PoE Solutions FPGA & SoC High-Reliability Optical Networking Power Discretes & Modules Power Management RF, Microwave & Millimeter Wave Storage Solutions Timing & Synchronization Applications Automotive Communications Commercial Aviation Data Center Defense Industrial Medical Space System Solutions Services ASIC Design Services FPGA & SoC Services Module & Hybrid Design Services Package Miniaturization Services Rugged Power Supply Design Services Timing & Synchronization Services Microsemi Corporation, a wholly owned subsidiary of Microchip Technology Inc. (Nasdaq: MCHP), offers a comprehensive portfolio of semiconductor and system solutions for communications, defense & security, aerospace and industrial markets. Products include high-performance and radiation-hardened analog mixed-signal integrated circuits, FPGAs, SoCs and ASICs; power management products; timing and synchronization devices and precise time solutions, setting the world's standard for time; voice processing devices; RF solutions; discrete components; enterprise storage and communication solutions, security technologies and scalable anti-tamper products; Ethernet solutions; Power-over-Ethernet ICs and midspans; as well as custom design capabilities and services. Microsemi is headquartered in Aliso Viejo, California. Videos Products ¦ Applications ¦ Company ¦ Careers ¦ Investors ¦ Survey ¦ Privacy Notice ¦ Terms & Conditions ¦ Product Disclaimer ¦ Terms of Use ¦ Blog ¦ Our website uses cookies (including profiling cookies of authorised third parties) to give you a better browsing experience, and by continuing to use our site you accept our cookies policy. Find out more on how we use cookies and how you can change your settings by clicking here . © 2024 Microsemi, a wholly owned subsidiary of Microchip Technology Inc. All rights reserved. Stay Informed ✚
https://www.jkllamps.com/pdfs/BXA-12577.pdf | others | ~v. DESCRIPTIONIECO NO. DATE I-35 -I TOLERANCE RELEASED AS CAD DRW. 9/25101 L<20 ±0.2 A CHNG PER SUPPLIERS SPEC. 4/3/07 t D 0 :~D 20:S: L <50 ±0.3 Q: 0 o HV 50:S: L < 100 ±0.4 7.5 L 0 100:S: L ±0.5 D DHG r-4 MAX. CHARACTERISTICS MIN TYP MAX -------------------------------------------------------INPUT VOLTAGE: (vdc) 10.8 12.0 15.0 INPUT CURRENT: (rnA) 115 135 155 linn n II( ) f=I,l OUTPUT VOLTAGE: (Vrms) -800 -OUTPUT CURRENT (rnaRrns) 3.9 4.6 5.3 ~II II I I OUTPUT FREQUENCY: (kHz) 80 90 100 7.0 MAX. II r-OPERATING TEMP: (CELSIUS) 0 25 50 t u U 1= '--------------------------------------------------------BOARD PIN# INPUT UJ GND [>--2-I I I I W 1 +V (V in) M1 - INPUT CURRENT (I in) 2 V (GND) M2 - INPUT VOLTAGE (V in) 12V DC[>--1-HV VOUT M3 - OUTPUT CURRENT (lout) ru1000 HG OUTGND M4 - OUTPUT VOLTAGE (V out) GND ~ HV 2 HG ~ 1 Vin ~ 1 R1 L1 12V 1 ... . R2 { M;in 1 HV ~IL I M4 Vrms ~ 12V lin Q1 ~ M1 CCFL -+-HG GND ® I METRIC DIMENSIONS ARE JKL COMPONENTS CORPORATION ~ IN MILLIMETERS TOLERANCE UNLESS OTHERWISE SPECIFIED TITLE 1 PL +f-0.2 THIRD ANGLE 2 PL +1-12V CCFL POWER SUPPLY PROJECTION NOTE: RoHS COMPLIANT ANGLE +/-0 DRAWN BY A.PPV'D BY DATE SIZE FSCMNO. DRAWING BXA-12577 L. WENGSTROM L.R. 413107 A 55335 NO. - CAD DRAWING -.""'. DATE I ;,~'UN I ~v A I .H." MANUAL REVISIONS NOT PERMITTED NONE 9/25101 DATE 413107 NO. OF
https://www.jkllamps.com/pdfs/BXA-12529_PS1.pdf | others | REV. DESCRIPTIONIECO NO. DATE A PROD. RELEASED 1114/98 " ~~. .~ B WIRE DESIGN PLACEMENT 1219/03 ~ [2] 06.35 CORRECT. j / NOTE@) C ADD LOCATION OF WIRES 7/12107 IN COMPOUND & NOTES 6.35 /' WIRE RETENTION t -AREA iV~ n . ~ . . . . '. .. . . . . . . :: 9 31 !.O j 1 . . 0 . .. . . .. . . . . . :::: : : : :: I 9.5 r-V 6.35 9.5 t -12.7 t- 1 Q t t [2] 02.7 _ I- -6.35 ~ ® 23.0 DEEP NOTE@) RED CD r-. Vin YELLOW~ +12VDC ~ HV () YELLOW~ ~ ~ ~ ~ ~ ~ BLACK " " " " BLKCD -0GND GND BLACK ® GND 305±13 U (INPUT LEADS) 203±13 NOTES: (HIGH VOLTAGE ~ f:: ~ r::::: CD REVERSE POLARITY TO INVERTER INPUT WILL CAUSE AN OUTPUT LEADS) OPEN CIRCUIT IN INTERNAL FUSE. ® WIRE SIZE 22 AWG, SOFT FLEXIBLE PVC INSULATION NOMINAL O.D. 2.3mm TEMPERATURE RANGE -80 TO +105 C. ® REFERENCE DRAWING BXA-12529 FOR SINGLE LAMP OPERATION. 25.4 @) USE 6-32-0.75 INCH LONG TYPE F SCREWS IN LOCATIONS. OPERATING SPECIFICATIONS CHARACTERISTICS MIN TYP MAX INPUT VOLTAGE: (vdc) 10.0 12.0 13.2 METRIC DIMENSIONS ARE JKL COMPONENTS CORPORATION INPUT CURRENT: (rnA) 200 260 500 ~ IN MILLIMETERS TOLERANCE UNLESS OUTPUT VOLTAGE: (Vrrns) 950 1000 1050 OTHERWISE SPECIFIED TITLE 12 VDC INPUT, DUAL OUTPUT, 1 PL+/-0.5 OUTPUT CURRENT 2 X (rnA) 4.5 5.5 6.5 THIRD ANGLE 2 PL+/-0.3 ENCAPSULATED CCFL INVERTER PROJECTION ANGLE+/-0 OUTPUT FREQUENCY: (kHz) 25 35 45 DRAWN BY APP'I/'DBY DATE SIZE FSCMNO. DRAWING OPERATING TEMP: (CELSIUS) 0 25 50 L. WENGSTROM L.R. 7/12107 A 55335 NO. BXA-12529/PS 1 - CAD DRAWING-I ....... • DATE 11/4/98 I~;~'U" 7112107 I~:c 11SH;~1 MANUAL REVISIONS NOT PERMITTED NONE
https://www.microsemi.com/document-portal/doc_download/9384-lxmg1617a-05-2x-pdf | others | Microsemi ¦ Semiconductor & System Solutions ¦ Power Matters Microsemi Quality Investors Sales Contacts Parametric Search Login Registered Users & Partners Audio, Voice, and Line Circuits Support Cases Audio, Voice, and Line Circuits Software Audio, Voice, and Line Circuits Documents Ethernet Switches, PHYs, Software, Crosspoint Switches & Signal Conditioners Documents FPGAs & SoCs Documents, Support Cases and Software Licenses Low Power Radios Software and Support Cases MyMicrosemi Partner Portal OTN Processors Documents and Software PoE Support Cases PoE Collateral PON/FTTH - EPON & GPON Documents & Software Storage ICs Documents and Software Timing ICs Software and Support Cases Timing ICs Documents Timing & Synchronization Systems Documents, Software and Support Cases Winpath Network Processors Documents, Software and Support Cases Products & Services Products Audio & Voice Circuit Protection Data Center Solutions Drivers, Interfaces, and PCIe Switches Ethernet and PoE Solutions FPGA & SoC High-Reliability Optical Networking Power Discretes & Modules Power Management RF, Microwave & Millimeter Wave Timing & Synchronization Services ASIC Design Services FPGA & SoC Services Module & Hybrid Design Services Package Miniaturization Services Rugged Power Supply Design Services Synchronization Services New Product PolarFire FPGA Family Cost-optimized lowest power mid-range FPGAs 250 Mbps to 12.7 Gbps transceivers 100K to 500K LE, up to 33 Mbits of RAM Best-in-class security and exceptional reliability Learn More Applications Automotive Advanced Driver Assist Systems (ADAS) Body Electronics Infotainment Powertrain & EV Charging Commercial Aviation Actuation Systems Cabin Management System Cockpit Avionics Engine Systems & Controls RF & Microwave Systems Communications 5G / Mobile Infrastructure Broadband Home / CPE Broadcast Video Converged Access Network Enterprise Infrastructure Metro / Core / DCI Network Data Centers Machine Learning Appliances Motherboard & Rack Infrastructure NVMe Storage Rack Scale Design Storage Servers Storage Systems Defense Integrated Vehicle Systems Military Communications Radar Electronic Warfare Industrial HMI (Human Machine Interface) Industrial Ethernet Networking Industrial Imaging More Industrial Applications Motor Control Physical Security Programmable Logic Control Safety Heritage Smart Energy Test, Scientific and Measurement Medical Medical Imaging Medical Instrumentation Medical-Implantable/Ingestible Space Attitude & Orbit Control Digital Communications Payload Electrical Power Systems Remote Sensing Payload Telemetry Tracking & Control Transparent RF Transponder System Solutions Education Financial Services Government Healthcare Oil & Gas Power Utilities Retail Stadiums-Arenas Transportation Ordering How to Buy Microchip Purchasing - Find your Microsemi products here Available Stock Search Order Status Contact Microchip Purchasing and Client Services Support Sales Contacts Company Company About Us Acquisitions Aviation Center Of Excellence Awards Blog Careers Corporate Contacts Events In the News Investors Locations Press Releases Quality Technology Terms and Conditions Terms of Use Partners Accelerate Ecosystem Partners Intellectual Property Partners Reference Design Partners Technology Partners Empower Channel Partners Find a Channel Partner Become a Channel Partner Partner Portal Login Solution Partners Compatible PoE Devices Storage Cards Compatibility Reports SyncWorld Support Documents and Resources Compatibility Reports (Storage Cards) Compatible Devices (PoE) Development Tools & Software Knowledge Base (Ethernet and Signal Integrity) Knowledge Base (FPGA & SoC) Knowledge Base (Storage Cards) Product Notifications Technical Articles Design Support FPGA & SoC Support Microsemi Adaptec RAID/HBA Support Power, Small Signal and Protection Discretes Support Timing Systems Support Contact Support Ask A Sales Rep Product Portals Audio & Voice Portal Ethernet and Signal Integrity Portal FPGA & SoC Portal MyMicrosemi Partner and Customer Portal Optical Networking Portal Storage ICs Portal (SAS/SATA & Switchtec PCIe Switches) Timing ICs Portal Timing Systems and Components Portal Quality & Packaging Packaging Information Quality Returns FPGA & SoC RMA PoE Injectors, Midspans and Switches RMA Storage Cards RMA Timing Systems RMA Training FPGA & SoC Training FPGA & SoC Webcasts Timing Systems Webcasts https://www.microsemi.com/images/newslides/v2-210607-BlueSky-Promo-Microsemi-Homepage-Banner.jpg https://www.microsemi.com/images/newslides/210603-FTS-BNR-TimePictra-11-Microsemi-HP-2000x286.jpg https://www.microsemi.com/images/newslides/r1-210607-APID-AD-Mi-V-Summit-Event-Graphics-Microsemi-Homepage-Banner.jpg https://www.microsemi.com/images/newslides/r3-210917-FTS-AD-TP4100v2.3-Microsemi-Homepage-Banner.jpg https://www.microsemi.com/images/newslides/Precision_Time_and_Frequency_for_C5ISR.jpg https://www.microsemi.com/images/newslides/ftd_syncserver_4_1.jpg https://www.microsemi.com/images/newslides/VectorBlox_home.jpg https://www.microsemi.com/images/newslides/FTS-BNR-GPSDO-Microsemi.jpg https://www.microsemi.com/images/newslides/polarfire-bnr2.jpg Products Audio & Voice Circuit Protection Data Center Solutions Drivers, Interfaces, and PCIe Switches Ethernet and PoE Solutions FPGA & SoC High-Reliability Optical Networking Power Discretes & Modules Power Management RF, Microwave & Millimeter Wave Storage Solutions Timing & Synchronization Applications Automotive Communications Commercial Aviation Data Center Defense Industrial Medical Space System Solutions Services ASIC Design Services FPGA & SoC Services Module & Hybrid Design Services Package Miniaturization Services Rugged Power Supply Design Services Timing & Synchronization Services Microsemi Corporation, a wholly owned subsidiary of Microchip Technology Inc. (Nasdaq: MCHP), offers a comprehensive portfolio of semiconductor and system solutions for communications, defense & security, aerospace and industrial markets. Products include high-performance and radiation-hardened analog mixed-signal integrated circuits, FPGAs, SoCs and ASICs; power management products; timing and synchronization devices and precise time solutions, setting the world's standard for time; voice processing devices; RF solutions; discrete components; enterprise storage and communication solutions, security technologies and scalable anti-tamper products; Ethernet solutions; Power-over-Ethernet ICs and midspans; as well as custom design capabilities and services. Microsemi is headquartered in Aliso Viejo, California. Videos Products ¦ Applications ¦ Company ¦ Careers ¦ Investors ¦ Survey ¦ Privacy Notice ¦ Terms & Conditions ¦ Product Disclaimer ¦ Terms of Use ¦ Blog ¦ Our website uses cookies (including profiling cookies of authorised third parties) to give you a better browsing experience, and by continuing to use our site you accept our cookies policy. Find out more on how we use cookies and how you can change your settings by clicking here . © 2024 Microsemi, a wholly owned subsidiary of Microchip Technology Inc. All rights reserved. Stay Informed ✚
https://www.microsemi.com/document-portal/doc_download/9388-lxmg1617a-12-6x-pdf | others | Microsemi ¦ Semiconductor & System Solutions ¦ Power Matters Microsemi Quality Investors Sales Contacts Parametric Search Login Registered Users & Partners Audio, Voice, and Line Circuits Support Cases Audio, Voice, and Line Circuits Software Audio, Voice, and Line Circuits Documents Ethernet Switches, PHYs, Software, Crosspoint Switches & Signal Conditioners Documents FPGAs & SoCs Documents, Support Cases and Software Licenses Low Power Radios Software and Support Cases MyMicrosemi Partner Portal OTN Processors Documents and Software PoE Support Cases PoE Collateral PON/FTTH - EPON & GPON Documents & Software Storage ICs Documents and Software Timing ICs Software and Support Cases Timing ICs Documents Timing & Synchronization Systems Documents, Software and Support Cases Winpath Network Processors Documents, Software and Support Cases Products & Services Products Audio & Voice Circuit Protection Data Center Solutions Drivers, Interfaces, and PCIe Switches Ethernet and PoE Solutions FPGA & SoC High-Reliability Optical Networking Power Discretes & Modules Power Management RF, Microwave & Millimeter Wave Timing & Synchronization Services ASIC Design Services FPGA & SoC Services Module & Hybrid Design Services Package Miniaturization Services Rugged Power Supply Design Services Synchronization Services New Product PolarFire FPGA Family Cost-optimized lowest power mid-range FPGAs 250 Mbps to 12.7 Gbps transceivers 100K to 500K LE, up to 33 Mbits of RAM Best-in-class security and exceptional reliability Learn More Applications Automotive Advanced Driver Assist Systems (ADAS) Body Electronics Infotainment Powertrain & EV Charging Commercial Aviation Actuation Systems Cabin Management System Cockpit Avionics Engine Systems & Controls RF & Microwave Systems Communications 5G / Mobile Infrastructure Broadband Home / CPE Broadcast Video Converged Access Network Enterprise Infrastructure Metro / Core / DCI Network Data Centers Machine Learning Appliances Motherboard & Rack Infrastructure NVMe Storage Rack Scale Design Storage Servers Storage Systems Defense Integrated Vehicle Systems Military Communications Radar Electronic Warfare Industrial HMI (Human Machine Interface) Industrial Ethernet Networking Industrial Imaging More Industrial Applications Motor Control Physical Security Programmable Logic Control Safety Heritage Smart Energy Test, Scientific and Measurement Medical Medical Imaging Medical Instrumentation Medical-Implantable/Ingestible Space Attitude & Orbit Control Digital Communications Payload Electrical Power Systems Remote Sensing Payload Telemetry Tracking & Control Transparent RF Transponder System Solutions Education Financial Services Government Healthcare Oil & Gas Power Utilities Retail Stadiums-Arenas Transportation Ordering How to Buy Microchip Purchasing - Find your Microsemi products here Available Stock Search Order Status Contact Microchip Purchasing and Client Services Support Sales Contacts Company Company About Us Acquisitions Aviation Center Of Excellence Awards Blog Careers Corporate Contacts Events In the News Investors Locations Press Releases Quality Technology Terms and Conditions Terms of Use Partners Accelerate Ecosystem Partners Intellectual Property Partners Reference Design Partners Technology Partners Empower Channel Partners Find a Channel Partner Become a Channel Partner Partner Portal Login Solution Partners Compatible PoE Devices Storage Cards Compatibility Reports SyncWorld Support Documents and Resources Compatibility Reports (Storage Cards) Compatible Devices (PoE) Development Tools & Software Knowledge Base (Ethernet and Signal Integrity) Knowledge Base (FPGA & SoC) Knowledge Base (Storage Cards) Product Notifications Technical Articles Design Support FPGA & SoC Support Microsemi Adaptec RAID/HBA Support Power, Small Signal and Protection Discretes Support Timing Systems Support Contact Support Ask A Sales Rep Product Portals Audio & Voice Portal Ethernet and Signal Integrity Portal FPGA & SoC Portal MyMicrosemi Partner and Customer Portal Optical Networking Portal Storage ICs Portal (SAS/SATA & Switchtec PCIe Switches) Timing ICs Portal Timing Systems and Components Portal Quality & Packaging Packaging Information Quality Returns FPGA & SoC RMA PoE Injectors, Midspans and Switches RMA Storage Cards RMA Timing Systems RMA Training FPGA & SoC Training FPGA & SoC Webcasts Timing Systems Webcasts https://www.microsemi.com/images/newslides/v2-210607-BlueSky-Promo-Microsemi-Homepage-Banner.jpg https://www.microsemi.com/images/newslides/210603-FTS-BNR-TimePictra-11-Microsemi-HP-2000x286.jpg https://www.microsemi.com/images/newslides/r1-210607-APID-AD-Mi-V-Summit-Event-Graphics-Microsemi-Homepage-Banner.jpg https://www.microsemi.com/images/newslides/r3-210917-FTS-AD-TP4100v2.3-Microsemi-Homepage-Banner.jpg https://www.microsemi.com/images/newslides/Precision_Time_and_Frequency_for_C5ISR.jpg https://www.microsemi.com/images/newslides/ftd_syncserver_4_1.jpg https://www.microsemi.com/images/newslides/VectorBlox_home.jpg https://www.microsemi.com/images/newslides/FTS-BNR-GPSDO-Microsemi.jpg https://www.microsemi.com/images/newslides/polarfire-bnr2.jpg Products Audio & Voice Circuit Protection Data Center Solutions Drivers, Interfaces, and PCIe Switches Ethernet and PoE Solutions FPGA & SoC High-Reliability Optical Networking Power Discretes & Modules Power Management RF, Microwave & Millimeter Wave Storage Solutions Timing & Synchronization Applications Automotive Communications Commercial Aviation Data Center Defense Industrial Medical Space System Solutions Services ASIC Design Services FPGA & SoC Services Module & Hybrid Design Services Package Miniaturization Services Rugged Power Supply Design Services Timing & Synchronization Services Microsemi Corporation, a wholly owned subsidiary of Microchip Technology Inc. (Nasdaq: MCHP), offers a comprehensive portfolio of semiconductor and system solutions for communications, defense & security, aerospace and industrial markets. Products include high-performance and radiation-hardened analog mixed-signal integrated circuits, FPGAs, SoCs and ASICs; power management products; timing and synchronization devices and precise time solutions, setting the world's standard for time; voice processing devices; RF solutions; discrete components; enterprise storage and communication solutions, security technologies and scalable anti-tamper products; Ethernet solutions; Power-over-Ethernet ICs and midspans; as well as custom design capabilities and services. Microsemi is headquartered in Aliso Viejo, California. Videos Products ¦ Applications ¦ Company ¦ Careers ¦ Investors ¦ Survey ¦ Privacy Notice ¦ Terms & Conditions ¦ Product Disclaimer ¦ Terms of Use ¦ Blog ¦ Our website uses cookies (including profiling cookies of authorised third parties) to give you a better browsing experience, and by continuing to use our site you accept our cookies policy. Find out more on how we use cookies and how you can change your settings by clicking here . © 2024 Microsemi, a wholly owned subsidiary of Microchip Technology Inc. All rights reserved. Stay Informed ✚
https://www.microsemi.com/document-portal/doc_download/9336-lxm1618124x-pdf | others | %PDF-1.4%����32 0 obj< >< >< >]/ON[87 0 R]/Order[]/RBGroups[]>>/OCGs[87 0 R]>>/PageLabels 26 0 R/Pages 28 0 R/Type/Catalog>>endobj120 0 obj< >/Font< >>>/Fields 121 0 R>>endobj29 0 obj< >stream Acrobat Distiller 6.0 (Windows) 2005-01-17T08:22:35-08:00 2015-06-26T13:52:28-07:00 2015-06-26T13:52:28-07:00 uuid:b94fa0bc-9b47-4397-a5b9-747741561144 uuid:1d2ed61c-4fca-40a4-a8f1-5a84baee142d application/pdf untitled endstreamendobj26 0 obj< >endobj28 0 obj< >endobj34 0 obj< >/ExtGState< >/Font< >/ProcSet[/PDF/Text/ImageC]/XObject< >>>/Rotate 0/Type/Page>>endobj1 0 obj< >/ExtGState< >/Font< >/ProcSet[/PDF/Text/ImageC]/XObject< >>>/Rotate 0/Type/Page>>endobj4 0 obj< >/ExtGState< >/Font< >/ProcSet[/PDF/Text/ImageC]/XObject< >>>/Rotate 0/Type/Page>>endobj11 0 obj< >/ExtGState< >/Font< >/ProcSet[/PDF/Text/ImageC]/XObject< >>>/Rotate 0/Type/Page>>endobj14 0 obj< >/ExtGState< >/Font< >/ProcSet[/PDF/Text/ImageC]/XObject< >>>/Rotate 0/Type/Page>>endobj17 0 obj< >/ExtGState< >/Font< >/ProcSet[/PDF/Text/ImageC]/XObject< >>>/Rotate 0/Type/Page>>endobj170 0 obj< >streamH��Wko��~?�-�49¦EWNRQlW�u��(��Hr-�I��{f��]Y�M�+�]�3s�w!��-ۜM�>�jk57��+s���a���̙�[��s{q�{�-���=>����f�u��^�����j7��~�}}ؽ�}܅m�EhJ6W�Ʃ�R*$����[�4ފe5"����ϟ�����þNϞ�����E�H�5�X�U�n�T�ϋ̘Y����P˗�H�<9���'��Lg�9��O�u�������a�E䟜-��N~���̯��SH��}(gKdJ�f�Xl2s�Ї���}u�{�;�g��~����wJ�m)$�4�U��Kk�d�K«a^A��..L� &��{x�7m�<hP�¦`�������Pr ����x��e�/l��¦+�����PL6!I�Gr����ۛ��k�b?��f��?��.�nU���*t������q�fo��+x1OG�n�7��_����t��t¦d�=�n^�/�eJ��Ȝ<�*BTn��c�}���"�Q���N��)>ε1�s��O�F��~���o{�ߋ(��Z@��.�����T7�b��bemل�6/[_��=�����g k��i~q�!�\걒���)�x.��[�G�&��38_J��]��aiH�h!~�<��R�VƓn��lT�k�Ȕ8SӤS�c�N����b�@!����=H�����I�dX��0l¦У�E���ĥ�_6GHi�(�¦�����М[�Ǘ;�o,I*�dƙ����������zWjP~�TTׄ��y�4U��V 8l\L���.���.���q�.�c�)'[⊱��Iqɛ�!�_.�������0ԺT$$�J��l�s�QKP�@L��\���E���m(r�f�dBmjdF��v�?%�mE?az������!w2L"�NAj&�u^�yj��q�f�¦�O "x�ҽ�]�ɢ�Tp�ԩ?@!��Ao���\�z !d��qcB�O�]dB�⹮T��E�����0���0;"��%e%6��F�����=l"�����������O]�L�u�{�Mv�)~�O���tNr)c#*��(�M��W�����(�и�����2+蜰���5���ѸoQ�t��S����r�P0��/�fZ�W9���.U��9��RR7v�̄��b)����<_�{��,�����Q͗����ou��X1�nܔ�\�y���f���=�-���k�ɏ����C�T����������w�QL�(�%D�/`�"�f����+�����%��¦A��Z�s'M_-s�v��$QI8P��;��gR�_�.��h�Ƙ=a���۩G*Ξ���2���:E�ڸ�!��ԡ���P��)؜��E>{��w�弼]N��p��NG��xh���e����t�d�[���W_q����ox����x�����ՕyH����%���yv����&ɱL���<}�?mv�cf4�k�iA#�F�F�Ck���JE:��gW�<� �j�P�*N���G'A*��y��n�D2)I�B�If������J�!*��{͂jݼjq.��Ǖ��,(����v~��S�$ku�¦���c]�C��̲�u����p\��XiS �8�n�����K�R5�����pd�D¦��+����=k��.a��K���:Pǹ�8K�C �f¦�f-m��9Z�c�u��=}��L8PP�����(�vĳv�Y(�K�(�Kx$��2��.�� ��mZ�ќ`���3#��"���RU-2^J�� qzP�+B�����W!��s��M�� ���@���9�MYҷ�,3)z�&�5��K�7��DTū���^���C��6�)�سM<@�\Ya�o-��Uڤ�S�%I*K@�D˰ţ?i�zZO-���R��qU1.v��� D��(k=5�Ud��T�$M�u qUf�;��������QÁ�@*��!#���)�U�+�Uъ������=2B�˾5����� �Ё��V�}�z<�����O��w�!.%(�A$!��{i���ߩ�Q��G�"Ҽ*���q�=o_�8�HE���uB���-uU����%(I���,��V1rT�-@�̴}C+pj�^�T���ui@��74��9=�=dY���T�~y�X����՝�;�7Y�S]}R����շvި�-���Ћ�tM��6�4L��ȓBI߃�k3��}��)$�W��(_&��@Ȃ2��i�J4*~Ge�EZM�+��s��W��2�&�ٸhiw��4�>(���sOZ��¦��J/����S��~$¦*H�gt���T����P�F�� =V�����(jN�^��sK7s�OjN�,D����ĂTu�MY8�ӒL�c���Q�:�.L�p�n'���]-;��8�^_Q�2~۟1߰�bӇ���Z");��/�p:dY���c��P�����ol�r(���<���~_�+r��`ԸlDb��G~¦�����U{�P��¦�ir�~�a�Y���*�����&~iB\���M`L`�ߐ=fP�<]:̉e������`��ߵ~�6@���"��D�َ���?iE��Fm�\JYBP����M�����.�o����2��.��Kn�Vw�~D���7��H㸵�y?>=�ku$��=�>�ڣ��'�7/ڏ�7���`f�{��`ٌ'����Zv}�{<\��7��#�l=��_�^͍�6Z�{��]E�)A�ݜ���(�-������iW�O0�7k��ީ�u�+�������i���t�m\,6�Y�-V���B��M4g����h�m��{��`V�������p��y6*�F��`�o���gɁ˄��w�Uy�[n4Cذ[�u-�T��l7�n�~Xj�հl��B?s4���FÅn�F�3]?������◯,J�p.P"���ϸ�h���:�M�(��s�����ي/^�¼���x����3ӳ�ܢ��a?��עYF}�iv�<��R��ͣ-�`��Z5Jg}c~�.�%�E4ܴ�����)����3G��e�7�&Iľ���\+B"5nR¦e�B�w4��-2��:C�q�B�6�GӾ�7��*о{,fo�҈%�u����cqCn��d�oB�BX�t�9b��%�'c��7\�%K�g�¦�Μ�*�6�")��Ω�m.&I�ؑ0ݥ{����BMS'���F�Sk�~`~���-�a��?^�`v����[h&C�����WF�+��4nX��xk�3�A���>�L@-�Xi�`�<�B��)@Nք�am�ϙyY�$`��V�`3��F�'@��l]'�Q3�>P'�� ���WP, 1�F�F�}�iڂWY-~��F+En�Yhv���m]�F.x�a�J.�1�l]���񪸘��J�->����LaB�����14;�ˏQJ�8���Fä:��OTR�@��F�"!���Zqg��(���T]Y}�;M�R(ܸɠ2�'���&+Ӆ[׫�O������+7�g��MZ�b6Z���b�����Tf����Xu6��l4j��F�¦,�D�>��U���C�}>b��f����Q��G�W����*ꬺ�Y�����(H��P��Ep�N�saT<�^��U�Xb��v!oH���ϳ�m��ij,P�u�y��6h���'���=`�z����B"ZB6�P=�¦��n�Ҿ��1�s�K�a;��e�S��}x����K%�^ڠ묵V\jO�`��B��������W���p�oj�{-XjC��D�rva��uznnx��!��&���.���tE�Z��%7�xChOV�'�U��Ux���u�Ӵ�qO-?�j��d�D�~���'�.��/�QM�2גrr�m�o������nwC�l.��E1��Q�ݕ��u�#NI���~fmoZ�ޘt�=6ִaq%¦�f[�X��ii��9K=6ݨ�'��ե�<#Q\�+�pz�;� a���!����S����5ٖ���~N�����U7a*��=<^�r��%���OR4�'�6��8e&}���O��ީ�z�������#�^�K>��ܸa����Nh�&l&�=�?�Y4Q��^�V��I��X�R��d�-�'Lsm��/�*�"�"t^̵a���5�q��e^D��@��-�:��>���7�n�,i�8SN7�Se*�K��I�Í����ȤEo���3p&N��~��o�q������HJ:JF�9�0*;�=���(��r8�?�]�����ˋ��lO�6z{k?Ԉ��몯=ؽ�O ��-�}�v�^R���'2�W�Gb�]�M��CH@��J�V�7�5���t[�fs��ѕ�b8���*��\Y��`Rh���,�Qp����Z-W�`5ف\�-�1����yPf$"��p��zֈ!���K�*a��¦�ƜK�5j�����Qt�ˣ��=�뙵��{��Wi�'��~vvq}B��y�B_� ��ɫT��!_�j�U㪆��M-ד�?a���mO�\_��it+�WAQWH�x�qk)�/���F�$j��e�M�W�>}s�ף�b� '.�)d-�w�p��3�%�C�*c*��\�.�L�a�H9���z���G��Q\���d�k��]Tb�����{V�<�%��i�^X�˭���y@l���L�ZJ�w;�4��(���F:8/�����uD���oW'���V�xCB��(�6�u��Ýl�?���6����z�8�+��S��~��`�6��F���X���_ߨoE�x�O�jS�I�t��&��}�����鈨;oi����0硴���)Ԉ�)��S�>MV��T�J!V�R�lCM22��BC>҂S!$��q�HX.��¦)��H!M�ү�P�5��#205�#3�qc��(�ฃ)�wM��<^��^;�ϕ��h�²��~�{؍P�с���*��-�!N����O{>5�����(^��!����S�F���bc[��>K�6n�D���zPU�R=1�{r"~�1Udb��m9irY�`�4ի��5�?�!�������-b��+^?����}Lv�hqz'c�J1+�`¦��f���jg��Q^(�-��y��ߖ�$W�����¦����W�6&Oߩm�����G�u0��f����?�Ւ�F��>�. ����1���@~��?�ݢ��*+�ל�m�YSf�����b������G�5�a��4����1��5b���*���G��.GB�-�ˬ�4�%#z�rE��U�2�K��Ҷ��m�/����Zܖ&)�4.J���U�j{��j[U�C�ԝ*�K���p��>Ѹ�z��w���\'-��5N�8��F�/����`���{T{ܠ�s�X���E>q#E5�G���f��J�q7\�rf[�{ht��,bM���A`͎�laN?)�m�M��B�ukU#}��׵�4��y�>��52٥��,¦#m��(�`+3����,�1;��W_�,N���GTh��{3�/� o�>wc����Y<�P{a�PHD?�>�p�[^�6��c̟�� ������S'P���.g�3nW�֕�M[y�+o�9o,�X0ђ������&��~�:��_9�¦������n��C��L�0�h���Ǥ]�K�W���vr�nfۤ����O�뢷�:h���Ί]��V��=�&BL�[�5��L���⾳)��I>�"��=�;sΟ��¦`7F>�r��W�^�9[=�'���r盙(�����Z��V\פ�M�x�u�5���z���ُn1�Vx7n)���jk�������{ñ��%*5��o#,�ؐ�K���g_Jߊ�F�=��p�cT�X�l[t4�F��L��色���ʭ����8B.�F��R��T�����#r�q*HT�fq�v�R����(oa8n؏��r��]-Ѿq�s}[�oL���;UH�䛨K�O)B��qAR���¦��T���b��..ξ溚$�ʊ]nF��)��Q�7�.��h��߰�y:~�����6�`��0D��o�}c���7�o�)K;�gF�<�B�"�������־`-G�/�J_�����\;�U-=�3��8���\��G���Ha�s��w�}e���x��GW6�J�=�by�u�Iԯ�U�TñU���x&�3}AM�B�¦a�ZPHV\㐚�yV>�Y�����0C�x�гG���n��ؒ��m��@�\F�\>VlA�,"���g\�\�G����ɸY�kʙ]j�&��ܫTm/�3��o�*��*���f�5}U ^�N���]�p��?U%�����-K��TUkk7�n_�":mk��$;�7�$�� 3G�>YG�n��`�z^8d��şP�+����zQB���e)Ay��B�T@v*΂���9��g]2��<��rZ����k�d���6ko���i��ǽ)�����<��V����a5�r@����h���C�r?�m}h7��\$�z퀼U�#˪6 eWql�w����IPb�U�w!���F]�z��8{B���sRZ���8�"2Vbn�B�� �Z-�����w�q�߿4d�A�A�{��/��Y� C��7��Ұ�cۮ�T��#�Q�D���(�Mh(��X�e�yq��ˈ�8��A(������Q���s/�@��Ҽ��n���eEƑ��w�M)�}�Z����'+sk�,t���I��k�*fCf-i���oL8�)v���D.v'�e�F�oz8.�������Dw�o��x�җ<��l��:^��W`�a�/�%`�t�z\VS���cV{��%�#�m��K=N0#�,�¦�"f��=�Q!�78��_ �f������GN���f�+�q�گo간�$�B��d�D�#�I%!��!��A�2�Y.�烥Sf�iq�n����^��Z�>�Sꫧ����j����g��6�{�;�v�V���:y�\����y͙��:��P�j#���������¦�c��S�+��T�j�>��yX��lשP���]k�fE���,�>M�i������F�g�i��ly��]�t�{f�!�����;PlZ���c���*�Q՛}�a�}���]X�M�{ s�9���cW�D�=��2��������c�4W��y,���,�_�L󸊡vY��0�ui�$&(K���#J����r���78&R#�\٧d��y�5��ɍJ#���ٵ�U�"�i��%�֜v�T�Q^h��='�>q��Ӷs�d���*G�~��h\�88��/��1%��jzK���5n���s°̴/�����u�Ǩ����ζik�l�$��zhh_�8��al��#d��F���,u�0g�>P�&9��A_�~��}F�* ��7��q:j��O���5��~�k�8���!X��K�l�[�7N¦��%P����穲���,]�)�Rc�q�zz�u��6$�����¦8E��BPS~YNS7fE2�NQ�>�����#ș���ĭ\тi�����$3���2%x�l1]�%�H������t�G��D���y��)���@⶯)�F��{��.�0.X� ����"�۫j��7��?!Ń�Pw���0ޔ��p�O oCq��<;_�w�QT�#$h��_�Sh�����Ą0͉��@bR��b+�F�{H�r#t�������6̇�MEg�CT��sB�q��w��_>�ڶ�t#K��8t�բ/�R���6���C�w�'�"�J{�M/�Szc�&Mc�TΛ��Tn����st������lgF<�Q0x�[��~�%�mq��+�Vø�8�����j7�,�5�"H%�y��#�G�q����ϓ��m��+x��)�!�(�6٢��=t���r�n"��i��΃�$'����l�#�3��<�!p���e ��r��F`P�Ja����P�JM�,B�9 nIw�0[����ں�O�bJI���{<$2���9A��Grb}Q�=2��Z��葑�D�b�r�A�'�YFrdN���T<��2u�4c.����̔�G¦-ȥ�7�f[�x#��~anFh�ȓ�%��Vr���'���E�kv/���M��WТ�!��.�͹xKrbo<Ɇ�<���¦D�*fE� �t������8@����'�P��P¦W�"f�x���vaG�E�%-L�cTD���dfeA�V����&TH3����b;�¤z���Ϙ3t*F2�ʇ�7��@׹I!U��{,��4R�D�W�%�7��=�r�Qh��'�â���V�D��CWF@�E�es+�5�������q������x�E݈���k�!���^29KU���I��?���T¦�¦y��;&W��ǣ�j¦9�E�t�c ��1� ����t��$Wmw�9�G�%��['���hM�RZ� d&�a�w�+ү�V �m<96ާ甉��m����hd%��[:U��R@����V��dZS_�ǅ����VTz�����Z��dN7G_^�mf;���G@l�����?LS��y�\b.e��p��b�3Ԟ)�,e$�5&nT��:[�'�,[�3Sc@�>�ӒJ�8;��靬5}u��`n�鹒r�*�Gzz�Dq¦��!��s��6*���Jx�+�U":DFUG����^���q1Q�?������ѡ�c��zn��JEO���1��G��0�(1�$VVu��W����*U�mX2�s��5����C���b)�_��}�py!NO҅K��R&]�D¦h����ߦ2O��;¦t�Lh^�e��hH����M���3-�kڷ{6�w}�Obޤ�"����;:0�x�k�����8�y��J�Ehȷ\�\Feo�i_��ݺO��u����d'�vBI�L���t*��}'lav��m�������nR��L�5�����M����KPC�*5�5�enRRD%�p:njA�:]��'2l���n���6���h�H��F�q&��)$_��s�`���pݑ���dר�h~��'a�=-E;�R��OҲ��)������<�:\���ӧ�C�ܓMq�k�j��š���6�&`����j4��>"�h��Y7�V{��=���w0��!XD�C�q}��4��%{����kV��Nrߺ�A)R?�~����p���'�}��翑}C��~�(�,W�¦� 4U��I>����ݡ��+����lъWh����B�E�,��6���t[����@:8������pcp�5�3�{�3���[�(�­�{����j�Ewbwvt�f�Վ��C[?ȣP$$dy�udf��0�����h�������?��'�)��9����Gs�Y�AչP�����+��j�����"��JWS��$��FOZz��"�:[!�U���ia7S% :eQ�NG6�$�O�P¿P��s2��⭅�Ջܪg�Y�}X{�"���I9�z���Ynӓ�y�8>�ݶ�X}��xu�m�y׈�/5��ۺ�KW��S}�k�a׵�͛���t3h+3��8Z<����)@:�_:�0����C������W����n3q�A�rv��`5���endstreamendobj165 0 obj< >>>/Resources 166 0 R/Subtype/Form>>stream0 g 0 G 0 i 0 J []0 d 0 j 1 w 10 M 0 Tc 0 Tw 100 Tz 0 TL 0 Tr 0 TsBT/Arial,Bold 124 Tf1 0 0 rg0 -97.904 Td(Obsolete) TjETendstreamendobj64 0 obj< >stream����Adobed����##""'"!!"''.030.'>>BB>>DDDDDDDDDDDDDDD!!1!!$!!1>-''''->8;333;8DD>>DDDDDDDDDDDDDDDDD��#>"��?3!1AQa"q�2���B#$R�b34r��C%�S���cs5���&D�TdE£t6�U�e���u��F'���������������Vfv��������7GWgw��������5!1AQaq"2����B#�R��3$b�r��CScs4�%���&5��D�T�dEU6te����u��F���������������Vfv��������'7GWgw�������?�r���f���Z5s�a���"����.�;����_P�Ȳ뭮�L2d�`�B��%C(��¦��q<��n?����:B����s��:��?�u+�{)��븘������;�~�.��z��O��[M�s��I�)FZ�N3��ϊ�>�z����P?yӷ��a\���:Y�>2io�tj��m�>1�}Ĵ���B�B�����`���c[���Zֻ�;��v��%��T�t����E`�w�n��S�i.c�t���[݌f]H zv7����0��ۚ[T���(Ʌ�:u�y+{.sms�cfI=�z�Y[i̥��t���M#Qǂ���#�vV(��}_��V��ë����\O�����¦�XĂ#8t;;�73�\/w�o���>��X���!y�pl��8��͟���u��7V�c��R;��B7���[�Snǀ��'��r��E���>+Q�D�itO,�gݙ�@��ߵ�p ����q�fmd���Li�����IЫ��sr�bP��rd������]!�:�v��Cv���������9�$~�����5zU��#�3�h����$��^�+������>�?���6�;x�N����\�I��}W��ԟN�"=OS�ط0�M�ѧ�ϭ�����$������_g��d3�X�*��䔫��endstreamendobj44 0 obj[/ICCBased 76 0 R]endobj76 0 obj< >streamH���yTSw�oɞ����c[���5la�QIBH�ADED���2�mtFOE�.�c��}���0��8�׎�8G�Ng�����9�w���߽����'����0�֠�J��b� 2y�.-;!���K�Z����^�i�"L��0���-��@8(��r�;q��7�L��y��&�Q��q�4�j���¦�9���V��)g�B�0�i�W��8#�8wթ��8_�٥ʨQ����Q�j@�&�A)/��g�>'K���t�;\��ӥ$պF�ZUn����(4T�%)뫔�0C&�����Z��i���8��bx��E���B�;�����P���ӓ̹�A�om?�W=�x������-�����[���0����}��y)7ta�����>j���T�7���@���tܛ�`q�2��ʀ��&���6�Z�L�Ą?�_��yxg)˔z���çL�U���*�u�Sk�Se�O4?׸�c����.����R�߁��-��2�5��������S�>ӣV����d�`r��n~��Y�&�+`��;�A4�� ���A9�=�-�t��l�`;��~p�����Gp¦��[`L��`<� "A�YA�+��Cb(��R�,�*�T�2B-��ꇆ��n���Q�t�}MA�0�al������S�x��k�&�^���>�0¦>_�'��,�G!"F$H:R��!z��F�Qd?r9�\A&�G���rQ��h������E��]�a�4z�Bg�����E#H�*B=��0H�I��p�p�0MxJ$�D1��D, V���ĭ����KĻ�Y�dE�"E��I2���E�B�G��t�4MzN�����r!YK� ���?%_&�#���(��0J:EAi��Q�(�()ӔWT6U@���P+���!�~��m���D�e�Դ�!��h�Ӧh/��']B/����ҏӿ�?a0n�hF!��X���8����܌k�c&5S�����6�l��Ia�2c�K�M�A�!�E�#��ƒ�d�V��(�k��e���l����}�}�C�q�9N'��)�].�u�J�r���w�G�xR^���[�oƜch�g�`>b���$���*~� �:����E���b��~���,m,�-��ݖ,�Y��¬�*�6X�[ݱF�=�3�뭷Y��~dó���t���i�z�f�6�~`{�v���.�Ng����#{�}�}��������j������c1X6���fm���;'_9�r�:�8�q�:��˜�O:ϸ8������u��Jq���nv=���M����m����R 4�n�3ܣ�k�Gݯz=��[=��=�<�=G TB(�/�S�,]6*�-���W:#��7�*���e��^YDY�}U�j��AyT�`�#�D=���"�b{ų���+�ʯ:�!kJ4G�m��t�}uC�%���K7YV��fF���Y�.�=b��?S��ƕƩ�Ⱥ����y���چ���k�5%4��m�7�lqlio�Z�lG+�Z�z�͹��mzy��]�����?u�u�w¦�"űN���wW&���e֥ﺱ*¦����j��5k��yݭ���ǯg��^y�kEk�����l�D_p߶������7Dm����o꿻1m��l�{��Mś�n�L�l�<9��O�[����$�����h�՛B��������d�Ҟ@��������i�ءG���&����v��V�ǥ8��������n��R�ĩ7�������u��\�ЭD���-�������u��`�ֲK�³8���%�������y��h��Y�ѹJ�º;���.���!�����������z���p���g���_���X���Q���K���F���Aǿ�=ȼ�:ɹ�8ʷ�6˶�5̵�5͵�6ζ�7ϸ�9к�<Ѿ�?���D���I���N���U���\���d���l���v��ۀ�܊�ݖ�ޢ�)߯�6��D���S���c���s��������2��F���[���p������(��@���X���r������4���P���m��������8���W���w����)���K���m������endstreamendobj138 0 obj< >endobj166 0 obj< >endobj167 0 obj< >endobj134 0 obj< >endobj135 0 obj< >endobj136 0 obj< >streamH��V{8��_�\�0�r�0"�ŚAfr)�\�%C�ŸM̥�qe��Щ$:���E��I��bwAj��R鲻HE���eog?���u�^�����~�Z�z׷���¦�/��`�x!J+.�������0�S��`.{0ʔJ�0�G��!n�ϗ���(�Ǘ��m�����j�8��}��$žW0l�ja�%�-G���^r����]��¦)���N�0�<��e!m�g&ɟ]ʺbl�¦h/���� ��b#<���B���&��¦I�OC1�7��E�S_,_�d��舨i� 8��������&qla��oP�����h>�5����M�2#l��!�3j�bG��\qI�pQ�?���fW�=1��M�E��f%����Ѽ��Ӂbh#z�;�d��F����`�i�C�v��4���#��H�ڋP�� E8Mo�������#X�!8D�ApR\��0�����i��H \���}\dMq���ӣ�H:�¦ڏ�ֿ���AV�T�N�b�j(�.�b1C��P{8�r�����$4���aCp�3ݹ�T>+6NH6c��)t�ُ��s�!ٝ��YS����Z�i��#�,.�bev���� .WHvM�q�,a*4�&BH��͖���D��(��P�:�P'r�E�ɀ�aY� �ŉ�ۨBe)�!��r�&#�U`���k`zS�Q�d+��z%��B12�@��Q(O��T�ft�Uy���t�̲�I��l��Gϵ�n/¦ٞ{%~qP�P1��]���K��Պ��{<�nUl�e9(}A46��j2Y¦K���_��*��W¦�s�i8��U�=u�C1�s���l��' Y{>לfn����6m�?9x���� ����[���w�ś���m},O��R��s���6��� V5}�/w�=J��=66���X����4�,�4}N��};�HL�h�q��J�֓����չ!��lq,���JWm�����fE7��%����I��4��8>�n��j�=�p��5Ӎ���j�:Tc"�iLr�eBU��ՙ���e�CG5ƁJ��T�Lp(��wE�'�'M]�_@`��t�_L���Ss>{�3�������$�S?,�}l��\�����N��ں�ny����=;?���O�Kҟ:�V.<�����=��*�<\���4���0Ώ:tq��C*�u_g��4��`�t��F���ʴCg��՝��C��w�eI�ǆ¦�~��7?���p�����mL��~�����¦OB�pע�+�'�I��9�W��Nby���d�e�����u�^r��\!w0¦�a�����Wׅjf)�q`I��&�}#�5�my}@��¦��_��=T1-/�6���U�%!�95Mŧ���GR�U=Z���A2�����/{�C�3t�t���^b'����0����;�fr�6�x�����Q�L��Ɲ�&�5JA����A�$���7�����s͟�I����P3������-�{Ź&�Q�h��'���³G���Z^��-!+׬=s}���?^�������,����v�����s�<�"�p����Z���'W��Ŕ��/��kX�HY�̊ss��B� )MRٔ�yʢ�X�r���/o����p,���yFϠ���~dyâ������?=mS�.�����bU2w���=�9�!K�M�l��?�`��y�IP@��u�H�)����e�k���n��w�HkAzI������^T}6U�5���`V��}O���bK��AϿ�\T¦��ߨ/�h��?��;c��P�5{����R1Dd�;��,�1��A�L�VL�ԕ�R��a�˖�D1D݋B�"���n��������������<�y��y��s^���F))a6ѣ�?��X�{��������x�\o�>���ޣ�߂����FV�iz�=zf��:U�2�yL�,��Ѱ/�ni.��Tە�k�x�_$]'+��bow��!/1[�J��j�¦�[^�^�,���.F�E�F�����F�����!*�V>�RQ�;����w�!n�H`�k�<���`�Tc%�_��{�?�l�/���)�1����&{Dm�tO��c��n.��%{Ίgs,u�?�e]$�UZ3���_Е�T�ZJ?����M�.�����yLFH�>�7$��#b�#����a�g�x��۴0����4�<{[���d�?)ӥX��{(�O8A��6��n!:v���F}P��;Ѝ�f�;N�92�X���9�:M&:��js�X����3-�R��o����ꆹ��{�x��ތg�W�h�ރ�Wd�z�D�;�ç�v�S�w����>i��}�qM�?�v�S�J�H���U��#?XQ��LZ�4�ʒ��8$�i�q���_�{5Zݴ�55�&0���H-j�C$�9҉����ȇ���l�C.ˇh����r:o���R����\�"� \)}K�B�3�V�}uE�IWyQ4��Uhi�>�w���7��!@��e������#�g���&�T!7��I��Q�B�f��*�;�$J�C(��ws�>`�+�ka����*ȩ��b��������ĿuMr���p�#�;��[�eDm��6ʘ�^��[aM�.�H!���f%ĳ2iǊp���p����s��Z��Rߗ{�BS{ҹ.��,�q¦"��H�5��<}m03�5���HӪ�؂sr�dr��>fu�Tݾ:�L�S��$١�NZvo��s6����������T�q�;34��ei�v��Z'Y}Ψ�&<���d��Y��ˁb�d��j�3Y��¦Q�#k�@K?����#i1�V��SqL*��K�E�F�A�Ҭ9�^����¦�������P�����0=�w���6��8���qJ�����)��'��a����S�G+`�tu�~��]����)�˶E�Y{�퉇q���[D!>�7o�ܭ����b��c2������+RU�Od��O����<[����f�q�51�0J\��֟7m����2������0b�3��8��4JRV�=o�N��X~�c���t��u��YZ􈩬��X,�`a^0���&����#�I?�'G��$V8�pJ� �����5Ni=�j�J��_w"�3�G�]Bi隌��׽f9�;*%Xa�8&1Q��T���&!�!b�a0TT���m�H2���a���t@nT�fu�xlLp4�����!�y?G�hVԗ�;!j¦�@C���X��Т�Đ+l����ُC�~1�m����F�ƀ;��>�?��@*�>P���jq��w�D�ؿ�TB�縟#�-H�+2!H0�/�3�K`&\�Q�7��y�d��3�¦Ԙ���ɀ�a�y�����oI¦���<�Yj�ɤK5�=�}�� %z4d����t��Dn)��1���e.2`М�z��lPEE�T��VPTV��&���#������*x�A{qŧ����:�h�U�Ǎ0���q�;<=��A�͉�V��{�R<��<��b:/3R9�-m�c�J7U񒞡prQ���5� JH��ztk])�?�W���Ωt�ɦ�Fg��Ν�-�jvX<�sd�Q��TL�� )�=n�0HեƩ��uꀗ<�W����l��j��&�>X�,&m��<�Mx�d+mə@��$��Hh��т����Qۯ�l=ޛ+�>I6�Yݞ���x\��Ơ���g��Gŏ�f9:*����W�8���������I$��8�fA:̆4�@����KHσK�^��`p$��p=H�B��x�#ዐ~_��¦����A@ ��t🤗lU�ǟ��{OO���E�WQ�@����vU/8��(����ҕϱ���t�vӰd!�!��ԛe�i�CQG�jt#����z3�:��g���Z�-K���>�y���������N�o���X�������?����\1"���%�Jd>���W�o4��0o5�k&���K̻�kͻ��1���0W��4�E�7;з�[з��з��2����¦���Cb _�p��_��˚V_޶̗_Nj,](&t�cbra��?��Y^5b��nWr����&�}�l¦Jۅ�>�u�]����ٸkc��C�SSc�Φ}M�������I�S"�g}�򆶲Z�m}��D�P[���mv[�ލ��I-Jզ�ԮTw�P��c�?��l�6O������"��h�?�e��¦�Q��-;}��C��H�2c�T1�L͐#drJO��h4:���j�Z���v�<�S?QuB�$BB��R����й���9u"�,���Ñ�H�w鉼c���!�3���C����w�;U0��)x֚d-��X{�笌u�z���p_Ԋ�D_��)z*z:��=�^cﳟ�_��cSc�c�b�bc���c���+����_���Ģ����wO'�'`���ݜ�/���¦��*Dݜ*rs00���ma7�u�����*Y�^6��{!)r�H����E>#�a}ZtnXJ@!�r������bc�ś�긎�ŢYj@��eȻ���ԁz'JU��(]D��Q��5`���z�y^]x��.�rx�tOU�֠'�!�rx�������v�t���W��VW��]��5�]:kF���%����<+�Kw�q�+u�[�恤�TK�9��M2�"��r�:��Ng���%n�*W�*�p�*'�r�*?�ďJ��U�cvB�\�7��)j�r�ׁ9���b0L���j����G}�k�x-�#:�=�&G��������F3O�>�}��9{���1�y5?q����꫉�VqP�:jq.�@�L�8�B��L�����O�D<�-��݃���*��*�� U�Ȁ*�`�f���>ǋΝ�查�z`���6<�-����{T�=*���1�Upqؘ��CN��XT�����DG¦8����ǗA����<��J$����g�U���Md�{��NE�� rSf��u`�ԝ��a��6�UN�a�T�{�Xvb�I��d�#�q��e �g~O❇ߓD����z�o�Q���d�����'�O���3dz��}{�Ծ&3-e��<����M�3�O ���1�u�$խR�j��m���ϖ��y.A_�Wˑu���y3���++�b��ӛٹy2�\��ߩ#���J�(+A���٣n�b'#�5:B����w"�=����6�G��軉�D�uՁz�Wq���עo j#���;�M�-`���Ĵ����x]-���R9��(�5#r�,e��=��k�>����^�>�Q��J�\qtV�r���̥�$���N�oL�5kV���s��8�q%ϫt׃�R.:����p�W���˟�nU����A"sՕjNWa�Z��W�2n4��\�(���f��L���wkM�Ek��T�[�¦K�̷t���c��,��C����a�i�l���y;ȍ�x3nF�������l;�@Ř��O��17���O�9=����c�� �7���n������u�U�íKU�G�j#F�]W6r{�Mw�WU�����?@���i$@B@�8��4@&M����i��={/�2�Rj�4�1 �W�C�"/����"�� Bu�!��cM�9�j����n4�*��G�������^�3ob٨�q��Z4�ԃ�^%��.�6imjU=��7o5��&�7�J2����~�ѯ���}������l���x}ׅq��A��¦j4�[F�ڇ��<���a �ᄐ�we�����$���g��5?�6�t�{R�P,&�x:�}7�a�>��T�P���/#-nZM�w��w�Ǒ.�Hg�i$�?�l��+B���>���s�[Mqk4q+2�����zi��u#�{r�ﶫ�6n<n�\>�=�۹�7X�E���/�We��x��:1i�[�}Xph0����e�����g������_���wY�y�����w毅Xn��I$q�`f�ه�,��Ob0�9�[$�s��o�Ec,r�_�xn�����t�nn=�>��I�$�O2�x�y���������ƣ�;�;xL��z��J�EO�^�G/�Et�����CĠ����+�D��^�����zI�H)�����g�x�a��a"O�t��_�"Cų�k=\d�1)r��L�/�-&s�+�9�'¦� f�Y�(�D&�bQ�Q*J�< (�Ph����8��ը�~S�S�q_�V��ٚx�:޷^=�H�~�ᣞ�����S�z���}�wm��_!�g��3���I��9*w�b�R}C�,����9�.���&�zM:�I7���������s�յ�w9ۻ�e��2��Խ�w����n�l��>gmh��w�V��~�0���T��=He�O1��C�0޷����D��U��w��;�/��Rs],�^09¦�8��c�X{���W��`n��Z���̽�yR��8OV�g���>��}�/�4*��i��9\���/7�/�{�2yɼ��jֵ�y�������"L�%�/���U�5@���j'����W7�<^¦�1k¿ƿA����5����Sm��Sk�fh̜�?0P�����}��?b9O5�Ɔ��������%����QvDk�K9m(�RЎ����z���V��,�Y��oc����'Q5Q�u'H�]v�+�*��C���12R�L�B�L�h%��>�{�LB�O�C�L�Ɉ�d*���_�N�M���K�e<,����&_����\$��\"��q�L.C�¦M�����&~*ߒo#^���� ߑ¦W��>r�\�D�V�E�¦O���r�\�~r�܈��}�>���)r�܊r�܎T�S��@�G�� �Oē�<���<�g�qy��<���<�L�(�+y^�G�� /��򊼎l���GCh�(���;J�(���TʤLL�,��tE���46eS6��1�Q��O�i ��T@�1�i�H�ȋ��ȏ��L��"�M/��4�栔��\�D�h��Ez/S�����J��J��P�a!�S9^����bUP7,���K��*����rTRU�5��j,����JZ�*���A�T�j��:�I�T�����-j���u�o�ڂ�J�QO;i����h��F�'�L� ��a:�mt��`;���A��v�q:����.:E���N�i졳t{���!�����.�죯�k¦L��2����t��!@��:�E7�>�[t��m���t�����~�a�cI¦f��Ǭ6V���Zmq�jo�Ǘ��8mu�:���� �Z]�.8gu����z�ꉯ�X+�XqV������#��ﭛ�q��b=���6�ح"�+V$Hϳӝ��vo5VD¦o���{#bEDB"!�B�B.�$��4�BV$�#�Ԙ4x�����j��.����w��;����y�h�Z1y��h%��Z�VJ6��&O�2��lj���T��*ɖV�}B��j�ߒ�6���i�Z;�kZݥE�(�𫱓��k�i@���C�֯�졙�o�t/�1}�����1�i�}���i>�`��?Z��,H?d�,��,�EƲY6��C�rY.���X���¦Z�X!����>ZX�+f�4�JX�%+e����Y�����j��հZ�Vǚika-�S��ZiәN?c���3N��X�Y;k��g��FX�E��b,F9��.z�u�n��zX��e���P_�O����E#�Lh���Ǜ0�QB:;0vy��z� �$0�9�G=��������¦���8�S�Y༇���`��rx��^���$�J�@��N#��$�d�L��x��L��"�E��yL���i.�r�@�I�9�W��C8��8_�'��!�ʏ�5��ć�M�~���X���.~,�gy;_k�gx+���gy#����Gx�+�Gy5�+��y)?��y���e�8��=`���`9���y��Vc�s0�1�z�3��Zc�7�=�%�2/{�K�[¦?�<�.�¦�Y^m���7Vx#"��w���o3���-oC���b5�~c�X5F������]iv��,O�^�]���L���J~ʞ�M��Pe�P��9RJH�G/3����Įa\��;�����=`X�¦;�����oxI��@��L ��[g5P����R#da�ܨ2jcA��b��@;�`ČX�чѱ� >�ƘqĘ�g�8��i¦ƌsF*>�������E�Q�o����¦��~W��b�����"��Rd/���j�A�¦W�4�q�!tI�����Q������?�Q���N���j&鯵uu��8s�#z��F�"��E7*M�=�=A��¦��U��������a�į���:�5�//��5�f=��F�Π��&�0����\���e@��䀇&/g�s:�@�+�uhZݑ�,��x��7��pF�����hz�(N�0��(0�*�uMN�X[g?���t*o��}I�{͉��'=����Qo�;����0���wƛw�����N ����yuʵgE�Q1h���b،��b��B�+��U3�R]G�i5/&ͤZ'�!u�^T>i����4�փ���IsB���cjU�����%��W/ܾ��s�H�籮Y�"f���G���m3^�Mǣ_ö_lY�vƿ[I�;SjV>VWn���b;_�Ya��V9��a[���dV��̫�h0�Q��Uk�d�Ţ6�?�F��Xcʼ�`�V���:hW�}V�]���vX,Yħ�{�Y�:���_yn��P��X6��sq�¦�^n�¦˦Lg�����%� �%����¦�jW]��S����d����.tu�¦�xT����(sQm����U��Y}긬�Լ>b�b�o��A;"�,�4����;V��5�z��a��q��ܜ��q��x^.c�J���aM�}�['p5e�V�~ת�d�uNu�+e"^WA1���3���Ya#>���Q���a�_�[��¦wYG�#��Z��]�xHm��=&��%t�s�qºiOJ��;�i9����2r�x��;sOȣֺ� �\^�p��z����6�s򌵥�y�l�+����S�$��=�_N�ly;¦B��_��-��xd[���f_�W�e;%����%ɐ�zRs������i˻�\5/��w���sy1��9+Wa$K����2{N~����S��¦l6c��B�[�@�M�.��KV�)�f���9j�>TR���[-x�Z�Dzb��K�u�o&��ݎ����g�~L����ى��^ϫ��9���1��L&���DQ�U�'J��K�LV��"�j@�X��(�r1>IC�T$X�`CH��"�H�$��X���`ݝٛ����Y�����>� �J���J�$�$O$�"bS�� !���fo��ʅ���ޙ�s���s��x_{Ӭй��p��i��0����γ�U�����F�E�]�`���۝L�2q���/�l�.�4�P_�x���Wbb�y�}��"�)ⵢ������8ϼ������\�kA�f���� ��.����ՉR칐H�����{�Ҹ��1��7A)�M��%�����M�_j̈ڈE�e;���Cq��$�k7)���ƴ�n�_����D�t��`�,�tF������IX���i���ճr�߫bU����PVc��,���n)�Í!:�h�=!�QdO�v۳2���)����y�Q��<������G�:k�W�I��^���n����ڛ�4m���9�b���;�.�_�2v�~?+���^�v��:�xm\u@m�3ܵϤ�&+���-O��g�'m�4��X�=��J�ˋ,���e��ɔ���͆I�h���,&���s�m�kf&�L�}ѩ����Vm\uZYB�n+G(���j�:&n��1��uR+E��/i�[�u�Fu�lԂI���ԟ�Ήq��OF������Ĥϑ?{���?ƛ�0b�&�Հ9&�f7Ģ�hU�%�l]�W���ȫ�ȇ*0-���b���C�B�4C�5��œt.!�?aU���&�'�%滉�ĉW����Fr>�=��5¦�W�62gN��3��+���6�e�8��r�XW�`Uj�O�+�(]������Q�C}�0KF7:�\�uj�ةy;u���0J�����\���+�-V�8�3��¦�o6;���LaS�H��md����]��n{��F�{I�¦�̤S(l�c�x�C&e/���Fze?v>�-�/O���kN)�B�կ�B��4o����1>�i����M�AC�er��vʡ�ʩ�c���`��"K�����;?p�9s©G�U�r�p�?��n�`��ew�&��숶8�>�Ah��ύ�ᰃX�o�Z�Gմ����XG�c��tx��C�C�����r�#����t��z6{옸T�^���D��1�(��-{�jdl��bO�Zo�=sZ��;��l��Vo�m99���)�#״��{aܔ`�Ud�&���Q�Ǽ$�s��&{�$�{�ɗ�;԰��(2�չ-_�ޑo�Zgڛ�=�*(���<�F�FT�#��&3�^�a����A��A]���q�^>���=/T�)­_����_��M�l�ͯ@w"�/�1z<� �H�l�}�*[�^�E���M]#A2�!�w�9�wG�=X��G�wnk,���D��}��2e6融s� �ݚ����18�<�m���M��"< ���¦X���h���C#�>��?Ĩh`d��ȃ"��g>�k<;��[NS�e���/�8�^��D���%������i�(ޛ�}�*��G�?��{~�P*�/�"��/���Q�UQ0��u{jL#�����X��W�I�k�;�\�\-1S�^%]U%����Y���'J�8IT��Ƹ(Q��c�q�1�S0�\`U��ѡ�k�"O0o�ef1jZ���(ީ�8��D7XM�o<g��.Σx.*�o�jt����©p6����_iv��yh�]ݏ���fU�:�9ҟO[��%j��r�ԊՓXVO�����-�=��C�0�Z��;j[O�jWO��������p����T��Ě�U�S�5���Y5=�Z#n�ڷ������pυĚrˠ��ne�e��JhP����^s����>7<�{W��Ԍ����"�kO�����ٓ�܇�H3�p�/,��V���WV�L��%oT��^+HxA+HxQ�����a���Pacz7�e�-֪{9l�6�ư�(���􍧬M�&4o�g�q[B�8kT{�z���m{�ۅ(C���ѽa6,��k��%2��p$���(�XϏu�_�������[7�[�\�[���p�d��13f�c6Ɉ��L2c�ž#������G��x3)�_�K~o�w��8����#)����/����!�G~v�i8���i�Y��;����-�(%�����[�OZI@Γ?��@ɟȯ�8��5���7d�̑F�7�@�!����*�"�$�#�"{�"o�����q��>�?#I�2F2�'��G��/�ES�u��y�{�彇ʜ8��*Z�����(cj87�0����=���2f(C�:J�GXKhǌc�8cc�g�i1��#ΐN�Zf-��u-1�%����\߹�wk�¦�;��s����s�V��A�5�Wx<¦O{�W$58�-M����d�̖fɍ�ii��%�'1��¦N���ei���"K�VT%C��2]ɒZ��]R��Km )�[�^U�� ��v2M��z��S����K���yY}�:��V�*�m8-<�ԇ���!�Ix�4Ej"�HK��(!��N�N#W�ӣ���hN4�¦��On��v��o� @� �"�D��LZKw�z�H�i=H�У�8=E;i��=���!��t�ޥ#�!m�� ��B4D��JB%��t�KrH>��� d)YRD(I1)��$+A!q�1�*YO�C���_A�$�0�T�j�D��m��7��GHd���a�¦Y�?@�����,�@�A9]F��t5e��V�*ZC�c{݃�7�;���z���vz�v�3�<�H/�k��E�0�G���zDOק"d��z���kz�^���b\37�^�׏"Lu�T�`��;�=�Sߢo�7b�j���;�+�q�Qo�[􃨋���9%)�_���5��:�¦��?��>+1���0�?��a�Ա�/�Y�lX����qe�2e��L%O�K�l�@)��J�R딗�b���VY�2��E���I��3!��!�79�TH����m����.�iz�^��ӫ�:�n��9�C�D�C����A=U��OџC������}~��+��8�p�L�Ыh�^�oG��u�9��ݴ�V��t+�H�چ6"��d��ÿb���Y�_�"�+�J)��ĕ8(J��Ƚh*r�@(�vē �*��g�]��=�(��ʒ��U�O��x�q�g���y��i��l�����\1O��K�M��q��O��w�6G��؋�l��O�-v io��9�8�Ǉq�a�.�}�p*�=y�ey�gm�\B�O��e���}�xBFF��2��Eg�@�k8ោ��ӈ`��"�31����H�Yz����r�1�?#��tm���Ř�:���8�8/A�޼����������k��ͥ�켳�����e{Y����/b��?�c"^�<1&��KI{�6����m>��>���ý̺�c~�ꭱkF!�a�[�F��3��Ơ��g�����P���������S��D�lx��xT��ok�鱝���_�Bo��(b��ύb6��o'�[�9h�b��5��װ�}O������K�MĨ�Ɋ�:��[�t�֚j촲�1Q���f+�h�4��&�q�*td9b���k��}¦�qk�q�*vlx�N3[���1;� ���!��7Ӭ��>�d�8���_����e��r�V�9��t��Z]^{���n3��1�X��n��%V�Yj��5d����ֈYi=47�$�z�l��3�}��'S�i�E��j�wߤ��w&���'�3[��y*��5��}�-�s�������&Ų��y���#�����Y�t&DFkјt _����z�w�:���H9�;�Qj�R���]�X���U�jxlM������z�Q>-�"w��}����_�P��#��dH��t%K�Ty^�%}��J�L��jX%}���pz8�¦�$ ��D�ۑ��$�������a4'�ȋΏ�,�m+s޵���X'���Fb5���4m������ĺ�e�:5��H���pl����4��A3�ņ�[�P�mֶju���3��Z�֤���z���!�U;�u��Ӂ�X"��:8���cC(���#a�۶=���W�q��wn\�^¦�^E���/�",^^�e���m\)�2���0%�q�������p��zs�sQ�¦���8�pd�@3P�l�q�s� !�G�a(�¦PQ&��!�&@�DX�0V�����+��wf���2�֨56�*3�}�af�fb�/Mm6MmjE�4�6��0qS�4u%��"!u%���AB����ip�%�%l�EB�b�YD��{羙7���.m�Y�9��w��>�!?��?!-�5�F�H/���IN����v�T��J���w�o���t�W���.�K������&E'B���6�}�m���mѱp�����m���É��\�3:��:H��;B�Bt�^�N��ݳ�/\F��$���ГKoA��ꇄ$͆���3�)Rl�}���;8�Zؽ�d��t�N1x��:C��x֢�H��@t����iX]�7B��s�D'�����}���X��.c嬒V��h��R`�Dlk����I)�ձH8��8HmJ�eL�Mh�m��<��dl���0�1HY;;ʎ���$;:��+ؐ���-�α��¦)oqeC���~�o���edZo�ܝb�[�LG���ya�B2��5^�w8��!�y5��6+�a��a����4����¤�pk���2���Iv���:����Y��6���ܧ-��������Sh!R����H9{_c�ޔ�!N��>7��bJL�[�3�x���,]�3)5���<+����X+�v�����N�ײ�t��n>'�����Xh!��c��yB�g�/�؞尿q�/�>�����&h��²��/�&-9��x����/�D���E8W/GD@�ѡ��_�ѡa�����p�h���?4@V-��6j�Rq$z¦��%zd����uX4��.�'}b@�a.ĈE϶�To����]�w�z̉Yف�1R)�\�f;^����V�/�d�݃��.���w�nW��<[��7$��˫w��~:bC憟a��,���R��T���C~E���oHn_�~D]�����{l���?���k�"\&���lP���T�#D�a�߅��B����ِ��*�ʭJ�F\�V�A�¹�)२�(�އ��#����4��c׭�je�:h�ڭ��c�:f�NZ��z���a弈Yk̺lMX������!�uӺM���r���9����#U�ˉI�{QC���]���T7��[��nBL?q�ä��@��Yn�3+A5�y�1�̨y�d�����A���a�����7�c�m��[�̓�]�yz��/����&������m¦x�O=/���:q�}�ʢr¦q�F\V;!{�����-�ǜx��{�������޻�vN_���kz]�H�����5�G�R¦G�YbOu�9%kC�I�f�e������t[^5�6�>$�m��e¦���4[u�^ҿ��G�6ş;�k�bͱ�̭���})¦-Ú䍎i:m[����Ru+Y��S���o��]�Wk{���¦#ͦ�4]vͻ���g�%�a��Ȯ+���~��T�=��W���{:�n���+�������� �@�>ߖ/q�z����00��R�#����y�Yg�V�wO���^��f�󽜁��9��4��[���i �fmȊ�Ad![ܬ�!)AD��f�4uml̮YY$,A�����֮��V��@C6Ѻ"�CRqu���`%� 2�� 6��=�e���ڲι����s�}���syzR��w�<��`����Q*׿��w�1BEb�ʸO,",��(�"E2��UJxW(C�.��X_��<��Ie�c���x�j�Y^�]^�)_U^�>alM¦(>�؟�O�¦*>%!� ���g����9������Y��s��_�.e^�i��}D��2ۦX��\��*I�"e�VEi�e�ZVUi�����Zɺ�V�65n��¦�ZS�di���$��Nk۠oj�jMMYm�Wj��(]cu�����fu�c�}��k0��"#�W���y�m7�6��ϻ�ҏf�q�:!c@L�l���/�<¦���S��Ŧ�^�_ꎵC�S����s���y��#D�m�m��/��"��Z}� u��R�7�7HW�Rߢb�G�-��^��x�=�(��9^�^�[(e8�z��E}����þOe��ͩz���(>d3�J�p¦?5G��d¦G,��*"��Q#�IND��-���tr�wc���s�ˉ��L�rd62���m�M}4'f��~)y�WW#Y���D}��Q_Ԁ��E��Ӊ����G�d�e�8�Dv��HdҎ)z'1�*��'��i����l��FdFjFOK�w�֗�'+�INDf�;R��J\���"�D3�����\d6qV������$������Ȥ\%�G���wH��a�ԗԗ���6���װ:�-d�[խ�/�)����ST��g)���sT��θVpx�r0��kju��g�^$ϲ5.�4mB-��Sp��8�x¦-Σ%��x���B����^��*�t�w����K~�$s Ρ�s��3��}���1c��B�]ظ��n��V�����k������={Rؓ`O���>T�=����s!h'��g�^�J�q�3�9L�Fg�v���X�`ϲJOZ���=@î�ml������mqVэ�wVq����iV����ͅBCt�_eȍµ9n�A"�ׇ Qk`�����њo5�7r]�i�6���-��<���l8-9�oѓ��.eK;��b�e.��ȹ[�.S��r<��D����x3�=z¦��C{A�,r�������@������ ]��p�%�d����*e���yh\�䳼++e�G�7䡚RB��<��G�څ��wv8�-���/������8���c�1^֧�)�<#�`n��0y17��O\���q��U�/���:�q�JĄ����S����gΈ>�3�,^�?«���¦��c����G�}.}�K?��::rW��U�ܟg,��Q��a%��f�S���09�Vڅ�ͣ�~�Ŭ+����Wt�o#76EӨu�a7h�u���[uy�X�]`c��k���4���g��g�<����˛U��Y�����z�Kos�����[�����]>m�ͼU�u�����G��T-Y#~�T�AH�����rh�yS¦ ��2�%�g���,k廀e֛��w�{��{��cY��WX��e���e};���2f�8#v/��0�3Frtz c�<�4_�r%K��#��BH���{V�I�pYI?b7���%>gy����Y? e�y֯���jF~Z�O���d���R/x��(�I�{Yֲ�2�?���Y.�,�*�?߭"f�����A�rc�2GF����lAd��:�Cd�0R{����A(��N�RY��tXƘPh��*+���>y�_N�Ϲ�����{�ʰD>�}W�.ڣY�l��M�S��Wy{;���,�ϠO�~B�w��i����"����=���U��՗�&[E��Ux6ާo���'�h��<�L��r���*��/qN���Va<����`}�V���h����z1^�]��Io�M�����v~�Thm+Zp=�G+¦��#���*����u���ub�ݯ4��7}����W0J��S��Vu8A7�R��͉A��I~0�U�U���}^�4�)^�-잰L��Do�����N�q��î���d8·�-�F&#�D��=T��5��]NQ��¦�a�M���`X��E��E+��糬��̋�h���`o��Yo�v¦��-��W�*�ي�T�OL)���ƿ�/�m%���IJr�p�닶�(Y��.�%å���~�1����/���¦�V��)D�G4����ϊ6�k�S�(ga=zv7l��lmŧ�dXUxR�]��c"�����Fp;���=�/��J�>�Q�����,��#ۻ���Y����t���ju����j�Fk���u�R1ze���͏¦2��W��8�(��d¦��W�bb��J�pn����e�&�*�+W�nF���Ok��6�~����fVl&�f���S^QL�a�����QZP�`�D�r����x>���c7c/!fe*��a-z&jb5�`V�Yb0�,���^тQi�<������b�a��ڈCn��ބ���gi;{v�8_ñ�g��&z��;�o:��x���ơج���Eӵ���r��-p2z^���T�2�}*��ؗ��F�po뱳����N�ȔѢ�1�ã�1��+���\��z#zj���L}2�G%�l�� z��Fo�v��^�0� �.���ES��W�L\��R��SEn�m5y�x�h_�K��ݝ��[�s:[�-��ݤ��ݣJ,��/��N��Rd[�A�Y�SIY�1S՜�����Q6p�Ԣ/s_��6���,^����L��������S��m�#���`6�]V��o�,��ury/�Y��+Ѝ����ǫP�e���ޒ��Un�^2���A�2�H���A��+�����M7�,����ؓ��qe[�B�Miݢ���=�#Y��?�<֕�mՙ�{4h'm�i`oi`7kP2�5�6�֣T��D�S��p���:>���p0�­�,���Y�GY{=�W�Q�lԪ���*����������1yT5}���~���t���*����\�ۘ��!��1p8��J�>��CR�0���Oe����w�Nz�꽑�k��h+j<�������p�j���؎Vo{�D���~T�V�碼�¦{'t�KDݤ̞_�;`�r+�l[u��.N-���ȟ�le���~����%�����[\�?���-��.�~�h��ý�z�2t�`+t�����ϻ���-�f���2a%�����-V�<�=�f�D�a3¦��~#�,ڞ�nE�v%�R�5x��;t��>��:ߣ�w�v-�N�}x�!��)i�u�_�������k���y�#�4��_J��ļ�z]�(�q�����(��0����i�Z�f9,խ�^*��_W�v����N����dLv��}�Az���_����_�*F�M�a/��6�=�Y�����-1j&�%z����z7%�[�.�Ɓ錫ދۀ1�[P��)eP�w2V�4�X�S!Ԉ1�Jp�ѫF?��S1��p�3�����e�^&�fM�����\�¦i_�*_TF/�i��V��Ɠn��v ��F�ZLf�D�����I؝�m�k�T�Ƽ���Az;�n��X�#�#���o�ٿ�O����w�g����q�]�b�(�Ē�Н=Xa����j+�:�Rv�]�#���%�cx��Q���O��ߠ���!@&��%��G`#�I������%��p���Ӄ�(���vZ��t�kD �$G�":J4ނ��~�O-�x����򏪺����~�bKa�6�"�8yAe;@'@j��F�8���5�dwʖ?�"�J�4�I0��(�Yl��x̰�Y���"�LjL��Y�r����:o����<��y~�{-�f���U<'� �F"K�;�8�!��g1$�9�w��ױ#g`{ю��g�}컟3�M"U��j�x�}�RFs�����XK�}�s���߀���¦� �\���{��G�oOtIT���"���%h�5B+I���%�8�ֿGC��Ѐ�Ǵ6�������o�������� ����Χ�I�]�����L���bȸf5��0���!C:��y;l��2K��0�<���E}�E������Ie�Ep-����u����6�f�_6{�$��M�>� �kg�o��^��X��&�0�)�_����-�Q�o�����K�^� /U�7*���r��ܗ w*��,��m}Ѐ�QZ�{ɰ?�'�����Wr��[p#��Q��\%�^؆s�����E�U0���\'�Y�F�����?�9�����������k���6bV�s!�����U�xN�?@�D��w�q�C6=�bH�sN`/�젏���$"�X ����U��lj��8��G{_�'���g>7�m�"&=�?� ��-F�Zr�哷�M��Bk�Г���2�B�^��&+nAW�Ǆ�z����w31�BO':]Lk"�T�+���dD�嗎���3��q��������P ���,�Rh\�/�!�Z'�^D����=O2���S��俟#�yz�f�4ѣ��>��Y��������.�2&~����G��O��F����5Z��5�l����:�ϸ�G�6�Y�������ůp����S;;��#�z���%[�T�wE�P��M�Z��n�z0V����c�������0M���Cר_'�7�h�]¦'n#ϸ;KN���G���NT�S� s�*��yk��Č���+N:N6���n)d���'���-H��쏉_�*��a3��ܦ3�&���ĩ��yqqr$^��ι��Eb��Zb¦�[ﻢ�s8�hΌ�&zںb�p5s+��_�c�^��2n�Q�a:¦������'�S�0g�
https://www.microsemi.com/document-portal/doc_download/9381-lxmg1617-12-4x-pdf | others | Microsemi ¦ Semiconductor & System Solutions ¦ Power Matters Microsemi Quality Investors Sales Contacts Parametric Search Login Registered Users & Partners Audio, Voice, and Line Circuits Support Cases Audio, Voice, and Line Circuits Software Audio, Voice, and Line Circuits Documents Ethernet Switches, PHYs, Software, Crosspoint Switches & Signal Conditioners Documents FPGAs & SoCs Documents, Support Cases and Software Licenses Low Power Radios Software and Support Cases MyMicrosemi Partner Portal OTN Processors Documents and Software PoE Support Cases PoE Collateral PON/FTTH - EPON & GPON Documents & Software Storage ICs Documents and Software Timing ICs Software and Support Cases Timing ICs Documents Timing & Synchronization Systems Documents, Software and Support Cases Winpath Network Processors Documents, Software and Support Cases Products & Services Products Audio & Voice Circuit Protection Data Center Solutions Drivers, Interfaces, and PCIe Switches Ethernet and PoE Solutions FPGA & SoC High-Reliability Optical Networking Power Discretes & Modules Power Management RF, Microwave & Millimeter Wave Timing & Synchronization Services ASIC Design Services FPGA & SoC Services Module & Hybrid Design Services Package Miniaturization Services Rugged Power Supply Design Services Synchronization Services New Product PolarFire FPGA Family Cost-optimized lowest power mid-range FPGAs 250 Mbps to 12.7 Gbps transceivers 100K to 500K LE, up to 33 Mbits of RAM Best-in-class security and exceptional reliability Learn More Applications Automotive Advanced Driver Assist Systems (ADAS) Body Electronics Infotainment Powertrain & EV Charging Commercial Aviation Actuation Systems Cabin Management System Cockpit Avionics Engine Systems & Controls RF & Microwave Systems Communications 5G / Mobile Infrastructure Broadband Home / CPE Broadcast Video Converged Access Network Enterprise Infrastructure Metro / Core / DCI Network Data Centers Machine Learning Appliances Motherboard & Rack Infrastructure NVMe Storage Rack Scale Design Storage Servers Storage Systems Defense Integrated Vehicle Systems Military Communications Radar Electronic Warfare Industrial HMI (Human Machine Interface) Industrial Ethernet Networking Industrial Imaging More Industrial Applications Motor Control Physical Security Programmable Logic Control Safety Heritage Smart Energy Test, Scientific and Measurement Medical Medical Imaging Medical Instrumentation Medical-Implantable/Ingestible Space Attitude & Orbit Control Digital Communications Payload Electrical Power Systems Remote Sensing Payload Telemetry Tracking & Control Transparent RF Transponder System Solutions Education Financial Services Government Healthcare Oil & Gas Power Utilities Retail Stadiums-Arenas Transportation Ordering How to Buy Microchip Purchasing - Find your Microsemi products here Available Stock Search Order Status Contact Microchip Purchasing and Client Services Support Sales Contacts Company Company About Us Acquisitions Aviation Center Of Excellence Awards Blog Careers Corporate Contacts Events In the News Investors Locations Press Releases Quality Technology Terms and Conditions Terms of Use Partners Accelerate Ecosystem Partners Intellectual Property Partners Reference Design Partners Technology Partners Empower Channel Partners Find a Channel Partner Become a Channel Partner Partner Portal Login Solution Partners Compatible PoE Devices Storage Cards Compatibility Reports SyncWorld Support Documents and Resources Compatibility Reports (Storage Cards) Compatible Devices (PoE) Development Tools & Software Knowledge Base (Ethernet and Signal Integrity) Knowledge Base (FPGA & SoC) Knowledge Base (Storage Cards) Product Notifications Technical Articles Design Support FPGA & SoC Support Microsemi Adaptec RAID/HBA Support Power, Small Signal and Protection Discretes Support Timing Systems Support Contact Support Ask A Sales Rep Product Portals Audio & Voice Portal Ethernet and Signal Integrity Portal FPGA & SoC Portal MyMicrosemi Partner and Customer Portal Optical Networking Portal Storage ICs Portal (SAS/SATA & Switchtec PCIe Switches) Timing ICs Portal Timing Systems and Components Portal Quality & Packaging Packaging Information Quality Returns FPGA & SoC RMA PoE Injectors, Midspans and Switches RMA Storage Cards RMA Timing Systems RMA Training FPGA & SoC Training FPGA & SoC Webcasts Timing Systems Webcasts https://www.microsemi.com/images/newslides/v2-210607-BlueSky-Promo-Microsemi-Homepage-Banner.jpg https://www.microsemi.com/images/newslides/210603-FTS-BNR-TimePictra-11-Microsemi-HP-2000x286.jpg https://www.microsemi.com/images/newslides/r1-210607-APID-AD-Mi-V-Summit-Event-Graphics-Microsemi-Homepage-Banner.jpg https://www.microsemi.com/images/newslides/r3-210917-FTS-AD-TP4100v2.3-Microsemi-Homepage-Banner.jpg https://www.microsemi.com/images/newslides/Precision_Time_and_Frequency_for_C5ISR.jpg https://www.microsemi.com/images/newslides/ftd_syncserver_4_1.jpg https://www.microsemi.com/images/newslides/VectorBlox_home.jpg https://www.microsemi.com/images/newslides/FTS-BNR-GPSDO-Microsemi.jpg https://www.microsemi.com/images/newslides/polarfire-bnr2.jpg Products Audio & Voice Circuit Protection Data Center Solutions Drivers, Interfaces, and PCIe Switches Ethernet and PoE Solutions FPGA & SoC High-Reliability Optical Networking Power Discretes & Modules Power Management RF, Microwave & Millimeter Wave Storage Solutions Timing & Synchronization Applications Automotive Communications Commercial Aviation Data Center Defense Industrial Medical Space System Solutions Services ASIC Design Services FPGA & SoC Services Module & Hybrid Design Services Package Miniaturization Services Rugged Power Supply Design Services Timing & Synchronization Services Microsemi Corporation, a wholly owned subsidiary of Microchip Technology Inc. (Nasdaq: MCHP), offers a comprehensive portfolio of semiconductor and system solutions for communications, defense & security, aerospace and industrial markets. Products include high-performance and radiation-hardened analog mixed-signal integrated circuits, FPGAs, SoCs and ASICs; power management products; timing and synchronization devices and precise time solutions, setting the world's standard for time; voice processing devices; RF solutions; discrete components; enterprise storage and communication solutions, security technologies and scalable anti-tamper products; Ethernet solutions; Power-over-Ethernet ICs and midspans; as well as custom design capabilities and services. Microsemi is headquartered in Aliso Viejo, California. Videos Products ¦ Applications ¦ Company ¦ Careers ¦ Investors ¦ Survey ¦ Privacy Notice ¦ Terms & Conditions ¦ Product Disclaimer ¦ Terms of Use ¦ Blog ¦ Our website uses cookies (including profiling cookies of authorised third parties) to give you a better browsing experience, and by continuing to use our site you accept our cookies policy. Find out more on how we use cookies and how you can change your settings by clicking here . © 2024 Microsemi, a wholly owned subsidiary of Microchip Technology Inc. All rights reserved. Stay Informed ✚
https://www.microsemi.com/document-portal/doc_download/9325-lxm1617054x-pdf | others | Microsemi ¦ Semiconductor & System Solutions ¦ Power Matters Microsemi Quality Investors Sales Contacts Parametric Search Login Registered Users & Partners Audio, Voice, and Line Circuits Support Cases Audio, Voice, and Line Circuits Software Audio, Voice, and Line Circuits Documents Ethernet Switches, PHYs, Software, Crosspoint Switches & Signal Conditioners Documents FPGAs & SoCs Documents, Support Cases and Software Licenses Low Power Radios Software and Support Cases MyMicrosemi Partner Portal OTN Processors Documents and Software PoE Support Cases PoE Collateral PON/FTTH - EPON & GPON Documents & Software Storage ICs Documents and Software Timing ICs Software and Support Cases Timing ICs Documents Timing & Synchronization Systems Documents, Software and Support Cases Winpath Network Processors Documents, Software and Support Cases Products & Services Products Audio & Voice Circuit Protection Data Center Solutions Drivers, Interfaces, and PCIe Switches Ethernet and PoE Solutions FPGA & SoC High-Reliability Optical Networking Power Discretes & Modules Power Management RF, Microwave & Millimeter Wave Timing & Synchronization Services ASIC Design Services FPGA & SoC Services Module & Hybrid Design Services Package Miniaturization Services Rugged Power Supply Design Services Synchronization Services New Product PolarFire FPGA Family Cost-optimized lowest power mid-range FPGAs 250 Mbps to 12.7 Gbps transceivers 100K to 500K LE, up to 33 Mbits of RAM Best-in-class security and exceptional reliability Learn More Applications Automotive Advanced Driver Assist Systems (ADAS) Body Electronics Infotainment Powertrain & EV Charging Commercial Aviation Actuation Systems Cabin Management System Cockpit Avionics Engine Systems & Controls RF & Microwave Systems Communications 5G / Mobile Infrastructure Broadband Home / CPE Broadcast Video Converged Access Network Enterprise Infrastructure Metro / Core / DCI Network Data Centers Machine Learning Appliances Motherboard & Rack Infrastructure NVMe Storage Rack Scale Design Storage Servers Storage Systems Defense Integrated Vehicle Systems Military Communications Radar Electronic Warfare Industrial HMI (Human Machine Interface) Industrial Ethernet Networking Industrial Imaging More Industrial Applications Motor Control Physical Security Programmable Logic Control Safety Heritage Smart Energy Test, Scientific and Measurement Medical Medical Imaging Medical Instrumentation Medical-Implantable/Ingestible Space Attitude & Orbit Control Digital Communications Payload Electrical Power Systems Remote Sensing Payload Telemetry Tracking & Control Transparent RF Transponder System Solutions Education Financial Services Government Healthcare Oil & Gas Power Utilities Retail Stadiums-Arenas Transportation Ordering How to Buy Microchip Purchasing - Find your Microsemi products here Available Stock Search Order Status Contact Microchip Purchasing and Client Services Support Sales Contacts Company Company About Us Acquisitions Aviation Center Of Excellence Awards Blog Careers Corporate Contacts Events In the News Investors Locations Press Releases Quality Technology Terms and Conditions Terms of Use Partners Accelerate Ecosystem Partners Intellectual Property Partners Reference Design Partners Technology Partners Empower Channel Partners Find a Channel Partner Become a Channel Partner Partner Portal Login Solution Partners Compatible PoE Devices Storage Cards Compatibility Reports SyncWorld Support Documents and Resources Compatibility Reports (Storage Cards) Compatible Devices (PoE) Development Tools & Software Knowledge Base (Ethernet and Signal Integrity) Knowledge Base (FPGA & SoC) Knowledge Base (Storage Cards) Product Notifications Technical Articles Design Support FPGA & SoC Support Microsemi Adaptec RAID/HBA Support Power, Small Signal and Protection Discretes Support Timing Systems Support Contact Support Ask A Sales Rep Product Portals Audio & Voice Portal Ethernet and Signal Integrity Portal FPGA & SoC Portal MyMicrosemi Partner and Customer Portal Optical Networking Portal Storage ICs Portal (SAS/SATA & Switchtec PCIe Switches) Timing ICs Portal Timing Systems and Components Portal Quality & Packaging Packaging Information Quality Returns FPGA & SoC RMA PoE Injectors, Midspans and Switches RMA Storage Cards RMA Timing Systems RMA Training FPGA & SoC Training FPGA & SoC Webcasts Timing Systems Webcasts https://www.microsemi.com/images/newslides/v2-210607-BlueSky-Promo-Microsemi-Homepage-Banner.jpg https://www.microsemi.com/images/newslides/210603-FTS-BNR-TimePictra-11-Microsemi-HP-2000x286.jpg https://www.microsemi.com/images/newslides/r1-210607-APID-AD-Mi-V-Summit-Event-Graphics-Microsemi-Homepage-Banner.jpg https://www.microsemi.com/images/newslides/r3-210917-FTS-AD-TP4100v2.3-Microsemi-Homepage-Banner.jpg https://www.microsemi.com/images/newslides/Precision_Time_and_Frequency_for_C5ISR.jpg https://www.microsemi.com/images/newslides/ftd_syncserver_4_1.jpg https://www.microsemi.com/images/newslides/VectorBlox_home.jpg https://www.microsemi.com/images/newslides/FTS-BNR-GPSDO-Microsemi.jpg https://www.microsemi.com/images/newslides/polarfire-bnr2.jpg Products Audio & Voice Circuit Protection Data Center Solutions Drivers, Interfaces, and PCIe Switches Ethernet and PoE Solutions FPGA & SoC High-Reliability Optical Networking Power Discretes & Modules Power Management RF, Microwave & Millimeter Wave Storage Solutions Timing & Synchronization Applications Automotive Communications Commercial Aviation Data Center Defense Industrial Medical Space System Solutions Services ASIC Design Services FPGA & SoC Services Module & Hybrid Design Services Package Miniaturization Services Rugged Power Supply Design Services Timing & Synchronization Services Microsemi Corporation, a wholly owned subsidiary of Microchip Technology Inc. (Nasdaq: MCHP), offers a comprehensive portfolio of semiconductor and system solutions for communications, defense & security, aerospace and industrial markets. Products include high-performance and radiation-hardened analog mixed-signal integrated circuits, FPGAs, SoCs and ASICs; power management products; timing and synchronization devices and precise time solutions, setting the world's standard for time; voice processing devices; RF solutions; discrete components; enterprise storage and communication solutions, security technologies and scalable anti-tamper products; Ethernet solutions; Power-over-Ethernet ICs and midspans; as well as custom design capabilities and services. Microsemi is headquartered in Aliso Viejo, California. Videos Products ¦ Applications ¦ Company ¦ Careers ¦ Investors ¦ Survey ¦ Privacy Notice ¦ Terms & Conditions ¦ Product Disclaimer ¦ Terms of Use ¦ Blog ¦ Our website uses cookies (including profiling cookies of authorised third parties) to give you a better browsing experience, and by continuing to use our site you accept our cookies policy. Find out more on how we use cookies and how you can change your settings by clicking here . © 2024 Microsemi, a wholly owned subsidiary of Microchip Technology Inc. All rights reserved. Stay Informed ✚
https://www.microsemi.com/document-portal/doc_download/9325-lxm1617054x-pdf | others | Microsemi ¦ Semiconductor & System Solutions ¦ Power Matters Microsemi Quality Investors Sales Contacts Parametric Search Login Registered Users & Partners Audio, Voice, and Line Circuits Support Cases Audio, Voice, and Line Circuits Software Audio, Voice, and Line Circuits Documents Ethernet Switches, PHYs, Software, Crosspoint Switches & Signal Conditioners Documents FPGAs & SoCs Documents, Support Cases and Software Licenses Low Power Radios Software and Support Cases MyMicrosemi Partner Portal OTN Processors Documents and Software PoE Support Cases PoE Collateral PON/FTTH - EPON & GPON Documents & Software Storage ICs Documents and Software Timing ICs Software and Support Cases Timing ICs Documents Timing & Synchronization Systems Documents, Software and Support Cases Winpath Network Processors Documents, Software and Support Cases Products & Services Products Audio & Voice Circuit Protection Data Center Solutions Drivers, Interfaces, and PCIe Switches Ethernet and PoE Solutions FPGA & SoC High-Reliability Optical Networking Power Discretes & Modules Power Management RF, Microwave & Millimeter Wave Timing & Synchronization Services ASIC Design Services FPGA & SoC Services Module & Hybrid Design Services Package Miniaturization Services Rugged Power Supply Design Services Synchronization Services New Product PolarFire FPGA Family Cost-optimized lowest power mid-range FPGAs 250 Mbps to 12.7 Gbps transceivers 100K to 500K LE, up to 33 Mbits of RAM Best-in-class security and exceptional reliability Learn More Applications Automotive Advanced Driver Assist Systems (ADAS) Body Electronics Infotainment Powertrain & EV Charging Commercial Aviation Actuation Systems Cabin Management System Cockpit Avionics Engine Systems & Controls RF & Microwave Systems Communications 5G / Mobile Infrastructure Broadband Home / CPE Broadcast Video Converged Access Network Enterprise Infrastructure Metro / Core / DCI Network Data Centers Machine Learning Appliances Motherboard & Rack Infrastructure NVMe Storage Rack Scale Design Storage Servers Storage Systems Defense Integrated Vehicle Systems Military Communications Radar Electronic Warfare Industrial HMI (Human Machine Interface) Industrial Ethernet Networking Industrial Imaging More Industrial Applications Motor Control Physical Security Programmable Logic Control Safety Heritage Smart Energy Test, Scientific and Measurement Medical Medical Imaging Medical Instrumentation Medical-Implantable/Ingestible Space Attitude & Orbit Control Digital Communications Payload Electrical Power Systems Remote Sensing Payload Telemetry Tracking & Control Transparent RF Transponder System Solutions Education Financial Services Government Healthcare Oil & Gas Power Utilities Retail Stadiums-Arenas Transportation Ordering How to Buy Microchip Purchasing - Find your Microsemi products here Available Stock Search Order Status Contact Microchip Purchasing and Client Services Support Sales Contacts Company Company About Us Acquisitions Aviation Center Of Excellence Awards Blog Careers Corporate Contacts Events In the News Investors Locations Press Releases Quality Technology Terms and Conditions Terms of Use Partners Accelerate Ecosystem Partners Intellectual Property Partners Reference Design Partners Technology Partners Empower Channel Partners Find a Channel Partner Become a Channel Partner Partner Portal Login Solution Partners Compatible PoE Devices Storage Cards Compatibility Reports SyncWorld Support Documents and Resources Compatibility Reports (Storage Cards) Compatible Devices (PoE) Development Tools & Software Knowledge Base (Ethernet and Signal Integrity) Knowledge Base (FPGA & SoC) Knowledge Base (Storage Cards) Product Notifications Technical Articles Design Support FPGA & SoC Support Microsemi Adaptec RAID/HBA Support Power, Small Signal and Protection Discretes Support Timing Systems Support Contact Support Ask A Sales Rep Product Portals Audio & Voice Portal Ethernet and Signal Integrity Portal FPGA & SoC Portal MyMicrosemi Partner and Customer Portal Optical Networking Portal Storage ICs Portal (SAS/SATA & Switchtec PCIe Switches) Timing ICs Portal Timing Systems and Components Portal Quality & Packaging Packaging Information Quality Returns FPGA & SoC RMA PoE Injectors, Midspans and Switches RMA Storage Cards RMA Timing Systems RMA Training FPGA & SoC Training FPGA & SoC Webcasts Timing Systems Webcasts https://www.microsemi.com/images/newslides/v2-210607-BlueSky-Promo-Microsemi-Homepage-Banner.jpg https://www.microsemi.com/images/newslides/210603-FTS-BNR-TimePictra-11-Microsemi-HP-2000x286.jpg https://www.microsemi.com/images/newslides/r1-210607-APID-AD-Mi-V-Summit-Event-Graphics-Microsemi-Homepage-Banner.jpg https://www.microsemi.com/images/newslides/r3-210917-FTS-AD-TP4100v2.3-Microsemi-Homepage-Banner.jpg https://www.microsemi.com/images/newslides/Precision_Time_and_Frequency_for_C5ISR.jpg https://www.microsemi.com/images/newslides/ftd_syncserver_4_1.jpg https://www.microsemi.com/images/newslides/VectorBlox_home.jpg https://www.microsemi.com/images/newslides/FTS-BNR-GPSDO-Microsemi.jpg https://www.microsemi.com/images/newslides/polarfire-bnr2.jpg Products Audio & Voice Circuit Protection Data Center Solutions Drivers, Interfaces, and PCIe Switches Ethernet and PoE Solutions FPGA & SoC High-Reliability Optical Networking Power Discretes & Modules Power Management RF, Microwave & Millimeter Wave Storage Solutions Timing & Synchronization Applications Automotive Communications Commercial Aviation Data Center Defense Industrial Medical Space System Solutions Services ASIC Design Services FPGA & SoC Services Module & Hybrid Design Services Package Miniaturization Services Rugged Power Supply Design Services Timing & Synchronization Services Microsemi Corporation, a wholly owned subsidiary of Microchip Technology Inc. (Nasdaq: MCHP), offers a comprehensive portfolio of semiconductor and system solutions for communications, defense & security, aerospace and industrial markets. Products include high-performance and radiation-hardened analog mixed-signal integrated circuits, FPGAs, SoCs and ASICs; power management products; timing and synchronization devices and precise time solutions, setting the world's standard for time; voice processing devices; RF solutions; discrete components; enterprise storage and communication solutions, security technologies and scalable anti-tamper products; Ethernet solutions; Power-over-Ethernet ICs and midspans; as well as custom design capabilities and services. Microsemi is headquartered in Aliso Viejo, California. Videos Products ¦ Applications ¦ Company ¦ Careers ¦ Investors ¦ Survey ¦ Privacy Notice ¦ Terms & Conditions ¦ Product Disclaimer ¦ Terms of Use ¦ Blog ¦ Our website uses cookies (including profiling cookies of authorised third parties) to give you a better browsing experience, and by continuing to use our site you accept our cookies policy. Find out more on how we use cookies and how you can change your settings by clicking here . © 2024 Microsemi, a wholly owned subsidiary of Microchip Technology Inc. All rights reserved. Stay Informed ✚
https://www.microsemi.com/document-portal/doc_download/9320-lxm1617-05-6x-pdf | others | Microsemi ¦ Semiconductor & System Solutions ¦ Power Matters Microsemi Quality Investors Sales Contacts Parametric Search Login Registered Users & Partners Audio, Voice, and Line Circuits Support Cases Audio, Voice, and Line Circuits Software Audio, Voice, and Line Circuits Documents Ethernet Switches, PHYs, Software, Crosspoint Switches & Signal Conditioners Documents FPGAs & SoCs Documents, Support Cases and Software Licenses Low Power Radios Software and Support Cases MyMicrosemi Partner Portal OTN Processors Documents and Software PoE Support Cases PoE Collateral PON/FTTH - EPON & GPON Documents & Software Storage ICs Documents and Software Timing ICs Software and Support Cases Timing ICs Documents Timing & Synchronization Systems Documents, Software and Support Cases Winpath Network Processors Documents, Software and Support Cases Products & Services Products Audio & Voice Circuit Protection Data Center Solutions Drivers, Interfaces, and PCIe Switches Ethernet and PoE Solutions FPGA & SoC High-Reliability Optical Networking Power Discretes & Modules Power Management RF, Microwave & Millimeter Wave Timing & Synchronization Services ASIC Design Services FPGA & SoC Services Module & Hybrid Design Services Package Miniaturization Services Rugged Power Supply Design Services Synchronization Services New Product PolarFire FPGA Family Cost-optimized lowest power mid-range FPGAs 250 Mbps to 12.7 Gbps transceivers 100K to 500K LE, up to 33 Mbits of RAM Best-in-class security and exceptional reliability Learn More Applications Automotive Advanced Driver Assist Systems (ADAS) Body Electronics Infotainment Powertrain & EV Charging Commercial Aviation Actuation Systems Cabin Management System Cockpit Avionics Engine Systems & Controls RF & Microwave Systems Communications 5G / Mobile Infrastructure Broadband Home / CPE Broadcast Video Converged Access Network Enterprise Infrastructure Metro / Core / DCI Network Data Centers Machine Learning Appliances Motherboard & Rack Infrastructure NVMe Storage Rack Scale Design Storage Servers Storage Systems Defense Integrated Vehicle Systems Military Communications Radar Electronic Warfare Industrial HMI (Human Machine Interface) Industrial Ethernet Networking Industrial Imaging More Industrial Applications Motor Control Physical Security Programmable Logic Control Safety Heritage Smart Energy Test, Scientific and Measurement Medical Medical Imaging Medical Instrumentation Medical-Implantable/Ingestible Space Attitude & Orbit Control Digital Communications Payload Electrical Power Systems Remote Sensing Payload Telemetry Tracking & Control Transparent RF Transponder System Solutions Education Financial Services Government Healthcare Oil & Gas Power Utilities Retail Stadiums-Arenas Transportation Ordering How to Buy Microchip Purchasing - Find your Microsemi products here Available Stock Search Order Status Contact Microchip Purchasing and Client Services Support Sales Contacts Company Company About Us Acquisitions Aviation Center Of Excellence Awards Blog Careers Corporate Contacts Events In the News Investors Locations Press Releases Quality Technology Terms and Conditions Terms of Use Partners Accelerate Ecosystem Partners Intellectual Property Partners Reference Design Partners Technology Partners Empower Channel Partners Find a Channel Partner Become a Channel Partner Partner Portal Login Solution Partners Compatible PoE Devices Storage Cards Compatibility Reports SyncWorld Support Documents and Resources Compatibility Reports (Storage Cards) Compatible Devices (PoE) Development Tools & Software Knowledge Base (Ethernet and Signal Integrity) Knowledge Base (FPGA & SoC) Knowledge Base (Storage Cards) Product Notifications Technical Articles Design Support FPGA & SoC Support Microsemi Adaptec RAID/HBA Support Power, Small Signal and Protection Discretes Support Timing Systems Support Contact Support Ask A Sales Rep Product Portals Audio & Voice Portal Ethernet and Signal Integrity Portal FPGA & SoC Portal MyMicrosemi Partner and Customer Portal Optical Networking Portal Storage ICs Portal (SAS/SATA & Switchtec PCIe Switches) Timing ICs Portal Timing Systems and Components Portal Quality & Packaging Packaging Information Quality Returns FPGA & SoC RMA PoE Injectors, Midspans and Switches RMA Storage Cards RMA Timing Systems RMA Training FPGA & SoC Training FPGA & SoC Webcasts Timing Systems Webcasts https://www.microsemi.com/images/newslides/v2-210607-BlueSky-Promo-Microsemi-Homepage-Banner.jpg https://www.microsemi.com/images/newslides/210603-FTS-BNR-TimePictra-11-Microsemi-HP-2000x286.jpg https://www.microsemi.com/images/newslides/r1-210607-APID-AD-Mi-V-Summit-Event-Graphics-Microsemi-Homepage-Banner.jpg https://www.microsemi.com/images/newslides/r3-210917-FTS-AD-TP4100v2.3-Microsemi-Homepage-Banner.jpg https://www.microsemi.com/images/newslides/Precision_Time_and_Frequency_for_C5ISR.jpg https://www.microsemi.com/images/newslides/ftd_syncserver_4_1.jpg https://www.microsemi.com/images/newslides/VectorBlox_home.jpg https://www.microsemi.com/images/newslides/FTS-BNR-GPSDO-Microsemi.jpg https://www.microsemi.com/images/newslides/polarfire-bnr2.jpg Products Audio & Voice Circuit Protection Data Center Solutions Drivers, Interfaces, and PCIe Switches Ethernet and PoE Solutions FPGA & SoC High-Reliability Optical Networking Power Discretes & Modules Power Management RF, Microwave & Millimeter Wave Storage Solutions Timing & Synchronization Applications Automotive Communications Commercial Aviation Data Center Defense Industrial Medical Space System Solutions Services ASIC Design Services FPGA & SoC Services Module & Hybrid Design Services Package Miniaturization Services Rugged Power Supply Design Services Timing & Synchronization Services Microsemi Corporation, a wholly owned subsidiary of Microchip Technology Inc. (Nasdaq: MCHP), offers a comprehensive portfolio of semiconductor and system solutions for communications, defense & security, aerospace and industrial markets. Products include high-performance and radiation-hardened analog mixed-signal integrated circuits, FPGAs, SoCs and ASICs; power management products; timing and synchronization devices and precise time solutions, setting the world's standard for time; voice processing devices; RF solutions; discrete components; enterprise storage and communication solutions, security technologies and scalable anti-tamper products; Ethernet solutions; Power-over-Ethernet ICs and midspans; as well as custom design capabilities and services. Microsemi is headquartered in Aliso Viejo, California. Videos Products ¦ Applications ¦ Company ¦ Careers ¦ Investors ¦ Survey ¦ Privacy Notice ¦ Terms & Conditions ¦ Product Disclaimer ¦ Terms of Use ¦ Blog ¦ Our website uses cookies (including profiling cookies of authorised third parties) to give you a better browsing experience, and by continuing to use our site you accept our cookies policy. Find out more on how we use cookies and how you can change your settings by clicking here . © 2024 Microsemi, a wholly owned subsidiary of Microchip Technology Inc. All rights reserved. Stay Informed ✚
https://www.microsemi.com/document-portal/doc_download/9320-lxm1617-05-6x-pdf | others | Microsemi ¦ Semiconductor & System Solutions ¦ Power Matters Microsemi Quality Investors Sales Contacts Parametric Search Login Registered Users & Partners Audio, Voice, and Line Circuits Support Cases Audio, Voice, and Line Circuits Software Audio, Voice, and Line Circuits Documents Ethernet Switches, PHYs, Software, Crosspoint Switches & Signal Conditioners Documents FPGAs & SoCs Documents, Support Cases and Software Licenses Low Power Radios Software and Support Cases MyMicrosemi Partner Portal OTN Processors Documents and Software PoE Support Cases PoE Collateral PON/FTTH - EPON & GPON Documents & Software Storage ICs Documents and Software Timing ICs Software and Support Cases Timing ICs Documents Timing & Synchronization Systems Documents, Software and Support Cases Winpath Network Processors Documents, Software and Support Cases Products & Services Products Audio & Voice Circuit Protection Data Center Solutions Drivers, Interfaces, and PCIe Switches Ethernet and PoE Solutions FPGA & SoC High-Reliability Optical Networking Power Discretes & Modules Power Management RF, Microwave & Millimeter Wave Timing & Synchronization Services ASIC Design Services FPGA & SoC Services Module & Hybrid Design Services Package Miniaturization Services Rugged Power Supply Design Services Synchronization Services New Product PolarFire FPGA Family Cost-optimized lowest power mid-range FPGAs 250 Mbps to 12.7 Gbps transceivers 100K to 500K LE, up to 33 Mbits of RAM Best-in-class security and exceptional reliability Learn More Applications Automotive Advanced Driver Assist Systems (ADAS) Body Electronics Infotainment Powertrain & EV Charging Commercial Aviation Actuation Systems Cabin Management System Cockpit Avionics Engine Systems & Controls RF & Microwave Systems Communications 5G / Mobile Infrastructure Broadband Home / CPE Broadcast Video Converged Access Network Enterprise Infrastructure Metro / Core / DCI Network Data Centers Machine Learning Appliances Motherboard & Rack Infrastructure NVMe Storage Rack Scale Design Storage Servers Storage Systems Defense Integrated Vehicle Systems Military Communications Radar Electronic Warfare Industrial HMI (Human Machine Interface) Industrial Ethernet Networking Industrial Imaging More Industrial Applications Motor Control Physical Security Programmable Logic Control Safety Heritage Smart Energy Test, Scientific and Measurement Medical Medical Imaging Medical Instrumentation Medical-Implantable/Ingestible Space Attitude & Orbit Control Digital Communications Payload Electrical Power Systems Remote Sensing Payload Telemetry Tracking & Control Transparent RF Transponder System Solutions Education Financial Services Government Healthcare Oil & Gas Power Utilities Retail Stadiums-Arenas Transportation Ordering How to Buy Microchip Purchasing - Find your Microsemi products here Available Stock Search Order Status Contact Microchip Purchasing and Client Services Support Sales Contacts Company Company About Us Acquisitions Aviation Center Of Excellence Awards Blog Careers Corporate Contacts Events In the News Investors Locations Press Releases Quality Technology Terms and Conditions Terms of Use Partners Accelerate Ecosystem Partners Intellectual Property Partners Reference Design Partners Technology Partners Empower Channel Partners Find a Channel Partner Become a Channel Partner Partner Portal Login Solution Partners Compatible PoE Devices Storage Cards Compatibility Reports SyncWorld Support Documents and Resources Compatibility Reports (Storage Cards) Compatible Devices (PoE) Development Tools & Software Knowledge Base (Ethernet and Signal Integrity) Knowledge Base (FPGA & SoC) Knowledge Base (Storage Cards) Product Notifications Technical Articles Design Support FPGA & SoC Support Microsemi Adaptec RAID/HBA Support Power, Small Signal and Protection Discretes Support Timing Systems Support Contact Support Ask A Sales Rep Product Portals Audio & Voice Portal Ethernet and Signal Integrity Portal FPGA & SoC Portal MyMicrosemi Partner and Customer Portal Optical Networking Portal Storage ICs Portal (SAS/SATA & Switchtec PCIe Switches) Timing ICs Portal Timing Systems and Components Portal Quality & Packaging Packaging Information Quality Returns FPGA & SoC RMA PoE Injectors, Midspans and Switches RMA Storage Cards RMA Timing Systems RMA Training FPGA & SoC Training FPGA & SoC Webcasts Timing Systems Webcasts https://www.microsemi.com/images/newslides/v2-210607-BlueSky-Promo-Microsemi-Homepage-Banner.jpg https://www.microsemi.com/images/newslides/210603-FTS-BNR-TimePictra-11-Microsemi-HP-2000x286.jpg https://www.microsemi.com/images/newslides/r1-210607-APID-AD-Mi-V-Summit-Event-Graphics-Microsemi-Homepage-Banner.jpg https://www.microsemi.com/images/newslides/r3-210917-FTS-AD-TP4100v2.3-Microsemi-Homepage-Banner.jpg https://www.microsemi.com/images/newslides/Precision_Time_and_Frequency_for_C5ISR.jpg https://www.microsemi.com/images/newslides/ftd_syncserver_4_1.jpg https://www.microsemi.com/images/newslides/VectorBlox_home.jpg https://www.microsemi.com/images/newslides/FTS-BNR-GPSDO-Microsemi.jpg https://www.microsemi.com/images/newslides/polarfire-bnr2.jpg Products Audio & Voice Circuit Protection Data Center Solutions Drivers, Interfaces, and PCIe Switches Ethernet and PoE Solutions FPGA & SoC High-Reliability Optical Networking Power Discretes & Modules Power Management RF, Microwave & Millimeter Wave Storage Solutions Timing & Synchronization Applications Automotive Communications Commercial Aviation Data Center Defense Industrial Medical Space System Solutions Services ASIC Design Services FPGA & SoC Services Module & Hybrid Design Services Package Miniaturization Services Rugged Power Supply Design Services Timing & Synchronization Services Microsemi Corporation, a wholly owned subsidiary of Microchip Technology Inc. (Nasdaq: MCHP), offers a comprehensive portfolio of semiconductor and system solutions for communications, defense & security, aerospace and industrial markets. Products include high-performance and radiation-hardened analog mixed-signal integrated circuits, FPGAs, SoCs and ASICs; power management products; timing and synchronization devices and precise time solutions, setting the world's standard for time; voice processing devices; RF solutions; discrete components; enterprise storage and communication solutions, security technologies and scalable anti-tamper products; Ethernet solutions; Power-over-Ethernet ICs and midspans; as well as custom design capabilities and services. Microsemi is headquartered in Aliso Viejo, California. Videos Products ¦ Applications ¦ Company ¦ Careers ¦ Investors ¦ Survey ¦ Privacy Notice ¦ Terms & Conditions ¦ Product Disclaimer ¦ Terms of Use ¦ Blog ¦ Our website uses cookies (including profiling cookies of authorised third parties) to give you a better browsing experience, and by continuing to use our site you accept our cookies policy. Find out more on how we use cookies and how you can change your settings by clicking here . © 2024 Microsemi, a wholly owned subsidiary of Microchip Technology Inc. All rights reserved. Stay Informed ✚
https://www.microsemi.com/document-portal/doc_download/9327-lxm1617124x-pdf | others | Microsemi ¦ Semiconductor & System Solutions ¦ Power Matters Microsemi Quality Investors Sales Contacts Parametric Search Login Registered Users & Partners Audio, Voice, and Line Circuits Support Cases Audio, Voice, and Line Circuits Software Audio, Voice, and Line Circuits Documents Ethernet Switches, PHYs, Software, Crosspoint Switches & Signal Conditioners Documents FPGAs & SoCs Documents, Support Cases and Software Licenses Low Power Radios Software and Support Cases MyMicrosemi Partner Portal OTN Processors Documents and Software PoE Support Cases PoE Collateral PON/FTTH - EPON & GPON Documents & Software Storage ICs Documents and Software Timing ICs Software and Support Cases Timing ICs Documents Timing & Synchronization Systems Documents, Software and Support Cases Winpath Network Processors Documents, Software and Support Cases Products & Services Products Audio & Voice Circuit Protection Data Center Solutions Drivers, Interfaces, and PCIe Switches Ethernet and PoE Solutions FPGA & SoC High-Reliability Optical Networking Power Discretes & Modules Power Management RF, Microwave & Millimeter Wave Timing & Synchronization Services ASIC Design Services FPGA & SoC Services Module & Hybrid Design Services Package Miniaturization Services Rugged Power Supply Design Services Synchronization Services New Product PolarFire FPGA Family Cost-optimized lowest power mid-range FPGAs 250 Mbps to 12.7 Gbps transceivers 100K to 500K LE, up to 33 Mbits of RAM Best-in-class security and exceptional reliability Learn More Applications Automotive Advanced Driver Assist Systems (ADAS) Body Electronics Infotainment Powertrain & EV Charging Commercial Aviation Actuation Systems Cabin Management System Cockpit Avionics Engine Systems & Controls RF & Microwave Systems Communications 5G / Mobile Infrastructure Broadband Home / CPE Broadcast Video Converged Access Network Enterprise Infrastructure Metro / Core / DCI Network Data Centers Machine Learning Appliances Motherboard & Rack Infrastructure NVMe Storage Rack Scale Design Storage Servers Storage Systems Defense Integrated Vehicle Systems Military Communications Radar Electronic Warfare Industrial HMI (Human Machine Interface) Industrial Ethernet Networking Industrial Imaging More Industrial Applications Motor Control Physical Security Programmable Logic Control Safety Heritage Smart Energy Test, Scientific and Measurement Medical Medical Imaging Medical Instrumentation Medical-Implantable/Ingestible Space Attitude & Orbit Control Digital Communications Payload Electrical Power Systems Remote Sensing Payload Telemetry Tracking & Control Transparent RF Transponder System Solutions Education Financial Services Government Healthcare Oil & Gas Power Utilities Retail Stadiums-Arenas Transportation Ordering How to Buy Microchip Purchasing - Find your Microsemi products here Available Stock Search Order Status Contact Microchip Purchasing and Client Services Support Sales Contacts Company Company About Us Acquisitions Aviation Center Of Excellence Awards Blog Careers Corporate Contacts Events In the News Investors Locations Press Releases Quality Technology Terms and Conditions Terms of Use Partners Accelerate Ecosystem Partners Intellectual Property Partners Reference Design Partners Technology Partners Empower Channel Partners Find a Channel Partner Become a Channel Partner Partner Portal Login Solution Partners Compatible PoE Devices Storage Cards Compatibility Reports SyncWorld Support Documents and Resources Compatibility Reports (Storage Cards) Compatible Devices (PoE) Development Tools & Software Knowledge Base (Ethernet and Signal Integrity) Knowledge Base (FPGA & SoC) Knowledge Base (Storage Cards) Product Notifications Technical Articles Design Support FPGA & SoC Support Microsemi Adaptec RAID/HBA Support Power, Small Signal and Protection Discretes Support Timing Systems Support Contact Support Ask A Sales Rep Product Portals Audio & Voice Portal Ethernet and Signal Integrity Portal FPGA & SoC Portal MyMicrosemi Partner and Customer Portal Optical Networking Portal Storage ICs Portal (SAS/SATA & Switchtec PCIe Switches) Timing ICs Portal Timing Systems and Components Portal Quality & Packaging Packaging Information Quality Returns FPGA & SoC RMA PoE Injectors, Midspans and Switches RMA Storage Cards RMA Timing Systems RMA Training FPGA & SoC Training FPGA & SoC Webcasts Timing Systems Webcasts https://www.microsemi.com/images/newslides/v2-210607-BlueSky-Promo-Microsemi-Homepage-Banner.jpg https://www.microsemi.com/images/newslides/210603-FTS-BNR-TimePictra-11-Microsemi-HP-2000x286.jpg https://www.microsemi.com/images/newslides/r1-210607-APID-AD-Mi-V-Summit-Event-Graphics-Microsemi-Homepage-Banner.jpg https://www.microsemi.com/images/newslides/r3-210917-FTS-AD-TP4100v2.3-Microsemi-Homepage-Banner.jpg https://www.microsemi.com/images/newslides/Precision_Time_and_Frequency_for_C5ISR.jpg https://www.microsemi.com/images/newslides/ftd_syncserver_4_1.jpg https://www.microsemi.com/images/newslides/VectorBlox_home.jpg https://www.microsemi.com/images/newslides/FTS-BNR-GPSDO-Microsemi.jpg https://www.microsemi.com/images/newslides/polarfire-bnr2.jpg Products Audio & Voice Circuit Protection Data Center Solutions Drivers, Interfaces, and PCIe Switches Ethernet and PoE Solutions FPGA & SoC High-Reliability Optical Networking Power Discretes & Modules Power Management RF, Microwave & Millimeter Wave Storage Solutions Timing & Synchronization Applications Automotive Communications Commercial Aviation Data Center Defense Industrial Medical Space System Solutions Services ASIC Design Services FPGA & SoC Services Module & Hybrid Design Services Package Miniaturization Services Rugged Power Supply Design Services Timing & Synchronization Services Microsemi Corporation, a wholly owned subsidiary of Microchip Technology Inc. (Nasdaq: MCHP), offers a comprehensive portfolio of semiconductor and system solutions for communications, defense & security, aerospace and industrial markets. Products include high-performance and radiation-hardened analog mixed-signal integrated circuits, FPGAs, SoCs and ASICs; power management products; timing and synchronization devices and precise time solutions, setting the world's standard for time; voice processing devices; RF solutions; discrete components; enterprise storage and communication solutions, security technologies and scalable anti-tamper products; Ethernet solutions; Power-over-Ethernet ICs and midspans; as well as custom design capabilities and services. Microsemi is headquartered in Aliso Viejo, California. Videos Products ¦ Applications ¦ Company ¦ Careers ¦ Investors ¦ Survey ¦ Privacy Notice ¦ Terms & Conditions ¦ Product Disclaimer ¦ Terms of Use ¦ Blog ¦ Our website uses cookies (including profiling cookies of authorised third parties) to give you a better browsing experience, and by continuing to use our site you accept our cookies policy. Find out more on how we use cookies and how you can change your settings by clicking here . © 2024 Microsemi, a wholly owned subsidiary of Microchip Technology Inc. All rights reserved. Stay Informed ✚
https://www.microsemi.com/document-portal/doc_download/9356-lxm1624-12-6x-pdf | others | Microsemi ¦ Semiconductor & System Solutions ¦ Power Matters Microsemi Quality Investors Sales Contacts Parametric Search Login Registered Users & Partners Audio, Voice, and Line Circuits Support Cases Audio, Voice, and Line Circuits Software Audio, Voice, and Line Circuits Documents Ethernet Switches, PHYs, Software, Crosspoint Switches & Signal Conditioners Documents FPGAs & SoCs Documents, Support Cases and Software Licenses Low Power Radios Software and Support Cases MyMicrosemi Partner Portal OTN Processors Documents and Software PoE Support Cases PoE Collateral PON/FTTH - EPON & GPON Documents & Software Storage ICs Documents and Software Timing ICs Software and Support Cases Timing ICs Documents Timing & Synchronization Systems Documents, Software and Support Cases Winpath Network Processors Documents, Software and Support Cases Products & Services Products Audio & Voice Circuit Protection Data Center Solutions Drivers, Interfaces, and PCIe Switches Ethernet and PoE Solutions FPGA & SoC High-Reliability Optical Networking Power Discretes & Modules Power Management RF, Microwave & Millimeter Wave Timing & Synchronization Services ASIC Design Services FPGA & SoC Services Module & Hybrid Design Services Package Miniaturization Services Rugged Power Supply Design Services Synchronization Services New Product PolarFire FPGA Family Cost-optimized lowest power mid-range FPGAs 250 Mbps to 12.7 Gbps transceivers 100K to 500K LE, up to 33 Mbits of RAM Best-in-class security and exceptional reliability Learn More Applications Automotive Advanced Driver Assist Systems (ADAS) Body Electronics Infotainment Powertrain & EV Charging Commercial Aviation Actuation Systems Cabin Management System Cockpit Avionics Engine Systems & Controls RF & Microwave Systems Communications 5G / Mobile Infrastructure Broadband Home / CPE Broadcast Video Converged Access Network Enterprise Infrastructure Metro / Core / DCI Network Data Centers Machine Learning Appliances Motherboard & Rack Infrastructure NVMe Storage Rack Scale Design Storage Servers Storage Systems Defense Integrated Vehicle Systems Military Communications Radar Electronic Warfare Industrial HMI (Human Machine Interface) Industrial Ethernet Networking Industrial Imaging More Industrial Applications Motor Control Physical Security Programmable Logic Control Safety Heritage Smart Energy Test, Scientific and Measurement Medical Medical Imaging Medical Instrumentation Medical-Implantable/Ingestible Space Attitude & Orbit Control Digital Communications Payload Electrical Power Systems Remote Sensing Payload Telemetry Tracking & Control Transparent RF Transponder System Solutions Education Financial Services Government Healthcare Oil & Gas Power Utilities Retail Stadiums-Arenas Transportation Ordering How to Buy Microchip Purchasing - Find your Microsemi products here Available Stock Search Order Status Contact Microchip Purchasing and Client Services Support Sales Contacts Company Company About Us Acquisitions Aviation Center Of Excellence Awards Blog Careers Corporate Contacts Events In the News Investors Locations Press Releases Quality Technology Terms and Conditions Terms of Use Partners Accelerate Ecosystem Partners Intellectual Property Partners Reference Design Partners Technology Partners Empower Channel Partners Find a Channel Partner Become a Channel Partner Partner Portal Login Solution Partners Compatible PoE Devices Storage Cards Compatibility Reports SyncWorld Support Documents and Resources Compatibility Reports (Storage Cards) Compatible Devices (PoE) Development Tools & Software Knowledge Base (Ethernet and Signal Integrity) Knowledge Base (FPGA & SoC) Knowledge Base (Storage Cards) Product Notifications Technical Articles Design Support FPGA & SoC Support Microsemi Adaptec RAID/HBA Support Power, Small Signal and Protection Discretes Support Timing Systems Support Contact Support Ask A Sales Rep Product Portals Audio & Voice Portal Ethernet and Signal Integrity Portal FPGA & SoC Portal MyMicrosemi Partner and Customer Portal Optical Networking Portal Storage ICs Portal (SAS/SATA & Switchtec PCIe Switches) Timing ICs Portal Timing Systems and Components Portal Quality & Packaging Packaging Information Quality Returns FPGA & SoC RMA PoE Injectors, Midspans and Switches RMA Storage Cards RMA Timing Systems RMA Training FPGA & SoC Training FPGA & SoC Webcasts Timing Systems Webcasts https://www.microsemi.com/images/newslides/v2-210607-BlueSky-Promo-Microsemi-Homepage-Banner.jpg https://www.microsemi.com/images/newslides/210603-FTS-BNR-TimePictra-11-Microsemi-HP-2000x286.jpg https://www.microsemi.com/images/newslides/r1-210607-APID-AD-Mi-V-Summit-Event-Graphics-Microsemi-Homepage-Banner.jpg https://www.microsemi.com/images/newslides/r3-210917-FTS-AD-TP4100v2.3-Microsemi-Homepage-Banner.jpg https://www.microsemi.com/images/newslides/Precision_Time_and_Frequency_for_C5ISR.jpg https://www.microsemi.com/images/newslides/ftd_syncserver_4_1.jpg https://www.microsemi.com/images/newslides/VectorBlox_home.jpg https://www.microsemi.com/images/newslides/FTS-BNR-GPSDO-Microsemi.jpg https://www.microsemi.com/images/newslides/polarfire-bnr2.jpg Products Audio & Voice Circuit Protection Data Center Solutions Drivers, Interfaces, and PCIe Switches Ethernet and PoE Solutions FPGA & SoC High-Reliability Optical Networking Power Discretes & Modules Power Management RF, Microwave & Millimeter Wave Storage Solutions Timing & Synchronization Applications Automotive Communications Commercial Aviation Data Center Defense Industrial Medical Space System Solutions Services ASIC Design Services FPGA & SoC Services Module & Hybrid Design Services Package Miniaturization Services Rugged Power Supply Design Services Timing & Synchronization Services Microsemi Corporation, a wholly owned subsidiary of Microchip Technology Inc. (Nasdaq: MCHP), offers a comprehensive portfolio of semiconductor and system solutions for communications, defense & security, aerospace and industrial markets. Products include high-performance and radiation-hardened analog mixed-signal integrated circuits, FPGAs, SoCs and ASICs; power management products; timing and synchronization devices and precise time solutions, setting the world's standard for time; voice processing devices; RF solutions; discrete components; enterprise storage and communication solutions, security technologies and scalable anti-tamper products; Ethernet solutions; Power-over-Ethernet ICs and midspans; as well as custom design capabilities and services. Microsemi is headquartered in Aliso Viejo, California. Videos Products ¦ Applications ¦ Company ¦ Careers ¦ Investors ¦ Survey ¦ Privacy Notice ¦ Terms & Conditions ¦ Product Disclaimer ¦ Terms of Use ¦ Blog ¦ Our website uses cookies (including profiling cookies of authorised third parties) to give you a better browsing experience, and by continuing to use our site you accept our cookies policy. Find out more on how we use cookies and how you can change your settings by clicking here . © 2024 Microsemi, a wholly owned subsidiary of Microchip Technology Inc. All rights reserved. Stay Informed ✚
https://www.jkllamps.com/pdfs/NDL-104LP.pdf | others | MAXIMUM RATINGS ITEMS MAXIMUM RATINGS OPERATING RANGE Input voltage 6Vde 3.0 to 5.5 V de Operating temperatura -10 to 50" Storage temperatura -20 to 70" REUABIUTY DATA ITEMS CONDITIONS NOTES Temperature shock -20170·Cfor 1 hour each, 10 cycles 1,2,3 Soldering heat rasistanca 260·C 10 seconds 1,2,3 Lead strength 1 KG 10 seconds 1,2,3 Vibration Frequency = 10 to 55 Hz, amplitude = 1.5mm (1 hour for 1,2,3 each direction of X, Y, Z) sweep time = 1 minutelcycle NOTES: 1. Th. chIIIngad YIIIUM of Input cun-.nt, output volt.g. and output fraquaney mull: ba within 10% of ltIair 1l11li.1 valuu. 2. No _gnific.nI ch.ng. or .bnormalily in axtam.l.p~ranca must occur. 3. Dil1"!8Mionl mull: c:onrorm to lpecific.tiOnl. OPERATING CHARACTERISTICS RECOMMENDED NOMINAL VALUE PART ELEMENT AREA NUMBER (c:m2) LOAD AREA BRIGHTNESS FREQUENCY OUTPUT VOLTAGE ,'''''> ,''''''''> (Hz) (V-> NDL-104LP 20 to 60 40 40 to 100 570 to 900 65 to 90 -23±0.:': GROUN~~ TERMINAL ~ OUTPUT TERMINAL Vo , o , D o ~ [;l i.==32.5±0.'" '[;l ~ 0 , ~ ~D :':.0±0.5 r2.O±0.5 27 0.3 23j 0.5 f'--'NPUT TERMINAL ~~±0.5 Ef!3 I 'U?::.=± 3.5 REF. -I~0.7±0.05 COMPONENTS CORPORATION NDL·104LP ~-"
https://www.microsemi.com/document-portal/doc_download/9367-lxm1643-12-6x-pdf | others | Microsemi ¦ Semiconductor & System Solutions ¦ Power Matters Microsemi Quality Investors Sales Contacts Parametric Search Login Registered Users & Partners Audio, Voice, and Line Circuits Support Cases Audio, Voice, and Line Circuits Software Audio, Voice, and Line Circuits Documents Ethernet Switches, PHYs, Software, Crosspoint Switches & Signal Conditioners Documents FPGAs & SoCs Documents, Support Cases and Software Licenses Low Power Radios Software and Support Cases MyMicrosemi Partner Portal OTN Processors Documents and Software PoE Support Cases PoE Collateral PON/FTTH - EPON & GPON Documents & Software Storage ICs Documents and Software Timing ICs Software and Support Cases Timing ICs Documents Timing & Synchronization Systems Documents, Software and Support Cases Winpath Network Processors Documents, Software and Support Cases Products & Services Products Audio & Voice Circuit Protection Data Center Solutions Drivers, Interfaces, and PCIe Switches Ethernet and PoE Solutions FPGA & SoC High-Reliability Optical Networking Power Discretes & Modules Power Management RF, Microwave & Millimeter Wave Timing & Synchronization Services ASIC Design Services FPGA & SoC Services Module & Hybrid Design Services Package Miniaturization Services Rugged Power Supply Design Services Synchronization Services New Product PolarFire FPGA Family Cost-optimized lowest power mid-range FPGAs 250 Mbps to 12.7 Gbps transceivers 100K to 500K LE, up to 33 Mbits of RAM Best-in-class security and exceptional reliability Learn More Applications Automotive Advanced Driver Assist Systems (ADAS) Body Electronics Infotainment Powertrain & EV Charging Commercial Aviation Actuation Systems Cabin Management System Cockpit Avionics Engine Systems & Controls RF & Microwave Systems Communications 5G / Mobile Infrastructure Broadband Home / CPE Broadcast Video Converged Access Network Enterprise Infrastructure Metro / Core / DCI Network Data Centers Machine Learning Appliances Motherboard & Rack Infrastructure NVMe Storage Rack Scale Design Storage Servers Storage Systems Defense Integrated Vehicle Systems Military Communications Radar Electronic Warfare Industrial HMI (Human Machine Interface) Industrial Ethernet Networking Industrial Imaging More Industrial Applications Motor Control Physical Security Programmable Logic Control Safety Heritage Smart Energy Test, Scientific and Measurement Medical Medical Imaging Medical Instrumentation Medical-Implantable/Ingestible Space Attitude & Orbit Control Digital Communications Payload Electrical Power Systems Remote Sensing Payload Telemetry Tracking & Control Transparent RF Transponder System Solutions Education Financial Services Government Healthcare Oil & Gas Power Utilities Retail Stadiums-Arenas Transportation Ordering How to Buy Microchip Purchasing - Find your Microsemi products here Available Stock Search Order Status Contact Microchip Purchasing and Client Services Support Sales Contacts Company Company About Us Acquisitions Aviation Center Of Excellence Awards Blog Careers Corporate Contacts Events In the News Investors Locations Press Releases Quality Technology Terms and Conditions Terms of Use Partners Accelerate Ecosystem Partners Intellectual Property Partners Reference Design Partners Technology Partners Empower Channel Partners Find a Channel Partner Become a Channel Partner Partner Portal Login Solution Partners Compatible PoE Devices Storage Cards Compatibility Reports SyncWorld Support Documents and Resources Compatibility Reports (Storage Cards) Compatible Devices (PoE) Development Tools & Software Knowledge Base (Ethernet and Signal Integrity) Knowledge Base (FPGA & SoC) Knowledge Base (Storage Cards) Product Notifications Technical Articles Design Support FPGA & SoC Support Microsemi Adaptec RAID/HBA Support Power, Small Signal and Protection Discretes Support Timing Systems Support Contact Support Ask A Sales Rep Product Portals Audio & Voice Portal Ethernet and Signal Integrity Portal FPGA & SoC Portal MyMicrosemi Partner and Customer Portal Optical Networking Portal Storage ICs Portal (SAS/SATA & Switchtec PCIe Switches) Timing ICs Portal Timing Systems and Components Portal Quality & Packaging Packaging Information Quality Returns FPGA & SoC RMA PoE Injectors, Midspans and Switches RMA Storage Cards RMA Timing Systems RMA Training FPGA & SoC Training FPGA & SoC Webcasts Timing Systems Webcasts https://www.microsemi.com/images/newslides/v2-210607-BlueSky-Promo-Microsemi-Homepage-Banner.jpg https://www.microsemi.com/images/newslides/210603-FTS-BNR-TimePictra-11-Microsemi-HP-2000x286.jpg https://www.microsemi.com/images/newslides/r1-210607-APID-AD-Mi-V-Summit-Event-Graphics-Microsemi-Homepage-Banner.jpg https://www.microsemi.com/images/newslides/r3-210917-FTS-AD-TP4100v2.3-Microsemi-Homepage-Banner.jpg https://www.microsemi.com/images/newslides/Precision_Time_and_Frequency_for_C5ISR.jpg https://www.microsemi.com/images/newslides/ftd_syncserver_4_1.jpg https://www.microsemi.com/images/newslides/VectorBlox_home.jpg https://www.microsemi.com/images/newslides/FTS-BNR-GPSDO-Microsemi.jpg https://www.microsemi.com/images/newslides/polarfire-bnr2.jpg Products Audio & Voice Circuit Protection Data Center Solutions Drivers, Interfaces, and PCIe Switches Ethernet and PoE Solutions FPGA & SoC High-Reliability Optical Networking Power Discretes & Modules Power Management RF, Microwave & Millimeter Wave Storage Solutions Timing & Synchronization Applications Automotive Communications Commercial Aviation Data Center Defense Industrial Medical Space System Solutions Services ASIC Design Services FPGA & SoC Services Module & Hybrid Design Services Package Miniaturization Services Rugged Power Supply Design Services Timing & Synchronization Services Microsemi Corporation, a wholly owned subsidiary of Microchip Technology Inc. (Nasdaq: MCHP), offers a comprehensive portfolio of semiconductor and system solutions for communications, defense & security, aerospace and industrial markets. Products include high-performance and radiation-hardened analog mixed-signal integrated circuits, FPGAs, SoCs and ASICs; power management products; timing and synchronization devices and precise time solutions, setting the world's standard for time; voice processing devices; RF solutions; discrete components; enterprise storage and communication solutions, security technologies and scalable anti-tamper products; Ethernet solutions; Power-over-Ethernet ICs and midspans; as well as custom design capabilities and services. Microsemi is headquartered in Aliso Viejo, California. Videos Products ¦ Applications ¦ Company ¦ Careers ¦ Investors ¦ Survey ¦ Privacy Notice ¦ Terms & Conditions ¦ Product Disclaimer ¦ Terms of Use ¦ Blog ¦ Our website uses cookies (including profiling cookies of authorised third parties) to give you a better browsing experience, and by continuing to use our site you accept our cookies policy. Find out more on how we use cookies and how you can change your settings by clicking here . © 2024 Microsemi, a wholly owned subsidiary of Microchip Technology Inc. All rights reserved. Stay Informed ✚
https://www.microsemi.com/document-portal/doc_download/9341-lxm1621xx-pdf | others | Microsemi ¦ Semiconductor & System Solutions ¦ Power Matters Microsemi Quality Investors Sales Contacts Parametric Search Login Registered Users & Partners Audio, Voice, and Line Circuits Support Cases Audio, Voice, and Line Circuits Software Audio, Voice, and Line Circuits Documents Ethernet Switches, PHYs, Software, Crosspoint Switches & Signal Conditioners Documents FPGAs & SoCs Documents, Support Cases and Software Licenses Low Power Radios Software and Support Cases MyMicrosemi Partner Portal OTN Processors Documents and Software PoE Support Cases PoE Collateral PON/FTTH - EPON & GPON Documents & Software Storage ICs Documents and Software Timing ICs Software and Support Cases Timing ICs Documents Timing & Synchronization Systems Documents, Software and Support Cases Winpath Network Processors Documents, Software and Support Cases Products & Services Products Audio & Voice Circuit Protection Data Center Solutions Drivers, Interfaces, and PCIe Switches Ethernet and PoE Solutions FPGA & SoC High-Reliability Optical Networking Power Discretes & Modules Power Management RF, Microwave & Millimeter Wave Timing & Synchronization Services ASIC Design Services FPGA & SoC Services Module & Hybrid Design Services Package Miniaturization Services Rugged Power Supply Design Services Synchronization Services New Product PolarFire FPGA Family Cost-optimized lowest power mid-range FPGAs 250 Mbps to 12.7 Gbps transceivers 100K to 500K LE, up to 33 Mbits of RAM Best-in-class security and exceptional reliability Learn More Applications Automotive Advanced Driver Assist Systems (ADAS) Body Electronics Infotainment Powertrain & EV Charging Commercial Aviation Actuation Systems Cabin Management System Cockpit Avionics Engine Systems & Controls RF & Microwave Systems Communications 5G / Mobile Infrastructure Broadband Home / CPE Broadcast Video Converged Access Network Enterprise Infrastructure Metro / Core / DCI Network Data Centers Machine Learning Appliances Motherboard & Rack Infrastructure NVMe Storage Rack Scale Design Storage Servers Storage Systems Defense Integrated Vehicle Systems Military Communications Radar Electronic Warfare Industrial HMI (Human Machine Interface) Industrial Ethernet Networking Industrial Imaging More Industrial Applications Motor Control Physical Security Programmable Logic Control Safety Heritage Smart Energy Test, Scientific and Measurement Medical Medical Imaging Medical Instrumentation Medical-Implantable/Ingestible Space Attitude & Orbit Control Digital Communications Payload Electrical Power Systems Remote Sensing Payload Telemetry Tracking & Control Transparent RF Transponder System Solutions Education Financial Services Government Healthcare Oil & Gas Power Utilities Retail Stadiums-Arenas Transportation Ordering How to Buy Microchip Purchasing - Find your Microsemi products here Available Stock Search Order Status Contact Microchip Purchasing and Client Services Support Sales Contacts Company Company About Us Acquisitions Aviation Center Of Excellence Awards Blog Careers Corporate Contacts Events In the News Investors Locations Press Releases Quality Technology Terms and Conditions Terms of Use Partners Accelerate Ecosystem Partners Intellectual Property Partners Reference Design Partners Technology Partners Empower Channel Partners Find a Channel Partner Become a Channel Partner Partner Portal Login Solution Partners Compatible PoE Devices Storage Cards Compatibility Reports SyncWorld Support Documents and Resources Compatibility Reports (Storage Cards) Compatible Devices (PoE) Development Tools & Software Knowledge Base (Ethernet and Signal Integrity) Knowledge Base (FPGA & SoC) Knowledge Base (Storage Cards) Product Notifications Technical Articles Design Support FPGA & SoC Support Microsemi Adaptec RAID/HBA Support Power, Small Signal and Protection Discretes Support Timing Systems Support Contact Support Ask A Sales Rep Product Portals Audio & Voice Portal Ethernet and Signal Integrity Portal FPGA & SoC Portal MyMicrosemi Partner and Customer Portal Optical Networking Portal Storage ICs Portal (SAS/SATA & Switchtec PCIe Switches) Timing ICs Portal Timing Systems and Components Portal Quality & Packaging Packaging Information Quality Returns FPGA & SoC RMA PoE Injectors, Midspans and Switches RMA Storage Cards RMA Timing Systems RMA Training FPGA & SoC Training FPGA & SoC Webcasts Timing Systems Webcasts https://www.microsemi.com/images/newslides/v2-210607-BlueSky-Promo-Microsemi-Homepage-Banner.jpg https://www.microsemi.com/images/newslides/210603-FTS-BNR-TimePictra-11-Microsemi-HP-2000x286.jpg https://www.microsemi.com/images/newslides/r1-210607-APID-AD-Mi-V-Summit-Event-Graphics-Microsemi-Homepage-Banner.jpg https://www.microsemi.com/images/newslides/r3-210917-FTS-AD-TP4100v2.3-Microsemi-Homepage-Banner.jpg https://www.microsemi.com/images/newslides/Precision_Time_and_Frequency_for_C5ISR.jpg https://www.microsemi.com/images/newslides/ftd_syncserver_4_1.jpg https://www.microsemi.com/images/newslides/VectorBlox_home.jpg https://www.microsemi.com/images/newslides/FTS-BNR-GPSDO-Microsemi.jpg https://www.microsemi.com/images/newslides/polarfire-bnr2.jpg Products Audio & Voice Circuit Protection Data Center Solutions Drivers, Interfaces, and PCIe Switches Ethernet and PoE Solutions FPGA & SoC High-Reliability Optical Networking Power Discretes & Modules Power Management RF, Microwave & Millimeter Wave Storage Solutions Timing & Synchronization Applications Automotive Communications Commercial Aviation Data Center Defense Industrial Medical Space System Solutions Services ASIC Design Services FPGA & SoC Services Module & Hybrid Design Services Package Miniaturization Services Rugged Power Supply Design Services Timing & Synchronization Services Microsemi Corporation, a wholly owned subsidiary of Microchip Technology Inc. (Nasdaq: MCHP), offers a comprehensive portfolio of semiconductor and system solutions for communications, defense & security, aerospace and industrial markets. Products include high-performance and radiation-hardened analog mixed-signal integrated circuits, FPGAs, SoCs and ASICs; power management products; timing and synchronization devices and precise time solutions, setting the world's standard for time; voice processing devices; RF solutions; discrete components; enterprise storage and communication solutions, security technologies and scalable anti-tamper products; Ethernet solutions; Power-over-Ethernet ICs and midspans; as well as custom design capabilities and services. Microsemi is headquartered in Aliso Viejo, California. Videos Products ¦ Applications ¦ Company ¦ Careers ¦ Investors ¦ Survey ¦ Privacy Notice ¦ Terms & Conditions ¦ Product Disclaimer ¦ Terms of Use ¦ Blog ¦ Our website uses cookies (including profiling cookies of authorised third parties) to give you a better browsing experience, and by continuing to use our site you accept our cookies policy. Find out more on how we use cookies and how you can change your settings by clicking here . © 2024 Microsemi, a wholly owned subsidiary of Microchip Technology Inc. All rights reserved. Stay Informed ✚
https://www.microsemi.com/document-portal/doc_download/9329-lxm1618-03-2x-pdf | others | Microsemi ¦ Semiconductor & System Solutions ¦ Power Matters Microsemi Quality Investors Sales Contacts Parametric Search Login Registered Users & Partners Audio, Voice, and Line Circuits Support Cases Audio, Voice, and Line Circuits Software Audio, Voice, and Line Circuits Documents Ethernet Switches, PHYs, Software, Crosspoint Switches & Signal Conditioners Documents FPGAs & SoCs Documents, Support Cases and Software Licenses Low Power Radios Software and Support Cases MyMicrosemi Partner Portal OTN Processors Documents and Software PoE Support Cases PoE Collateral PON/FTTH - EPON & GPON Documents & Software Storage ICs Documents and Software Timing ICs Software and Support Cases Timing ICs Documents Timing & Synchronization Systems Documents, Software and Support Cases Winpath Network Processors Documents, Software and Support Cases Products & Services Products Audio & Voice Circuit Protection Data Center Solutions Drivers, Interfaces, and PCIe Switches Ethernet and PoE Solutions FPGA & SoC High-Reliability Optical Networking Power Discretes & Modules Power Management RF, Microwave & Millimeter Wave Timing & Synchronization Services ASIC Design Services FPGA & SoC Services Module & Hybrid Design Services Package Miniaturization Services Rugged Power Supply Design Services Synchronization Services New Product PolarFire FPGA Family Cost-optimized lowest power mid-range FPGAs 250 Mbps to 12.7 Gbps transceivers 100K to 500K LE, up to 33 Mbits of RAM Best-in-class security and exceptional reliability Learn More Applications Automotive Advanced Driver Assist Systems (ADAS) Body Electronics Infotainment Powertrain & EV Charging Commercial Aviation Actuation Systems Cabin Management System Cockpit Avionics Engine Systems & Controls RF & Microwave Systems Communications 5G / Mobile Infrastructure Broadband Home / CPE Broadcast Video Converged Access Network Enterprise Infrastructure Metro / Core / DCI Network Data Centers Machine Learning Appliances Motherboard & Rack Infrastructure NVMe Storage Rack Scale Design Storage Servers Storage Systems Defense Integrated Vehicle Systems Military Communications Radar Electronic Warfare Industrial HMI (Human Machine Interface) Industrial Ethernet Networking Industrial Imaging More Industrial Applications Motor Control Physical Security Programmable Logic Control Safety Heritage Smart Energy Test, Scientific and Measurement Medical Medical Imaging Medical Instrumentation Medical-Implantable/Ingestible Space Attitude & Orbit Control Digital Communications Payload Electrical Power Systems Remote Sensing Payload Telemetry Tracking & Control Transparent RF Transponder System Solutions Education Financial Services Government Healthcare Oil & Gas Power Utilities Retail Stadiums-Arenas Transportation Ordering How to Buy Microchip Purchasing - Find your Microsemi products here Available Stock Search Order Status Contact Microchip Purchasing and Client Services Support Sales Contacts Company Company About Us Acquisitions Aviation Center Of Excellence Awards Blog Careers Corporate Contacts Events In the News Investors Locations Press Releases Quality Technology Terms and Conditions Terms of Use Partners Accelerate Ecosystem Partners Intellectual Property Partners Reference Design Partners Technology Partners Empower Channel Partners Find a Channel Partner Become a Channel Partner Partner Portal Login Solution Partners Compatible PoE Devices Storage Cards Compatibility Reports SyncWorld Support Documents and Resources Compatibility Reports (Storage Cards) Compatible Devices (PoE) Development Tools & Software Knowledge Base (Ethernet and Signal Integrity) Knowledge Base (FPGA & SoC) Knowledge Base (Storage Cards) Product Notifications Technical Articles Design Support FPGA & SoC Support Microsemi Adaptec RAID/HBA Support Power, Small Signal and Protection Discretes Support Timing Systems Support Contact Support Ask A Sales Rep Product Portals Audio & Voice Portal Ethernet and Signal Integrity Portal FPGA & SoC Portal MyMicrosemi Partner and Customer Portal Optical Networking Portal Storage ICs Portal (SAS/SATA & Switchtec PCIe Switches) Timing ICs Portal Timing Systems and Components Portal Quality & Packaging Packaging Information Quality Returns FPGA & SoC RMA PoE Injectors, Midspans and Switches RMA Storage Cards RMA Timing Systems RMA Training FPGA & SoC Training FPGA & SoC Webcasts Timing Systems Webcasts https://www.microsemi.com/images/newslides/v2-210607-BlueSky-Promo-Microsemi-Homepage-Banner.jpg https://www.microsemi.com/images/newslides/210603-FTS-BNR-TimePictra-11-Microsemi-HP-2000x286.jpg https://www.microsemi.com/images/newslides/r1-210607-APID-AD-Mi-V-Summit-Event-Graphics-Microsemi-Homepage-Banner.jpg https://www.microsemi.com/images/newslides/r3-210917-FTS-AD-TP4100v2.3-Microsemi-Homepage-Banner.jpg https://www.microsemi.com/images/newslides/Precision_Time_and_Frequency_for_C5ISR.jpg https://www.microsemi.com/images/newslides/ftd_syncserver_4_1.jpg https://www.microsemi.com/images/newslides/VectorBlox_home.jpg https://www.microsemi.com/images/newslides/FTS-BNR-GPSDO-Microsemi.jpg https://www.microsemi.com/images/newslides/polarfire-bnr2.jpg Products Audio & Voice Circuit Protection Data Center Solutions Drivers, Interfaces, and PCIe Switches Ethernet and PoE Solutions FPGA & SoC High-Reliability Optical Networking Power Discretes & Modules Power Management RF, Microwave & Millimeter Wave Storage Solutions Timing & Synchronization Applications Automotive Communications Commercial Aviation Data Center Defense Industrial Medical Space System Solutions Services ASIC Design Services FPGA & SoC Services Module & Hybrid Design Services Package Miniaturization Services Rugged Power Supply Design Services Timing & Synchronization Services Microsemi Corporation, a wholly owned subsidiary of Microchip Technology Inc. (Nasdaq: MCHP), offers a comprehensive portfolio of semiconductor and system solutions for communications, defense & security, aerospace and industrial markets. Products include high-performance and radiation-hardened analog mixed-signal integrated circuits, FPGAs, SoCs and ASICs; power management products; timing and synchronization devices and precise time solutions, setting the world's standard for time; voice processing devices; RF solutions; discrete components; enterprise storage and communication solutions, security technologies and scalable anti-tamper products; Ethernet solutions; Power-over-Ethernet ICs and midspans; as well as custom design capabilities and services. Microsemi is headquartered in Aliso Viejo, California. Videos Products ¦ Applications ¦ Company ¦ Careers ¦ Investors ¦ Survey ¦ Privacy Notice ¦ Terms & Conditions ¦ Product Disclaimer ¦ Terms of Use ¦ Blog ¦ Our website uses cookies (including profiling cookies of authorised third parties) to give you a better browsing experience, and by continuing to use our site you accept our cookies policy. Find out more on how we use cookies and how you can change your settings by clicking here . © 2024 Microsemi, a wholly owned subsidiary of Microchip Technology Inc. All rights reserved. Stay Informed ✚
https://www.microsemi.com/document-portal/doc_download/9341-lxm1621xx-pdf | others | Microsemi ¦ Semiconductor & System Solutions ¦ Power Matters Microsemi Quality Investors Sales Contacts Parametric Search Login Registered Users & Partners Audio, Voice, and Line Circuits Support Cases Audio, Voice, and Line Circuits Software Audio, Voice, and Line Circuits Documents Ethernet Switches, PHYs, Software, Crosspoint Switches & Signal Conditioners Documents FPGAs & SoCs Documents, Support Cases and Software Licenses Low Power Radios Software and Support Cases MyMicrosemi Partner Portal OTN Processors Documents and Software PoE Support Cases PoE Collateral PON/FTTH - EPON & GPON Documents & Software Storage ICs Documents and Software Timing ICs Software and Support Cases Timing ICs Documents Timing & Synchronization Systems Documents, Software and Support Cases Winpath Network Processors Documents, Software and Support Cases Products & Services Products Audio & Voice Circuit Protection Data Center Solutions Drivers, Interfaces, and PCIe Switches Ethernet and PoE Solutions FPGA & SoC High-Reliability Optical Networking Power Discretes & Modules Power Management RF, Microwave & Millimeter Wave Timing & Synchronization Services ASIC Design Services FPGA & SoC Services Module & Hybrid Design Services Package Miniaturization Services Rugged Power Supply Design Services Synchronization Services New Product PolarFire FPGA Family Cost-optimized lowest power mid-range FPGAs 250 Mbps to 12.7 Gbps transceivers 100K to 500K LE, up to 33 Mbits of RAM Best-in-class security and exceptional reliability Learn More Applications Automotive Advanced Driver Assist Systems (ADAS) Body Electronics Infotainment Powertrain & EV Charging Commercial Aviation Actuation Systems Cabin Management System Cockpit Avionics Engine Systems & Controls RF & Microwave Systems Communications 5G / Mobile Infrastructure Broadband Home / CPE Broadcast Video Converged Access Network Enterprise Infrastructure Metro / Core / DCI Network Data Centers Machine Learning Appliances Motherboard & Rack Infrastructure NVMe Storage Rack Scale Design Storage Servers Storage Systems Defense Integrated Vehicle Systems Military Communications Radar Electronic Warfare Industrial HMI (Human Machine Interface) Industrial Ethernet Networking Industrial Imaging More Industrial Applications Motor Control Physical Security Programmable Logic Control Safety Heritage Smart Energy Test, Scientific and Measurement Medical Medical Imaging Medical Instrumentation Medical-Implantable/Ingestible Space Attitude & Orbit Control Digital Communications Payload Electrical Power Systems Remote Sensing Payload Telemetry Tracking & Control Transparent RF Transponder System Solutions Education Financial Services Government Healthcare Oil & Gas Power Utilities Retail Stadiums-Arenas Transportation Ordering How to Buy Microchip Purchasing - Find your Microsemi products here Available Stock Search Order Status Contact Microchip Purchasing and Client Services Support Sales Contacts Company Company About Us Acquisitions Aviation Center Of Excellence Awards Blog Careers Corporate Contacts Events In the News Investors Locations Press Releases Quality Technology Terms and Conditions Terms of Use Partners Accelerate Ecosystem Partners Intellectual Property Partners Reference Design Partners Technology Partners Empower Channel Partners Find a Channel Partner Become a Channel Partner Partner Portal Login Solution Partners Compatible PoE Devices Storage Cards Compatibility Reports SyncWorld Support Documents and Resources Compatibility Reports (Storage Cards) Compatible Devices (PoE) Development Tools & Software Knowledge Base (Ethernet and Signal Integrity) Knowledge Base (FPGA & SoC) Knowledge Base (Storage Cards) Product Notifications Technical Articles Design Support FPGA & SoC Support Microsemi Adaptec RAID/HBA Support Power, Small Signal and Protection Discretes Support Timing Systems Support Contact Support Ask A Sales Rep Product Portals Audio & Voice Portal Ethernet and Signal Integrity Portal FPGA & SoC Portal MyMicrosemi Partner and Customer Portal Optical Networking Portal Storage ICs Portal (SAS/SATA & Switchtec PCIe Switches) Timing ICs Portal Timing Systems and Components Portal Quality & Packaging Packaging Information Quality Returns FPGA & SoC RMA PoE Injectors, Midspans and Switches RMA Storage Cards RMA Timing Systems RMA Training FPGA & SoC Training FPGA & SoC Webcasts Timing Systems Webcasts https://www.microsemi.com/images/newslides/v2-210607-BlueSky-Promo-Microsemi-Homepage-Banner.jpg https://www.microsemi.com/images/newslides/210603-FTS-BNR-TimePictra-11-Microsemi-HP-2000x286.jpg https://www.microsemi.com/images/newslides/r1-210607-APID-AD-Mi-V-Summit-Event-Graphics-Microsemi-Homepage-Banner.jpg https://www.microsemi.com/images/newslides/r3-210917-FTS-AD-TP4100v2.3-Microsemi-Homepage-Banner.jpg https://www.microsemi.com/images/newslides/Precision_Time_and_Frequency_for_C5ISR.jpg https://www.microsemi.com/images/newslides/ftd_syncserver_4_1.jpg https://www.microsemi.com/images/newslides/VectorBlox_home.jpg https://www.microsemi.com/images/newslides/FTS-BNR-GPSDO-Microsemi.jpg https://www.microsemi.com/images/newslides/polarfire-bnr2.jpg Products Audio & Voice Circuit Protection Data Center Solutions Drivers, Interfaces, and PCIe Switches Ethernet and PoE Solutions FPGA & SoC High-Reliability Optical Networking Power Discretes & Modules Power Management RF, Microwave & Millimeter Wave Storage Solutions Timing & Synchronization Applications Automotive Communications Commercial Aviation Data Center Defense Industrial Medical Space System Solutions Services ASIC Design Services FPGA & SoC Services Module & Hybrid Design Services Package Miniaturization Services Rugged Power Supply Design Services Timing & Synchronization Services Microsemi Corporation, a wholly owned subsidiary of Microchip Technology Inc. (Nasdaq: MCHP), offers a comprehensive portfolio of semiconductor and system solutions for communications, defense & security, aerospace and industrial markets. Products include high-performance and radiation-hardened analog mixed-signal integrated circuits, FPGAs, SoCs and ASICs; power management products; timing and synchronization devices and precise time solutions, setting the world's standard for time; voice processing devices; RF solutions; discrete components; enterprise storage and communication solutions, security technologies and scalable anti-tamper products; Ethernet solutions; Power-over-Ethernet ICs and midspans; as well as custom design capabilities and services. Microsemi is headquartered in Aliso Viejo, California. Videos Products ¦ Applications ¦ Company ¦ Careers ¦ Investors ¦ Survey ¦ Privacy Notice ¦ Terms & Conditions ¦ Product Disclaimer ¦ Terms of Use ¦ Blog ¦ Our website uses cookies (including profiling cookies of authorised third parties) to give you a better browsing experience, and by continuing to use our site you accept our cookies policy. Find out more on how we use cookies and how you can change your settings by clicking here . © 2024 Microsemi, a wholly owned subsidiary of Microchip Technology Inc. All rights reserved. Stay Informed ✚
https://www.microsemi.com/document-portal/doc_download/9341-lxm1621xx-pdf | others | Microsemi ¦ Semiconductor & System Solutions ¦ Power Matters Microsemi Quality Investors Sales Contacts Parametric Search Login Registered Users & Partners Audio, Voice, and Line Circuits Support Cases Audio, Voice, and Line Circuits Software Audio, Voice, and Line Circuits Documents Ethernet Switches, PHYs, Software, Crosspoint Switches & Signal Conditioners Documents FPGAs & SoCs Documents, Support Cases and Software Licenses Low Power Radios Software and Support Cases MyMicrosemi Partner Portal OTN Processors Documents and Software PoE Support Cases PoE Collateral PON/FTTH - EPON & GPON Documents & Software Storage ICs Documents and Software Timing ICs Software and Support Cases Timing ICs Documents Timing & Synchronization Systems Documents, Software and Support Cases Winpath Network Processors Documents, Software and Support Cases Products & Services Products Audio & Voice Circuit Protection Data Center Solutions Drivers, Interfaces, and PCIe Switches Ethernet and PoE Solutions FPGA & SoC High-Reliability Optical Networking Power Discretes & Modules Power Management RF, Microwave & Millimeter Wave Timing & Synchronization Services ASIC Design Services FPGA & SoC Services Module & Hybrid Design Services Package Miniaturization Services Rugged Power Supply Design Services Synchronization Services New Product PolarFire FPGA Family Cost-optimized lowest power mid-range FPGAs 250 Mbps to 12.7 Gbps transceivers 100K to 500K LE, up to 33 Mbits of RAM Best-in-class security and exceptional reliability Learn More Applications Automotive Advanced Driver Assist Systems (ADAS) Body Electronics Infotainment Powertrain & EV Charging Commercial Aviation Actuation Systems Cabin Management System Cockpit Avionics Engine Systems & Controls RF & Microwave Systems Communications 5G / Mobile Infrastructure Broadband Home / CPE Broadcast Video Converged Access Network Enterprise Infrastructure Metro / Core / DCI Network Data Centers Machine Learning Appliances Motherboard & Rack Infrastructure NVMe Storage Rack Scale Design Storage Servers Storage Systems Defense Integrated Vehicle Systems Military Communications Radar Electronic Warfare Industrial HMI (Human Machine Interface) Industrial Ethernet Networking Industrial Imaging More Industrial Applications Motor Control Physical Security Programmable Logic Control Safety Heritage Smart Energy Test, Scientific and Measurement Medical Medical Imaging Medical Instrumentation Medical-Implantable/Ingestible Space Attitude & Orbit Control Digital Communications Payload Electrical Power Systems Remote Sensing Payload Telemetry Tracking & Control Transparent RF Transponder System Solutions Education Financial Services Government Healthcare Oil & Gas Power Utilities Retail Stadiums-Arenas Transportation Ordering How to Buy Microchip Purchasing - Find your Microsemi products here Available Stock Search Order Status Contact Microchip Purchasing and Client Services Support Sales Contacts Company Company About Us Acquisitions Aviation Center Of Excellence Awards Blog Careers Corporate Contacts Events In the News Investors Locations Press Releases Quality Technology Terms and Conditions Terms of Use Partners Accelerate Ecosystem Partners Intellectual Property Partners Reference Design Partners Technology Partners Empower Channel Partners Find a Channel Partner Become a Channel Partner Partner Portal Login Solution Partners Compatible PoE Devices Storage Cards Compatibility Reports SyncWorld Support Documents and Resources Compatibility Reports (Storage Cards) Compatible Devices (PoE) Development Tools & Software Knowledge Base (Ethernet and Signal Integrity) Knowledge Base (FPGA & SoC) Knowledge Base (Storage Cards) Product Notifications Technical Articles Design Support FPGA & SoC Support Microsemi Adaptec RAID/HBA Support Power, Small Signal and Protection Discretes Support Timing Systems Support Contact Support Ask A Sales Rep Product Portals Audio & Voice Portal Ethernet and Signal Integrity Portal FPGA & SoC Portal MyMicrosemi Partner and Customer Portal Optical Networking Portal Storage ICs Portal (SAS/SATA & Switchtec PCIe Switches) Timing ICs Portal Timing Systems and Components Portal Quality & Packaging Packaging Information Quality Returns FPGA & SoC RMA PoE Injectors, Midspans and Switches RMA Storage Cards RMA Timing Systems RMA Training FPGA & SoC Training FPGA & SoC Webcasts Timing Systems Webcasts https://www.microsemi.com/images/newslides/v2-210607-BlueSky-Promo-Microsemi-Homepage-Banner.jpg https://www.microsemi.com/images/newslides/210603-FTS-BNR-TimePictra-11-Microsemi-HP-2000x286.jpg https://www.microsemi.com/images/newslides/r1-210607-APID-AD-Mi-V-Summit-Event-Graphics-Microsemi-Homepage-Banner.jpg https://www.microsemi.com/images/newslides/r3-210917-FTS-AD-TP4100v2.3-Microsemi-Homepage-Banner.jpg https://www.microsemi.com/images/newslides/Precision_Time_and_Frequency_for_C5ISR.jpg https://www.microsemi.com/images/newslides/ftd_syncserver_4_1.jpg https://www.microsemi.com/images/newslides/VectorBlox_home.jpg https://www.microsemi.com/images/newslides/FTS-BNR-GPSDO-Microsemi.jpg https://www.microsemi.com/images/newslides/polarfire-bnr2.jpg Products Audio & Voice Circuit Protection Data Center Solutions Drivers, Interfaces, and PCIe Switches Ethernet and PoE Solutions FPGA & SoC High-Reliability Optical Networking Power Discretes & Modules Power Management RF, Microwave & Millimeter Wave Storage Solutions Timing & Synchronization Applications Automotive Communications Commercial Aviation Data Center Defense Industrial Medical Space System Solutions Services ASIC Design Services FPGA & SoC Services Module & Hybrid Design Services Package Miniaturization Services Rugged Power Supply Design Services Timing & Synchronization Services Microsemi Corporation, a wholly owned subsidiary of Microchip Technology Inc. (Nasdaq: MCHP), offers a comprehensive portfolio of semiconductor and system solutions for communications, defense & security, aerospace and industrial markets. Products include high-performance and radiation-hardened analog mixed-signal integrated circuits, FPGAs, SoCs and ASICs; power management products; timing and synchronization devices and precise time solutions, setting the world's standard for time; voice processing devices; RF solutions; discrete components; enterprise storage and communication solutions, security technologies and scalable anti-tamper products; Ethernet solutions; Power-over-Ethernet ICs and midspans; as well as custom design capabilities and services. Microsemi is headquartered in Aliso Viejo, California. Videos Products ¦ Applications ¦ Company ¦ Careers ¦ Investors ¦ Survey ¦ Privacy Notice ¦ Terms & Conditions ¦ Product Disclaimer ¦ Terms of Use ¦ Blog ¦ Our website uses cookies (including profiling cookies of authorised third parties) to give you a better browsing experience, and by continuing to use our site you accept our cookies policy. Find out more on how we use cookies and how you can change your settings by clicking here . © 2024 Microsemi, a wholly owned subsidiary of Microchip Technology Inc. All rights reserved. Stay Informed ✚
https://www.microsemi.com/document-portal/doc_download/9350-lxm1623-12-6x-pdf | others | Microsemi ¦ Semiconductor & System Solutions ¦ Power Matters Microsemi Quality Investors Sales Contacts Parametric Search Login Registered Users & Partners Audio, Voice, and Line Circuits Support Cases Audio, Voice, and Line Circuits Software Audio, Voice, and Line Circuits Documents Ethernet Switches, PHYs, Software, Crosspoint Switches & Signal Conditioners Documents FPGAs & SoCs Documents, Support Cases and Software Licenses Low Power Radios Software and Support Cases MyMicrosemi Partner Portal OTN Processors Documents and Software PoE Support Cases PoE Collateral PON/FTTH - EPON & GPON Documents & Software Storage ICs Documents and Software Timing ICs Software and Support Cases Timing ICs Documents Timing & Synchronization Systems Documents, Software and Support Cases Winpath Network Processors Documents, Software and Support Cases Products & Services Products Audio & Voice Circuit Protection Data Center Solutions Drivers, Interfaces, and PCIe Switches Ethernet and PoE Solutions FPGA & SoC High-Reliability Optical Networking Power Discretes & Modules Power Management RF, Microwave & Millimeter Wave Timing & Synchronization Services ASIC Design Services FPGA & SoC Services Module & Hybrid Design Services Package Miniaturization Services Rugged Power Supply Design Services Synchronization Services New Product PolarFire FPGA Family Cost-optimized lowest power mid-range FPGAs 250 Mbps to 12.7 Gbps transceivers 100K to 500K LE, up to 33 Mbits of RAM Best-in-class security and exceptional reliability Learn More Applications Automotive Advanced Driver Assist Systems (ADAS) Body Electronics Infotainment Powertrain & EV Charging Commercial Aviation Actuation Systems Cabin Management System Cockpit Avionics Engine Systems & Controls RF & Microwave Systems Communications 5G / Mobile Infrastructure Broadband Home / CPE Broadcast Video Converged Access Network Enterprise Infrastructure Metro / Core / DCI Network Data Centers Machine Learning Appliances Motherboard & Rack Infrastructure NVMe Storage Rack Scale Design Storage Servers Storage Systems Defense Integrated Vehicle Systems Military Communications Radar Electronic Warfare Industrial HMI (Human Machine Interface) Industrial Ethernet Networking Industrial Imaging More Industrial Applications Motor Control Physical Security Programmable Logic Control Safety Heritage Smart Energy Test, Scientific and Measurement Medical Medical Imaging Medical Instrumentation Medical-Implantable/Ingestible Space Attitude & Orbit Control Digital Communications Payload Electrical Power Systems Remote Sensing Payload Telemetry Tracking & Control Transparent RF Transponder System Solutions Education Financial Services Government Healthcare Oil & Gas Power Utilities Retail Stadiums-Arenas Transportation Ordering How to Buy Microchip Purchasing - Find your Microsemi products here Available Stock Search Order Status Contact Microchip Purchasing and Client Services Support Sales Contacts Company Company About Us Acquisitions Aviation Center Of Excellence Awards Blog Careers Corporate Contacts Events In the News Investors Locations Press Releases Quality Technology Terms and Conditions Terms of Use Partners Accelerate Ecosystem Partners Intellectual Property Partners Reference Design Partners Technology Partners Empower Channel Partners Find a Channel Partner Become a Channel Partner Partner Portal Login Solution Partners Compatible PoE Devices Storage Cards Compatibility Reports SyncWorld Support Documents and Resources Compatibility Reports (Storage Cards) Compatible Devices (PoE) Development Tools & Software Knowledge Base (Ethernet and Signal Integrity) Knowledge Base (FPGA & SoC) Knowledge Base (Storage Cards) Product Notifications Technical Articles Design Support FPGA & SoC Support Microsemi Adaptec RAID/HBA Support Power, Small Signal and Protection Discretes Support Timing Systems Support Contact Support Ask A Sales Rep Product Portals Audio & Voice Portal Ethernet and Signal Integrity Portal FPGA & SoC Portal MyMicrosemi Partner and Customer Portal Optical Networking Portal Storage ICs Portal (SAS/SATA & Switchtec PCIe Switches) Timing ICs Portal Timing Systems and Components Portal Quality & Packaging Packaging Information Quality Returns FPGA & SoC RMA PoE Injectors, Midspans and Switches RMA Storage Cards RMA Timing Systems RMA Training FPGA & SoC Training FPGA & SoC Webcasts Timing Systems Webcasts https://www.microsemi.com/images/newslides/v2-210607-BlueSky-Promo-Microsemi-Homepage-Banner.jpg https://www.microsemi.com/images/newslides/210603-FTS-BNR-TimePictra-11-Microsemi-HP-2000x286.jpg https://www.microsemi.com/images/newslides/r1-210607-APID-AD-Mi-V-Summit-Event-Graphics-Microsemi-Homepage-Banner.jpg https://www.microsemi.com/images/newslides/r3-210917-FTS-AD-TP4100v2.3-Microsemi-Homepage-Banner.jpg https://www.microsemi.com/images/newslides/Precision_Time_and_Frequency_for_C5ISR.jpg https://www.microsemi.com/images/newslides/ftd_syncserver_4_1.jpg https://www.microsemi.com/images/newslides/VectorBlox_home.jpg https://www.microsemi.com/images/newslides/FTS-BNR-GPSDO-Microsemi.jpg https://www.microsemi.com/images/newslides/polarfire-bnr2.jpg Products Audio & Voice Circuit Protection Data Center Solutions Drivers, Interfaces, and PCIe Switches Ethernet and PoE Solutions FPGA & SoC High-Reliability Optical Networking Power Discretes & Modules Power Management RF, Microwave & Millimeter Wave Storage Solutions Timing & Synchronization Applications Automotive Communications Commercial Aviation Data Center Defense Industrial Medical Space System Solutions Services ASIC Design Services FPGA & SoC Services Module & Hybrid Design Services Package Miniaturization Services Rugged Power Supply Design Services Timing & Synchronization Services Microsemi Corporation, a wholly owned subsidiary of Microchip Technology Inc. (Nasdaq: MCHP), offers a comprehensive portfolio of semiconductor and system solutions for communications, defense & security, aerospace and industrial markets. Products include high-performance and radiation-hardened analog mixed-signal integrated circuits, FPGAs, SoCs and ASICs; power management products; timing and synchronization devices and precise time solutions, setting the world's standard for time; voice processing devices; RF solutions; discrete components; enterprise storage and communication solutions, security technologies and scalable anti-tamper products; Ethernet solutions; Power-over-Ethernet ICs and midspans; as well as custom design capabilities and services. Microsemi is headquartered in Aliso Viejo, California. Videos Products ¦ Applications ¦ Company ¦ Careers ¦ Investors ¦ Survey ¦ Privacy Notice ¦ Terms & Conditions ¦ Product Disclaimer ¦ Terms of Use ¦ Blog ¦ Our website uses cookies (including profiling cookies of authorised third parties) to give you a better browsing experience, and by continuing to use our site you accept our cookies policy. Find out more on how we use cookies and how you can change your settings by clicking here . © 2024 Microsemi, a wholly owned subsidiary of Microchip Technology Inc. All rights reserved. Stay Informed ✚
https://www.microsemi.com/document-portal/doc_download/9416-lxmg1623-12-6x-pdf | others | Microsemi ¦ Semiconductor & System Solutions ¦ Power Matters Microsemi Quality Investors Sales Contacts Parametric Search Login Registered Users & Partners Audio, Voice, and Line Circuits Support Cases Audio, Voice, and Line Circuits Software Audio, Voice, and Line Circuits Documents Ethernet Switches, PHYs, Software, Crosspoint Switches & Signal Conditioners Documents FPGAs & SoCs Documents, Support Cases and Software Licenses Low Power Radios Software and Support Cases MyMicrosemi Partner Portal OTN Processors Documents and Software PoE Support Cases PoE Collateral PON/FTTH - EPON & GPON Documents & Software Storage ICs Documents and Software Timing ICs Software and Support Cases Timing ICs Documents Timing & Synchronization Systems Documents, Software and Support Cases Winpath Network Processors Documents, Software and Support Cases Products & Services Products Audio & Voice Circuit Protection Data Center Solutions Drivers, Interfaces, and PCIe Switches Ethernet and PoE Solutions FPGA & SoC High-Reliability Optical Networking Power Discretes & Modules Power Management RF, Microwave & Millimeter Wave Timing & Synchronization Services ASIC Design Services FPGA & SoC Services Module & Hybrid Design Services Package Miniaturization Services Rugged Power Supply Design Services Synchronization Services New Product PolarFire FPGA Family Cost-optimized lowest power mid-range FPGAs 250 Mbps to 12.7 Gbps transceivers 100K to 500K LE, up to 33 Mbits of RAM Best-in-class security and exceptional reliability Learn More Applications Automotive Advanced Driver Assist Systems (ADAS) Body Electronics Infotainment Powertrain & EV Charging Commercial Aviation Actuation Systems Cabin Management System Cockpit Avionics Engine Systems & Controls RF & Microwave Systems Communications 5G / Mobile Infrastructure Broadband Home / CPE Broadcast Video Converged Access Network Enterprise Infrastructure Metro / Core / DCI Network Data Centers Machine Learning Appliances Motherboard & Rack Infrastructure NVMe Storage Rack Scale Design Storage Servers Storage Systems Defense Integrated Vehicle Systems Military Communications Radar Electronic Warfare Industrial HMI (Human Machine Interface) Industrial Ethernet Networking Industrial Imaging More Industrial Applications Motor Control Physical Security Programmable Logic Control Safety Heritage Smart Energy Test, Scientific and Measurement Medical Medical Imaging Medical Instrumentation Medical-Implantable/Ingestible Space Attitude & Orbit Control Digital Communications Payload Electrical Power Systems Remote Sensing Payload Telemetry Tracking & Control Transparent RF Transponder System Solutions Education Financial Services Government Healthcare Oil & Gas Power Utilities Retail Stadiums-Arenas Transportation Ordering How to Buy Microchip Purchasing - Find your Microsemi products here Available Stock Search Order Status Contact Microchip Purchasing and Client Services Support Sales Contacts Company Company About Us Acquisitions Aviation Center Of Excellence Awards Blog Careers Corporate Contacts Events In the News Investors Locations Press Releases Quality Technology Terms and Conditions Terms of Use Partners Accelerate Ecosystem Partners Intellectual Property Partners Reference Design Partners Technology Partners Empower Channel Partners Find a Channel Partner Become a Channel Partner Partner Portal Login Solution Partners Compatible PoE Devices Storage Cards Compatibility Reports SyncWorld Support Documents and Resources Compatibility Reports (Storage Cards) Compatible Devices (PoE) Development Tools & Software Knowledge Base (Ethernet and Signal Integrity) Knowledge Base (FPGA & SoC) Knowledge Base (Storage Cards) Product Notifications Technical Articles Design Support FPGA & SoC Support Microsemi Adaptec RAID/HBA Support Power, Small Signal and Protection Discretes Support Timing Systems Support Contact Support Ask A Sales Rep Product Portals Audio & Voice Portal Ethernet and Signal Integrity Portal FPGA & SoC Portal MyMicrosemi Partner and Customer Portal Optical Networking Portal Storage ICs Portal (SAS/SATA & Switchtec PCIe Switches) Timing ICs Portal Timing Systems and Components Portal Quality & Packaging Packaging Information Quality Returns FPGA & SoC RMA PoE Injectors, Midspans and Switches RMA Storage Cards RMA Timing Systems RMA Training FPGA & SoC Training FPGA & SoC Webcasts Timing Systems Webcasts https://www.microsemi.com/images/newslides/v2-210607-BlueSky-Promo-Microsemi-Homepage-Banner.jpg https://www.microsemi.com/images/newslides/210603-FTS-BNR-TimePictra-11-Microsemi-HP-2000x286.jpg https://www.microsemi.com/images/newslides/r1-210607-APID-AD-Mi-V-Summit-Event-Graphics-Microsemi-Homepage-Banner.jpg https://www.microsemi.com/images/newslides/r3-210917-FTS-AD-TP4100v2.3-Microsemi-Homepage-Banner.jpg https://www.microsemi.com/images/newslides/Precision_Time_and_Frequency_for_C5ISR.jpg https://www.microsemi.com/images/newslides/ftd_syncserver_4_1.jpg https://www.microsemi.com/images/newslides/VectorBlox_home.jpg https://www.microsemi.com/images/newslides/FTS-BNR-GPSDO-Microsemi.jpg https://www.microsemi.com/images/newslides/polarfire-bnr2.jpg Products Audio & Voice Circuit Protection Data Center Solutions Drivers, Interfaces, and PCIe Switches Ethernet and PoE Solutions FPGA & SoC High-Reliability Optical Networking Power Discretes & Modules Power Management RF, Microwave & Millimeter Wave Storage Solutions Timing & Synchronization Applications Automotive Communications Commercial Aviation Data Center Defense Industrial Medical Space System Solutions Services ASIC Design Services FPGA & SoC Services Module & Hybrid Design Services Package Miniaturization Services Rugged Power Supply Design Services Timing & Synchronization Services Microsemi Corporation, a wholly owned subsidiary of Microchip Technology Inc. (Nasdaq: MCHP), offers a comprehensive portfolio of semiconductor and system solutions for communications, defense & security, aerospace and industrial markets. Products include high-performance and radiation-hardened analog mixed-signal integrated circuits, FPGAs, SoCs and ASICs; power management products; timing and synchronization devices and precise time solutions, setting the world's standard for time; voice processing devices; RF solutions; discrete components; enterprise storage and communication solutions, security technologies and scalable anti-tamper products; Ethernet solutions; Power-over-Ethernet ICs and midspans; as well as custom design capabilities and services. Microsemi is headquartered in Aliso Viejo, California. Videos Products ¦ Applications ¦ Company ¦ Careers ¦ Investors ¦ Survey ¦ Privacy Notice ¦ Terms & Conditions ¦ Product Disclaimer ¦ Terms of Use ¦ Blog ¦ Our website uses cookies (including profiling cookies of authorised third parties) to give you a better browsing experience, and by continuing to use our site you accept our cookies policy. Find out more on how we use cookies and how you can change your settings by clicking here . © 2024 Microsemi, a wholly owned subsidiary of Microchip Technology Inc. All rights reserved. Stay Informed ✚
https://www.microsemi.com/document-portal/doc_download/9407-lxmg1621-xx-pdf | others | Microsemi ¦ Semiconductor & System Solutions ¦ Power Matters Microsemi Quality Investors Sales Contacts Parametric Search Login Registered Users & Partners Audio, Voice, and Line Circuits Support Cases Audio, Voice, and Line Circuits Software Audio, Voice, and Line Circuits Documents Ethernet Switches, PHYs, Software, Crosspoint Switches & Signal Conditioners Documents FPGAs & SoCs Documents, Support Cases and Software Licenses Low Power Radios Software and Support Cases MyMicrosemi Partner Portal OTN Processors Documents and Software PoE Support Cases PoE Collateral PON/FTTH - EPON & GPON Documents & Software Storage ICs Documents and Software Timing ICs Software and Support Cases Timing ICs Documents Timing & Synchronization Systems Documents, Software and Support Cases Winpath Network Processors Documents, Software and Support Cases Products & Services Products Audio & Voice Circuit Protection Data Center Solutions Drivers, Interfaces, and PCIe Switches Ethernet and PoE Solutions FPGA & SoC High-Reliability Optical Networking Power Discretes & Modules Power Management RF, Microwave & Millimeter Wave Timing & Synchronization Services ASIC Design Services FPGA & SoC Services Module & Hybrid Design Services Package Miniaturization Services Rugged Power Supply Design Services Synchronization Services New Product PolarFire FPGA Family Cost-optimized lowest power mid-range FPGAs 250 Mbps to 12.7 Gbps transceivers 100K to 500K LE, up to 33 Mbits of RAM Best-in-class security and exceptional reliability Learn More Applications Automotive Advanced Driver Assist Systems (ADAS) Body Electronics Infotainment Powertrain & EV Charging Commercial Aviation Actuation Systems Cabin Management System Cockpit Avionics Engine Systems & Controls RF & Microwave Systems Communications 5G / Mobile Infrastructure Broadband Home / CPE Broadcast Video Converged Access Network Enterprise Infrastructure Metro / Core / DCI Network Data Centers Machine Learning Appliances Motherboard & Rack Infrastructure NVMe Storage Rack Scale Design Storage Servers Storage Systems Defense Integrated Vehicle Systems Military Communications Radar Electronic Warfare Industrial HMI (Human Machine Interface) Industrial Ethernet Networking Industrial Imaging More Industrial Applications Motor Control Physical Security Programmable Logic Control Safety Heritage Smart Energy Test, Scientific and Measurement Medical Medical Imaging Medical Instrumentation Medical-Implantable/Ingestible Space Attitude & Orbit Control Digital Communications Payload Electrical Power Systems Remote Sensing Payload Telemetry Tracking & Control Transparent RF Transponder System Solutions Education Financial Services Government Healthcare Oil & Gas Power Utilities Retail Stadiums-Arenas Transportation Ordering How to Buy Microchip Purchasing - Find your Microsemi products here Available Stock Search Order Status Contact Microchip Purchasing and Client Services Support Sales Contacts Company Company About Us Acquisitions Aviation Center Of Excellence Awards Blog Careers Corporate Contacts Events In the News Investors Locations Press Releases Quality Technology Terms and Conditions Terms of Use Partners Accelerate Ecosystem Partners Intellectual Property Partners Reference Design Partners Technology Partners Empower Channel Partners Find a Channel Partner Become a Channel Partner Partner Portal Login Solution Partners Compatible PoE Devices Storage Cards Compatibility Reports SyncWorld Support Documents and Resources Compatibility Reports (Storage Cards) Compatible Devices (PoE) Development Tools & Software Knowledge Base (Ethernet and Signal Integrity) Knowledge Base (FPGA & SoC) Knowledge Base (Storage Cards) Product Notifications Technical Articles Design Support FPGA & SoC Support Microsemi Adaptec RAID/HBA Support Power, Small Signal and Protection Discretes Support Timing Systems Support Contact Support Ask A Sales Rep Product Portals Audio & Voice Portal Ethernet and Signal Integrity Portal FPGA & SoC Portal MyMicrosemi Partner and Customer Portal Optical Networking Portal Storage ICs Portal (SAS/SATA & Switchtec PCIe Switches) Timing ICs Portal Timing Systems and Components Portal Quality & Packaging Packaging Information Quality Returns FPGA & SoC RMA PoE Injectors, Midspans and Switches RMA Storage Cards RMA Timing Systems RMA Training FPGA & SoC Training FPGA & SoC Webcasts Timing Systems Webcasts https://www.microsemi.com/images/newslides/v2-210607-BlueSky-Promo-Microsemi-Homepage-Banner.jpg https://www.microsemi.com/images/newslides/210603-FTS-BNR-TimePictra-11-Microsemi-HP-2000x286.jpg https://www.microsemi.com/images/newslides/r1-210607-APID-AD-Mi-V-Summit-Event-Graphics-Microsemi-Homepage-Banner.jpg https://www.microsemi.com/images/newslides/r3-210917-FTS-AD-TP4100v2.3-Microsemi-Homepage-Banner.jpg https://www.microsemi.com/images/newslides/Precision_Time_and_Frequency_for_C5ISR.jpg https://www.microsemi.com/images/newslides/ftd_syncserver_4_1.jpg https://www.microsemi.com/images/newslides/VectorBlox_home.jpg https://www.microsemi.com/images/newslides/FTS-BNR-GPSDO-Microsemi.jpg https://www.microsemi.com/images/newslides/polarfire-bnr2.jpg Products Audio & Voice Circuit Protection Data Center Solutions Drivers, Interfaces, and PCIe Switches Ethernet and PoE Solutions FPGA & SoC High-Reliability Optical Networking Power Discretes & Modules Power Management RF, Microwave & Millimeter Wave Storage Solutions Timing & Synchronization Applications Automotive Communications Commercial Aviation Data Center Defense Industrial Medical Space System Solutions Services ASIC Design Services FPGA & SoC Services Module & Hybrid Design Services Package Miniaturization Services Rugged Power Supply Design Services Timing & Synchronization Services Microsemi Corporation, a wholly owned subsidiary of Microchip Technology Inc. (Nasdaq: MCHP), offers a comprehensive portfolio of semiconductor and system solutions for communications, defense & security, aerospace and industrial markets. Products include high-performance and radiation-hardened analog mixed-signal integrated circuits, FPGAs, SoCs and ASICs; power management products; timing and synchronization devices and precise time solutions, setting the world's standard for time; voice processing devices; RF solutions; discrete components; enterprise storage and communication solutions, security technologies and scalable anti-tamper products; Ethernet solutions; Power-over-Ethernet ICs and midspans; as well as custom design capabilities and services. Microsemi is headquartered in Aliso Viejo, California. Videos Products ¦ Applications ¦ Company ¦ Careers ¦ Investors ¦ Survey ¦ Privacy Notice ¦ Terms & Conditions ¦ Product Disclaimer ¦ Terms of Use ¦ Blog ¦ Our website uses cookies (including profiling cookies of authorised third parties) to give you a better browsing experience, and by continuing to use our site you accept our cookies policy. Find out more on how we use cookies and how you can change your settings by clicking here . © 2024 Microsemi, a wholly owned subsidiary of Microchip Technology Inc. All rights reserved. Stay Informed ✚
https://www.microsemi.com/document-portal/doc_download/9418-lxmg1624-12-6x-pdf | others | Microsemi ¦ Semiconductor & System Solutions ¦ Power Matters Microsemi Quality Investors Sales Contacts Parametric Search Login Registered Users & Partners Audio, Voice, and Line Circuits Support Cases Audio, Voice, and Line Circuits Software Audio, Voice, and Line Circuits Documents Ethernet Switches, PHYs, Software, Crosspoint Switches & Signal Conditioners Documents FPGAs & SoCs Documents, Support Cases and Software Licenses Low Power Radios Software and Support Cases MyMicrosemi Partner Portal OTN Processors Documents and Software PoE Support Cases PoE Collateral PON/FTTH - EPON & GPON Documents & Software Storage ICs Documents and Software Timing ICs Software and Support Cases Timing ICs Documents Timing & Synchronization Systems Documents, Software and Support Cases Winpath Network Processors Documents, Software and Support Cases Products & Services Products Audio & Voice Circuit Protection Data Center Solutions Drivers, Interfaces, and PCIe Switches Ethernet and PoE Solutions FPGA & SoC High-Reliability Optical Networking Power Discretes & Modules Power Management RF, Microwave & Millimeter Wave Timing & Synchronization Services ASIC Design Services FPGA & SoC Services Module & Hybrid Design Services Package Miniaturization Services Rugged Power Supply Design Services Synchronization Services New Product PolarFire FPGA Family Cost-optimized lowest power mid-range FPGAs 250 Mbps to 12.7 Gbps transceivers 100K to 500K LE, up to 33 Mbits of RAM Best-in-class security and exceptional reliability Learn More Applications Automotive Advanced Driver Assist Systems (ADAS) Body Electronics Infotainment Powertrain & EV Charging Commercial Aviation Actuation Systems Cabin Management System Cockpit Avionics Engine Systems & Controls RF & Microwave Systems Communications 5G / Mobile Infrastructure Broadband Home / CPE Broadcast Video Converged Access Network Enterprise Infrastructure Metro / Core / DCI Network Data Centers Machine Learning Appliances Motherboard & Rack Infrastructure NVMe Storage Rack Scale Design Storage Servers Storage Systems Defense Integrated Vehicle Systems Military Communications Radar Electronic Warfare Industrial HMI (Human Machine Interface) Industrial Ethernet Networking Industrial Imaging More Industrial Applications Motor Control Physical Security Programmable Logic Control Safety Heritage Smart Energy Test, Scientific and Measurement Medical Medical Imaging Medical Instrumentation Medical-Implantable/Ingestible Space Attitude & Orbit Control Digital Communications Payload Electrical Power Systems Remote Sensing Payload Telemetry Tracking & Control Transparent RF Transponder System Solutions Education Financial Services Government Healthcare Oil & Gas Power Utilities Retail Stadiums-Arenas Transportation Ordering How to Buy Microchip Purchasing - Find your Microsemi products here Available Stock Search Order Status Contact Microchip Purchasing and Client Services Support Sales Contacts Company Company About Us Acquisitions Aviation Center Of Excellence Awards Blog Careers Corporate Contacts Events In the News Investors Locations Press Releases Quality Technology Terms and Conditions Terms of Use Partners Accelerate Ecosystem Partners Intellectual Property Partners Reference Design Partners Technology Partners Empower Channel Partners Find a Channel Partner Become a Channel Partner Partner Portal Login Solution Partners Compatible PoE Devices Storage Cards Compatibility Reports SyncWorld Support Documents and Resources Compatibility Reports (Storage Cards) Compatible Devices (PoE) Development Tools & Software Knowledge Base (Ethernet and Signal Integrity) Knowledge Base (FPGA & SoC) Knowledge Base (Storage Cards) Product Notifications Technical Articles Design Support FPGA & SoC Support Microsemi Adaptec RAID/HBA Support Power, Small Signal and Protection Discretes Support Timing Systems Support Contact Support Ask A Sales Rep Product Portals Audio & Voice Portal Ethernet and Signal Integrity Portal FPGA & SoC Portal MyMicrosemi Partner and Customer Portal Optical Networking Portal Storage ICs Portal (SAS/SATA & Switchtec PCIe Switches) Timing ICs Portal Timing Systems and Components Portal Quality & Packaging Packaging Information Quality Returns FPGA & SoC RMA PoE Injectors, Midspans and Switches RMA Storage Cards RMA Timing Systems RMA Training FPGA & SoC Training FPGA & SoC Webcasts Timing Systems Webcasts https://www.microsemi.com/images/newslides/v2-210607-BlueSky-Promo-Microsemi-Homepage-Banner.jpg https://www.microsemi.com/images/newslides/210603-FTS-BNR-TimePictra-11-Microsemi-HP-2000x286.jpg https://www.microsemi.com/images/newslides/r1-210607-APID-AD-Mi-V-Summit-Event-Graphics-Microsemi-Homepage-Banner.jpg https://www.microsemi.com/images/newslides/r3-210917-FTS-AD-TP4100v2.3-Microsemi-Homepage-Banner.jpg https://www.microsemi.com/images/newslides/Precision_Time_and_Frequency_for_C5ISR.jpg https://www.microsemi.com/images/newslides/ftd_syncserver_4_1.jpg https://www.microsemi.com/images/newslides/VectorBlox_home.jpg https://www.microsemi.com/images/newslides/FTS-BNR-GPSDO-Microsemi.jpg https://www.microsemi.com/images/newslides/polarfire-bnr2.jpg Products Audio & Voice Circuit Protection Data Center Solutions Drivers, Interfaces, and PCIe Switches Ethernet and PoE Solutions FPGA & SoC High-Reliability Optical Networking Power Discretes & Modules Power Management RF, Microwave & Millimeter Wave Storage Solutions Timing & Synchronization Applications Automotive Communications Commercial Aviation Data Center Defense Industrial Medical Space System Solutions Services ASIC Design Services FPGA & SoC Services Module & Hybrid Design Services Package Miniaturization Services Rugged Power Supply Design Services Timing & Synchronization Services Microsemi Corporation, a wholly owned subsidiary of Microchip Technology Inc. (Nasdaq: MCHP), offers a comprehensive portfolio of semiconductor and system solutions for communications, defense & security, aerospace and industrial markets. Products include high-performance and radiation-hardened analog mixed-signal integrated circuits, FPGAs, SoCs and ASICs; power management products; timing and synchronization devices and precise time solutions, setting the world's standard for time; voice processing devices; RF solutions; discrete components; enterprise storage and communication solutions, security technologies and scalable anti-tamper products; Ethernet solutions; Power-over-Ethernet ICs and midspans; as well as custom design capabilities and services. Microsemi is headquartered in Aliso Viejo, California. Videos Products ¦ Applications ¦ Company ¦ Careers ¦ Investors ¦ Survey ¦ Privacy Notice ¦ Terms & Conditions ¦ Product Disclaimer ¦ Terms of Use ¦ Blog ¦ Our website uses cookies (including profiling cookies of authorised third parties) to give you a better browsing experience, and by continuing to use our site you accept our cookies policy. Find out more on how we use cookies and how you can change your settings by clicking here . © 2024 Microsemi, a wholly owned subsidiary of Microchip Technology Inc. All rights reserved. Stay Informed ✚
https://www.microsemi.com/document-portal/doc_download/9407-lxmg1621-xx-pdf | others | Microsemi ¦ Semiconductor & System Solutions ¦ Power Matters Microsemi Quality Investors Sales Contacts Parametric Search Login Registered Users & Partners Audio, Voice, and Line Circuits Support Cases Audio, Voice, and Line Circuits Software Audio, Voice, and Line Circuits Documents Ethernet Switches, PHYs, Software, Crosspoint Switches & Signal Conditioners Documents FPGAs & SoCs Documents, Support Cases and Software Licenses Low Power Radios Software and Support Cases MyMicrosemi Partner Portal OTN Processors Documents and Software PoE Support Cases PoE Collateral PON/FTTH - EPON & GPON Documents & Software Storage ICs Documents and Software Timing ICs Software and Support Cases Timing ICs Documents Timing & Synchronization Systems Documents, Software and Support Cases Winpath Network Processors Documents, Software and Support Cases Products & Services Products Audio & Voice Circuit Protection Data Center Solutions Drivers, Interfaces, and PCIe Switches Ethernet and PoE Solutions FPGA & SoC High-Reliability Optical Networking Power Discretes & Modules Power Management RF, Microwave & Millimeter Wave Timing & Synchronization Services ASIC Design Services FPGA & SoC Services Module & Hybrid Design Services Package Miniaturization Services Rugged Power Supply Design Services Synchronization Services New Product PolarFire FPGA Family Cost-optimized lowest power mid-range FPGAs 250 Mbps to 12.7 Gbps transceivers 100K to 500K LE, up to 33 Mbits of RAM Best-in-class security and exceptional reliability Learn More Applications Automotive Advanced Driver Assist Systems (ADAS) Body Electronics Infotainment Powertrain & EV Charging Commercial Aviation Actuation Systems Cabin Management System Cockpit Avionics Engine Systems & Controls RF & Microwave Systems Communications 5G / Mobile Infrastructure Broadband Home / CPE Broadcast Video Converged Access Network Enterprise Infrastructure Metro / Core / DCI Network Data Centers Machine Learning Appliances Motherboard & Rack Infrastructure NVMe Storage Rack Scale Design Storage Servers Storage Systems Defense Integrated Vehicle Systems Military Communications Radar Electronic Warfare Industrial HMI (Human Machine Interface) Industrial Ethernet Networking Industrial Imaging More Industrial Applications Motor Control Physical Security Programmable Logic Control Safety Heritage Smart Energy Test, Scientific and Measurement Medical Medical Imaging Medical Instrumentation Medical-Implantable/Ingestible Space Attitude & Orbit Control Digital Communications Payload Electrical Power Systems Remote Sensing Payload Telemetry Tracking & Control Transparent RF Transponder System Solutions Education Financial Services Government Healthcare Oil & Gas Power Utilities Retail Stadiums-Arenas Transportation Ordering How to Buy Microchip Purchasing - Find your Microsemi products here Available Stock Search Order Status Contact Microchip Purchasing and Client Services Support Sales Contacts Company Company About Us Acquisitions Aviation Center Of Excellence Awards Blog Careers Corporate Contacts Events In the News Investors Locations Press Releases Quality Technology Terms and Conditions Terms of Use Partners Accelerate Ecosystem Partners Intellectual Property Partners Reference Design Partners Technology Partners Empower Channel Partners Find a Channel Partner Become a Channel Partner Partner Portal Login Solution Partners Compatible PoE Devices Storage Cards Compatibility Reports SyncWorld Support Documents and Resources Compatibility Reports (Storage Cards) Compatible Devices (PoE) Development Tools & Software Knowledge Base (Ethernet and Signal Integrity) Knowledge Base (FPGA & SoC) Knowledge Base (Storage Cards) Product Notifications Technical Articles Design Support FPGA & SoC Support Microsemi Adaptec RAID/HBA Support Power, Small Signal and Protection Discretes Support Timing Systems Support Contact Support Ask A Sales Rep Product Portals Audio & Voice Portal Ethernet and Signal Integrity Portal FPGA & SoC Portal MyMicrosemi Partner and Customer Portal Optical Networking Portal Storage ICs Portal (SAS/SATA & Switchtec PCIe Switches) Timing ICs Portal Timing Systems and Components Portal Quality & Packaging Packaging Information Quality Returns FPGA & SoC RMA PoE Injectors, Midspans and Switches RMA Storage Cards RMA Timing Systems RMA Training FPGA & SoC Training FPGA & SoC Webcasts Timing Systems Webcasts https://www.microsemi.com/images/newslides/v2-210607-BlueSky-Promo-Microsemi-Homepage-Banner.jpg https://www.microsemi.com/images/newslides/210603-FTS-BNR-TimePictra-11-Microsemi-HP-2000x286.jpg https://www.microsemi.com/images/newslides/r1-210607-APID-AD-Mi-V-Summit-Event-Graphics-Microsemi-Homepage-Banner.jpg https://www.microsemi.com/images/newslides/r3-210917-FTS-AD-TP4100v2.3-Microsemi-Homepage-Banner.jpg https://www.microsemi.com/images/newslides/Precision_Time_and_Frequency_for_C5ISR.jpg https://www.microsemi.com/images/newslides/ftd_syncserver_4_1.jpg https://www.microsemi.com/images/newslides/VectorBlox_home.jpg https://www.microsemi.com/images/newslides/FTS-BNR-GPSDO-Microsemi.jpg https://www.microsemi.com/images/newslides/polarfire-bnr2.jpg Products Audio & Voice Circuit Protection Data Center Solutions Drivers, Interfaces, and PCIe Switches Ethernet and PoE Solutions FPGA & SoC High-Reliability Optical Networking Power Discretes & Modules Power Management RF, Microwave & Millimeter Wave Storage Solutions Timing & Synchronization Applications Automotive Communications Commercial Aviation Data Center Defense Industrial Medical Space System Solutions Services ASIC Design Services FPGA & SoC Services Module & Hybrid Design Services Package Miniaturization Services Rugged Power Supply Design Services Timing & Synchronization Services Microsemi Corporation, a wholly owned subsidiary of Microchip Technology Inc. (Nasdaq: MCHP), offers a comprehensive portfolio of semiconductor and system solutions for communications, defense & security, aerospace and industrial markets. Products include high-performance and radiation-hardened analog mixed-signal integrated circuits, FPGAs, SoCs and ASICs; power management products; timing and synchronization devices and precise time solutions, setting the world's standard for time; voice processing devices; RF solutions; discrete components; enterprise storage and communication solutions, security technologies and scalable anti-tamper products; Ethernet solutions; Power-over-Ethernet ICs and midspans; as well as custom design capabilities and services. Microsemi is headquartered in Aliso Viejo, California. Videos Products ¦ Applications ¦ Company ¦ Careers ¦ Investors ¦ Survey ¦ Privacy Notice ¦ Terms & Conditions ¦ Product Disclaimer ¦ Terms of Use ¦ Blog ¦ Our website uses cookies (including profiling cookies of authorised third parties) to give you a better browsing experience, and by continuing to use our site you accept our cookies policy. Find out more on how we use cookies and how you can change your settings by clicking here . © 2024 Microsemi, a wholly owned subsidiary of Microchip Technology Inc. All rights reserved. Stay Informed ✚
https://www.microsemi.com/document-portal/doc_download/9407-lxmg1621-xx-pdf | others | Microsemi ¦ Semiconductor & System Solutions ¦ Power Matters Microsemi Quality Investors Sales Contacts Parametric Search Login Registered Users & Partners Audio, Voice, and Line Circuits Support Cases Audio, Voice, and Line Circuits Software Audio, Voice, and Line Circuits Documents Ethernet Switches, PHYs, Software, Crosspoint Switches & Signal Conditioners Documents FPGAs & SoCs Documents, Support Cases and Software Licenses Low Power Radios Software and Support Cases MyMicrosemi Partner Portal OTN Processors Documents and Software PoE Support Cases PoE Collateral PON/FTTH - EPON & GPON Documents & Software Storage ICs Documents and Software Timing ICs Software and Support Cases Timing ICs Documents Timing & Synchronization Systems Documents, Software and Support Cases Winpath Network Processors Documents, Software and Support Cases Products & Services Products Audio & Voice Circuit Protection Data Center Solutions Drivers, Interfaces, and PCIe Switches Ethernet and PoE Solutions FPGA & SoC High-Reliability Optical Networking Power Discretes & Modules Power Management RF, Microwave & Millimeter Wave Timing & Synchronization Services ASIC Design Services FPGA & SoC Services Module & Hybrid Design Services Package Miniaturization Services Rugged Power Supply Design Services Synchronization Services New Product PolarFire FPGA Family Cost-optimized lowest power mid-range FPGAs 250 Mbps to 12.7 Gbps transceivers 100K to 500K LE, up to 33 Mbits of RAM Best-in-class security and exceptional reliability Learn More Applications Automotive Advanced Driver Assist Systems (ADAS) Body Electronics Infotainment Powertrain & EV Charging Commercial Aviation Actuation Systems Cabin Management System Cockpit Avionics Engine Systems & Controls RF & Microwave Systems Communications 5G / Mobile Infrastructure Broadband Home / CPE Broadcast Video Converged Access Network Enterprise Infrastructure Metro / Core / DCI Network Data Centers Machine Learning Appliances Motherboard & Rack Infrastructure NVMe Storage Rack Scale Design Storage Servers Storage Systems Defense Integrated Vehicle Systems Military Communications Radar Electronic Warfare Industrial HMI (Human Machine Interface) Industrial Ethernet Networking Industrial Imaging More Industrial Applications Motor Control Physical Security Programmable Logic Control Safety Heritage Smart Energy Test, Scientific and Measurement Medical Medical Imaging Medical Instrumentation Medical-Implantable/Ingestible Space Attitude & Orbit Control Digital Communications Payload Electrical Power Systems Remote Sensing Payload Telemetry Tracking & Control Transparent RF Transponder System Solutions Education Financial Services Government Healthcare Oil & Gas Power Utilities Retail Stadiums-Arenas Transportation Ordering How to Buy Microchip Purchasing - Find your Microsemi products here Available Stock Search Order Status Contact Microchip Purchasing and Client Services Support Sales Contacts Company Company About Us Acquisitions Aviation Center Of Excellence Awards Blog Careers Corporate Contacts Events In the News Investors Locations Press Releases Quality Technology Terms and Conditions Terms of Use Partners Accelerate Ecosystem Partners Intellectual Property Partners Reference Design Partners Technology Partners Empower Channel Partners Find a Channel Partner Become a Channel Partner Partner Portal Login Solution Partners Compatible PoE Devices Storage Cards Compatibility Reports SyncWorld Support Documents and Resources Compatibility Reports (Storage Cards) Compatible Devices (PoE) Development Tools & Software Knowledge Base (Ethernet and Signal Integrity) Knowledge Base (FPGA & SoC) Knowledge Base (Storage Cards) Product Notifications Technical Articles Design Support FPGA & SoC Support Microsemi Adaptec RAID/HBA Support Power, Small Signal and Protection Discretes Support Timing Systems Support Contact Support Ask A Sales Rep Product Portals Audio & Voice Portal Ethernet and Signal Integrity Portal FPGA & SoC Portal MyMicrosemi Partner and Customer Portal Optical Networking Portal Storage ICs Portal (SAS/SATA & Switchtec PCIe Switches) Timing ICs Portal Timing Systems and Components Portal Quality & Packaging Packaging Information Quality Returns FPGA & SoC RMA PoE Injectors, Midspans and Switches RMA Storage Cards RMA Timing Systems RMA Training FPGA & SoC Training FPGA & SoC Webcasts Timing Systems Webcasts https://www.microsemi.com/images/newslides/v2-210607-BlueSky-Promo-Microsemi-Homepage-Banner.jpg https://www.microsemi.com/images/newslides/210603-FTS-BNR-TimePictra-11-Microsemi-HP-2000x286.jpg https://www.microsemi.com/images/newslides/r1-210607-APID-AD-Mi-V-Summit-Event-Graphics-Microsemi-Homepage-Banner.jpg https://www.microsemi.com/images/newslides/r3-210917-FTS-AD-TP4100v2.3-Microsemi-Homepage-Banner.jpg https://www.microsemi.com/images/newslides/Precision_Time_and_Frequency_for_C5ISR.jpg https://www.microsemi.com/images/newslides/ftd_syncserver_4_1.jpg https://www.microsemi.com/images/newslides/VectorBlox_home.jpg https://www.microsemi.com/images/newslides/FTS-BNR-GPSDO-Microsemi.jpg https://www.microsemi.com/images/newslides/polarfire-bnr2.jpg Products Audio & Voice Circuit Protection Data Center Solutions Drivers, Interfaces, and PCIe Switches Ethernet and PoE Solutions FPGA & SoC High-Reliability Optical Networking Power Discretes & Modules Power Management RF, Microwave & Millimeter Wave Storage Solutions Timing & Synchronization Applications Automotive Communications Commercial Aviation Data Center Defense Industrial Medical Space System Solutions Services ASIC Design Services FPGA & SoC Services Module & Hybrid Design Services Package Miniaturization Services Rugged Power Supply Design Services Timing & Synchronization Services Microsemi Corporation, a wholly owned subsidiary of Microchip Technology Inc. (Nasdaq: MCHP), offers a comprehensive portfolio of semiconductor and system solutions for communications, defense & security, aerospace and industrial markets. Products include high-performance and radiation-hardened analog mixed-signal integrated circuits, FPGAs, SoCs and ASICs; power management products; timing and synchronization devices and precise time solutions, setting the world's standard for time; voice processing devices; RF solutions; discrete components; enterprise storage and communication solutions, security technologies and scalable anti-tamper products; Ethernet solutions; Power-over-Ethernet ICs and midspans; as well as custom design capabilities and services. Microsemi is headquartered in Aliso Viejo, California. Videos Products ¦ Applications ¦ Company ¦ Careers ¦ Investors ¦ Survey ¦ Privacy Notice ¦ Terms & Conditions ¦ Product Disclaimer ¦ Terms of Use ¦ Blog ¦ Our website uses cookies (including profiling cookies of authorised third parties) to give you a better browsing experience, and by continuing to use our site you accept our cookies policy. Find out more on how we use cookies and how you can change your settings by clicking here . © 2024 Microsemi, a wholly owned subsidiary of Microchip Technology Inc. All rights reserved. Stay Informed ✚
https://www.microsemi.com/document-portal/doc_download/9415-lxmg1623-12-4x-pdf | others | Microsemi ¦ Semiconductor & System Solutions ¦ Power Matters Microsemi Quality Investors Sales Contacts Parametric Search Login Registered Users & Partners Audio, Voice, and Line Circuits Support Cases Audio, Voice, and Line Circuits Software Audio, Voice, and Line Circuits Documents Ethernet Switches, PHYs, Software, Crosspoint Switches & Signal Conditioners Documents FPGAs & SoCs Documents, Support Cases and Software Licenses Low Power Radios Software and Support Cases MyMicrosemi Partner Portal OTN Processors Documents and Software PoE Support Cases PoE Collateral PON/FTTH - EPON & GPON Documents & Software Storage ICs Documents and Software Timing ICs Software and Support Cases Timing ICs Documents Timing & Synchronization Systems Documents, Software and Support Cases Winpath Network Processors Documents, Software and Support Cases Products & Services Products Audio & Voice Circuit Protection Data Center Solutions Drivers, Interfaces, and PCIe Switches Ethernet and PoE Solutions FPGA & SoC High-Reliability Optical Networking Power Discretes & Modules Power Management RF, Microwave & Millimeter Wave Timing & Synchronization Services ASIC Design Services FPGA & SoC Services Module & Hybrid Design Services Package Miniaturization Services Rugged Power Supply Design Services Synchronization Services New Product PolarFire FPGA Family Cost-optimized lowest power mid-range FPGAs 250 Mbps to 12.7 Gbps transceivers 100K to 500K LE, up to 33 Mbits of RAM Best-in-class security and exceptional reliability Learn More Applications Automotive Advanced Driver Assist Systems (ADAS) Body Electronics Infotainment Powertrain & EV Charging Commercial Aviation Actuation Systems Cabin Management System Cockpit Avionics Engine Systems & Controls RF & Microwave Systems Communications 5G / Mobile Infrastructure Broadband Home / CPE Broadcast Video Converged Access Network Enterprise Infrastructure Metro / Core / DCI Network Data Centers Machine Learning Appliances Motherboard & Rack Infrastructure NVMe Storage Rack Scale Design Storage Servers Storage Systems Defense Integrated Vehicle Systems Military Communications Radar Electronic Warfare Industrial HMI (Human Machine Interface) Industrial Ethernet Networking Industrial Imaging More Industrial Applications Motor Control Physical Security Programmable Logic Control Safety Heritage Smart Energy Test, Scientific and Measurement Medical Medical Imaging Medical Instrumentation Medical-Implantable/Ingestible Space Attitude & Orbit Control Digital Communications Payload Electrical Power Systems Remote Sensing Payload Telemetry Tracking & Control Transparent RF Transponder System Solutions Education Financial Services Government Healthcare Oil & Gas Power Utilities Retail Stadiums-Arenas Transportation Ordering How to Buy Microchip Purchasing - Find your Microsemi products here Available Stock Search Order Status Contact Microchip Purchasing and Client Services Support Sales Contacts Company Company About Us Acquisitions Aviation Center Of Excellence Awards Blog Careers Corporate Contacts Events In the News Investors Locations Press Releases Quality Technology Terms and Conditions Terms of Use Partners Accelerate Ecosystem Partners Intellectual Property Partners Reference Design Partners Technology Partners Empower Channel Partners Find a Channel Partner Become a Channel Partner Partner Portal Login Solution Partners Compatible PoE Devices Storage Cards Compatibility Reports SyncWorld Support Documents and Resources Compatibility Reports (Storage Cards) Compatible Devices (PoE) Development Tools & Software Knowledge Base (Ethernet and Signal Integrity) Knowledge Base (FPGA & SoC) Knowledge Base (Storage Cards) Product Notifications Technical Articles Design Support FPGA & SoC Support Microsemi Adaptec RAID/HBA Support Power, Small Signal and Protection Discretes Support Timing Systems Support Contact Support Ask A Sales Rep Product Portals Audio & Voice Portal Ethernet and Signal Integrity Portal FPGA & SoC Portal MyMicrosemi Partner and Customer Portal Optical Networking Portal Storage ICs Portal (SAS/SATA & Switchtec PCIe Switches) Timing ICs Portal Timing Systems and Components Portal Quality & Packaging Packaging Information Quality Returns FPGA & SoC RMA PoE Injectors, Midspans and Switches RMA Storage Cards RMA Timing Systems RMA Training FPGA & SoC Training FPGA & SoC Webcasts Timing Systems Webcasts https://www.microsemi.com/images/newslides/v2-210607-BlueSky-Promo-Microsemi-Homepage-Banner.jpg https://www.microsemi.com/images/newslides/210603-FTS-BNR-TimePictra-11-Microsemi-HP-2000x286.jpg https://www.microsemi.com/images/newslides/r1-210607-APID-AD-Mi-V-Summit-Event-Graphics-Microsemi-Homepage-Banner.jpg https://www.microsemi.com/images/newslides/r3-210917-FTS-AD-TP4100v2.3-Microsemi-Homepage-Banner.jpg https://www.microsemi.com/images/newslides/Precision_Time_and_Frequency_for_C5ISR.jpg https://www.microsemi.com/images/newslides/ftd_syncserver_4_1.jpg https://www.microsemi.com/images/newslides/VectorBlox_home.jpg https://www.microsemi.com/images/newslides/FTS-BNR-GPSDO-Microsemi.jpg https://www.microsemi.com/images/newslides/polarfire-bnr2.jpg Products Audio & Voice Circuit Protection Data Center Solutions Drivers, Interfaces, and PCIe Switches Ethernet and PoE Solutions FPGA & SoC High-Reliability Optical Networking Power Discretes & Modules Power Management RF, Microwave & Millimeter Wave Storage Solutions Timing & Synchronization Applications Automotive Communications Commercial Aviation Data Center Defense Industrial Medical Space System Solutions Services ASIC Design Services FPGA & SoC Services Module & Hybrid Design Services Package Miniaturization Services Rugged Power Supply Design Services Timing & Synchronization Services Microsemi Corporation, a wholly owned subsidiary of Microchip Technology Inc. (Nasdaq: MCHP), offers a comprehensive portfolio of semiconductor and system solutions for communications, defense & security, aerospace and industrial markets. Products include high-performance and radiation-hardened analog mixed-signal integrated circuits, FPGAs, SoCs and ASICs; power management products; timing and synchronization devices and precise time solutions, setting the world's standard for time; voice processing devices; RF solutions; discrete components; enterprise storage and communication solutions, security technologies and scalable anti-tamper products; Ethernet solutions; Power-over-Ethernet ICs and midspans; as well as custom design capabilities and services. Microsemi is headquartered in Aliso Viejo, California. Videos Products ¦ Applications ¦ Company ¦ Careers ¦ Investors ¦ Survey ¦ Privacy Notice ¦ Terms & Conditions ¦ Product Disclaimer ¦ Terms of Use ¦ Blog ¦ Our website uses cookies (including profiling cookies of authorised third parties) to give you a better browsing experience, and by continuing to use our site you accept our cookies policy. Find out more on how we use cookies and how you can change your settings by clicking here . © 2024 Microsemi, a wholly owned subsidiary of Microchip Technology Inc. All rights reserved. Stay Informed ✚
https://www.microsemi.com/document-portal/doc_download/9416-lxmg1623-12-6x-pdf | others | Microsemi ¦ Semiconductor & System Solutions ¦ Power Matters Microsemi Quality Investors Sales Contacts Parametric Search Login Registered Users & Partners Audio, Voice, and Line Circuits Support Cases Audio, Voice, and Line Circuits Software Audio, Voice, and Line Circuits Documents Ethernet Switches, PHYs, Software, Crosspoint Switches & Signal Conditioners Documents FPGAs & SoCs Documents, Support Cases and Software Licenses Low Power Radios Software and Support Cases MyMicrosemi Partner Portal OTN Processors Documents and Software PoE Support Cases PoE Collateral PON/FTTH - EPON & GPON Documents & Software Storage ICs Documents and Software Timing ICs Software and Support Cases Timing ICs Documents Timing & Synchronization Systems Documents, Software and Support Cases Winpath Network Processors Documents, Software and Support Cases Products & Services Products Audio & Voice Circuit Protection Data Center Solutions Drivers, Interfaces, and PCIe Switches Ethernet and PoE Solutions FPGA & SoC High-Reliability Optical Networking Power Discretes & Modules Power Management RF, Microwave & Millimeter Wave Timing & Synchronization Services ASIC Design Services FPGA & SoC Services Module & Hybrid Design Services Package Miniaturization Services Rugged Power Supply Design Services Synchronization Services New Product PolarFire FPGA Family Cost-optimized lowest power mid-range FPGAs 250 Mbps to 12.7 Gbps transceivers 100K to 500K LE, up to 33 Mbits of RAM Best-in-class security and exceptional reliability Learn More Applications Automotive Advanced Driver Assist Systems (ADAS) Body Electronics Infotainment Powertrain & EV Charging Commercial Aviation Actuation Systems Cabin Management System Cockpit Avionics Engine Systems & Controls RF & Microwave Systems Communications 5G / Mobile Infrastructure Broadband Home / CPE Broadcast Video Converged Access Network Enterprise Infrastructure Metro / Core / DCI Network Data Centers Machine Learning Appliances Motherboard & Rack Infrastructure NVMe Storage Rack Scale Design Storage Servers Storage Systems Defense Integrated Vehicle Systems Military Communications Radar Electronic Warfare Industrial HMI (Human Machine Interface) Industrial Ethernet Networking Industrial Imaging More Industrial Applications Motor Control Physical Security Programmable Logic Control Safety Heritage Smart Energy Test, Scientific and Measurement Medical Medical Imaging Medical Instrumentation Medical-Implantable/Ingestible Space Attitude & Orbit Control Digital Communications Payload Electrical Power Systems Remote Sensing Payload Telemetry Tracking & Control Transparent RF Transponder System Solutions Education Financial Services Government Healthcare Oil & Gas Power Utilities Retail Stadiums-Arenas Transportation Ordering How to Buy Microchip Purchasing - Find your Microsemi products here Available Stock Search Order Status Contact Microchip Purchasing and Client Services Support Sales Contacts Company Company About Us Acquisitions Aviation Center Of Excellence Awards Blog Careers Corporate Contacts Events In the News Investors Locations Press Releases Quality Technology Terms and Conditions Terms of Use Partners Accelerate Ecosystem Partners Intellectual Property Partners Reference Design Partners Technology Partners Empower Channel Partners Find a Channel Partner Become a Channel Partner Partner Portal Login Solution Partners Compatible PoE Devices Storage Cards Compatibility Reports SyncWorld Support Documents and Resources Compatibility Reports (Storage Cards) Compatible Devices (PoE) Development Tools & Software Knowledge Base (Ethernet and Signal Integrity) Knowledge Base (FPGA & SoC) Knowledge Base (Storage Cards) Product Notifications Technical Articles Design Support FPGA & SoC Support Microsemi Adaptec RAID/HBA Support Power, Small Signal and Protection Discretes Support Timing Systems Support Contact Support Ask A Sales Rep Product Portals Audio & Voice Portal Ethernet and Signal Integrity Portal FPGA & SoC Portal MyMicrosemi Partner and Customer Portal Optical Networking Portal Storage ICs Portal (SAS/SATA & Switchtec PCIe Switches) Timing ICs Portal Timing Systems and Components Portal Quality & Packaging Packaging Information Quality Returns FPGA & SoC RMA PoE Injectors, Midspans and Switches RMA Storage Cards RMA Timing Systems RMA Training FPGA & SoC Training FPGA & SoC Webcasts Timing Systems Webcasts https://www.microsemi.com/images/newslides/v2-210607-BlueSky-Promo-Microsemi-Homepage-Banner.jpg https://www.microsemi.com/images/newslides/210603-FTS-BNR-TimePictra-11-Microsemi-HP-2000x286.jpg https://www.microsemi.com/images/newslides/r1-210607-APID-AD-Mi-V-Summit-Event-Graphics-Microsemi-Homepage-Banner.jpg https://www.microsemi.com/images/newslides/r3-210917-FTS-AD-TP4100v2.3-Microsemi-Homepage-Banner.jpg https://www.microsemi.com/images/newslides/Precision_Time_and_Frequency_for_C5ISR.jpg https://www.microsemi.com/images/newslides/ftd_syncserver_4_1.jpg https://www.microsemi.com/images/newslides/VectorBlox_home.jpg https://www.microsemi.com/images/newslides/FTS-BNR-GPSDO-Microsemi.jpg https://www.microsemi.com/images/newslides/polarfire-bnr2.jpg Products Audio & Voice Circuit Protection Data Center Solutions Drivers, Interfaces, and PCIe Switches Ethernet and PoE Solutions FPGA & SoC High-Reliability Optical Networking Power Discretes & Modules Power Management RF, Microwave & Millimeter Wave Storage Solutions Timing & Synchronization Applications Automotive Communications Commercial Aviation Data Center Defense Industrial Medical Space System Solutions Services ASIC Design Services FPGA & SoC Services Module & Hybrid Design Services Package Miniaturization Services Rugged Power Supply Design Services Timing & Synchronization Services Microsemi Corporation, a wholly owned subsidiary of Microchip Technology Inc. (Nasdaq: MCHP), offers a comprehensive portfolio of semiconductor and system solutions for communications, defense & security, aerospace and industrial markets. Products include high-performance and radiation-hardened analog mixed-signal integrated circuits, FPGAs, SoCs and ASICs; power management products; timing and synchronization devices and precise time solutions, setting the world's standard for time; voice processing devices; RF solutions; discrete components; enterprise storage and communication solutions, security technologies and scalable anti-tamper products; Ethernet solutions; Power-over-Ethernet ICs and midspans; as well as custom design capabilities and services. Microsemi is headquartered in Aliso Viejo, California. Videos Products ¦ Applications ¦ Company ¦ Careers ¦ Investors ¦ Survey ¦ Privacy Notice ¦ Terms & Conditions ¦ Product Disclaimer ¦ Terms of Use ¦ Blog ¦ Our website uses cookies (including profiling cookies of authorised third parties) to give you a better browsing experience, and by continuing to use our site you accept our cookies policy. Find out more on how we use cookies and how you can change your settings by clicking here . © 2024 Microsemi, a wholly owned subsidiary of Microchip Technology Inc. All rights reserved. Stay Informed ✚
https://newhavendisplay.com/content/specs/WICCFL1.pdf | others | SPECIFICATION CUSTOMER : MODULE NO.: WICCFL1# APPROVED BY: ( FOR CUSTOMER USE ONLY ) PCB VERSION: DATA: SALES BY APPROVED BY CHECKED BY PREPARED BY ISSUED DATE: MODEL NO： RECORDS OF REVISION DOC. FIRST ISSUE VERSION DATE REVISEDPAGE NO. SUMMARY 0 2006.07.11 First issue W: for Newhaven graphic LCD version “W” I: Voltage inverter CCFL: for CCFL backlight 1: version 1 = 5Vdc in, 280Vrms out #: RoHS compliant 1. GENERAL This specification is applied to WICCFL1# as driver for CCFL. 2. INPUT CHARACTERISTICS Parameter Symbol Min Nom Max Unit Remark Input Voltage Vin 4.5 5.0 5.5 V Input Current Iin ——450 mA Vin=5V Input Power Pin —2.25 —W Vin=5V 3. OUTPUT CHARACTERISTICSParameter Symbol Min Nom Max Unit Remark Output Voltage Vo 280 Vrms Vin=5.0VStart Voltage Vv 450 550 650 Tube Current IL 5.2 5.7 6.2 mA Vin=5.0VWorking Frequency f 32 35 42 KHz Life Time Hrs. 20,000 Hrs DC 5.5V continue NOTE: All conditions are at 25℃ ambient unless otherwise specified.4. GENERAL SPECIFICATIONS a. Temperature operating : -10~85℃ b. Temperature storage : -20~85℃ C. Humidity operating : -10~95%RH D. Humidity storage : -20~95%RH WICCFL1DIMENSIONPIN 1PIN 2PIN 4(HV)CON1123PIN ASSIGNMENTINTPUT CONNECTOROUTPUT(CON1) CONNECTOR 2532-03PIN NUMBERFUNCTIONPIN 1PIN 2GNDPIN NUMBERFUNCTION1NC23HV38.03.03.08.07.03.021.0 0.51.0*43.0*30.825.0 0.5 maxUNIT: mmThe non-specified tolerance of dimension is 0.3mm2.3max(soldering)3.05.049.0 0.5PIN 3(GND)8.0GNDV+
https://newhavendisplay.com/content/specs/WICCFL5.PDF | others | %PDF-1.4%����6 0 obj< >endobj xref6 180000000016 00000 n0000000836 00000 n0000000913 00000 n0000001189 00000 n0000001315 00000 n0000001350 00000 n0000045836 00000 n0000091675 00000 n0000136477 00000 n0000183066 00000 n0000228925 00000 n0000278601 00000 n0000328438 00000 n0000377280 00000 n0000379973 00000 n0000381721 00000 n0000381798 00000 n0000000656 00000 ntrailer< <98FF6B7AF077AD418A6AFDFC3718B0D3>]>>startxref0%%EOF 23 0 obj< >streamx�b``�g``�����zA�01G�?30(30¦d�f`X�xӛu�����p�塮}˹��62h1hB�`��H3��6i��'��endstreamendobj7 0 obj< >endobj8 0 obj< >endobj9 0 obj< >/ColorSpace< >/ProcSet[/PDF/ImageC]/ExtGState< >>>endobj10 0 obj[/ICCBased 19 0 R]endobj11 0 obj< >streamH��Wˎ$���W�y�Ε(�u��gß��j����2"������x`T+2��H�ԯ����_��ȳ��g�k�+������~��_���_o���^�8���:�y�gm����}�)���~��(��?����o���{��¦7��r�i�������-���CC�,V1t������vd'���UZ����8���F��i��X��ò~;��+���oG�������]�����w�Зz��&W_��#��c1=5~�"������x���j��¦<�4,t�4���i3��r��>fG�b�o�}97:���J�^�q���)�\㘾���k3XV��G�K27�9x�¦L=��!l�D7`�c�b�R�T���d6f�Ȝ{^�Zp�H�K.��<��2 gx�ǮO��4cc�s����t��J�YA���%p�+�¦��h�&���-�/#4��K��SQ.�bb���8yX�Do���c�53���,�M86`ڄuD>�b�����/��\�5Z�D���������jٿ�ICyKx��Έ�3rĄ���<���J.ı�q�mȎ��K�;0��%�Ȭ�9����w�7���q0����OP6��dV�(�zR&�����������k���h����ܳ�����AZ��u8B���d�Ǜ4m�Z!��c��xU���qy�}���]pj�ȷ�]@��=�@#��X�yc�J!�o�bG8Q3TϞ<ɜ�E�iG�OZ�.�bh�Zù�c�q�8�q�qL}q�(^o+-c��O6ay�T��h[������?.�PX";��p4�$�Q��6y�c�r������s �=A���QxN�N�M���P"m;��g�pm�Co��'_c5����T�z"�'�µç������6��Q�q��X.�(v�5Ґ���QX0$Vˌ8����Y�+N"�j7��l4�Sq� y���Ɋ�R�%�CM���N�"��غ�)n�/��P�0� L����I��Мp���MB�5¦��U�7i[�.�e��1ύ=�Gkb��-Ʀ�@U�(1���/�۝��5՗�#FD��7�,�w�Lf�N>�*�L�9�*¦�fl���~����1��Dr�gA7������B�k:��9�~a�9SU�cԨB�hPE����\zc3�`L0�=M�c�߽~,��I¦Ȧ�޽6�VU6R��"�2�s�T�����JS���+����.'��9��Y��b]�w�%����w�Myr�W�n����B,8���N^�'-�,�nK¦���]5�fPZ2@��4�� �&�(�����.dzDge*-�W�D�18e��=�jB��9�HJ�!ׂtNie�Q��`�PbR������y˔�P�{�դ��}7�U1�6����=��OՆ�XN�m���-��j�]Cڮ����iV�j�)���Z�8�c�ǉC�\��O����x�D]����5�m�]��$�����͌��;rR�K���\�p�Yo�¦W�BBҺN�L��('�<�S,Y.8F���BC%��fp�^l�R�v��Z�K��9/HÆ$�LQ(s^��*SR�$����P�/N��2�ՙd�4���Sƥ���Mh�2�1%����-�M�.����B��81�yg�'6���κ�(2��%X��h�4�A�������@�[�^�x+\9M!���m��������퇔�!g��]%�`)y�*y�(��*��*y�*y~U�����o��}�����W!��}������E��S��)�����"��*��gE�T�����7"����E��h����7~��8�U��U�ۋ�竂���>>��S�%��*�W��B��n?(��U�?�ou���������������D���^/�?U��>�(Z\�1��*8/dl�y�}���#�anK��᫢�Ŗ�U.E���(�����*P0�W�j��H����X��8�]�J��T�¦�5�0A��B�0E�T�21��6g޷���'D�{Dt��e���D6��AyÒ *��m*%j0>���9ޤik��*��؀RY�N�Ը2,�T)6�u�)I��a��q�K,�O�k��Ҥf�B�#]�����ta��}���*�,��jKd6f̲sa���mH�F��#��{z)J�����)�=�b�ݪ�uH��r��^b�����*�l���E�.=��%�S}cj�歟o�����:�uM�$�*���%[�����%�z<a��$�/�d.�̋�U�*��q[��%V��%��ؾ�T=A���hLy�ċ�PPF��jd�6H�Qu�E���h� `E2�X*�y~6�Q���)+��.���X�~��P�U���)s��@'��(B�.�N�;n�s�z��]qJ1�e�[O�'t�v�K!,�ˁ=��o�v6��-�j�}�°��}TJ ��Ek����Y(��0�_P4x�7�'@��OnG�qMc�XBt X���¦���ZU��vU����ь�j+�^�Ly����2I�$ǁ�O�u���8�'������`C��R�U/z##���;j�8���"F{q��x+���8{Ii�=bX�h�T%���T=?�s�F��{�$+X�j�Mt(RY.��)a9��}��J�oEu&�ы�rg,��� �F]�Dj���juJ��ZE"�a�Cey���!�-v�S������NJϞٕ��D��[.��)Y!GPK���-$���%*��ǑR��U��߅F��M�A!x1Jq�\�լ:i=z�ĭ��(&d����x�~Ptݷ�'����ux������*�I��$�]�4�wv�<�aU2aǟ���0��0o���˘-J���δ}��)g����W4=#2#���0��aUүɦ(X��-+o�Ҫ�9�b�?�,��d뤨��U/�����;ߖ��4����p��ZlB�K⊜�)�U�-u��q�j�"���a��N[%E����W!DS�C���.�cw��djMOBO�&�����y.L\������[$�!�J&_y��$�c��R�N�tS�����&�EV#,teSG���MO���پ9"-�sCP�����1*����,P��c��[v��v��v�N�(���Ӵ�j���.d�;�%��Ǵ�X$�u�+��EQ�0[��'�:(C���ڏ��e����ڃ�ڃ��A{����q��iE����Mlm�+��Ľy��E�~����{\H����� �>�g'����D�?_�_�=�����¦¦v_}¦���g�o�K�R���4���"�"�[8�0�J3�ne��b)2�D%�V����f�^�S2��5��"����JX״$�k'Is�Ս6yO5u"����ΙX¾�+"+�_��#Nve9����#�KՐB��&�¦D;�v���?����G�#6�׈]��*�T:a���^$jLT���~`�$�r� ��y�;c�)���������>�N�����0s��BI��؈��u��,T������ucl-o!�a[����tJ�7�L&a�:#�H�e��D�c0oe}�%x��L��w@���M8�P�����#y�س��)ܣp�����S��p4����cՈ�>J�� ��'싡��챈:1�S*�-f����%�n��V��HX�z%�&y�wx��F��b�w��x���u���[<mQ����uDsks�=4�5?�u��:�����!1����E㮭wph�x0��I�U�ﴵ��V����x��W�*".��������YZ�!�����j���_��������
https://www.microsemi.com/document-portal/doc_download/9387-lxmg1617a-12-4x-pdf | others | Microsemi ¦ Semiconductor & System Solutions ¦ Power Matters Microsemi Quality Investors Sales Contacts Parametric Search Login Registered Users & Partners Audio, Voice, and Line Circuits Support Cases Audio, Voice, and Line Circuits Software Audio, Voice, and Line Circuits Documents Ethernet Switches, PHYs, Software, Crosspoint Switches & Signal Conditioners Documents FPGAs & SoCs Documents, Support Cases and Software Licenses Low Power Radios Software and Support Cases MyMicrosemi Partner Portal OTN Processors Documents and Software PoE Support Cases PoE Collateral PON/FTTH - EPON & GPON Documents & Software Storage ICs Documents and Software Timing ICs Software and Support Cases Timing ICs Documents Timing & Synchronization Systems Documents, Software and Support Cases Winpath Network Processors Documents, Software and Support Cases Products & Services Products Audio & Voice Circuit Protection Data Center Solutions Drivers, Interfaces, and PCIe Switches Ethernet and PoE Solutions FPGA & SoC High-Reliability Optical Networking Power Discretes & Modules Power Management RF, Microwave & Millimeter Wave Timing & Synchronization Services ASIC Design Services FPGA & SoC Services Module & Hybrid Design Services Package Miniaturization Services Rugged Power Supply Design Services Synchronization Services New Product PolarFire FPGA Family Cost-optimized lowest power mid-range FPGAs 250 Mbps to 12.7 Gbps transceivers 100K to 500K LE, up to 33 Mbits of RAM Best-in-class security and exceptional reliability Learn More Applications Automotive Advanced Driver Assist Systems (ADAS) Body Electronics Infotainment Powertrain & EV Charging Commercial Aviation Actuation Systems Cabin Management System Cockpit Avionics Engine Systems & Controls RF & Microwave Systems Communications 5G / Mobile Infrastructure Broadband Home / CPE Broadcast Video Converged Access Network Enterprise Infrastructure Metro / Core / DCI Network Data Centers Machine Learning Appliances Motherboard & Rack Infrastructure NVMe Storage Rack Scale Design Storage Servers Storage Systems Defense Integrated Vehicle Systems Military Communications Radar Electronic Warfare Industrial HMI (Human Machine Interface) Industrial Ethernet Networking Industrial Imaging More Industrial Applications Motor Control Physical Security Programmable Logic Control Safety Heritage Smart Energy Test, Scientific and Measurement Medical Medical Imaging Medical Instrumentation Medical-Implantable/Ingestible Space Attitude & Orbit Control Digital Communications Payload Electrical Power Systems Remote Sensing Payload Telemetry Tracking & Control Transparent RF Transponder System Solutions Education Financial Services Government Healthcare Oil & Gas Power Utilities Retail Stadiums-Arenas Transportation Ordering How to Buy Microchip Purchasing - Find your Microsemi products here Available Stock Search Order Status Contact Microchip Purchasing and Client Services Support Sales Contacts Company Company About Us Acquisitions Aviation Center Of Excellence Awards Blog Careers Corporate Contacts Events In the News Investors Locations Press Releases Quality Technology Terms and Conditions Terms of Use Partners Accelerate Ecosystem Partners Intellectual Property Partners Reference Design Partners Technology Partners Empower Channel Partners Find a Channel Partner Become a Channel Partner Partner Portal Login Solution Partners Compatible PoE Devices Storage Cards Compatibility Reports SyncWorld Support Documents and Resources Compatibility Reports (Storage Cards) Compatible Devices (PoE) Development Tools & Software Knowledge Base (Ethernet and Signal Integrity) Knowledge Base (FPGA & SoC) Knowledge Base (Storage Cards) Product Notifications Technical Articles Design Support FPGA & SoC Support Microsemi Adaptec RAID/HBA Support Power, Small Signal and Protection Discretes Support Timing Systems Support Contact Support Ask A Sales Rep Product Portals Audio & Voice Portal Ethernet and Signal Integrity Portal FPGA & SoC Portal MyMicrosemi Partner and Customer Portal Optical Networking Portal Storage ICs Portal (SAS/SATA & Switchtec PCIe Switches) Timing ICs Portal Timing Systems and Components Portal Quality & Packaging Packaging Information Quality Returns FPGA & SoC RMA PoE Injectors, Midspans and Switches RMA Storage Cards RMA Timing Systems RMA Training FPGA & SoC Training FPGA & SoC Webcasts Timing Systems Webcasts https://www.microsemi.com/images/newslides/v2-210607-BlueSky-Promo-Microsemi-Homepage-Banner.jpg https://www.microsemi.com/images/newslides/210603-FTS-BNR-TimePictra-11-Microsemi-HP-2000x286.jpg https://www.microsemi.com/images/newslides/r1-210607-APID-AD-Mi-V-Summit-Event-Graphics-Microsemi-Homepage-Banner.jpg https://www.microsemi.com/images/newslides/r3-210917-FTS-AD-TP4100v2.3-Microsemi-Homepage-Banner.jpg https://www.microsemi.com/images/newslides/Precision_Time_and_Frequency_for_C5ISR.jpg https://www.microsemi.com/images/newslides/ftd_syncserver_4_1.jpg https://www.microsemi.com/images/newslides/VectorBlox_home.jpg https://www.microsemi.com/images/newslides/FTS-BNR-GPSDO-Microsemi.jpg https://www.microsemi.com/images/newslides/polarfire-bnr2.jpg Products Audio & Voice Circuit Protection Data Center Solutions Drivers, Interfaces, and PCIe Switches Ethernet and PoE Solutions FPGA & SoC High-Reliability Optical Networking Power Discretes & Modules Power Management RF, Microwave & Millimeter Wave Storage Solutions Timing & Synchronization Applications Automotive Communications Commercial Aviation Data Center Defense Industrial Medical Space System Solutions Services ASIC Design Services FPGA & SoC Services Module & Hybrid Design Services Package Miniaturization Services Rugged Power Supply Design Services Timing & Synchronization Services Microsemi Corporation, a wholly owned subsidiary of Microchip Technology Inc. (Nasdaq: MCHP), offers a comprehensive portfolio of semiconductor and system solutions for communications, defense & security, aerospace and industrial markets. Products include high-performance and radiation-hardened analog mixed-signal integrated circuits, FPGAs, SoCs and ASICs; power management products; timing and synchronization devices and precise time solutions, setting the world's standard for time; voice processing devices; RF solutions; discrete components; enterprise storage and communication solutions, security technologies and scalable anti-tamper products; Ethernet solutions; Power-over-Ethernet ICs and midspans; as well as custom design capabilities and services. Microsemi is headquartered in Aliso Viejo, California. Videos Products ¦ Applications ¦ Company ¦ Careers ¦ Investors ¦ Survey ¦ Privacy Notice ¦ Terms & Conditions ¦ Product Disclaimer ¦ Terms of Use ¦ Blog ¦ Our website uses cookies (including profiling cookies of authorised third parties) to give you a better browsing experience, and by continuing to use our site you accept our cookies policy. Find out more on how we use cookies and how you can change your settings by clicking here . © 2024 Microsemi, a wholly owned subsidiary of Microchip Technology Inc. All rights reserved. Stay Informed ✚
https://www.microsemi.com/document-portal/doc_download/9402-lxmg1618a-05-4x-pdf | others | Microsemi ¦ Semiconductor & System Solutions ¦ Power Matters Microsemi Quality Investors Sales Contacts Parametric Search Login Registered Users & Partners Audio, Voice, and Line Circuits Support Cases Audio, Voice, and Line Circuits Software Audio, Voice, and Line Circuits Documents Ethernet Switches, PHYs, Software, Crosspoint Switches & Signal Conditioners Documents FPGAs & SoCs Documents, Support Cases and Software Licenses Low Power Radios Software and Support Cases MyMicrosemi Partner Portal OTN Processors Documents and Software PoE Support Cases PoE Collateral PON/FTTH - EPON & GPON Documents & Software Storage ICs Documents and Software Timing ICs Software and Support Cases Timing ICs Documents Timing & Synchronization Systems Documents, Software and Support Cases Winpath Network Processors Documents, Software and Support Cases Products & Services Products Audio & Voice Circuit Protection Data Center Solutions Drivers, Interfaces, and PCIe Switches Ethernet and PoE Solutions FPGA & SoC High-Reliability Optical Networking Power Discretes & Modules Power Management RF, Microwave & Millimeter Wave Timing & Synchronization Services ASIC Design Services FPGA & SoC Services Module & Hybrid Design Services Package Miniaturization Services Rugged Power Supply Design Services Synchronization Services New Product PolarFire FPGA Family Cost-optimized lowest power mid-range FPGAs 250 Mbps to 12.7 Gbps transceivers 100K to 500K LE, up to 33 Mbits of RAM Best-in-class security and exceptional reliability Learn More Applications Automotive Advanced Driver Assist Systems (ADAS) Body Electronics Infotainment Powertrain & EV Charging Commercial Aviation Actuation Systems Cabin Management System Cockpit Avionics Engine Systems & Controls RF & Microwave Systems Communications 5G / Mobile Infrastructure Broadband Home / CPE Broadcast Video Converged Access Network Enterprise Infrastructure Metro / Core / DCI Network Data Centers Machine Learning Appliances Motherboard & Rack Infrastructure NVMe Storage Rack Scale Design Storage Servers Storage Systems Defense Integrated Vehicle Systems Military Communications Radar Electronic Warfare Industrial HMI (Human Machine Interface) Industrial Ethernet Networking Industrial Imaging More Industrial Applications Motor Control Physical Security Programmable Logic Control Safety Heritage Smart Energy Test, Scientific and Measurement Medical Medical Imaging Medical Instrumentation Medical-Implantable/Ingestible Space Attitude & Orbit Control Digital Communications Payload Electrical Power Systems Remote Sensing Payload Telemetry Tracking & Control Transparent RF Transponder System Solutions Education Financial Services Government Healthcare Oil & Gas Power Utilities Retail Stadiums-Arenas Transportation Ordering How to Buy Microchip Purchasing - Find your Microsemi products here Available Stock Search Order Status Contact Microchip Purchasing and Client Services Support Sales Contacts Company Company About Us Acquisitions Aviation Center Of Excellence Awards Blog Careers Corporate Contacts Events In the News Investors Locations Press Releases Quality Technology Terms and Conditions Terms of Use Partners Accelerate Ecosystem Partners Intellectual Property Partners Reference Design Partners Technology Partners Empower Channel Partners Find a Channel Partner Become a Channel Partner Partner Portal Login Solution Partners Compatible PoE Devices Storage Cards Compatibility Reports SyncWorld Support Documents and Resources Compatibility Reports (Storage Cards) Compatible Devices (PoE) Development Tools & Software Knowledge Base (Ethernet and Signal Integrity) Knowledge Base (FPGA & SoC) Knowledge Base (Storage Cards) Product Notifications Technical Articles Design Support FPGA & SoC Support Microsemi Adaptec RAID/HBA Support Power, Small Signal and Protection Discretes Support Timing Systems Support Contact Support Ask A Sales Rep Product Portals Audio & Voice Portal Ethernet and Signal Integrity Portal FPGA & SoC Portal MyMicrosemi Partner and Customer Portal Optical Networking Portal Storage ICs Portal (SAS/SATA & Switchtec PCIe Switches) Timing ICs Portal Timing Systems and Components Portal Quality & Packaging Packaging Information Quality Returns FPGA & SoC RMA PoE Injectors, Midspans and Switches RMA Storage Cards RMA Timing Systems RMA Training FPGA & SoC Training FPGA & SoC Webcasts Timing Systems Webcasts https://www.microsemi.com/images/newslides/v2-210607-BlueSky-Promo-Microsemi-Homepage-Banner.jpg https://www.microsemi.com/images/newslides/210603-FTS-BNR-TimePictra-11-Microsemi-HP-2000x286.jpg https://www.microsemi.com/images/newslides/r1-210607-APID-AD-Mi-V-Summit-Event-Graphics-Microsemi-Homepage-Banner.jpg https://www.microsemi.com/images/newslides/r3-210917-FTS-AD-TP4100v2.3-Microsemi-Homepage-Banner.jpg https://www.microsemi.com/images/newslides/Precision_Time_and_Frequency_for_C5ISR.jpg https://www.microsemi.com/images/newslides/ftd_syncserver_4_1.jpg https://www.microsemi.com/images/newslides/VectorBlox_home.jpg https://www.microsemi.com/images/newslides/FTS-BNR-GPSDO-Microsemi.jpg https://www.microsemi.com/images/newslides/polarfire-bnr2.jpg Products Audio & Voice Circuit Protection Data Center Solutions Drivers, Interfaces, and PCIe Switches Ethernet and PoE Solutions FPGA & SoC High-Reliability Optical Networking Power Discretes & Modules Power Management RF, Microwave & Millimeter Wave Storage Solutions Timing & Synchronization Applications Automotive Communications Commercial Aviation Data Center Defense Industrial Medical Space System Solutions Services ASIC Design Services FPGA & SoC Services Module & Hybrid Design Services Package Miniaturization Services Rugged Power Supply Design Services Timing & Synchronization Services Microsemi Corporation, a wholly owned subsidiary of Microchip Technology Inc. (Nasdaq: MCHP), offers a comprehensive portfolio of semiconductor and system solutions for communications, defense & security, aerospace and industrial markets. Products include high-performance and radiation-hardened analog mixed-signal integrated circuits, FPGAs, SoCs and ASICs; power management products; timing and synchronization devices and precise time solutions, setting the world's standard for time; voice processing devices; RF solutions; discrete components; enterprise storage and communication solutions, security technologies and scalable anti-tamper products; Ethernet solutions; Power-over-Ethernet ICs and midspans; as well as custom design capabilities and services. Microsemi is headquartered in Aliso Viejo, California. Videos Products ¦ Applications ¦ Company ¦ Careers ¦ Investors ¦ Survey ¦ Privacy Notice ¦ Terms & Conditions ¦ Product Disclaimer ¦ Terms of Use ¦ Blog ¦ Our website uses cookies (including profiling cookies of authorised third parties) to give you a better browsing experience, and by continuing to use our site you accept our cookies policy. Find out more on how we use cookies and how you can change your settings by clicking here . © 2024 Microsemi, a wholly owned subsidiary of Microchip Technology Inc. All rights reserved. Stay Informed ✚
https://www.microsemi.com/document-portal/doc_download/9438-lxmg1627-12-44-pdf | others | Microsemi ¦ Semiconductor & System Solutions ¦ Power Matters Microsemi Quality Investors Sales Contacts Parametric Search Login Registered Users & Partners Audio, Voice, and Line Circuits Support Cases Audio, Voice, and Line Circuits Software Audio, Voice, and Line Circuits Documents Ethernet Switches, PHYs, Software, Crosspoint Switches & Signal Conditioners Documents FPGAs & SoCs Documents, Support Cases and Software Licenses Low Power Radios Software and Support Cases MyMicrosemi Partner Portal OTN Processors Documents and Software PoE Support Cases PoE Collateral PON/FTTH - EPON & GPON Documents & Software Storage ICs Documents and Software Timing ICs Software and Support Cases Timing ICs Documents Timing & Synchronization Systems Documents, Software and Support Cases Winpath Network Processors Documents, Software and Support Cases Products & Services Products Audio & Voice Circuit Protection Data Center Solutions Drivers, Interfaces, and PCIe Switches Ethernet and PoE Solutions FPGA & SoC High-Reliability Optical Networking Power Discretes & Modules Power Management RF, Microwave & Millimeter Wave Timing & Synchronization Services ASIC Design Services FPGA & SoC Services Module & Hybrid Design Services Package Miniaturization Services Rugged Power Supply Design Services Synchronization Services New Product PolarFire FPGA Family Cost-optimized lowest power mid-range FPGAs 250 Mbps to 12.7 Gbps transceivers 100K to 500K LE, up to 33 Mbits of RAM Best-in-class security and exceptional reliability Learn More Applications Automotive Advanced Driver Assist Systems (ADAS) Body Electronics Infotainment Powertrain & EV Charging Commercial Aviation Actuation Systems Cabin Management System Cockpit Avionics Engine Systems & Controls RF & Microwave Systems Communications 5G / Mobile Infrastructure Broadband Home / CPE Broadcast Video Converged Access Network Enterprise Infrastructure Metro / Core / DCI Network Data Centers Machine Learning Appliances Motherboard & Rack Infrastructure NVMe Storage Rack Scale Design Storage Servers Storage Systems Defense Integrated Vehicle Systems Military Communications Radar Electronic Warfare Industrial HMI (Human Machine Interface) Industrial Ethernet Networking Industrial Imaging More Industrial Applications Motor Control Physical Security Programmable Logic Control Safety Heritage Smart Energy Test, Scientific and Measurement Medical Medical Imaging Medical Instrumentation Medical-Implantable/Ingestible Space Attitude & Orbit Control Digital Communications Payload Electrical Power Systems Remote Sensing Payload Telemetry Tracking & Control Transparent RF Transponder System Solutions Education Financial Services Government Healthcare Oil & Gas Power Utilities Retail Stadiums-Arenas Transportation Ordering How to Buy Microchip Purchasing - Find your Microsemi products here Available Stock Search Order Status Contact Microchip Purchasing and Client Services Support Sales Contacts Company Company About Us Acquisitions Aviation Center Of Excellence Awards Blog Careers Corporate Contacts Events In the News Investors Locations Press Releases Quality Technology Terms and Conditions Terms of Use Partners Accelerate Ecosystem Partners Intellectual Property Partners Reference Design Partners Technology Partners Empower Channel Partners Find a Channel Partner Become a Channel Partner Partner Portal Login Solution Partners Compatible PoE Devices Storage Cards Compatibility Reports SyncWorld Support Documents and Resources Compatibility Reports (Storage Cards) Compatible Devices (PoE) Development Tools & Software Knowledge Base (Ethernet and Signal Integrity) Knowledge Base (FPGA & SoC) Knowledge Base (Storage Cards) Product Notifications Technical Articles Design Support FPGA & SoC Support Microsemi Adaptec RAID/HBA Support Power, Small Signal and Protection Discretes Support Timing Systems Support Contact Support Ask A Sales Rep Product Portals Audio & Voice Portal Ethernet and Signal Integrity Portal FPGA & SoC Portal MyMicrosemi Partner and Customer Portal Optical Networking Portal Storage ICs Portal (SAS/SATA & Switchtec PCIe Switches) Timing ICs Portal Timing Systems and Components Portal Quality & Packaging Packaging Information Quality Returns FPGA & SoC RMA PoE Injectors, Midspans and Switches RMA Storage Cards RMA Timing Systems RMA Training FPGA & SoC Training FPGA & SoC Webcasts Timing Systems Webcasts https://www.microsemi.com/images/newslides/v2-210607-BlueSky-Promo-Microsemi-Homepage-Banner.jpg https://www.microsemi.com/images/newslides/210603-FTS-BNR-TimePictra-11-Microsemi-HP-2000x286.jpg https://www.microsemi.com/images/newslides/r1-210607-APID-AD-Mi-V-Summit-Event-Graphics-Microsemi-Homepage-Banner.jpg https://www.microsemi.com/images/newslides/r3-210917-FTS-AD-TP4100v2.3-Microsemi-Homepage-Banner.jpg https://www.microsemi.com/images/newslides/Precision_Time_and_Frequency_for_C5ISR.jpg https://www.microsemi.com/images/newslides/ftd_syncserver_4_1.jpg https://www.microsemi.com/images/newslides/VectorBlox_home.jpg https://www.microsemi.com/images/newslides/FTS-BNR-GPSDO-Microsemi.jpg https://www.microsemi.com/images/newslides/polarfire-bnr2.jpg Products Audio & Voice Circuit Protection Data Center Solutions Drivers, Interfaces, and PCIe Switches Ethernet and PoE Solutions FPGA & SoC High-Reliability Optical Networking Power Discretes & Modules Power Management RF, Microwave & Millimeter Wave Storage Solutions Timing & Synchronization Applications Automotive Communications Commercial Aviation Data Center Defense Industrial Medical Space System Solutions Services ASIC Design Services FPGA & SoC Services Module & Hybrid Design Services Package Miniaturization Services Rugged Power Supply Design Services Timing & Synchronization Services Microsemi Corporation, a wholly owned subsidiary of Microchip Technology Inc. (Nasdaq: MCHP), offers a comprehensive portfolio of semiconductor and system solutions for communications, defense & security, aerospace and industrial markets. Products include high-performance and radiation-hardened analog mixed-signal integrated circuits, FPGAs, SoCs and ASICs; power management products; timing and synchronization devices and precise time solutions, setting the world's standard for time; voice processing devices; RF solutions; discrete components; enterprise storage and communication solutions, security technologies and scalable anti-tamper products; Ethernet solutions; Power-over-Ethernet ICs and midspans; as well as custom design capabilities and services. Microsemi is headquartered in Aliso Viejo, California. Videos Products ¦ Applications ¦ Company ¦ Careers ¦ Investors ¦ Survey ¦ Privacy Notice ¦ Terms & Conditions ¦ Product Disclaimer ¦ Terms of Use ¦ Blog ¦ Our website uses cookies (including profiling cookies of authorised third parties) to give you a better browsing experience, and by continuing to use our site you accept our cookies policy. Find out more on how we use cookies and how you can change your settings by clicking here . © 2024 Microsemi, a wholly owned subsidiary of Microchip Technology Inc. All rights reserved. Stay Informed ✚
https://www.microsemi.com/document-portal/doc_download/9441-lxmg1628-12-6x-pdf | others | Microsemi ¦ Semiconductor & System Solutions ¦ Power Matters Microsemi Quality Investors Sales Contacts Parametric Search Login Registered Users & Partners Audio, Voice, and Line Circuits Support Cases Audio, Voice, and Line Circuits Software Audio, Voice, and Line Circuits Documents Ethernet Switches, PHYs, Software, Crosspoint Switches & Signal Conditioners Documents FPGAs & SoCs Documents, Support Cases and Software Licenses Low Power Radios Software and Support Cases MyMicrosemi Partner Portal OTN Processors Documents and Software PoE Support Cases PoE Collateral PON/FTTH - EPON & GPON Documents & Software Storage ICs Documents and Software Timing ICs Software and Support Cases Timing ICs Documents Timing & Synchronization Systems Documents, Software and Support Cases Winpath Network Processors Documents, Software and Support Cases Products & Services Products Audio & Voice Circuit Protection Data Center Solutions Drivers, Interfaces, and PCIe Switches Ethernet and PoE Solutions FPGA & SoC High-Reliability Optical Networking Power Discretes & Modules Power Management RF, Microwave & Millimeter Wave Timing & Synchronization Services ASIC Design Services FPGA & SoC Services Module & Hybrid Design Services Package Miniaturization Services Rugged Power Supply Design Services Synchronization Services New Product PolarFire FPGA Family Cost-optimized lowest power mid-range FPGAs 250 Mbps to 12.7 Gbps transceivers 100K to 500K LE, up to 33 Mbits of RAM Best-in-class security and exceptional reliability Learn More Applications Automotive Advanced Driver Assist Systems (ADAS) Body Electronics Infotainment Powertrain & EV Charging Commercial Aviation Actuation Systems Cabin Management System Cockpit Avionics Engine Systems & Controls RF & Microwave Systems Communications 5G / Mobile Infrastructure Broadband Home / CPE Broadcast Video Converged Access Network Enterprise Infrastructure Metro / Core / DCI Network Data Centers Machine Learning Appliances Motherboard & Rack Infrastructure NVMe Storage Rack Scale Design Storage Servers Storage Systems Defense Integrated Vehicle Systems Military Communications Radar Electronic Warfare Industrial HMI (Human Machine Interface) Industrial Ethernet Networking Industrial Imaging More Industrial Applications Motor Control Physical Security Programmable Logic Control Safety Heritage Smart Energy Test, Scientific and Measurement Medical Medical Imaging Medical Instrumentation Medical-Implantable/Ingestible Space Attitude & Orbit Control Digital Communications Payload Electrical Power Systems Remote Sensing Payload Telemetry Tracking & Control Transparent RF Transponder System Solutions Education Financial Services Government Healthcare Oil & Gas Power Utilities Retail Stadiums-Arenas Transportation Ordering How to Buy Microchip Purchasing - Find your Microsemi products here Available Stock Search Order Status Contact Microchip Purchasing and Client Services Support Sales Contacts Company Company About Us Acquisitions Aviation Center Of Excellence Awards Blog Careers Corporate Contacts Events In the News Investors Locations Press Releases Quality Technology Terms and Conditions Terms of Use Partners Accelerate Ecosystem Partners Intellectual Property Partners Reference Design Partners Technology Partners Empower Channel Partners Find a Channel Partner Become a Channel Partner Partner Portal Login Solution Partners Compatible PoE Devices Storage Cards Compatibility Reports SyncWorld Support Documents and Resources Compatibility Reports (Storage Cards) Compatible Devices (PoE) Development Tools & Software Knowledge Base (Ethernet and Signal Integrity) Knowledge Base (FPGA & SoC) Knowledge Base (Storage Cards) Product Notifications Technical Articles Design Support FPGA & SoC Support Microsemi Adaptec RAID/HBA Support Power, Small Signal and Protection Discretes Support Timing Systems Support Contact Support Ask A Sales Rep Product Portals Audio & Voice Portal Ethernet and Signal Integrity Portal FPGA & SoC Portal MyMicrosemi Partner and Customer Portal Optical Networking Portal Storage ICs Portal (SAS/SATA & Switchtec PCIe Switches) Timing ICs Portal Timing Systems and Components Portal Quality & Packaging Packaging Information Quality Returns FPGA & SoC RMA PoE Injectors, Midspans and Switches RMA Storage Cards RMA Timing Systems RMA Training FPGA & SoC Training FPGA & SoC Webcasts Timing Systems Webcasts https://www.microsemi.com/images/newslides/v2-210607-BlueSky-Promo-Microsemi-Homepage-Banner.jpg https://www.microsemi.com/images/newslides/210603-FTS-BNR-TimePictra-11-Microsemi-HP-2000x286.jpg https://www.microsemi.com/images/newslides/r1-210607-APID-AD-Mi-V-Summit-Event-Graphics-Microsemi-Homepage-Banner.jpg https://www.microsemi.com/images/newslides/r3-210917-FTS-AD-TP4100v2.3-Microsemi-Homepage-Banner.jpg https://www.microsemi.com/images/newslides/Precision_Time_and_Frequency_for_C5ISR.jpg https://www.microsemi.com/images/newslides/ftd_syncserver_4_1.jpg https://www.microsemi.com/images/newslides/VectorBlox_home.jpg https://www.microsemi.com/images/newslides/FTS-BNR-GPSDO-Microsemi.jpg https://www.microsemi.com/images/newslides/polarfire-bnr2.jpg Products Audio & Voice Circuit Protection Data Center Solutions Drivers, Interfaces, and PCIe Switches Ethernet and PoE Solutions FPGA & SoC High-Reliability Optical Networking Power Discretes & Modules Power Management RF, Microwave & Millimeter Wave Storage Solutions Timing & Synchronization Applications Automotive Communications Commercial Aviation Data Center Defense Industrial Medical Space System Solutions Services ASIC Design Services FPGA & SoC Services Module & Hybrid Design Services Package Miniaturization Services Rugged Power Supply Design Services Timing & Synchronization Services Microsemi Corporation, a wholly owned subsidiary of Microchip Technology Inc. (Nasdaq: MCHP), offers a comprehensive portfolio of semiconductor and system solutions for communications, defense & security, aerospace and industrial markets. Products include high-performance and radiation-hardened analog mixed-signal integrated circuits, FPGAs, SoCs and ASICs; power management products; timing and synchronization devices and precise time solutions, setting the world's standard for time; voice processing devices; RF solutions; discrete components; enterprise storage and communication solutions, security technologies and scalable anti-tamper products; Ethernet solutions; Power-over-Ethernet ICs and midspans; as well as custom design capabilities and services. Microsemi is headquartered in Aliso Viejo, California. Videos Products ¦ Applications ¦ Company ¦ Careers ¦ Investors ¦ Survey ¦ Privacy Notice ¦ Terms & Conditions ¦ Product Disclaimer ¦ Terms of Use ¦ Blog ¦ Our website uses cookies (including profiling cookies of authorised third parties) to give you a better browsing experience, and by continuing to use our site you accept our cookies policy. Find out more on how we use cookies and how you can change your settings by clicking here . © 2024 Microsemi, a wholly owned subsidiary of Microchip Technology Inc. All rights reserved. Stay Informed ✚
https://www.microsemi.com/document-portal/doc_download/9433-lxmg1626-12-67-pdf | others | Microsemi ¦ Semiconductor & System Solutions ¦ Power Matters Microsemi Quality Investors Sales Contacts Parametric Search Login Registered Users & Partners Audio, Voice, and Line Circuits Support Cases Audio, Voice, and Line Circuits Software Audio, Voice, and Line Circuits Documents Ethernet Switches, PHYs, Software, Crosspoint Switches & Signal Conditioners Documents FPGAs & SoCs Documents, Support Cases and Software Licenses Low Power Radios Software and Support Cases MyMicrosemi Partner Portal OTN Processors Documents and Software PoE Support Cases PoE Collateral PON/FTTH - EPON & GPON Documents & Software Storage ICs Documents and Software Timing ICs Software and Support Cases Timing ICs Documents Timing & Synchronization Systems Documents, Software and Support Cases Winpath Network Processors Documents, Software and Support Cases Products & Services Products Audio & Voice Circuit Protection Data Center Solutions Drivers, Interfaces, and PCIe Switches Ethernet and PoE Solutions FPGA & SoC High-Reliability Optical Networking Power Discretes & Modules Power Management RF, Microwave & Millimeter Wave Timing & Synchronization Services ASIC Design Services FPGA & SoC Services Module & Hybrid Design Services Package Miniaturization Services Rugged Power Supply Design Services Synchronization Services New Product PolarFire FPGA Family Cost-optimized lowest power mid-range FPGAs 250 Mbps to 12.7 Gbps transceivers 100K to 500K LE, up to 33 Mbits of RAM Best-in-class security and exceptional reliability Learn More Applications Automotive Advanced Driver Assist Systems (ADAS) Body Electronics Infotainment Powertrain & EV Charging Commercial Aviation Actuation Systems Cabin Management System Cockpit Avionics Engine Systems & Controls RF & Microwave Systems Communications 5G / Mobile Infrastructure Broadband Home / CPE Broadcast Video Converged Access Network Enterprise Infrastructure Metro / Core / DCI Network Data Centers Machine Learning Appliances Motherboard & Rack Infrastructure NVMe Storage Rack Scale Design Storage Servers Storage Systems Defense Integrated Vehicle Systems Military Communications Radar Electronic Warfare Industrial HMI (Human Machine Interface) Industrial Ethernet Networking Industrial Imaging More Industrial Applications Motor Control Physical Security Programmable Logic Control Safety Heritage Smart Energy Test, Scientific and Measurement Medical Medical Imaging Medical Instrumentation Medical-Implantable/Ingestible Space Attitude & Orbit Control Digital Communications Payload Electrical Power Systems Remote Sensing Payload Telemetry Tracking & Control Transparent RF Transponder System Solutions Education Financial Services Government Healthcare Oil & Gas Power Utilities Retail Stadiums-Arenas Transportation Ordering How to Buy Microchip Purchasing - Find your Microsemi products here Available Stock Search Order Status Contact Microchip Purchasing and Client Services Support Sales Contacts Company Company About Us Acquisitions Aviation Center Of Excellence Awards Blog Careers Corporate Contacts Events In the News Investors Locations Press Releases Quality Technology Terms and Conditions Terms of Use Partners Accelerate Ecosystem Partners Intellectual Property Partners Reference Design Partners Technology Partners Empower Channel Partners Find a Channel Partner Become a Channel Partner Partner Portal Login Solution Partners Compatible PoE Devices Storage Cards Compatibility Reports SyncWorld Support Documents and Resources Compatibility Reports (Storage Cards) Compatible Devices (PoE) Development Tools & Software Knowledge Base (Ethernet and Signal Integrity) Knowledge Base (FPGA & SoC) Knowledge Base (Storage Cards) Product Notifications Technical Articles Design Support FPGA & SoC Support Microsemi Adaptec RAID/HBA Support Power, Small Signal and Protection Discretes Support Timing Systems Support Contact Support Ask A Sales Rep Product Portals Audio & Voice Portal Ethernet and Signal Integrity Portal FPGA & SoC Portal MyMicrosemi Partner and Customer Portal Optical Networking Portal Storage ICs Portal (SAS/SATA & Switchtec PCIe Switches) Timing ICs Portal Timing Systems and Components Portal Quality & Packaging Packaging Information Quality Returns FPGA & SoC RMA PoE Injectors, Midspans and Switches RMA Storage Cards RMA Timing Systems RMA Training FPGA & SoC Training FPGA & SoC Webcasts Timing Systems Webcasts https://www.microsemi.com/images/newslides/v2-210607-BlueSky-Promo-Microsemi-Homepage-Banner.jpg https://www.microsemi.com/images/newslides/210603-FTS-BNR-TimePictra-11-Microsemi-HP-2000x286.jpg https://www.microsemi.com/images/newslides/r1-210607-APID-AD-Mi-V-Summit-Event-Graphics-Microsemi-Homepage-Banner.jpg https://www.microsemi.com/images/newslides/r3-210917-FTS-AD-TP4100v2.3-Microsemi-Homepage-Banner.jpg https://www.microsemi.com/images/newslides/Precision_Time_and_Frequency_for_C5ISR.jpg https://www.microsemi.com/images/newslides/ftd_syncserver_4_1.jpg https://www.microsemi.com/images/newslides/VectorBlox_home.jpg https://www.microsemi.com/images/newslides/FTS-BNR-GPSDO-Microsemi.jpg https://www.microsemi.com/images/newslides/polarfire-bnr2.jpg Products Audio & Voice Circuit Protection Data Center Solutions Drivers, Interfaces, and PCIe Switches Ethernet and PoE Solutions FPGA & SoC High-Reliability Optical Networking Power Discretes & Modules Power Management RF, Microwave & Millimeter Wave Storage Solutions Timing & Synchronization Applications Automotive Communications Commercial Aviation Data Center Defense Industrial Medical Space System Solutions Services ASIC Design Services FPGA & SoC Services Module & Hybrid Design Services Package Miniaturization Services Rugged Power Supply Design Services Timing & Synchronization Services Microsemi Corporation, a wholly owned subsidiary of Microchip Technology Inc. (Nasdaq: MCHP), offers a comprehensive portfolio of semiconductor and system solutions for communications, defense & security, aerospace and industrial markets. Products include high-performance and radiation-hardened analog mixed-signal integrated circuits, FPGAs, SoCs and ASICs; power management products; timing and synchronization devices and precise time solutions, setting the world's standard for time; voice processing devices; RF solutions; discrete components; enterprise storage and communication solutions, security technologies and scalable anti-tamper products; Ethernet solutions; Power-over-Ethernet ICs and midspans; as well as custom design capabilities and services. Microsemi is headquartered in Aliso Viejo, California. Videos Products ¦ Applications ¦ Company ¦ Careers ¦ Investors ¦ Survey ¦ Privacy Notice ¦ Terms & Conditions ¦ Product Disclaimer ¦ Terms of Use ¦ Blog ¦ Our website uses cookies (including profiling cookies of authorised third parties) to give you a better browsing experience, and by continuing to use our site you accept our cookies policy. Find out more on how we use cookies and how you can change your settings by clicking here . © 2024 Microsemi, a wholly owned subsidiary of Microchip Technology Inc. All rights reserved. Stay Informed ✚
https://www.microsemi.com/document-portal/doc_download/9439-lxmg1627-12-4x-pdf | others | Microsemi ¦ Semiconductor & System Solutions ¦ Power Matters Microsemi Quality Investors Sales Contacts Parametric Search Login Registered Users & Partners Audio, Voice, and Line Circuits Support Cases Audio, Voice, and Line Circuits Software Audio, Voice, and Line Circuits Documents Ethernet Switches, PHYs, Software, Crosspoint Switches & Signal Conditioners Documents FPGAs & SoCs Documents, Support Cases and Software Licenses Low Power Radios Software and Support Cases MyMicrosemi Partner Portal OTN Processors Documents and Software PoE Support Cases PoE Collateral PON/FTTH - EPON & GPON Documents & Software Storage ICs Documents and Software Timing ICs Software and Support Cases Timing ICs Documents Timing & Synchronization Systems Documents, Software and Support Cases Winpath Network Processors Documents, Software and Support Cases Products & Services Products Audio & Voice Circuit Protection Data Center Solutions Drivers, Interfaces, and PCIe Switches Ethernet and PoE Solutions FPGA & SoC High-Reliability Optical Networking Power Discretes & Modules Power Management RF, Microwave & Millimeter Wave Timing & Synchronization Services ASIC Design Services FPGA & SoC Services Module & Hybrid Design Services Package Miniaturization Services Rugged Power Supply Design Services Synchronization Services New Product PolarFire FPGA Family Cost-optimized lowest power mid-range FPGAs 250 Mbps to 12.7 Gbps transceivers 100K to 500K LE, up to 33 Mbits of RAM Best-in-class security and exceptional reliability Learn More Applications Automotive Advanced Driver Assist Systems (ADAS) Body Electronics Infotainment Powertrain & EV Charging Commercial Aviation Actuation Systems Cabin Management System Cockpit Avionics Engine Systems & Controls RF & Microwave Systems Communications 5G / Mobile Infrastructure Broadband Home / CPE Broadcast Video Converged Access Network Enterprise Infrastructure Metro / Core / DCI Network Data Centers Machine Learning Appliances Motherboard & Rack Infrastructure NVMe Storage Rack Scale Design Storage Servers Storage Systems Defense Integrated Vehicle Systems Military Communications Radar Electronic Warfare Industrial HMI (Human Machine Interface) Industrial Ethernet Networking Industrial Imaging More Industrial Applications Motor Control Physical Security Programmable Logic Control Safety Heritage Smart Energy Test, Scientific and Measurement Medical Medical Imaging Medical Instrumentation Medical-Implantable/Ingestible Space Attitude & Orbit Control Digital Communications Payload Electrical Power Systems Remote Sensing Payload Telemetry Tracking & Control Transparent RF Transponder System Solutions Education Financial Services Government Healthcare Oil & Gas Power Utilities Retail Stadiums-Arenas Transportation Ordering How to Buy Microchip Purchasing - Find your Microsemi products here Available Stock Search Order Status Contact Microchip Purchasing and Client Services Support Sales Contacts Company Company About Us Acquisitions Aviation Center Of Excellence Awards Blog Careers Corporate Contacts Events In the News Investors Locations Press Releases Quality Technology Terms and Conditions Terms of Use Partners Accelerate Ecosystem Partners Intellectual Property Partners Reference Design Partners Technology Partners Empower Channel Partners Find a Channel Partner Become a Channel Partner Partner Portal Login Solution Partners Compatible PoE Devices Storage Cards Compatibility Reports SyncWorld Support Documents and Resources Compatibility Reports (Storage Cards) Compatible Devices (PoE) Development Tools & Software Knowledge Base (Ethernet and Signal Integrity) Knowledge Base (FPGA & SoC) Knowledge Base (Storage Cards) Product Notifications Technical Articles Design Support FPGA & SoC Support Microsemi Adaptec RAID/HBA Support Power, Small Signal and Protection Discretes Support Timing Systems Support Contact Support Ask A Sales Rep Product Portals Audio & Voice Portal Ethernet and Signal Integrity Portal FPGA & SoC Portal MyMicrosemi Partner and Customer Portal Optical Networking Portal Storage ICs Portal (SAS/SATA & Switchtec PCIe Switches) Timing ICs Portal Timing Systems and Components Portal Quality & Packaging Packaging Information Quality Returns FPGA & SoC RMA PoE Injectors, Midspans and Switches RMA Storage Cards RMA Timing Systems RMA Training FPGA & SoC Training FPGA & SoC Webcasts Timing Systems Webcasts https://www.microsemi.com/images/newslides/v2-210607-BlueSky-Promo-Microsemi-Homepage-Banner.jpg https://www.microsemi.com/images/newslides/210603-FTS-BNR-TimePictra-11-Microsemi-HP-2000x286.jpg https://www.microsemi.com/images/newslides/r1-210607-APID-AD-Mi-V-Summit-Event-Graphics-Microsemi-Homepage-Banner.jpg https://www.microsemi.com/images/newslides/r3-210917-FTS-AD-TP4100v2.3-Microsemi-Homepage-Banner.jpg https://www.microsemi.com/images/newslides/Precision_Time_and_Frequency_for_C5ISR.jpg https://www.microsemi.com/images/newslides/ftd_syncserver_4_1.jpg https://www.microsemi.com/images/newslides/VectorBlox_home.jpg https://www.microsemi.com/images/newslides/FTS-BNR-GPSDO-Microsemi.jpg https://www.microsemi.com/images/newslides/polarfire-bnr2.jpg Products Audio & Voice Circuit Protection Data Center Solutions Drivers, Interfaces, and PCIe Switches Ethernet and PoE Solutions FPGA & SoC High-Reliability Optical Networking Power Discretes & Modules Power Management RF, Microwave & Millimeter Wave Storage Solutions Timing & Synchronization Applications Automotive Communications Commercial Aviation Data Center Defense Industrial Medical Space System Solutions Services ASIC Design Services FPGA & SoC Services Module & Hybrid Design Services Package Miniaturization Services Rugged Power Supply Design Services Timing & Synchronization Services Microsemi Corporation, a wholly owned subsidiary of Microchip Technology Inc. (Nasdaq: MCHP), offers a comprehensive portfolio of semiconductor and system solutions for communications, defense & security, aerospace and industrial markets. Products include high-performance and radiation-hardened analog mixed-signal integrated circuits, FPGAs, SoCs and ASICs; power management products; timing and synchronization devices and precise time solutions, setting the world's standard for time; voice processing devices; RF solutions; discrete components; enterprise storage and communication solutions, security technologies and scalable anti-tamper products; Ethernet solutions; Power-over-Ethernet ICs and midspans; as well as custom design capabilities and services. Microsemi is headquartered in Aliso Viejo, California. Videos Products ¦ Applications ¦ Company ¦ Careers ¦ Investors ¦ Survey ¦ Privacy Notice ¦ Terms & Conditions ¦ Product Disclaimer ¦ Terms of Use ¦ Blog ¦ Our website uses cookies (including profiling cookies of authorised third parties) to give you a better browsing experience, and by continuing to use our site you accept our cookies policy. Find out more on how we use cookies and how you can change your settings by clicking here . © 2024 Microsemi, a wholly owned subsidiary of Microchip Technology Inc. All rights reserved. Stay Informed ✚
https://www.microsemi.com/document-portal/doc_download/9436-lxmg1627-05-4x-pdf | others | Microsemi ¦ Semiconductor & System Solutions ¦ Power Matters Microsemi Quality Investors Sales Contacts Parametric Search Login Registered Users & Partners Audio, Voice, and Line Circuits Support Cases Audio, Voice, and Line Circuits Software Audio, Voice, and Line Circuits Documents Ethernet Switches, PHYs, Software, Crosspoint Switches & Signal Conditioners Documents FPGAs & SoCs Documents, Support Cases and Software Licenses Low Power Radios Software and Support Cases MyMicrosemi Partner Portal OTN Processors Documents and Software PoE Support Cases PoE Collateral PON/FTTH - EPON & GPON Documents & Software Storage ICs Documents and Software Timing ICs Software and Support Cases Timing ICs Documents Timing & Synchronization Systems Documents, Software and Support Cases Winpath Network Processors Documents, Software and Support Cases Products & Services Products Audio & Voice Circuit Protection Data Center Solutions Drivers, Interfaces, and PCIe Switches Ethernet and PoE Solutions FPGA & SoC High-Reliability Optical Networking Power Discretes & Modules Power Management RF, Microwave & Millimeter Wave Timing & Synchronization Services ASIC Design Services FPGA & SoC Services Module & Hybrid Design Services Package Miniaturization Services Rugged Power Supply Design Services Synchronization Services New Product PolarFire FPGA Family Cost-optimized lowest power mid-range FPGAs 250 Mbps to 12.7 Gbps transceivers 100K to 500K LE, up to 33 Mbits of RAM Best-in-class security and exceptional reliability Learn More Applications Automotive Advanced Driver Assist Systems (ADAS) Body Electronics Infotainment Powertrain & EV Charging Commercial Aviation Actuation Systems Cabin Management System Cockpit Avionics Engine Systems & Controls RF & Microwave Systems Communications 5G / Mobile Infrastructure Broadband Home / CPE Broadcast Video Converged Access Network Enterprise Infrastructure Metro / Core / DCI Network Data Centers Machine Learning Appliances Motherboard & Rack Infrastructure NVMe Storage Rack Scale Design Storage Servers Storage Systems Defense Integrated Vehicle Systems Military Communications Radar Electronic Warfare Industrial HMI (Human Machine Interface) Industrial Ethernet Networking Industrial Imaging More Industrial Applications Motor Control Physical Security Programmable Logic Control Safety Heritage Smart Energy Test, Scientific and Measurement Medical Medical Imaging Medical Instrumentation Medical-Implantable/Ingestible Space Attitude & Orbit Control Digital Communications Payload Electrical Power Systems Remote Sensing Payload Telemetry Tracking & Control Transparent RF Transponder System Solutions Education Financial Services Government Healthcare Oil & Gas Power Utilities Retail Stadiums-Arenas Transportation Ordering How to Buy Microchip Purchasing - Find your Microsemi products here Available Stock Search Order Status Contact Microchip Purchasing and Client Services Support Sales Contacts Company Company About Us Acquisitions Aviation Center Of Excellence Awards Blog Careers Corporate Contacts Events In the News Investors Locations Press Releases Quality Technology Terms and Conditions Terms of Use Partners Accelerate Ecosystem Partners Intellectual Property Partners Reference Design Partners Technology Partners Empower Channel Partners Find a Channel Partner Become a Channel Partner Partner Portal Login Solution Partners Compatible PoE Devices Storage Cards Compatibility Reports SyncWorld Support Documents and Resources Compatibility Reports (Storage Cards) Compatible Devices (PoE) Development Tools & Software Knowledge Base (Ethernet and Signal Integrity) Knowledge Base (FPGA & SoC) Knowledge Base (Storage Cards) Product Notifications Technical Articles Design Support FPGA & SoC Support Microsemi Adaptec RAID/HBA Support Power, Small Signal and Protection Discretes Support Timing Systems Support Contact Support Ask A Sales Rep Product Portals Audio & Voice Portal Ethernet and Signal Integrity Portal FPGA & SoC Portal MyMicrosemi Partner and Customer Portal Optical Networking Portal Storage ICs Portal (SAS/SATA & Switchtec PCIe Switches) Timing ICs Portal Timing Systems and Components Portal Quality & Packaging Packaging Information Quality Returns FPGA & SoC RMA PoE Injectors, Midspans and Switches RMA Storage Cards RMA Timing Systems RMA Training FPGA & SoC Training FPGA & SoC Webcasts Timing Systems Webcasts https://www.microsemi.com/images/newslides/v2-210607-BlueSky-Promo-Microsemi-Homepage-Banner.jpg https://www.microsemi.com/images/newslides/210603-FTS-BNR-TimePictra-11-Microsemi-HP-2000x286.jpg https://www.microsemi.com/images/newslides/r1-210607-APID-AD-Mi-V-Summit-Event-Graphics-Microsemi-Homepage-Banner.jpg https://www.microsemi.com/images/newslides/r3-210917-FTS-AD-TP4100v2.3-Microsemi-Homepage-Banner.jpg https://www.microsemi.com/images/newslides/Precision_Time_and_Frequency_for_C5ISR.jpg https://www.microsemi.com/images/newslides/ftd_syncserver_4_1.jpg https://www.microsemi.com/images/newslides/VectorBlox_home.jpg https://www.microsemi.com/images/newslides/FTS-BNR-GPSDO-Microsemi.jpg https://www.microsemi.com/images/newslides/polarfire-bnr2.jpg Products Audio & Voice Circuit Protection Data Center Solutions Drivers, Interfaces, and PCIe Switches Ethernet and PoE Solutions FPGA & SoC High-Reliability Optical Networking Power Discretes & Modules Power Management RF, Microwave & Millimeter Wave Storage Solutions Timing & Synchronization Applications Automotive Communications Commercial Aviation Data Center Defense Industrial Medical Space System Solutions Services ASIC Design Services FPGA & SoC Services Module & Hybrid Design Services Package Miniaturization Services Rugged Power Supply Design Services Timing & Synchronization Services Microsemi Corporation, a wholly owned subsidiary of Microchip Technology Inc. (Nasdaq: MCHP), offers a comprehensive portfolio of semiconductor and system solutions for communications, defense & security, aerospace and industrial markets. Products include high-performance and radiation-hardened analog mixed-signal integrated circuits, FPGAs, SoCs and ASICs; power management products; timing and synchronization devices and precise time solutions, setting the world's standard for time; voice processing devices; RF solutions; discrete components; enterprise storage and communication solutions, security technologies and scalable anti-tamper products; Ethernet solutions; Power-over-Ethernet ICs and midspans; as well as custom design capabilities and services. Microsemi is headquartered in Aliso Viejo, California. Videos Products ¦ Applications ¦ Company ¦ Careers ¦ Investors ¦ Survey ¦ Privacy Notice ¦ Terms & Conditions ¦ Product Disclaimer ¦ Terms of Use ¦ Blog ¦ Our website uses cookies (including profiling cookies of authorised third parties) to give you a better browsing experience, and by continuing to use our site you accept our cookies policy. Find out more on how we use cookies and how you can change your settings by clicking here . © 2024 Microsemi, a wholly owned subsidiary of Microchip Technology Inc. All rights reserved. Stay Informed ✚
https://lumenart.com/images/fabric/rdc/rdc_specs.pdf | lighting | RDC SeriesSPECIFICATIONSConstructionFabric laminated to self extin-guishing vinyl. Transparent fireretardant applied after fabrica-tion. 40 standard fabric choices.Lumenart’s standard materialselection is subject to changebased on supplier availability. Itis common fo material manufac-turers to be out of stock for longperiods of time, change ordiscontinue materials withoutnotice based on market trendsand/or material availability.Bottom ShieldingRemovable White LinenMountingMounts to octagon junctionbox or 4x4 junction box withround plaster adapter.ElectricalETL listed dry location only.Dims with 0-10v, Triac andELVModificationsContact local representativesor factory for size, lamping,lens or finish modifications.LumenArt, Ltd. 3333 W. 47th St., Chicago, IL 60632Phone 773-254-0744 Fax 773-254-0767 www.lumenartltd.comRDC SeriesLumenArt, Ltd. 3333 W. 47th St., Chicago, IL 60632Phone 773-254-0744 Fax 773-254-0767 www.lumenartltd.comORDERING LOGICUse matrix below to order complete fixtureFamily ModelLampingVoltLED 30wLED30wLED60wLED60wLED60wLED120wUNV Fabric FabricLinenWhiteCreamChampagneTanCeleryRedGrapeGreen AppleMaizeBrownBlackSilkPlatinumLt. BronzeCopperTangeloBlack(opaque)FabricRaw SilkWhiteLt. BronzeMed. BronzeMossAmarettoMoonlightClaretHoneyRDCRoundDrumCeiling18”DIA x 6”H24”DIA x 6”H34”DIA x 8”H48”DIA x 10”HFabricTriLam**WhiteCreamAntique TanBrownKona GreenCanaryGreyRedOrangeLapisSpiceAmberParsley**WipedownOptionsEMLinen Silk RS TLRDC unvLED2700k3000k3500k4000k6 in18 in1 in6 in24 in1 in8 in34 in1 in10 in48 in1 inRDC18X6 RDC 24X6RDC34X8RDC48X10
https://lumenart.com/images/fabric/cyp/cyp_specs.pdf | lighting | CYP SeriesSPECIFICATIONSConstructionFabric laminated to self extin-guishing vinyl. Transparent fireretardant applied after fabrica-tion. 40 standard fabric choices.Lumenart’s standard materialselection is subject to changebased on supplier availability. Itis common fo material manufac-turers to be out of stock for longperiods of time, change ordiscontinue materials withoutnotice based on market trendsand/or material availability.Bottom ShieldingMatte white acrylicFinishesMetal hardware is availablein satin nickel, polishednickel, bronze and blackMountingMounts to octagon junctionbox or 4x4 junction box withround plaster adapter.ElectricalETL listed dry location only.Specify 120 or 277v. Lampsby others.ModificationsContact local representativesor factory for size, lamping,lens or finish modifications.LumenArt 3333 W. 47th St., Chicago, IL 60632Phone 773-254-0744 www.lumenart.comSuspension72” cord. Longer lengths available.48” stem in 24”, 12”, 8” and 4”segments. Longer lengths available.CYP8x24 CYP8X36 CYP8X48LumenArt 3333 W. 47th St., Chicago, IL 60632Phone 773-254-0744 www.lumenart.comORDERING LOGICFamily ModelLampingCYPCylinderPendantCYPLED 8wLED 15wLED 20wLED 30w8”dia x 12” high8”dia x 24”high8”dia x 36”high8”dia x 48”high**WashableLinen Silk RS TLFinish120v277vSN Satin NickelPN Pol. NickelBZ BronzeBL BlackSuspensionBC Black CordMB Metal Braid CordST Stem Fabric FabricLinenWhiteCreamChampagneTanCeleryRedGrapeGreen AppleMaizeChocolateBlackSilkPlatinumLt. BronzeNew CopperOrangeBlack(opaque)FabricRaw SilkWhiteLt. BronzeMed. BronzeGoldGingerMoonlightCoffeeHoneyStoneSunflowerRedFabricTriLam**WhiteCreamAntique TanBrownKona GreenCanaryGreyRedOrangeLapisAmberSpiceMed. GreyParsleyDimmingDim0-10vTriacELVColor Volt2700k3000k3500k4000kLED80+CRI24 in36 in48 in8 in8 in8 in
https://lumenart.com/images/designer/wlp_specs.pdf | lighting | WLPSPECIFICATIONSConstructionExtruded alumiunum and acrylic.MountingMounts to octagon junctionbox or 4x4 junction box withround plaster adapter.ElectricalETL listed dry location only.Field adjustable cables.0-10v Dimming standard.ORDERING LOGICLumenArt, Ltd. 3333 W. 47th St., Chicago, IL 60632Phone 773-254-0744 Fax 773-254-0767 www.lumenartltd.comWLP-LED 34w-3000k-UNV44.9"1.57"14" - 60"FinishPolished chrome and silver paint
https://lumenart.com/images/designer/wcp/wcp-s_specs.pdf | lighting | WCP-SSPECIFICATIONSConstructionReal oak or walnut veneer overa wood core. Machined brass.MountingMounts to octagon junctionbox. DC driver mounts inelectrical boxElectricalETL listed dry location only.LumenArt, Ltd. 3333 W. 47th St., Chicago, IL 60632Phone 773-254-0744 www.lumenart.comFamilyModel Light SourceVoltageDC LED 4w120vWCP SWCP S LED 4w 120v 2700k BC SBLED OptionsDC: 390lm 90+ CRI.Dims Triac & ELV.Suspension72” cord in blackFinishSB Satin BrassCordBC BlackColor Temp2700kWalnutOakWoodOK OakWN Wanut3.10 in13 in
https://www.luminis.com/assets/Uploads/SPECS-MAYA-MA50-JULY2022-REV4.pdf | lighting | TYPE: QUANTITY: PROJECT:CATALOGNUMBER: MODEL LED LIGHT VOLTAGE FINISH OPTION OPTION OPTION OPTION SELECTIONLUMINIS.COMLuminaires may be altered for design improvement or discontinued without prior notice. Toll free: 866.586.4647 Fax: 514.683.8872 Email: info@luminis.com260 Labrosse, Pointe-Claire (QC) Canada H9R 5L5 LUMINIS1MATERIALSMaya is made of corrosion resistant 356 aluminum alloy with a copper (CU) content of less than 0.1%.The MA50 features a high efficiency LED light engine, mounted on a thick base integral to the housing shell, designed with a heat sink pattern to optimize heat dissipation and luminaire efficacy.ELECTRICALPOWER SUPPLY Standard driver is 0-10V dimming-ready (dims to 10%) with: 120-277 multi-volt compatibility (50-60Hz) for models L1L120/L1L160/L1LWT/L1LDW and 120V&277V for models L1L40/L1L80, operating temperature range of -40ºC to +55ºC / -40ºF to +131ºF for models L1L120/L1L160/L1LWT/L1LDW and -10ºC/14ºF to 50ºC/122ºF for models L1L40/L1L80, output over voltage protection, output over current protection and output short circuit protection with auto-recovery. Optional 347/480V available on selected models.LED/Optics Type V light distribution via high performance optical lenses. Offered in 2700K, 3000K, 3500K, 4000K. See the CCT options for details.LIFE60,000hrs (L70B50) (calculated projection from LM-80 data).FINISHFive-stage preparation process includes preheating of cast aluminum parts for air extraction. Polyester powder coating is applied through an electrostatic process, and oven cured for long term finish. MOUNTINGMaximum weight: 24.9 lbs (11.3 kg)Mounts on a standard 4” (102mm) octagonal electrical box with 3.5” (89mm) C/C mounting holes.Fixture must be installed on a finished ceiling if installed with a stem and canopy.CERTIFICATIONCertified and Approved as per CSA C22.2 No.: 250.0 standard and ANSI/UL 1598 standard, for wet location with CAT3 mounting only. Canopy is not wet location. Rated IP65. Photometric testing performed by an independent laboratory in accordance with IES LM-79-08 standards at 25ºC/77ºF. Lumen depreciation in accordance with IESNA LM80 standards.MA50MA50-S30*July 2022 Rev. 4MA50 SERIES MAYA Pendant1- Standard heavy duty 30º hang straight swivel, with Ø 5” (127mm) canopy and universal mounting plate.2- Ø 7/8” x 36” (22mm x 914mm) suspension stem with aircraft safety cable. Other lengths available on request (specify STM with desired length).3- Cast aluminum LED heat sink.4- Optical system assembly w/tempered glass lens. *Optional Ø 30” aluminum shade. (Option S30) 2.7”(70mm) 36” *(914mm)17”(432mm)*Standard (Custom lenghts can be specified)2341LUMINIS.COMLuminaires may be altered for design improvement or discontinued without prior notice. Toll free: 866.586.4647 Fax: 514.683.8872 Email: info@luminis.com260 Labrosse, Pointe-Claire (QC) Canada H9R 5L5 LUMINIS2July 2022 Rev. 4MA50 SERIES MAYA TYPICAL PHOTOMETRY SUMMARYDescriptive Information MA50-L1L40-TYP5Total Lms: 4068 Lumens Total Input Watts at 120V: 35 WEfficacy: 116 Lumens/WattBUG: B2-U0-G1Cutoff Class: Full CutoffCCT/CRI: 4000K/70Maximum Candela: 1539.6 (135H, 62.5V)Descriptive Information MA50-L1L120-TYP5Total Lms: 13193 Lumens Total Input Watts at 120V: 118 WEfficacy: 112 Lumens/WattBUG: B3-U0-G2Cutoff Class: Full CutoffCCT/CRI: 4000K/70Maximum Candela: 4863.54 (135H, 65V)Descriptive Information MA50-L1L80-TYP5Total Lms: 8334 Lumens Total Input Watts at 120V: 80 WEfficacy: 104 Lumens/WattBUG: B3-U0-G1Cutoff Class: Full CutoffCCT/CRI: 4000K/70Maximum Candela: 3194.67 (135H, 62.5V)Descriptive Information MA50-L1L160-TYP5Total Lms: 17494 Lumens Total Input Watts at 120V: 169 WEfficacy: 104 Lumens/WattBUG: B4-U0-G2Cutoff Class: Full CutoffCCT/CRI: 4000K/70Maximum Candela: 6705.79 (135H, 65V)Please visit our web site www.luminis.com for complete I.E.S. formatted download data.LUMINIS.COMLuminaires may be altered for design improvement or discontinued without prior notice. Toll free: 866.586.4647 Fax: 514.683.8872 Email: info@luminis.com260 Labrosse, Pointe-Claire (QC) Canada H9R 5L5 LUMINIS3July 2022 Rev. 4MA50 SERIES MAYA STANDARD COLORS WHT Snow white BKT Jet black BZT Bronze MST Matte silver GRT Titanium gray DGT Gun metal CHT Champagne SGT Steel Gray BGT English creamOPTIONAL COLORS CS Custom color RAL RAL# color(Refer to color chart)LUMINAIRE SELECTION 120V 208V 5 240V 5 277VOptional 347V 2 480V 2 MODEL#VOLTAGE 1FINISHLED LIGHT SELECTIONLED LIGHT SELECTION - TUNABLE WHITE (2700-5000K/70CRI)LED LIGHT SELECTION - WARM DIMMING (2200-4000K/70CRI)1243SUFFIX DELIVERED LUMENS INPUT WATTS L1L40-TYP5 4068 35 L1L80-TYP5 8334 80 L1L120-TYP5 13193 4 118 L1L160-TYP5 17494 4 169SUFFIX DELIVERED LUMENS INPUT WATTS L1LWT-TYP5 3 5899 54SUFFIX DELIVERED LUMENS INPUT WATTS L1LDW-TYP5 3 7477 73 MA50TUNABLE WHITE WARM DIMMING 0-10V Input 1CCT control0-10V Input 1CCT & Intensity control2700K CCT scale 5000K2200K Intensity & CCT scale 4000K0 10V0 10V0-10V Input 2Intensity control1% Intensity scale 100%0 10VUser can modify the correlated color temperature (CCT) and intensity of the source using two slider controls or an intelligent lighting management system.Warm dimming (0-10V) lowers the LED temperature (CCT) as it is dimmed. The lower the brightness, the warmer the CCT.LED light selection 4000K / 70CRIOPTIONSNOTES1- Luminaires are factory prewired for 120V unless otherwise specified.2- 347V/480V Requires selection of oversized canopy option.3- Tunable white & Warm dimming: Available for 120-277V only. These 2 options are offered with the Oversized canopy. Not available with CAT3 mounting and EMLC2.4- L1L120 and L1L160 models only available with oversized canopy. Not available with CAT3 mounting.5- 208V/240V for models L1L40 and L1L80 is not available. Please consult factory for 208V/240V for models L1L40 and L1L80 available with oversized canopy.6- 120/277V only.7- Installed in Ø11” or Ø15” canopy with STM. Refer to the mounting images for more details.8- Not compatible with CAT3, EMLC2, Tunable white, Warm dimming.9- White antenna available upon request.ELECTRICALCCT/CRIAlternate CCT ºK LED (LCF: Lumen conversion factor). (Apply multiplier to listed values for lumens output reference). K27E 2700K / 70CRI (LCF: 0.91) K30E 3000K / 70CRI (LCF: 0.94) K35E 3500K / 70CRI (LCF: 0.983) K40E 4000K / 70CRI K35 3500K / 80CRI (LCF: 0.8) K40 4000K / 80CRI (LCF: 0.83)NOTE: Other CCT & higher CRI available, please consult factory. FS Fuse SP 10kV Surge protectorMOUNTINGACCESSORIESEMERGENCY STM 36” hang straight stem. For custom lengths, please add length (in inches) with option suffix. For 45º hang straight swivel please consult factory. CAT3 Catenary suspension attachment with 12º adjustment mechanism. S30 30” shade SSC Stabilizer cables EMLC2 EMLC2 Integral battery backup for LED, 90 min., 10W Max. Integral to luminaire within oversized ceiling canopy. For models up to 80 W only at 120/277V. Operating temperature range 0ºC to 48ºC (32ºF to 118.4ºF)CONTROL NLTAIR2 nLight AIR Control gen2 embedded in canopy, with black antenna. 6, 7, 8, 9For IDA certification compliance, luminaire must be ordered with 3000K or warmer.LUMINIS.COMLuminaires may be altered for design improvement or discontinued without prior notice. Toll free: 866.586.4647 Fax: 514.683.8872 Email: info@luminis.com260 Labrosse, Pointe-Claire (QC) Canada H9R 5L5 LUMINIS4July 2022 Rev. 4STMHeavy duty 45º hang straight swivel, with Ø 5” (127mm) canopy and universal mounting plate. Ø 7/8” x 36” (22mm x 914mm) suspension stem with aircraft safety cable. Other lengths on request (specify STM with desired length). Shortest stem is 4 inches long.EMLC2EMLC2 integral battery backup for LED. 90 min. 10W Max. Available for models up to 80W.SSCSet of 3 stabilizer cables.MA50 SERIES MAYA MOUNTINGELECTRICALACCESSORIESCANOPY TOP VIEWSTEMØ 1/4” aircraft cablePowercable inControlcable inCatenaryjunction boxOVERSIZED CANOPY*Mandatory for Emergency, Tunable White, Warm Dimming, models L1L120 and L1L160, and 347V selections when STM is selected.CAT3Cast aluminum catenary junction box with 4 sealed connectors by Luminis and pre-inserted into housing.Ready to accept 1/4” or 1/2” stainless steel suspension cable.Weight: 29.5 lbs (13.4 kg)(Structural design, power cable, control cable, stainless steel catenary cable, cable fittings, and fittings for mounting to support structure provided by others.)5.5”(140mm)7.5”(191mm)17”(432mm)15”(391mm)2.6”(66mm) 36”(914mm)StandardJunction box opening(4) Mtg. holesØ 0.3” (7.6mm)Ø 11”(279mm)CANOPY TOP VIEW15”(391mm)2.6”(66mm)Junction box opening(4) Mtg. holesØ 0.3” (7.6mm)Ø 11”(279mm)ANGLE ADJUSTMENT MECHANISM1212Power cable in: 3 conductor x 14 gauge AWG. The 2 cable glands located at the top can accommodate a cable ranging from 10mm - 14mm.Control cable in: The 2 cable glands on the bottom can accomodate a cable ranging from 6mm - 11mm. LUMINIS.COMLuminaires may be altered for design improvement or discontinued without prior notice. Toll free: 866.586.4647 Fax: 514.683.8872 Email: info@luminis.com260 Labrosse, Pointe-Claire (QC) Canada H9R 5L5 LUMINIS5July 2022 Rev. 4NLTAIR2 (STM) Ø11” canopy with nLight AIR Control gen2 and black antenna.For the follwing light sources:L1L40NLTAIR2 (STM) Ø15” canopy with nLight AIR Control gen2 and black antenna.For the follwing light sources:L1L80, L1L120, L1L160MA50 SERIES MAYA MOUNTINGCANOPY TOP VIEWCANOPY TOP VIEW (50.8mm)2”(287mm)Junction box(for reference)Mountingpoints onceiling (4x)11”(152.4mm)6”(76.2mm)3”(88.9mm)3.5”11”(287mm)1.5”(38mm)15”(391mm)2.6”(66mm)Junction box opening(4) Mtg. holesØ 0.3” (7.6mm)Ø 11”(279mm)
https://www.luminis.com/assets/Uploads/SPECS-PRISMA-PR1280-PR1285-SEPT2022-REV4.pdf | lighting | TYPE: QUANTITY: PROJECT:CATALOGNUMBER: FIXTURE WATTAGE VOLTAGE FINISH OPTION OPTION OPTION OPTIONLUMINIS.COMLuminaires may be altered for design improvement or discontinued without prior notice. Toll free: 866.586.4647 Fax: 514.683.8872 Email: info@luminis.com260 Labrosse, Pointe-Claire (QC) Canada H9R 5L5 LUMINIS1MATERIALSPrisma is made of an extruded aluminum housing designed to optimize the functionality of the driver and solid state components.Prisma is available with a choice of two interchangeable reflectors.- Aluminum reflector designed to optimize light source performance and uniformity.- Diffused acrylic prismatic refractor with a linear peripheral pattern providing general upward illumination with efficient down lighting.ELECTRICAL DRIVER Standard driver is 0-10V dimming-ready (dims to 1%) with: 120-277 multi-volt compatibility (50-60Hz), operating temperature range of -20ºC/-4ºF to +50ºC/122ºF, output over voltage protection, output over current protection and output short circuit protection with auto-recovery.LED Standard 4000K CCT/80 CRI. Other CCTs available from 2700K to 3500K. Optional 90 CRI for critical color rendering. See electrical options.LIFE125,000hrs L70B50 (calculated projection from LM-80 data).FINISHPolyester powder coating is applied through an electrostatic process and oven cured for long term finish.MOUNTINGMaximum weight: 10 lbs (4.5 kg)Mounts on a standard 4” (102mm) octagonal electrical box with 3.5” (89mm) C/C mounting holes.Fixture must be installed on a finished ceiling for exterior applications and/or when exposed to inclement weather.CERTIFICATIONCertified and Approved as per CSA C22.2 No.: 250.0 standard and ANSI/UL 1598 standard, for damp location (exception: DMX models are dry location). Rated IP20.Photometric testing per LM79-2008, LED Light source with LM80 certified testing.1- Standard heavy duty 45º hang straight swivel, with Ø 5” (127mm) canopy and universal mounting plate.2- Ø 7/8” (22mm) X 36” long (914mm) suspension stem with aircraft safety cable. Other lengths available on request (specify STM with desired length).3- Extruded aluminum driver housing.4- PR1280: Diffused acrylic prismatic refractor. PR1285: Aluminum reflector. Inner surface: multi-faceted specular anodized. Exterior surface: Satin anodized natural aluminum. Alternate exterior finish (Option RP2)12”(311mm)36”(914mm)PR128016” (396mm)PR128515” (381mm)PR1280PR1285PR1280/PR1285 SERIES PRISMA 12” Pendant1234Sept. 2022 Rev. 4LUMINIS.COMLuminaires may be altered for design improvement or discontinued without prior notice. Toll free: 866.586.4647 Fax: 514.683.8872 Email: info@luminis.com260 Labrosse, Pointe-Claire (QC) Canada H9R 5L5 LUMINIS2PR1280/PR1285 SERIES PRISMA 12” PR1285 PR1280TYPICAL PHOTOMETRY SUMMARYPlease visit our web site www.luminis.com for complete I.E.S. formatted download data.PR1280-L1L60Descriptive Information Total delivered lumens: 6131 Lumens Input watts at 120V: 47.7 WEfficacy: 128 Lumens/WattSource: LEDCCT/CRI: 4000K/80CRIMaximum Candela = 5,883 @ 0ºH/0ºV12PR1285-L1L60Descriptive Information Total delivered lumens: 5865 Lumens Input watts at 120V: 45.5 WEfficacy: 129 Lumens/WattSource: LEDCCT/CRI: 4000K/80CRIMaximum Candela = 5,627 @ 0ºH/0ºV125627422028141407Sept. 2022 Rev. 4LUMINAIRE SELECTIONEMERGENCY REML2-50 Remote mount battery backup for LED, 90 min., 7W Remote mount to 50ft - 12” Square enclosure with access cover. EMLC2 Integral battery backup for LED, 90 min., 7W Integral to luminaire within oversized ceiling canopy. 6 EMLC4 Integral battery backup for LED, 90 min., 10W Integral to luminaire. 7 BC12 Aluminum lower diffuser band, same color as luminaire (only available on PR1280) DC12 Diffused acrylic prismatic bottom conical lens (loss factor approx. 6%) CF12 Clear acrylic flat bottom lens (loss factor approx. 5%) DF12 Diffused acrylic flat bottom lens (loss factor approx. 6%) RP2 Inner reflector specular aluminum. Exterior same color as luminaire (only available on PR1285)ACCESSORIESOPTIONS (refer to page 3 for details)MODEL#FINISHSTANDARD COLORS WHT Snow white BKT Jet black BZT Bronze MST Matte silver GRT Titanium gray DGT Gun metal CHT Champagne SGT Steel gray BGT English creamOPTIONAL COLORS CS Custom color RAL RAL# color(Refer to color chart) 120V 208V 240V 277VOptional 347VVOLTAGE 1FINISHLED LIGHT SELECTIONELECTRICAL FS Fuse (3 amps)CCT Options - 4000K supplied as standard (Apply multiplier to listed values for lumens output reference) K27 2700K CCT 80 CRI (Multiplier 0.92) K3 3000K CCT 80 CRI (Multiplier 0.95) K3D 3000K CCT min. 90 CRI (Multiplier 0.68) K35 3500K CCT 80 CRI (Multiplier 0.98)NOTE: Other CCT & higher CRI available, please consult factory. CAT3 Catenary suspension attachment with 12º adjustment mechanism CK Surface ceiling mount 3 STM Longer hang straight stem. Please add length with option suffix. 4 SPG Silver braided power cord with adjustable aircraft safety cable. 36” length (other lengths on request) DSPG 36” silver braided power cord and gray DMX-485 cable with adjustable aircraft safety cable. (other lengths on request) 5 TA 3/4” NPT conduit adaptorMOUNTING DMX/RDM DMX/RDM control dim to dark (0%) 2. Not available on L1L60. Housing increases by 2.4”. IMPORTANT: Mounting must be selected. Choose between STM, DSPG or CK. NLTAIR2 nLight AIR Control gen2 embedded in canopy, with black antenna. 8, 9, 10, 11CONTROLNOTES1- Luminaires are factory prewired for 120V unless otherwise specified.2- Default dimming curve: Logarithmic. Factory set to address one unless otherwise specified. Refer to DMX Reference Guide for more information (available on website). 3- Surface ceiling mount extends OAH of fixture by 1” (25.4mm).4- If DMX/RDM option is selected, STM maximum length is 36” (914mm).5- DSPG option is only available if DMX/RDM option is selected.6- EMLC2 not available with CK, CAT3 or TA options.7- Housing will increase by 1.2”. Not available on L1L60. Not appliable for 347V.8- 120/277V only.9- Installed in Ø11” canopy with STM/SPG. Refer to the mounting image for more details.10- Not compatible with DMX/RDM, REML2-50, EMLC2, EMLC4, CAT3, CK, TA.11- White antenna available upon request.SUFFIX DELIVERED LUMENS INPUT WATTS CRI CCT ºK L1L10 1456 11 L1L20 2294 17 L1L30 3372 24 L1L40 4153 31 80 4000K L1L50 5160 39 L1L60 6131 48SUFFIX DELIVERED LUMENS INPUT WATTS CRI CCT ºK L1L10 1450 11 L1L20 2284 17 L1L30 3093 24 L1L40 4134 31 80 4000K L1L50 4890 38 L1L60 5865 46LUMINIS.COMLuminaires may be altered for design improvement or discontinued without prior notice. Toll free: 866.586.4647 Fax: 514.683.8872 Email: info@luminis.com260 Labrosse, Pointe-Claire (QC) Canada H9R 5L5 LUMINIS3PR1280/PR1285 SERIES PRISMA 12” OPTIONSMOUNTINGCK*Surface ceiling mounting option*Extends OAH of fixture by 1” (25.4mm)STMHeavy duty 45º hang straight swivel, with Ø 5” (127mm) canopy and universal mounting plate. Ø 7/8” (22mm) X 36” lg. (914mm) suspension stem with aircraft safety cable. Other lengths on request (specify STM with desired length).NOTE: If DMX/RDM is selected, maximum length is 36” (914mm).SPG4/18 X 36” lg. silver braided power cable c/w on site adjustable aircraft safety cable.Longer cable available on request.TA3/4” NPT Suspension conduit adaptor. (Conduit by others) Supplied with 3 X 18 ga. X 36” lg. wiring. (Longer wires to be specified.)MOUNTINGMOUNTINGDSPG4/18 X 36” lg. silver braided power cable c/w 36” lg. gray DMX RS-485 cable. On site adjustable aircraft safety cable.Longer cable available on request.Only available if DMX/RDM option is selectedSept. 2022 Rev. 4CAT3Cast aluminum catenary junction box with 2 sealed connectors for 0.24”-0.47” (6mm-12mm) power cable. Ready to accept 1/4” or 1/2” stainless steel suspension cable.Weight: 13.3 lbs (6 kg)(Structural design, power cable, control cable, stainless steel catenary cable, cable fittings, and fittings for mounting to support structure provided by others.)PR1280 21.1” (536mm)PR1285 20.5” (521mm)Ø 1/4” or Ø 1/2”aircraft cable 4.49”(114mm)Powercable inControlcable inCatenaryjunction boxANGLE ADJUSTMENT MECHANISM1212Power cable in: 3 conductor x 14 gauge AWG. The 2 cable glands located at the top can accommodate a cable ranging from 10mm - 14mm.Control cable in: The 2 cable glands on the bottom can accomodate a cable ranging from 6mm - 11mm. 1.5”(38mm)NLTAIR2 (STM & SPG) Ø11” canopy with nLight AIR Control gen2 and black antenna. For the follwing light sources: L1L10, L1L20, L1L30, L1L40, L1L50, L1L60CANOPY TOP VIEWØ 11”(287mm) (50.8mm)2”(287mm)Junction box(for reference)Mountingpoints onceiling (4x)11”(152.4mm)6”(76.2mm)3”(88.9mm)3.5”LUMINIS.COMLuminaires may be altered for design improvement or discontinued without prior notice. Toll free: 866.586.4647 Fax: 514.683.8872 Email: info@luminis.com260 Labrosse, Pointe-Claire (QC) Canada H9R 5L5 LUMINIS4PR1280/PR1285 SERIES PRISMA 12” OPTIONSACCESSORIESDC12Diffused acrylic prismatic bottom conical lens with nickel plated clamp ringCF12Clear acrylic flat bottom lens with nickel plated clamp ringPR1280 Only BC12Aluminum lower diffuser band (Same color as luminaire)DF12Diffused acrylic flat bottom lens with nickel plated clamp ringPR1285 Only RP2Inner reflector specular aluminumExterior same color as luminaireExterior same color as luminaireELECTRICALREML2-507W Remote mount 120/277V emergency battery pack. Test switch provided within enclosure with 5” (127mm) leads.Junction box openingØ 11”(279mm)(4) Mtg. holesØ 0.3” (7.6mm)2.6”(66mm)EMLC27W Canopy mount integral 120/277V emergency battery pack. CANOPY TOP VIEWØ 15”(391mm)4.1”(104mm)12”(305mm)Max. distance 50ft. (15.2 M)10”(254mm)10”(254mm)(4) Mtg. holesØ 0.2” (5mm)Sept. 2022 Rev. 4
https://www.signify.com/api/assets/v1/file/Signify/content/ec883b13a3904ee19257aa56008132ca/Stonco_AreaLight_SpecSheet_0221.pdf | lighting | Stonco_AreaLight_SpecSheet www.stonco.com 02/21 page 1 of 2Optical SystemType 3, 4, and 5 distributions available. LED Thermal ManagementThe housing design allows the one piece housing to provide excellent thermal management critical to long LED system life.Infrared Motion ResponseIntegral IMRI module is a passive infrared (PIR) motion sensor mounted integral on driver enclosure and is available with a sensor lens type to accommodate mounting heights up to 40’ and occupancy coverage area up to 2,800 sq.ft (60’ in diameter). Motion response for option IMRI is set/operates in the following fashion: When motion is detected by the PIR sensor, the luminaire goes to full power/ light output. Dimming on low is factory set to 30% with 5 minute default in "full power" prior to dimming back to low. When no motion is detected for 5 minutes, the motion response system reduces the wattage by 70%, to 30% of the normal constant wattage reducing the light level. MountingStandard luminaire arm mounts to square poles. Round pole adapter included with every luminaire designed for 4” OD poles.Energy Saving Benefits System efficacy up to 126lms/W with significant energy savings over Pulse Start Metal Halide luminaires. ListingsUL/cUL listed to the UL 1598 standard, suitable for Wet Locations. Suitable for use in ambient from -40° to 40°C (-40° to 104°F).All product configurations are DesignLights Consortium® qualified. FinishEach luminaire receives a fade and abrasion resistant, electrostatically applied, thermally cured, triglycidal isocyanurate (TGIC) textured polyester powdercoat finish. Standard color is bronze (BZ).Limited WarrantyLuminaires, LED arrays, and drivers are all covered by a 5-year limited warranty. See philips.com/warranties for details.Ordering guide LuminaireALWattageLED Color – GenerationNW-G1MountingARDistributionVoltage8ControlsFinishBZAL Area Light100 100W200 200WNW-G1 Neutral White, 4000K, 70 CRI, Generation 1AR1 Arm mounting33 Type 34 Type 45 Type 58 120-277 Volts-- No motion sensorIMRI2 Motion sensor BZ Bronze1.Mounts to a square pole. Adapter included for 4" round poles.2.IMRI is available with AL-200 type 4 only.3.Available only in 100W.Product SpecificationsHousingAluminum die-cast housing with attachable arm. Arm has removable cover for ease of wire connection.IP RatingLED light engine rated IP66. Driver compartment rated to IP65.Vibration Resistance3G vibration rating that conforms to standards set forth by ANSI C136.31. Testing includes vibration to 3G acceleration in all three axes.ElectricalDriver efficiency (>90% at full load). Available in 120-277V. IP66 compliant driver. RoHS compliant. Surge protector standard. 10KA per ANSI/IEEE C62.41.2.LED Board and Array 140 or 280 LEDs. Color temperature 4000K, +/- 250K. Minimum CRI of 70. Metal core substrate.The Stonco Area light features energy saving LED technology ideal for pole mounted area lighting applications. The Area light is available with Type 3, 4 and 5 distributions in three lumen packages, providing up to 26,000 lumens. Project: Location: Cat.No: Type: Notes: Site & AreaArea lightAL100/AL150/AL200Example: AL-150-NW-G1-AR-3-8-BZStonco_AreaLight_SpecSheet www.stonco.com 04/19 page 2 of 2LED Wattage and Lumen Values1. Wattage and lumen output may vary by due to LED manufacturer forward volt specification and ambient temperature. Wattage shown is average for 120V through 277V input. Measured wattage may vary due to variation in input voltage.2. Lumen values based on photometric tests performed in compliance with IESNA LM-79. Contact outdoorlighting.applications@philips.com for details or additional information.Ordering CodesTotal LEDsSystem Current (mA)Color Temp. (K)Avgerage System Wattage1Type 3Type 4Type 5Lumen Output 1,2BUG RatingEfficacy (LPW)Lumen Output 1,2BUG RatingEfficacy (LPW)Lumen Output 1,2BUG RatingEfficacy (LPW)AL100-NW-G1-AR14021704000K9912,329 B3-U0-G3 12412,192B3-U0-G312313,153B4-U0-G1132AL200-NW-G1-AR28038004000K19724,382B4-U0-G4124 24,109 B3-U0-G312226,010B4-U0-G2132Predicted Lumen Depreciation DataPredicted performance derived from LED manufacturer’s data and engineering design estimates, based on IESNA LM-80 methodology. Actual experience may vary due to field application conditions. L70 is the predicted time when LED performance depreciates to 70% of initial lumen output. Calculated per IESNA TM21-11. Published L70 hours limited to 6 times actual LED test hours.Ambient Temperature °CLED CurrentSystem CurrentCalculated L70hrs 1,2L70 per TM21 2,3Lumen Maintenance @ 50,000hrs5 °C120mA2170mA>68,000>54,00077%25 °C120mA3800mA>68,000>54,00077%1. Predicted performance derived from LED manufacturer's data and engineering design estimates, based on IESNA LM-80 methodology. Actual experience may vary due to field application conditions.2. L70 is the predicted time when LED performance depreciates to 70% of initial lumen output.3. Calculated per IESNA TM 21-11. Published L70 hours limited to 6 times actual LED test hours.DimensionsPole Top Fitter13.6" [345mm]13.6" [345mm]19.4" [492mm]2.9" [73mm]2.5"[64mm]1.8" [45mm]ø0.875" [ø22mm]ø0.41" [ø10mm]POLE DRILL TEMPLATE4.3" [109mm]LUMINAIRE EPA = 0.40ft2 [0.04 m2]LUMINAIRE WEIGHT = 14 lbs [6.3 kg] LUMINAIRE WEIGHT = 7.5 lbs [3.4 kg] 3.5"[89mm]10.8" [275mm]18.3" [432mm]4.3" [109mm]10.8" [275mm]CLPole top fitter fits 2-3⁄8 to 2-1⁄2" OD x 4" depth tenon for up to 4 luminaires at 90°Order Code: PTF2-AL150/AL200-4-90-BZØ3.5" Ø [89 mm]3.8"[98 mm]11.0"[279 mm] 8.8"[224 mm]AL100/AL200 LED Area lightUp to 26,000 lumens© 2019 Signify Holding. All rights reserved. The information provided herein is subject to change, without notice. Signify does not give any representation or warranty as to the accuracy or completeness of the information included herein and shall not be liable for any action in reliance thereon. The information presented in this document is not intended as any commercial offer and does not form part of any quotation or contract, unless otherwise agreed by Signify. All trademarks are owned by Signify Holding or their respective owners.Signify North America Corporation 200 Franklin Square Drive, Somerset, NJ 08873 Telephone 855-486-2216Signify Canada Ltd. 281 Hillmount Road, Markham, ON, Canada L6C 2S3 Telephone 800-668-9008www.stonco.comStonco_AreaLight_SpecSheet page 2 of 2AL100AL200
https://www.signify.com/api/assets/v1/file/Signify/content/10ceff00c2bb48c4856daccf00bb0614/Stonco_SL_G2_SpecSheet.pdf | lighting | Security Light Spec Sheet 02/24 page 1 of 2General DescriptionLED Security Light combines economy with efficiency and is provided with LED technology that offers significant savings over traditional incandescent security luminaires. Ideal for security, building entryways and walkways, it's reliable LED technology, ensures maintenance-free installation and a long lifetime. LED Security Light can also be used throughout corridors for added security and illumination.SensorPIR motion sensor integrated to the luminaire with adjustable sensitivity, time delay and lux.Electrical120V - 277V driver. RoHS compliantOptical SystemPolycarbonate reflector Sealing with silicone gasket, glass diffuser. Typical CRI >70.MountingStandard luminaire provided with galvanized mounting bracket. Mounts directly over a 4” recessed j-box.ListingsDLC 5.1 Standard listed. UL listed to the UL 1598 standard, suitable for Wet Locations.FinishEach luminaire receives a powdercoat finish. Can chose between Black (BK) and White (WH) color.Limited WarrantyLED Wall Light luminaires feature a 5 year limited warranty. See signify.com/warranties for details.Product SpecificationsThe Stonco LED Security Light is an economical solution delivering the right light required for commercial or residential applications. It's reliable LED technology, ensures maintenance-free installation and a long lifetime.Project: Location: Cat.No: Type: Notes: Wall MountLED Security Light SelectSL Security LightOrdering Guide LuminaireSL20Color TemperatureSCTGenerationG1Options-Voltage8FinishSL20 SL Security LightSCT CCT Selectable (30K-40K-50K)G1 Generation 1- Integrated motion and Daylight Sensor8 120-277VBK BlackWH WhiteExample: SL20-SCT-G1-8-BKSecurity Light Spec Sheet 02/24 page 2 of 2LED Wattage and Lumen ValuesPredicted Lumen Depreciation DataPredicted performance derived from LED manufacturer’s data and engineering design estimates, based on IESNA LM-80 methodology. Actual experience may vary due to field application conditions. L70 is the predicted time when LED performance depreciates to 70% of initial lumen output. Calculated per IESNA TM21-11. Published L70 hours limited to 6 times actual LED test hours.DimensionsSL Security Light1. Wattage and lumen output may vary by due to LED manufacturer forward volt specification and ambient temperature. Wattage shown is average for 120V input. Measured wattage may vary due to variation in input voltage..2. Lumen values based on photometric tests performed in compliance with IESNA LM-79. NOTE: Contact outdoorlighting.applications@philips.com for details or additional information. Ordering CodesTotal LEDsSystem Current (mA)Color Temp.(K)Average System Wattage1Lumen Output 1,2Efficacy (LPW)SL20-SCT-G1-8-BK40170 @ 120V30004000500020220026002300110130115Ambient Temperature °C LED CurrentmACalculated L70 hrs1,2L70 Per TM-212,3Lumen Maintenance % @ 60,000hrs125°C15079,00060,00075%1. Predicted performance derived from LED manufacturer’s data and engineering design estimates, based on IESNA LM-80 methodology. Actual experience may vary due to field application conditions.2. L70 is the predicted time when LED performance depreciates to 70% of initial lumen output.3. Calculated per IESNA TM 21-11. Published L70 hours limited to 6 times actual LED test hours江
https://www.signify.com/api/assets/v1/file/PhilipsLighting/content/6ca1e3b42ddf4edbb225aa4c00cda78f/Stonco_SlimFlood_TF.pdf | lighting | Stonco_SlimFlood_SpecSheet 07/20 page 1 of 4Product SpecificationsStonco LED Slim flood is your best value for discreet and modern design on your floodlighting projects. Versatile and stylish with six different sizes to choose from, Slim flood provides application flexibility for ground, wall, or pole mount installations. Ideal for sign lighting, building facades, security lighting, and general purpose floodlighting applications. The discreet low profile design will not interfere with your landscape layouts. Project: Location: Cat.No: Type: Notes: Ordering guide example: TF200-NW-G1-Y-FL-8-BZLuminaireLED ColorGenerationG1MountingDistributionFLVoltage8FinishBZTF10 LED SlimFlood 10WTF30 LED SlimFlood 30WTF50 LED SlimFlood 50WWW³ Warm White 3000, 80CRINW Neutral White 4000K, 80CRICW Cool White 5000K, 80CRIG1 Generation 1K1 Knuckle (½" NPS male) and Yoke Mount combinationFL Flood 8 120-277VACBZ BronzeTF100 LED SlimFlood 100WTF150 LED SlimFlood 150WTF200 LED SlimFlood 200WNW Neutral White 4000K, 80CRICW Cool White 5000K, 80CRIY2 Yoke Mount only1. K Knuckle Mount and Yoke Mount combination available with TF10 / TF30 / TF50. 2. Y Yoke Mount only available with TF100 / TF150 / TF200.3. WW Warm White only available with TF10 / TF30 / TF50.Housing and Heat SinkSingle piece die cast aluminum alloy. Housing also acts as a heat sink, designed to ensure high efficacy and superior cooling by natural convection. Air flow pattern always close to LEDs and driver optimizing their efficiency and life. Product does not use any cooling device with moving parts (only passive cooling).MountingSuitable for mounting within 4' (1.2m) of the ground. Knuckle (K, see Ordering guide): K mounting option provides a unique 2-in-1 combo, includes a versatile yoke bracket for flat surfaces, as well as 1/2" NPS Knuckle mounting for easy connection to electrical junction boxes. Ships fully assembled with 3' (1m) long power cord.Yoke (Y, see Ordering guide): Integral structural steel adjustable yoke (Y) for direct surface mounting, painted for resistance to corrosion, with bolt to lock in aiming angle. Ships fully assembled, ready to install. Three foot (3' or 0.9144m) watertight STW 16 gauge cord exits out of Housing for connection by others, IP66 liquid tight connector to seal cord exit point.LensHeat and impact resistant tempered glass lens and electronics compartment providing an IP65 seal. Lens secured with silicone seal and clips, lens includes silk screen for aesthetic purposes.IK RatingIK07 impact resistance rating for lens.Surge ProtectionProvided integral inside driver: 10/30/50W: 2KV 100/150/200W: 4KVLight EngineComposed of 3 main components: LED Module / Optical System / Driver. Electrical components are RoHS compliant. LEDs tested by ISO 17025-2005 accredited lab in accordance with IESNA LM-80 guidelines extrapolations in accordance with IESNA TM-21. Metal core substrate ensures greater heat transfer and longer lifespan.LED ModuleComposed of mid-power performance white LEDs. Color temperature as per ANSI/NEMA bin Neutral White-4000 Kelvin nominal, Warm White-3000 Kelvin nominal, & Cool White-5000 Kelvin nominal (3985 +/- 275K or 3710K to 4260K), CRI 80 Min. Optical SystemFlood distribution, optimized for target lumens and a superior lighting uniformity. Photometric performance shall be tested per LM-79 (IESNA) certifying its photometric performance and published in accordance with LM-63. DriverHigh power factor of 0.9 min. Electronic driver, operating range 50/60 Hz, Class 1 or Class 2.WiringInsulated internal wiring located inside the housing, silicone seals all places where wiring passes through openings including sealed where it exits the luminaire for knuckle and trunnion mount. Due to the inrush current that occurs with electronic drivers, recommend using a time delay or slow blow fuse to avoid unnecessary and unwanted fuse blowing that can occur with fast acting fuses.HardwareAll exposed screws shall be stainless steel and/or corrosion resistant and captive. All seals and sealing devices are made and/or lined with EPDM and/or silicone and/or rubber.FinishFade and abrasion resistant, electrostatically applied, thermally cured, triglycidal isocyanurate (TGIC) polyester powdercoat textured bronze finish. LED Products Manufacturing StandardThe electronic components sensitive to electrostatic discharge (ESD) such as light emitting diodes (LEDs) are assembled in compliance with EC61340-5-1 and ANSI/ ESD S20.20 standards so as to eliminate ESD events that could decrease the useful life of the product. Vibration ResistanceKnuckle and Yoke mounts meet the ANSI C136.31 luminaire vibration specifications for normal applications (1.5G). Certifications and CompliancecETLus Listed for Canada and USA. DesignLights Consortium qualified. Entire luminaire is rated for operation in ambient temperature of -40°C (-40°F) up to +40°C (+104°F).IP65 RatingEntire luminaire including light engine and driver/electrical compartment IP65 rated in all aiming positions including upward aiming floodlighting applications.Limited Warranty5-year limited warranty. See signify.com/warranties for details and restrictions. Visit our eCatalog or contact your local sales representative for more information.FloodlightsSlim floodTF10/30/50/100/150/200Stonco_SlimFlood_SpecSheet 07/20 page 2 of 4TF10/30/50/100/150/200 Slim floodLED floodlights, 10-200WDimensions TF10/30/50TF10TF50TF30TF1007.97"202.4mm9.25"235.0mm6.77"171.96mm5.72"145.3mm5.28"134.1mm8.19"208.0mm1.42"36.1mm5.08"129.0mm2.36"60.0mm0.25"6.4mm0.25"6.4mm2.99"76.0mm3.15"80.0mm0.33"8.4mm0.33"8.4mm0.33"8.4mm0.33"8.4mm3.94"100.1mm6.06"153.9mm6.81"173.0mm1.50"38.1mm9.49"241.1mm1.57"39.9mm9.92"251.97mm12.48"317.0mm5.12"130.1mm4.27"108.5mm7.97"202.4mm9.25"235.0mm6.77"171.96mm5.72"145.3mm5.28"134.1mm8.19"208.0mm36.1mm5.08"129.0mm2.36"60.0mm0.25"6.4mm0.26.4m2.99"76.0mm0.33"8.4mm0.33"8.4mm3.9100.6.81"173.0mm1.50"38.1mm9.49"241.1mm1.57"39.9mm9.92"251.97mm12.48"317.0mm4.27"108.5mm7.97"202.4mm9.25"235.0mm6.77"171.96mm5.72"145.3mm5.28"134.1mm8.19"208.0mm1.42"36.1mm5.08"129.0mm2.36"60.0mm0.25"6.4mm0.25"6.4mm2.99"76.0mm3.15"80.0mm0.33"8.4mm0.33"8.4mm0.33"8.4mm0.33"8.4mm3.94"100.1mm6.06"153.9mm6.81"173.0mm1.50"38.1mm9.49"241.1mm1.57"39.9mm9.92"251.97mm12.48"317.0mm5.12"130.1mm4.27"108.5mm7.97"202.4mm9.25"235.0mm6.77"171.96mm5.72"145.3mm5.28"134.1mm8.19"208.0mm1.42"36.1mm5.08"129.0mm2.36"60.0mm0.25"6.4mm0.25"6.4mm2.99"76.0mm3.15"80.0mm0.33"8.4mm0.33"8.4mm0.33"8.4mm0.33"8.4mm3.94"100.1mm6.06"153.9mm6.81"173.0mm1.50"38.1mm9.49"241.1mm1.57"39.9mm9.92"251.97mm12.48"317.0mm5.12"130.1mm4.27"108.5mm7.97"202.4mm9.25"235.0mm6.77"171.96mm5.72"145.3mm5.28"134.1mm8.19"208.0mm36.1mm5.08"129.0mm2.36"60.0mm0.25"6.4mm0.25"6.4mm2.99"76.0mm0.33"8.4mm0.33"8.4mm3.94"100.1mm6.81"173.0mm1.50"38.1mm9.49"241.1mm1.57"39.9mm9.92"251.97mm12.48"317.0mm4.27"108.5mm7.97"202.4mm9.25"235.0mm6.77"171.96mm5.72"145.3mm5.28"134.1mm8.19"208.0mm1.42"36.1mm5.08"129.0mm2.36"60.0mm0.25"6.4mm0.25"6.4mm2.99"76.0mm3.15"80.0mm0.33"8.4mm0.33"8.4mm0.33"8.4mm0.33"8.4mm3.94"100.1mm6.06"153.9mm6.81"173.0mm1.50"38.1mm9.49"241.1mm1.57"39.9mm9.92"251.97mm12.48"317.0mm5.12"130.1mm4.27"108.5mm1.42"36.1mm5.08"129.0mm2.36"60.0mm0.25"6.4mm0.25"6.4mm2.99"76.0mm3.15"80.0mm0.33"8.4mm0.33"8.4mm0.33"8.4mm0.33"8.4mm3.94"100.1mm6.06"153.9mm6.81"173.0mm1.50"38.1mm9.49"241.1mm1.57"39.9mm5.12"130.1mm7.97"202.4mm9.25"235.0mm6.77"171.96mm5.72"145.3mm5.28"134.1mm8.19"208.0mm1.42"36.1mm5.08"129.0mm2.36"60.0mm0.25"6.4mm0.25"6.4mm2.99"76.0mm3.15"80.0mm0.33"8.4mm0.33"8.4mm0.33"8.4mm0.33"8.4mm3.94"100.1mm6.06"153.9mm6.81"173.0mm1.50"38.1mm9.49"241.1mm1.57"39.9mm9.92"251.97mm12.48"317.0mm5.12"130.1mm4.27"108.5mm2.36"60.0mm0.25"6.4mm0.25"6.4mm2.99"76.0mm3.15"80.0mm0.33"8.4mm0.33"8.4mm0.33"8.4mm0.33"8.4mm3.94"100.1mm6.06"153.9mm6.81"173.0mm9.49"241.1mm1.57"39.9mm5.12"130.1mm13.19"335.0mm16.93"430.0mm11.41"289.8mm10.75"273.1mm14.13"358.9mm9.15"232.4mm2.28"57.91mm12.13"308.1mm2.36"59.9mm27.877.48"190.0mm6.40" 162.5mm0.41"10.4mm0914.96"380.0mm0.41"10.4mm11.41"289.8mm10.75"273.1mm14.13"358.9mm9.15"232.4mm2.28"57.91mm12.13"308.1mm2.36"59.9mm7.48"190.0mm6.40" 162.5mm3.00"76.2mm0.41"10.4mm0.41"10.4mm0.39"9.9mm13.19"335.0mm16.93"430.0mm11.41"289.8mm10.75"273.1mm14.13"358.9mm9.15"232.4mm2.28"57.91mm12.13"308.1mm2.36"59.9mm7.48"190.0mm6.40" 162.5mm0.41"10.4mm14.96"380.0mm0.41"10.4mmStonco_SlimFlood_SpecSheet 07/20 page 3 of 4Dimensions TF150/200USF10BRZMounting adapter for trunnion, fits 2-3/8" O.D. tenon, bronze finish.Accessory (ordered separately, field installed)EPA and WeightEffective Projected Area (EPA-ft2)Product0° Aim45° Aim90° AimWeightTF10-NW-G1-K-FL-8-BZ0.0460.1090.1811.21lbs (0.55kg)TF30-NW-G1-K-FL-8-BZ0.0830.1970.3252.16lbs (0.98kg)TF50-NW-G1-K-FL-8-BZ0.1620.3820.6303.64lbs (1.65kg)TF100-NW-G1-Y-FL-8-BZ0.2370.5590.9237.01lbs (3.18kg)TF150-NW-G1-Y-FL-8-BZ0.3660.8631.42510.93lbs (4.96kg)TF200-NW-G1-Y-FL-8-BZ0.4341.0831.80513.4lbs (6.08kg)TF150TF20014.88"378.0mm19.33"491.0mm13.09"332.5mm13.19"335.0mm16.93"430.0mm11.41"289.8mm10.75"273.1mm14.13"358.9mm12.13"308.1mm2.36"59.9mm2.36"59.94mm9.06"230.1mm7.87" 199.9mm7.48"190.0mm6.40" 162.5mm3.00"76.2mm0.41"10.4mm0.41"10.4mm0.39"9.9mm10.63"270.0mm9.45" 240.0mm14.96"380.0mm16.65"422.9mm3.00"76.2mm0.41"10.4mm0.41"10.4mm0.39"9.9mm0.41"10.4mm0.41"10.4mm0.39"9.9mm3.00"76.2mm14.88"378.0mm19.33"491.0mm13.09"332.5mm13.19"335.0mm16.93"430.0mm11.41"289.8mm10.75"273.1mm14.13"358.9mm12.13"308.1mm2.36"59.9mm2.36"59.94mm9.06"230.1mm7.87" 199.9mm7.48"190.0mm6.40" 162.5mm3.00"76.2mm0.41"10.4mm0.41"10.4mm0.39"9.9mm10.63"270.0mm9.45" 240.0mm14.96"380.0mm16.65"422.9mm3.00"76.2mm0.41"10.4mm0.41"10.4mm0.39"9.9mm0.41"10.4mm0.41"10.4mm0.39"9.9mm3.00"76.2mm12.13"308.1mm6"mm2.36"59.94mm9.06"230.1mm7.87" 199.9mm7.48"190.0mm6.40" 162.5mm3.00"76.2mm0.41"10.4mm0.41"10.4mm0.39"9.9mm10.63"270.0mm9.45" 240.0mm14.96"380.0mm16.65"422.9mm3.00"76.2mm0.41"10.4mm0.41"10.4mm0.39"9.9mm0.41"10.4mm0.41"10.4mm0.39"9.9mm3.00"76.2mm14.88"378.0mm19.33"491.0mm13.09"332.5mm13.19"335.0mm16.93"430.0mm2.36"59.94mm14.96"380.0mm16.65"422.9mm0.41"10.4mm14.88"378.0mm19.33"491.0mm13.09"332.5mm13.19"335.0mm16.93"430.0mm11.41"289.8mm10.75"273.1mm358.9mm2.36"59.9mm2.36"59.94mm9.06"230.1mm7.87" 199.9mm0.41"10.4mm0.41"10.4mm0.39"9.9mm10.63"270.0mm9.45" 240.0mm14.96"380.0mm16.65"422.9mm3.00"76.2mm0.41"10.4mm0.41"10.4mm0.39"9.9mm0.41"10.4mm0.41"10.4mm0.39"9.9mm3.00"76.2mmTF10/30/50/100/150/200 Slim floodLED floodlights, 10-200WStonco_SlimFlood_SpecSheet 07/20 page 4 of 4LED Wattage and Lumen ValuesPredicted Lumen Depreciation DataPredicted performance derived from LED manufacturer’s data and engineering design estimates, based on IESNA LM-80 methodology. Actual experience may vary due to field application conditions. L70 is the predicted time when LED performance depreciates to 70% of initial lumen output. Calculated per IESNA TM21-11. Published L70 hours limited to 6 times actual LED test hours.Ambient Temperature °CSystem CurrentL70 per TM21 1,2Lumen Maintenance @ 54,000hrs25°C4950 mA>76,00084%1. L70 is the predicted time when LED performance depreciates to 70% of initial lumen output.2. Calculated per IESNA TM 21-11. Published L70 hours limited to 6 times actual LED test hours.1. Wattage and lumen output may vary by +/- 8% due to LED manufacturer forward volt specification and ambient temperature. Wattage shown is average for 120V through 277V input. Actual wattage may vary by an additional +/- 10% due to actual input voltage.2. Lumen values based on photometric tests performed in compliance with IESNA LM-79.Ordering CodesTotal LEDsLED Current (mA)Color Temp. (K)Average System Wattage1Lumen Output 1,2Efficacy (LPW)TF10-NW-G1-K-FL-8-BZ 12 100400091089119TF30-NW-G1-K-FL-8-BZ 30100 4000283256115TF50-NW-G1-K-FL-8-BZ 54100 4000485484115TF100-NW-G1-Y-FL-8-BZ 132100400010012439125TF150-NW-G1-Y-FL-8-BZ 196100400015018682125TF200-NW-G1-Y-FL-8-BZ 264100400019924987126TF-10-WW-G1-K-FL-8-BZ12100300091054117TF-30-WW-G1-K-FL-8-BZ301003000283111111TF-50-WW-G1-K-FL-8-BZ541003000485081106TF-10-CW-G1-K-FL-8-BZ12100500091100122TF-30-CW-G1-K-FL-8-BZ301005000283260116TF-50-CW-G1-K-FL-8-BZ541005000485455114TF-100-CW-G1-K-FL-8-BZ132100500010011852119TF-150-CW-G1-K-FL-8-BZ196100500015017426116TF-200-CW-G1-K-FL-8-BZ264100500019923084116TF10/30/50/100/150/200 Slim floodLED floodlights, 10-200WThe information presented in this document is not intended as any commercial offer and does not form part of any quotation or contract.© 2020 Signify Holding. All rights reserved. The information provided herein is subject to change, without notice. Signify does not give any representation or warranty as to the accuracy or completeness of the information included herein and shall not be liable for any action in reliance thereon. The information presented in this document is not intended as any commercial offer and does not form part of any quotation or contract, unless otherwise agreed by Signify.Stonco_SlimFlood_SpecSheet 07/20 page 4 of 4 Signify North America Corporation 200 Franklin Square Drive, Somerset, NJ 08873 Telephone 855-486-2216Signify Canada Ltd. 281 Hillmount Road, Markham, ON, Canada L6C 2S3 Telephone 800-668-9008All trademarks are owned by Signify Holding or their respective owners.www.stonco.com
https://www.signify.com/api/assets/v1/file/Signify/content/17436b495a124af6bd51aa3e00d56a48/LPW7_LytePro_sconce_G3.pdf | lighting | LPW7_LytePro_sconce 06/21 page 1 of 3Project: Location: Cat.No: Type: Lamps: Qty: Notes: Stocked luminaires – Ordering guideCatalog NumberDescriptionMaster Pack, QtyUPC CodeLPW7-G3-8-BZLPW7, 250mA, 4000K, 120-277V, Bronze textured paint6622252813858LPW7-G3-8-DGYLPW7, 250mA, 4000K, 120-277V, Dark gray textured paint6622252813841Stocked accessories - Ordering guide (Must be ordered separately)4Catalog NumberDescriptionMaster Pack, QtyUPC CodeLPWCVRPLT-BZ2LPW Universal wall cover mounting plate, Bronze textured paint(none)190096144860Ordering guide Example: LPW7-10-NW-G3-2-120-PCB-BZ OptionsPrefixWattageLED Color/GenDistribution VoltagePhotocontrolLocationFinishLPW710 2 LPW7 LytePro 7 LED small wall sconce10 10WNW-G3 Neutral White 4000K 70 CRI Generation 3WW-G3 Warm White 3000K 70 CRI Generation 32 Type 2120 120V208 208V240 240V277 277VUNV 120-277V (50/60Hz)––– NonePCB Photocontrol Button1BAC3 Meets the requirements of the Buy American Act of 1933 (BAA)TexturedBK BlackWH WhiteBZ BronzeDGY Dark GrayMGY Medium GrayCustomer specifiedRAL Specify optional color or RAL (ex: OC-LGP or OC-RAL7024)CC Custom color (Must supply color chip for required factory quote) 1 Must specify voltage.2 Other colors available upon request as made-to-order3 Failure to properly select the “BAC” suffix could result in you receiving product that is not BAA compliant product with no recourse for an RMA or refund. This BAC designation hereunder does not address (i) the applicability of, or availability of a waiver under, the Trade Agreements Act, or (ii) the “Buy America” domestic content requirements imposed on states, localities, and other non-federal entities as a condition of receiving funds administered by the Department of Transportation or other federal agencies.4 Consult Signify to confirm whether specific accessories are BAA-compliant.Wall mountLyteProLPW7 small wall sconceStonco LytePro LED small wall sconce LPW7 features outstanding value in a compact, architectural design, and combines energy savings with good photometric performance. LPW7 is ideal for entryways, corridors, facade and other wall/surface lighting applications. LPW7_LytePro_sconce 06/21 page 2 of 3Accessory dimensions (ordered separately)LPWCVRPLT LPW Universal wall cover mounting plate, 0.08" aluminum, bronze textured paint (used to cover larger pre-existing opening or surfaces, field installed). Offers same J-Box pattern as luminaire or may lagged to wall using (4) knockouts.LPW7 LyteProLED small wall sconceDimensionsOptical distributionBased on LPW7-10-NW-G3-2 at 10' mounting height1 MH2 MH1 MH2 MH1 MH2 MH3 MH003 MH3 MH0,2 fc0,5 fc1 fc2 fcOrdering CodeTotal LEDsLED Current (mA)Color Temp.Average System Watts Type 2Lumen Output BUG RatingEfficacy (LPW) LPW-7-10-NW-G3-21825040009.71050B1-U0-G0108 LPW-7-10-WW-G3-21825030009.71051B1-U0-G0108LED Wattage and Lumen ValuesPredicted lumen depreciation dataPredicted performance derived from LED manufacturer’s data and engineering design estimates, based on IESNA LM-80 methodology. Actual experience may vary due to field application conditions.L70 is the predicted time when LED performance depreciates to 70% of initial lumen output. Calculated per IESNA TM21-11. Published L70 hours limited to 6 times actual LED test hoursAmbient Temperature °CCalculated L70 HoursL70 per TM-21Lumen Maintenance % at 60,000 hrsup to 40°C>200,000 hours>60,000 hours>92%7.6" (19 cm)3.9" (10 cm)4.4" (11 cm)Values from photometric tests performed in accordance with IESNA LM-79 and are representative of the configurations shown.Actual performance may vary due to installation and environmental variables, LED and driver tolerances, and field measurement considerations. It is highly recommended to confirm performance with a photometric layout.NOTE: Some data may be scaled based on tests of similar (but not identical) luminaires. Contact factory for configurations not shown.Luminaire weight: 4 lbs (1.8 kg)10.0"(25 cm)18.0" (46 cm)Universal J-Box mounting hole pattern8.5"(22 cm)1.5"(4 cm)16.5" (42 cm)1.5" (4 cm)LPW7 10' mounting heightMounting height6 ft8 ft10 ftMultiplier1.231.141.00LPW7_LytePro_sconce 06/21 page 3 of 3General DescriptionLytePro LED small wall sconce LPW7 combines excellent performance, design and value to meet the needs of the energy and budget conscious. The LPW7 is available for use in downward facing, surface wall mount applications, over recessed j-boxes or where power can be directly fed through back surface, whereby connections splices can be made inside the luminaire housing. Two SKU's are available as in-stock configurations (2-day quick ship). HousingDie-cast housing houses both the LED and driver assemblies. Design incorporates an integrated heat sink to maximize thermal performance and reliability. Backplate is corrosion free, composite polycarbonate, with built-in level bubble, offers integral interlocking hook and mount design for easy installation. MountingEasy interlocking hook and mount housing/backplate design for easy installation. Mounts over 3.5", 4" octagonal j-boxes and single gang switch boxes (mounted horizontally) or can be directly lagged to surface. Ensure proper steps for gasket/sealing luminaire to surface.IP RatingOptical compartment is IP65 rated with a frosted acrylic lens sealed with silicone.LED Board and ArrayProvides up to 108 lm/W at the system level. Standard color temp is 4000K or 3000K +/- 130K, minimum 70 CRI.ElectricalDriver efficiency (>89% standard). 120-277V. Temp range: -40°C (-40°F) to 40°C (104°F). Open/short circuit protection. RoHS compliant.ListingsProduct is cETLus listed suitable for Wet Locations. Suitable for use in ambients from -40°C to 40°C (-40°F to 104°F). DesignLights Consortium® qualified.FinishEach luminaire receives a fade and abrasion resistant, electrostatically applied, thermally cured, triglycidal isocyanurate (TGIC) textured polyester powdercoat finish. WarrantyLPW7 luminaires, the LED arrays, and the drivers are all covered by a 5-year limited warranty. See www.signify.com/warranties for details.LPW7 LyteProLED small wall sconce© 2021 Signify Holding. All rights reserved. The information provided herein is subject to change, without notice. Signify does not give any representation or warranty as to the accuracy or completeness of the information included herein and shall not be liable for any action in reliance thereon. The information presented in this document is not intended as any commercial offer and does not form part of any quotation or contract, unless otherwise agreed by Signify.LPW7_LytePro_sconce 06/21 page 3 of 3 Signify North America Corporation 200 Franklin Square Drive, Somerset, NJ 08873 Telephone 855-486-2216Signify Canada Ltd. 281 Hillmount Road, Markham, ON, Canada L6C 2S3 Telephone 800-668-9008All trademarks are owned by Signify Holding or their respective owners.www.stonco.com
https://cdn.currentlighting.com/site/specsheet/TS_Airo_spec_sheet.pdf | lighting | currentlighting.com/exo© 2022 HLI Solutions, Inc. All rights reserved. Information and specifications subject to change without notice. All values are design or typical values when measured under laboratory conditions.Page 1 of 6 Rev 07/25/22SLING TradeSelect_R01FEATURES• Compact sleek design with multiple lumen output configurations and simple installation• The SLING includes a universal mounting block for easy pole installation or mast arm accessory for 2-3/8 ft OD roadway brackets • Micro Strike optical distributions of Type 3 or 4W• 1.5G rated for high vibration applications including bridges and overpassesSLING TradeSELECTAREA/SITE/ROAD LIGHTER DATE:LOCATION:TYPE:PROJECT:CONSTRUCTION• Die-cast housing with hidden vertical heat fins that are optimal for heat dissipation while keeping a clean smooth outer surface • Corrosion resistant, die-cast aluminum housing with powder coat paint finish• Separate optical and electrical compartment for improved thermal management and optimum component operation• TGIC thermoset polyester powder paint finish applied at nominal 2.5 mil thicknessOPTICS• Entire optical aperture illuminates to create a larger luminous surface area resulting in a low glare appearance without sacrificing optical performance• Premium engineered individual acrylic lenses deliver IES Type 3 and 4W distributions• Lens distributions are field rotatable (in 90˚ increments) or exchangeable for job site fine-tuning• 4000K (70 CRI) CCT• 160 midpower LEDs • Zero uplight at 0 degrees of tilt CERTIFICATIONS• Listed to UL1598 and CSA C22.2#250.0-24 for wet locations and 40˚C ambient temperatures• 1.5G rated for ANSI C136.31 high vibration applications• IP65 optical assembly• DLC (DesignLights Consortium Qualified), with some Premium Qualified configurations.Please refer to the DLC website for specificproduct qualifications at www.designlights.org• This product qualifies as a “designated country construction material” per FAR 52.225-11 Buy American-Construction Materials under Trade Agreements effective 04/23/2020. See Buy American SolutionsWARRANTY• 5 Year warrantySPECIFICATIONSINSTALLATION• Universal mounting block works with #2 drill pattern• Fixture ships with slotted mounting block to accommodate wide range of drill patterns for easy retrofit opportunitiesINSTALLATION (CONTINUED)• Mast arm fitter accessory or option available for 2-3/8” OD brackets with vertical tilt of +3°, 0° or -3°ELECTRICAL• Universal 120-277 VAC input voltage, 50/60 Hz• Ambient operating temperature -40˚ C to 40˚ C• Drivers have greater than 90% power factor and less than 20% THD• LED drivers have output power over-voltage, over-current protection and short circuit protection with auto recovery• Built in driver surge protection of 6kV.CONTROLS• 0-10 Volt Dimmable Driver Standard controlsCATALOG #:KEY DATALumen Range12,000–18,000Wattage Range100–135Efficacy Range (LPW)127–138Weight lbs. (kg)14.5–17.5 (6.6–8.0)SLING (ASL1)See Certiﬁcation SpeciﬁcationsBUY AMERICANSOLUTIONSSee Certiﬁcation SpeciﬁcationsBUY AMERICANSOLUTIONSSLING TradeSelectAREA/SITE/ROAD LIGHTERcurrentlighting.com/exo© 2022 HLI Solutions, Inc. All rights reserved. Information and specifications subject to change without notice. All values are design or typical values when measured under laboratory conditions.Page 2 of 6 Rev 07/25/22SLING TradeSelect_R01DATE:LOCATION:TYPE:PROJECT:CATALOG #:STOCK ORDERING INFORMATIONCatalog NumberLumensWattageLED CountCCT/CRIVoltageDistributionMountingFinishASL1-100-4W-ASQU12000100160L4000K/70CRI120-277V4WUniversal ArmDark Bronze Matte TexturedASL1-100-3-ASQU12000100160L4000K/70CRI120-277V3Universal ArmDark Bronze Matte TexturedASL1-135-4W-ASQU18000135160L4000K/70CRI120-277V4WUniversal ArmDark Bronze Matte TexturedASL1-135-3-ASQU18000135160L4000K/70CRI120-277V3Universal ArmDark Bronze Matte TexturedSTOCK POLE COMBOCatalog NumberPoleSingle or DoubleFixtureDistributionASL1-100-4K7-3-S2020’ Square Straight SteelSingle HeadASL-160L-100-4K73ASL1-100-4K7-4W-S2020’ Square Straight SteelSingle HeadASL-160L-100-4K74WASL1-100-4K7-3-S20-2X20’ Square Straight SteelDouble Head (180°)ASL-160L-100-4K73ASL1-100-4K7-4W-S20-2X20’ Square Straight SteelDouble Head (180°)ASL-160L-100-4K74WASL1-100-4K7-3-S2525’ Square Straight SteelSingle HeadASL-160L-100-4K73ASL1-100-4K7-4W-S2525’ Square Straight SteelSingle HeadASL-160L-100-4K74WASL1-100-4K7-3-S25-2X25’ Square Straight SteelDouble Head (180°)ASL-160L-100-4K73ASL1-100-4K7-4W-S25-2X25’ Square Straight SteelDouble Head (180°)ASL-160L-100-4K74WASL1-135-4K7-3-S2020’ Square Straight SteelSingle HeadASL-160L-135-4K73ASL1-135-4K7-4W-S2020’ Square Straight SteelSingle HeadASL-160L-135-4K74WASL1-135-4K7-3-S20-2X20’ Square Straight SteelDouble Head (180°)ASL-160L-135-4K73ASL1-135-4K7-4W-S20-2X20’ Square Straight SteelDouble Head (180°)ASL-160L-135-4K74WASL1-135-4K7-3-S2525’ Square Straight SteelSingle HeadASL-160L-135-4K73ASL1-135-4K7-4W-S2525’ Square Straight SteelSingle HeadASL-160L-135-4K74WASL1-135-4K7-3-S25-2X25’ Square Straight SteelDouble Head (180°)ASL-160L-135-4K73ASL1-135-4K7-4W-S25-2X25’ Square Straight SteelDouble Head (180°)ASL-160L-135-4K74WACCESSORIES (ORDERED SEPARATELY)Catalog NumberDescriptionASL1-HSS-90-B-XXX 1House Side Shield Back 90 degASL1-HSS-90-F-XXX 1House Side Shield Front 90 degASL1-HSS-90-S-XXX 1House Side Shield Side 90 degASL1-HSS-270-BSS-XXX 1House Side Shield Back, Side & Side 270 degASL1-HSS-270-FSS-XXX 1House Side Shield Front, Side & Side 270 degASL1-HSS-270-FSB-XXX 1House Side Shield Front, Side & Back 270 degASL1-HSS-360-XXX 1House Side Shield 360 degASL-MAFMast arm kit with wildlife shield for mounting on 2 3/8" OD armsSETA2-XX1Square pole tenon adapter (4 at 90 degrees) (2 3/8” OD tenon)RETA2-XX1Round pole tenon adapter (4 at 90 degrees) (2 3/8” OD tenon), requires CL1S-RPA4-ACC-XX for each luminaireRARBC160LBacklight Control 160LCL1S-RPA4-ACC-XX 1Round Pole Adapter (* denotes pole diameter; 3 = 3 ¼” -3 ¾”; 4* = 3 7/8” – 6”)ASL-ARMMTG-XX11Arm mounting kit for side of pole attachmentWB-AREA-XX 1Wall bracket, Compatible with standard arm mount option1Replace XX or XXX with color choice, eg.: DB for Dark Bronze or BLT for Black Matte TexturedSLING TradeSelectAREA/SITE/ROAD LIGHTERcurrentlighting.com/exo© 2022 HLI Solutions, Inc. All rights reserved. Information and specifications subject to change without notice. All values are design or typical values when measured under laboratory conditions.Page 3 of 6 Rev 07/25/22SLING TradeSelect_R01DATE:LOCATION:TYPE:PROJECT:CATALOG #:ELECTRICAL DATAFamilyNominal WattageInput Voltage (Volts)Current (AMPS)System Power (Watts)SLING(ASL1) 1001200.73882080.422400.372770.323470.254800.181351201.11133.32080.642400.562770.483470.384800.28Use these factors to determine relative lumen output for average ambient temperatures from 0-40°C (32-104°F).LUMINAIRE AMBIENT TEMPERATURE FACTOR (LATF)Ambient TemperatureLumen Multiplier0˚ C32˚ F1.0610˚ C50˚ F1.0320˚ C68˚ F1.0125˚ C77˚ F1.0030˚ C86˚ F0.9940˚ C104˚ F0.9750˚ C122˚ F0.941. Projected per IESNA TM-21-11 (* 2100mA, 105°C Ts, 6,000hrs)PROJECTED LUMEN MAINTENANCEAmbientTemperatureOPERATING HOURS025,000TM-21-111L96 60,00050,000100,000L70(Hours)25oC / 77oF1.000.970.960.950.91 408,000 40oC / 104oF0.990.960.950.940.89 356,000 DescriptionNominal WattageSystem WattsDist. Type4K (4000K NOMINAL 70 CRI)LumensLPW1BUGASL110088.02118861352023120101362024W117871342035QW12070137402135133.32179991353033177761332024W175691322035QW18064136402PERFORMANCE DATA1VAC input Lumen values are from photometric test performed in accordance with IESNA LM-79-08. Data is considered to be representative of the configurations. Actual performance may differ as a result of end-user environment and application.SLING TradeSelectAREA/SITE/ROAD LIGHTERcurrentlighting.com/exo© 2022 HLI Solutions, Inc. All rights reserved. Information and specifications subject to change without notice. All values are design or typical values when measured under laboratory conditions.Page 4 of 6 Rev 07/25/22SLING TradeSelect_R01DATE:LOCATION:TYPE:PROJECT:CATALOG #:DIMENSIONSASL1 A B C D E ASL1 EPA@0˚ ASL1 w/ HSS 18.9" 11.7" 3.7" 5.65" 1.5" .46 ft.2 .73 ft.2 480mm 297mm 94mm 144mm 38mm .14 m2 .22 m2 Weight ASL1 14.47 lbs (6.56 kgs) XXXXXXECO-XXXXX/XX/XXXX43214321ABThis document contains confidential and proprietary information of HubbellLighting. Receipt or possession of this document does not convey any rightsto reproduce or disclose its contents, or to make, use , or sell anything it maydisclose. Reproduction, disclosure, or use of the document or its contents,without the specific written authorization of Hubbell Lighting, may violate theintellectual property rights of Hubbell Lighting.CRITICAL DIMENSIONSUNSPECIFED TOLERANCES: INCHESX.X=u0.1 X.XX=u0.03 X.XXX=u0.010FRACTIONS=u1/32 ANGULAR TOLERANCE=u1vREV.PART NO.FINISH:MATERIAL:THIRD ANGLE PROJECTIONDRAWN:DO NOT SCALE PRINTCONFORMS TO ASME Y14.5MDIMENSIONS IN [ ] IN MMDIMENSIONS IN INCHESCHECKED BY:ENGINEERING:CATALOG NO.SCALEBSIZEDRAWING NO.REVDATERECORDDESN CHCKSHT 12 SHTS Error: No reference Error: No referencen/aN/An/aASL_E1_line drawings.dftjduckworth09/02/20XXX05/19/05XXX05/19/05PV:1NOTES: UNLESS OTHERWISE SPECIFIED1. DEBURR AND BREAK SHARP CORNERS.18.9211.693.655.6524.043.655.6211.691.511.51ABXXXXXXECO-XXXXX/XX/XXXX4321AB4321ABThis document contains confidential and proprietary information of HubbellLighting. Receipt or possession of this document does not convey any rightsto reproduce or disclose its contents, or to make, use , or sell anything it maydisclose. Reproduction, disclosure, or use of the document or its contents,without the specific written authorization of Hubbell Lighting, may violate theintellectual property rights of Hubbell Lighting.CRITICAL DIMENSIONSUNSPECIFED TOLERANCES: INCHESX.X=u0.1 X.XX=u0.03 X.XXX=u0.010FRACTIONS=u1/32 ANGULAR TOLERANCE=u1vREV.PART NO.FINISH:MATERIAL:THIRD ANGLE PROJECTIONDRAWN:DO NOT SCALE PRINTCONFORMS TO ASME Y14.5MDIMENSIONS IN [ ] IN MMDIMENSIONS IN INCHESCHECKED BY:ENGINEERING:CATALOG NO.SCALEBSIZEDRAWING NO.REVDATERECORDDESN CHCKSHT 12 SHTS Error: No reference Error: No referencen/aN/An/aASL_E1_line drawings.dftjduckworth09/02/20XXX05/19/05XXX05/19/05PV:1NOTES: UNLESS OTHERWISE SPECIFIED1. DEBURR AND BREAK SHARP CORNERS.18.9211.693.655.6524.043.655.6211.691.511.51CDEPHOTOMETRYType IIIType IVThe following diagrams represent the general distribution options offered for this product. For detailed information on specific product configurations, see website photometric test reports. .8751.7501.750.562.875.5621.894.33 J K L M N 4.33" .562" .875" 1.75" .562" 480mm 297mm 94mm 610mm 297mm JKLLMMNPROGRAMMED CONTROLSADD-AutoDim Timer Based Options• Light delay options from 1-9 hours after the light is turned on to dim the light by 10-100%. To return the luminaire to its original light level there are dim return options from 1-9 hours after the light has been dimmed previously.EX: ADD-6-5-R6ADT-AutoDim Time of Day Based Option• Light delay options from 1AM-9PM after the light is turned on to dim the light by 10-100%. To return the luminaire to its original light level there are dim return options from 1AM-9PM after the light has been dimmed previously.EX: ADT-6-5-R6ADD Control OptionsConfigurations ChoicesExample Choice PickedAuto-Dim Options1-9 Hours6Auto-Dim Brightness0-9% Brightness5Auto-Dim ReturnDelay 0-9 HoursR6ADD Control OptionsConfigurations ChoicesExample Choice PickedAuto-Dim Options12-3 AM and 6-11 PM6Auto-Dim Brightness0-9% Brightness5Auto-Dim Return12-6 AM and 9-11PR6SLING TradeSelectAREA/SITE/ROAD LIGHTERcurrentlighting.com/exo© 2022 HLI Solutions, Inc. All rights reserved. Information and specifications subject to change without notice. All values are design or typical values when measured under laboratory conditions.Page 5 of 6 Rev 07/25/22SLING TradeSelect_R01DATE:LOCATION:TYPE:PROJECT:CATALOG #:ADDITIONAL INFORMATIONACCESSORYSPOKE BRACKET (single arm shown)Horizontal round arm tenon adapters for use with MAF mounting type or accessory kit. Reference SH Spoke Pole Top Brackets for ordering information.WB-AREA-XXROUND POLE ADAPTERMOUNTINGArm Mount – Fixture ships with integral arm for ease of installation. Compatible with Hubbell Outdoor S2 drill pattern. MAF – Fits 2-3/8” OD arms Roadway applications.Wall Mount – Wall mount bracket designed for building mount applications.2Slide fixture onmounting block andsecure with hardware,Complete wiring perinstruction sheet3Secure arm doorwith cover plate1Attach mounting block with adjustable nut to poleUniversal Mount – Universal mounting block for ease of installation. Compatible with drill patterns from 2.5” to 4.5”SLING TradeSelectAREA/SITE/ROAD LIGHTERcurrentlighting.com/exo© 2022 HLI Solutions, Inc. All rights reserved. Information and specifications subject to change without notice. All values are design or typical values when measured under laboratory conditions.Page 6 of 6 Rev 07/25/22SLING TradeSelect_R01DATE:LOCATION:TYPE:PROJECT:CATALOG #:ADDITIONAL INFORMATION (CONT'D)USE OF TRADEMARKS AND TRADE NAMESAll product and company names, logos and product identifies are trademarks ™ or registered trademarks ® of Hubbell Lighting, Inc. or their respective owners. Use of them does not necessarily imply any affiliation with or endorsement by such respective owners. CONFIGURATIONSInstruction Sheet: 93133511_AHubbell Lighting701 MilliBl dTechnical Support: (864) 678-1000Fax: (864) 898-1065ASLx HSS-90-B-xxASLx HSS-90-S-xxASLx HSS-90-S-xxASLx HSS-270-BSS-xxASLx HSS-270-FSS-xxASLx HSS-270-FSB-xxASLx HSS-270-FSB-xxASLx HSS-360-xxASLx HSS-90-F-xxASL HOUSE SIDE SHIELDASL ACCESSORY
https://cdn.currentlighting.com/site/specsheet/nrg4000led.pdf | lighting | currentlighting.com/exo© 2022 HLI Solutions, Inc. All rights reserved. Information and specifications subject to change without notice. All values are design or typical values when measured under laboratory conditions.Page 1 of 2 Rev 07/20/22NRG4000 spec sheet redesign_R01FEATURES• Designed for illumination of commercial indoor/outdoor lowbay applications• luminaire provides a cost effective and capable lighting solution while saving energy and providing general illumination• Saves 60-80% compared to traditional Metal Halide sources• Die-cast housing provides rigid mounting and dissipates heat for long life• 10% uplight to eliminate cave effect• Typical mounting height up to 16ft• Polycarbonate lens option for greater vandal resistanceNRG®4000LUMASQUARE® II SERIES DATE:LOCATION:TYPE:PROJECT:CONSTRUCTION• One-piece, injection-molded, clear prismatic acrylic refractor• High temperature acrylic for reduced yellowing, uniform light distribution and low glare• Fully gasketed for weatherproof/bugproof integrity• High transmittance acrylic featuring 82-84% efficiencies plus three times impact strength of standard acrylic• Stainless steel vandal-resistant screws standard• Rugged, die-cast housing has a durable Lektrocote® finish available in bronze, white, black and gray• Mounts over recessed J-box and features two convenient 1/2” side hubs for surface conduit mounting and an internal channel for thru wiringCERTIFICATIONS• Listed to UL1598 for use in wet locationsWARRANTY• 5 year warrantySPECIFICATIONSOPTICS• Fixture available in 350 mA or 700 mA for increased lumen output• LED(s) CCT: 3000K CCT (80 CRI) nominal, 4000K CCT (70 CRI) nominal and 5000K CCT (70 CRI) nominal)INSTALLATION• Standard mounting for ceiling/conduit; two 1/2” conduit hubs for surface wiringELECTRICAL• 10KA surge suppressor is included• Two 0-10V dimming drivers, 120-277V, 50/60 Hz• Fixtures are designed for operating ambient temperature of -40˚C to 40˚CCATALOG #:KEY DATALumen Range3389–7727Wattage Range35–70Efficacy Range (LPW)82–127Fixture Projected Life (Hours) L70>672KWeights lbs. (kg)13.9 (6.3)ORDERING GUIDEORDERING INFORMATION–––––Series# LEDsVoltageCCTDrive CurrentFinish NRG-4Lumasquare II30L 30 LEDsU120V-277V3K3000K4K4000K5K5000KBlank700mA035350mAExample: NRG-4-30L-U-3K-035-BLCATALOG #BLTBlack Matte TexturedBLSBlack Gloss SmoothDBTDark Bronze Matte TexturedDBSDark Brone Gloss SmoothGTTGraphite Matte TexturedLGSLight Grey Gloss SmoothPSSPlatinum Silver SmoothWHTWhite Matte TexturedWHSWhite Gloss SmoothVGTVerde Green TexturedColor OptionCCCustom ColorNRG®4000LUMASQUARE® II SERIEScurrentlighting.com/exo© 2022 HLI Solutions, Inc. All rights reserved. Information and specifications subject to change without notice. All values are design or typical values when measured under laboratory conditions.Page 2 of 2 Rev 07/20/22NRG4000 spec sheet redesign_R01DATE:LOCATION:TYPE:PROJECT:CATALOG #:*Lumen values are from photometric tests performed at a NVLAP accredited labratory in accordance with IESNA LM-79-08. Data is considered to be representative of the configurations shown. Actual performance may differ as a result of end-user environment, application and performance tolerances of the electrical components.PERFORMANCE DATAPROJECTED LUMEN MAINTENANCEAmbientTemperatureOPERATING HOURS025,00050,000TM-21-11 L96 60,000100,000L70 (Hours)25oC / 77oF1.000.980.960.960.94>672,00040oC / 104oF0.990.960.950.940.92>539,000ELECTRICAL DATA# OF LEDSNumber of DriversDrive Current (mA)Input Voltage (V) Oper. Current (Amps) System Power (W)301350mA120350.59277350.272700mA120701.19277710.58# Of LEDsNominal WattageSystem WattsDist. Type5K (5000K NOMINAL 70 CRI)4K (4000K NOMINAL 70 CRI)3K (3000K NOMINAL 80 CRI)LumensLPW*BUGLumensLPW*BUGLumensLPW*BUG30350mA35w5S44711271314234121131338997131700mA70w5S77271102427504108232573082232Use these factors to determine relative lumen output for average ambient temperatures from 0-40°C (32-104°F).LUMINAIRE AMBIENT TEMPERATURE FACTOR (LATF)Ambient TemperatureLumen Multiplier0˚ C32˚ F1.0210˚ C50˚ F1.0120˚ C68˚ F1.0025˚ C77˚ F1.0030˚ C86˚ F1.0040˚ C104˚ F0.9950˚ C122˚ F0.98DIMENSIONS A B C Weight 14" 8.125" 4.75" 13.9 lbs. 356 mm 206 mm 121 mm 6.3 kgABCUSE OF TRADEMARKS AND TRADE NAMESAll product and company names, logos and product identifies are trademarks ™ or registered trademarks ® of Current Lighting, Inc. or their respective owners. Use of them does not necessarily imply any affiliation with or endorsement by such respective owners.
https://cdn.currentlighting.com/site/specsheet/LBUL_Colt_Spec_Sheet.pdf | lighting | currentlighting.com/exo© 2022 HLI Solutions, Inc. All rights reserved. Information and specifications subject to change without notice. All values are design or typical values when measured under laboratory conditions.Page 1 of 2 Rev 07/27/22LBUL Colt Spec _R01FEATURES• Compact flood light with uniform 7x6 distribution• Perfect for landscape lighting applications• Durable 1/2" 14 NPS knuckle• Easy to install by one person• IP65 rating for durability in ground mounting applicationsCOLT LBULLED BULLETDATE:LOCATION:TYPE:PROJECT:CONSTRUCTION• Rugged die-cast aluminum housing• Lens is made of UV stabilized acrylicOPTICS• Integral reflector optimizes efficiency• Distribution is 7x6INSTALLATION• Suitable for ground mounting applications• Standard knuckle is 1/2" x 14 NPSWARRANTY• 5 Year warrantySPECIFICATIONSELECTRICAL• Configurations for 120-277V applications• 50/60 Hz power factor > 90%CERTIFICATIONS• DLC® (DesignLights Consortium) Qualified. Please refer to the DLC (DLC) premium qualifications, consult DLC website for more details: http://www.designlights.org/QPL• Fixture is IP65 rated• Listed to UL1598 for use in wet location CATALOG #:KEY DATALumen Range2637–2690Wattage20Efficacy Range (LPW)132–134 Fixture Projected Life (Hours)>60,000 Weight lbs. (kg)1.54 (0.70)ORDERING INFORMATIONCatalog NumberMountingDistributionWattageVoltageLumensLPWCCT/CRIWeight lbs. (kg)LBUL-20-3KKnuckle7 X 620120-27726321323000K/70 1.54 (.07)LBUL-20-4KKnuckle7 X 620120-27729011454000K/70 1.54 (.07)IP65COLT LBULMINI LED BULLETcurrentlighting.com/exo© 2022 HLI Solutions, Inc. All rights reserved. Information and specifications subject to change without notice. All values are design or typical values when measured under laboratory conditions.Page 2 of 2 Rev 07/27/22LBUL Colt Spec _R01DATE:LOCATION:TYPE:PROJECT:CATALOG #:PERFORMANCE DATASERIES NUMBERSYSTEM WATTSDISTRIBUTION TYPECCT/CRILUMENSLPWMAX CANDLE POWERLBUL-20-3K207 X 670/3000K26321321183LBUL-20-4K207 X 670/4000K29011451301Lumen values are from photometric test performed in accordance with IESNA LM-79-08. Data is considered to be representative of the configurations shown. Actual performance may differ as a result of end-user environment application and inherant performance balances of the electrical components.PROJECTED LUMEN MAINTENANCEAMBIENT TEMPERATURELUMEN MULTIPLIER0˚ C32˚ F1.0310˚ C50˚ F1.0120˚ C68˚ F1.0025˚ C77˚ F1.0030˚ C86˚ F0.9940˚ C104˚ F0.9850˚ C122˚ F0.97Use these factors to determine relative lumen output for average ambient temperatures from 0-40°C (32-104°F).OPERATING HOURSAmbient Temp.025,000TM-21-111 L96 36,00050,000100,000L70 Calculated(hours)25°C / 77°F1.000.95 0.920.890.80153,00040°C / 104°F0.990.940.910.880.77138,0001 Projected per IESNA TM-21-11 * Data references the extrapolated performance projections for the base model in a 40°C ambient, based on 10,000 hours of LED testing per IESNA LM-80-08ELECTRICAL DATAPHOTOMETRYNominal WattageINPUT VOLTAGE(V)CURRENT(Amps) SYSTEM POWER (w)201200.167202080.096202400.083202770.07220LUMINAIRE AMBIENTTEMPERATURE FACTOR (LATF)DIMENSIONSB45oCDA A B C D Weight 7.2" 4.3" 2.8" 7.6" 1.54lbs (185 mm) (108 mm) (72 mm) (192 mm) 0.70kgSetback: 10'0'10'10'20'30'USE OF TRADEMARKS AND TRADE NAMESAll product and company names, logos and product identifies are trademarks ™ or registered trademarks ® of Current or their respective owners. Use of them does not necessarily imply any affiliation with or endorsement by such respective owners.
https://cdn.currentlighting.com/site/specsheet/HOL_LNC2LED_spec.pdf | lighting | currentlighting.com/exo© 2023 HLI Solutions, Inc. All rights reserved. Information and specifications subject to change without notice. All values are design or typical values when measured under laboratory conditions.Page 1 of 5 Rev 08/17/23HOL_LNC2LED_spec_R03FEATURES• 60% more lumens and increased performance than smaller LNC models• 3000K, 4000K and 5000K as well as Phosphor Converted Amber• Type II, III and IV distributions available for a variety of application needs• Quick-mount adapter allows easy installation/maintance• 347V and 480V versions for industrial applications and Canada• Full cut-off, neighbor friendly• Optional photocontrol for additional energy savingsLNC2SMALL LED LITEPAKDATE:LOCATION:TYPE:PROJECT:CONSTRUCTION• Rugged die-cast aluminum housing protects components and provides an architectural appearance• Casting thermally conducts LED heat to optimize performance and long life • Powder paint finish provides durability in outdoor environments. Tested to meet 1000 hour salt spray rating.• Construction tested to ASTM B117 for 1,000 hours of salt spray.OPTICS• Zero uplight distributions using individual acrylic Micro Strike Optics• LED optics provide IES type III and IV distributions. Optional (CS) acrylic diffuser available for reduced glare • L96 at 60,000hrs (Projected per IESNA TM-21-11), see table on page 3 for all valuesINSTALLATION• Quick-mount adapter provides easy installation to wall or to recessed junction boxes (4" square junction box)• Designed for direct j-box mount. • Optional 1/2” conduit hubs available (standard for control options and battery versions)CERTIFICATIONS• Listed to UL1598 and CSAC22.2#250.0-24 for wet locations • DLC® (DesignLights Consortium Qualified), with some Premium Qualified configurations. Not all product variations on this page are DLC Qualified. Refer to http://www.designlights.org/ for the most up-to-date list.• Fixture is IP65 ratedWARRANTY• 5 year warrantySPECIFICATIONSELECTRICAL• 120V-277V universal voltage 50/60Hz 0-10V dimming drivers• 347V and 480V dimmable driver option available in 25W and 35W configurations • Minimum operating temperature is -40˚C/-40˚F• Drivers have greater than .90 power factor and less than 20% Total Harmonic Distortion• Driver RoHS and IP66 • 10kA surge protector available as an option• 3000K CCT nominal, 4000K CCT nominal, 5000K CCT nominal (70 CRI) CONTROLS• Universal button photocontrol for use with 120-277V configurations• Occupancy sensor options available for complete on/off and dimming control• NX Lighting Controls™ available that feature dimming and occupancy sensor• Integral Battery Backup provides emergency lighting for the required 90 minute path of egress. Uses 15 watts of power for about 2000 lumens• Dual Driver option provides 2 drivers within luminaire but only one set of leads exiting the luminaire, where Dual Power Feed provides two drivers which can be wired independently as two sets of leads are extended from the luminaire. Both options can not be included in one fixture. CATALOG #:KEY DATALumen Range1000-5600Wattage Range10-45Efficacy Range (LPW)108-124Weights lbs. (kg)9.6 (24.5)CONTROL TECHNOLOGYIP6510-DAY QUICK SHIP PROGRAMLNC2SMALL LED LITEPAKcurrentlighting.com/exo© 2023 HLI Solutions, Inc. All rights reserved. Information and specifications subject to change without notice. All values are design or typical values when measured under laboratory conditions.Page 2 of 5 Rev 08/17/23HOL_LNC2LED_spec_R03ORDERING GUIDEDATE:LOCATION:TYPE:PROJECT:CATALOG #:ORDERING INFORMATION–––––SeriesLight EngineCCT/CRIDistributionVoltageLNC2Small LitePak LNC248L-101000 lumens48L-152000 lumens48L-202500 lumens48L-253500 lumens48L-35 4500 lumens48L-45 5600 lumensP1515w PrismaticP2525w PrismaticP3535w Prismatic3K73000K, 70 CRI4K74000K, 70 CRI5K75000K, 70 CRIAPAmber Phosphor Converted 123Type 3 4WType 4 Wide FTForward Throw 8UNV120-277V120120V208208V240240V277277V347347V 7480480V 7–––Mounting FinishControl OptionsAdditional OptionsBLTBlack Matte TexturedBLSBlack Gloss SmoothDBTDark Bronze Matte TexturedDBSDark Brone Gloss SmoothGTTGraphite Matte TexturedLGSLight Grey Gloss SmoothPSSPlatinum Silver SmoothWHTWhite Matte TexturedWHSWhite Gloss SmoothVGTVerde Green TexturedColor OptionCCCustom ColorPCPhotocontrol 4BTSO12F"Bluetooth Programmable, PIR Occupancy/Daylight Sensor, up to 12' mounting height 5,9SCP_FProgrammable Occupancy Sensor to Control Options Section 10,11,13 FFusing (specify voltage)EHBattery Backup Unit with Heater (-30˚C) 6, 10EBattery Backup Unit (0˚C) 6, 10CSComfort Shield (N/A with Prismatic Refractor)2DRDual Driver 1, 2 2PFDual Power Feed 1, 2CHSurface Conduit Hubs 5SP10kA Surge ProtectorExample: LNC2-48L-25-3K7-3-UNV-DBT-PCCATALOG #REPLACEMENT PARTS (MADE TO ORDER) /ACCESSORIESCatalog NumberDescriptionWP-BB-XXX* Accessory for conduit entry LNC2-CSFrosted acrylic comfort shield/lens reduces glare and improves uniformity with only 15% lumen reductionNotes:*Replace XXX with paint color Leave blank for down NVInverted 3NOTES1Available in 35 & 45W2Options cannot be combined with controls or PC option 3Not available with occupancy sensor, battery backup or prismatic refractor options4PC comes in standard housing5BTS and CH options come in medium back box6E and EH come in large back box7347V & 480V only available in 25 and 35W8FT only for P15, P25, P35 Prismatic lenses option9Only available in 45 Watt10Not available in 347/480 Volt11Select 8 ft or 20 ft mounting height12Can be ordered as ETO13Available with E, but not EH= Service ProgramLimit of 15 luminairesLNC2SMALL LED LITEPAKcurrentlighting.com/exo© 2023 HLI Solutions, Inc. All rights reserved. Information and specifications subject to change without notice. All values are design or typical values when measured under laboratory conditions.Page 3 of 5 Rev 08/17/23HOL_LNC2LED_spec_R03DATE:LOCATION:TYPE:PROJECT:CATALOG #:PROJECTED LUMEN MAINTENANCEAmbientTemperatureOPERATING HOURS025,00050,000TM-21-11* L96 60,000100,000L70 (Hours)25oC / 77oF10.970.950.940.91408,00040oC / 104oF0.990.960.940.930.89356,000AMB TEMPLUMEN MULTIPLIER 0C32F1.0310C50F1.0120C68F125C77F130C86F0.9940C104F0.98STANDARD 9, 12 AND 18L VERSIONSLUMINAIRE AMBIENT TEMP FACTORPERFORMANCE DATANominal WattageSystem WattsDist. Type5K (5000K NOMINAL 70 CRI)4K (4000K NOMINAL 70 CRI)3K (3000K NOMINAL 80 CRI)LumensLPWB-U-GLumensLPWB-U-GLumensLPWB-U-G10W10.6WType 31213121B0-U0-G01117112B0-U0-G01081108B0-U0-G0Type 41244124B0-U0-G01144114B0-U0-G01109111B0-U0-G015W14.5WType 31820121B0-U0-G01676112B0-U0-G11622108B0-U0-G1Type 41868125B0-U0-G11718115B0-U0-G11663111B0-U0-G120W20WType 32427121B0-U0-G12234112B0-U0-G12163108B0-U0-G1Type 42487124B0-U0-G12292115B0-U0-G12218111B0-U0-G125W28WType 33033121B1-U0-G12793112B0-U0-G12703108B0-U0-G1Type 43112124B0-U0-G12862114B0-U0-G12772111B0-U0-G135W36.4WType 34247121B1-U0-G13910112B1-U0-G13785108B0-U0-G1Type 44355124B1-U0-G24011115B1-U0-G13881111B1-U0-G145W45.1WType 35466118B1-U0-G15031112B1-U0-G14871106B1-U0-G2Type 45604117B1-U0-G25159108B1-U0-G24995104B1-U0-G2ORDERING GUIDE – STOCKSTOCK ORDERING INFORMATIONCatalog NumberLumensWattageLED CountCCT/CRIVoltageDistributionPhotocellFinishLNC2-25-4K-3-PC 2793 25 48L4000K/70120-277V 3 YesDark Bronze Matte TexturedLNC2-35-4K-3-PC 3910 35 48L4000K/70120-277V 3 YesDark Bronze Matte TexturedLNC2SMALL LED LITEPAKcurrentlighting.com/exo© 2023 HLI Solutions, Inc. All rights reserved. Information and specifications subject to change without notice. All values are design or typical values when measured under laboratory conditions.Page 4 of 5 Rev 08/17/23HOL_LNC2LED_spec_R03DATE:LOCATION:TYPE:PROJECT:CATALOG #:DIMENSIONS A B C D E 5.54" 10.16" 6.33" 7.64" 9.10" (141 mm) (258 mm) (161 mm) (194 mm) (231 mm) 8.046.666.055.547.649.109.106.33Small: 7.0lbsMedium: 7.5 lbsLarge: 9.5lbs5.5410.165.5410.165.547.646.33AB8.046.666.055.547.649.109.106.33Small: 7.0lbsMedium: 7.5 lbsLarge: 9.5lbs5.5410.165.5410.165.547.646.33C8.046.666.055.547.649.109.106.33Small: 7.0lbsMedium: 7.5 lbsLarge: 9.5lbs5.5410.165.5410.165.547.646.33D8.046.666.055.547.649.109.106.33Small: 7.0lbsMedium: 7.5 lbsLarge: 9.5lbs5.5410.165.5410.165.547.646.33EASystem WattsInput VoltageCurrent (AMPS)System Power (W)10W1200.0910.62770.0383470.0314800.02215W1200.1214.52770.073470.044800.0320W1200.169202770.0723470.0584800.04225W1200.235282770.1013470.0814800.05835W1200.30536.42770.1313470.1054800.07645W1200.37845.12770.1633470.134800.094ELECTRICAL DATALNC2SMALL LED LITEPAKcurrentlighting.com/exo© 2023 HLI Solutions, Inc. All rights reserved. Information and specifications subject to change without notice. All values are design or typical values when measured under laboratory conditions.Page 5 of 5 Rev 08/17/23HOL_LNC2LED_spec_R03DATE:LOCATION:TYPE:PROJECT:CATALOG #:ADDITIONAL INFORMATIONSHIPPING INFORMATIONLNC2 - BATTERY BACK UPCatalog NumberG.W(kg)/CTNCarton DimensionsLength Inch (cm)Width Inch (cm)Height Inch (cm)LNC214.3 (6.5)14.5 (37)11.4 (29)8.4 (21.5)Provides Life Safety Code average illuminance of 1.0 fc. Assumes open space with no obstructions and mounting height of 11'.Diagrams for illustration purposes only, please consult factory for application layout.Battery backup units consume 6 watts when charging a dead battery and 2 watts during maintenance charging. EH (units with a heater) consume up to an additional 8 watts when charging if the battery temp is lower than 10°C11’11’22’33’44’33’22’11’11’22’33’44’11’22’33’2fc.1fc.5fc1fc11' Mounting HeightCONTROL TABLEControl OptionSensorNetwork-ableSchedulingOccupancyDaylight HarvestingOn/Off Control ProgrammingPair with SensorSensor Mounting HeightPC–––––✔–––BTSO12FBTSMP-OMNI––✔✔with auxilary driver––12 ftSCP_F–––✔–✔✔––
https://cdn.currentlighting.com/site/specsheet/lnc2%20spec%20sheet%20prismatic.pdf | lighting | currentlighting.com/exo© 2022 HLI Solutions, Inc. All rights reserved. Information and specifications subject to change without notice. All values are design or typical values when measured under laboratory conditions.Page 1 of 4 Rev 07/27/22lnc2 spec sheet prismatic redesign_R01FEATURES• Programmable Occupancy sensor (SCP option) with built in photocell: adjust time delay & dimming level• Battery backup option for egress applications provides 1 fc average over path of egress at typical mounting heights• Standard (down to 0°C) and cold pack (down to -30˚C) battery backup options available• Available in 3000K, 4000K and 5000K LEDs as well as amber• Energy-efficient LED systems ranging from 13-43 watts with up to 85% energy savings over traditional sourcesLNC2 SERIESPRISMATIC VERSIONDATE:LOCATION:TYPE:PROJECT:HOUSING• Rugged die-cast aluminum housing protects components and provides an architectural appearance. • Casting thermally conducts LED heat to optimize performance and long life. • Powder paint finish provides durability in outdoor environments.OPTICS• Prismatic refractor lens provides ~10% uplight for increased vertical FC and forward light projection ideal for security lighting.• L96 at 60,000hrs (Projected per IESNA TM-21-11), see table on page 2 for all values• 3000K CCT nominal , 4000K CCT nominal, 5000K CCT nominal (70 CRI)ELECTRICAL• 120V-277V universal voltage 50/60Hz 0-10V dimming drivers• Minimum operating temperature is -40˚C/-40˚F (excludes P15 configurations)• Drivers have greater than .90 power factor and less than 20% Total Harmonic Distortion• Driver RoHS and IP66 • 10kA surge protectorCERTIFICATIONS• Listed to UL1598 and CSAC22.2#250.0-24 for wet locations • DesignLights Consortium® (DLC) qualified. Please refer to the DLC website for specific product qualifications at www.designlights.org• Made-to-order versions are IP-65 ratedWARRANTY• 5 year warrantySPECIFICATIONSINSTALLATION• Quick-mount adapter provides easy installation to wall or to recessed junction boxes (4” square junction box). • Designed for direct j-box mount. Optional 1/2” conduit hubs available (standard for sensor, SiteSync and battery versions).OPTIONS/CONTROLS• Universal button photocontrol• Occupancy sensor options available for complete on/off and dimming control• • SiteSync pre-commissioned wireless controls (with or without sensor)• Integral Battery Backup provides emergency lighting for the required 90 minute path of egress CATALOG #:KEY DATALumen Range4000–16000Wattage Range30–140 Efficacy Range (LPW)110–135Reported Life (Hours) L70>160KWeight lbs. (kg)15 (5.8)*3000K and warmer CCTs onlyLNC2 SERIESPRISMATIC VERSIONcurrentlighting.com/exo© 2022 HLI Solutions, Inc. All rights reserved. Information and specifications subject to change without notice. All values are design or typical values when measured under laboratory conditions.Page 2 of 4 Rev 07/27/22lnc2 spec sheet prismatic redesign_R01ORDERING GUIDEDATE:LOCATION:TYPE:PROJECT:CATALOG #:Example: LNC2-P15-3K7-FT-UNVCATALOG #–––––––SeriesLED SelectionCCT/CRIIES DistributionVoltageFinishControl Options LNC2Small LitePak LNC2P1515W Prismatic RefractorP2525W Prismatic RefractorP3535W Prismatic Refractor3K73000K, 70 CRI4K74000K, 70 CRI5K75000K, 70 CRIAM9 AmberFTFoward Throw (Prismatic Refractor Only)UNV120V-277V1120V2208V3240V4277VBLTextured BlackDBTextured Dark BronzeGTGraphite TexturedGYSSmooth GrayPSSmooth Plat. SilverWHTextured WhiteCCCustom ColorEH3Battery Backup Unit with Heater (-30oC)E3Battery Backup Unit (0oF)F3Fuse & Fuse-holder (not available with battery backup)SPSurge ProtectorControl OptionsSensor ControlsSCP-8F4,5Remote control programmable line voltage sensor (8-12' recommended MH)SCP-20FRemote control programmable line voltage sensor (12-20' recommended MH)PCUUniversal Button PhotocontrolSWP6SiteSync Pre-commission SWPM6,7SiteSync Pre-commission w/ OCC SensorAccessories (Order Separately)SCP-REMOTERemote control for SCP option; order at least on per project to program and controlNotes:1IES distributions only available with 9L, 12L, and 18L versions2Not available with occupancy sensor, battery backup or prismatic refractor options3Must specify voltage (120 or 277 only for E & EH) 4Must order minimum of one remote control to program dimming settings, 0-10V fully adjustable dimming with automatic daylight calibration and different time delay settings, 120-277V only5PCU option not applicable, included in sensor618L - 700mA versions only. Not available with 2DR or 2PF options. Must specify group and zone information at time of order7Specify time delay; dimming level and mounting height812L - 700mA version only9Only available in 12L and 18LSTOCK ORDERING INFORMATIONCatalog NumberWattageDelivered LumensCCTVoltageDistributionMountingFinishLNC2-P35-4K-PCU37W40254000K120-277VType 3Square ArmBronzeLNC2-P35-PCU37W41085000K120-277VType 4WSquare ArmBronzeDescription# of LEDsSystem WattsDist. Type5K (5000K NOMINAL 70 CRI)4K (4000K NOMINAL 70 CRI)3K (3000K NOMINAL 80 CRI)LumensLPWBUGLumensLPWBUGLumensLPWBUGLNC2-PCU115WFT174113203217061290321648125032125WFT292911713228061121322773111132135WFT410811213340251101333889106133PERFORMANCE DATAPROJECTED LUMEN MAINTENANCEAmbientTemperatureOPERATING HOURS025,000TM-21-11 L90 36,00050,000100,000L70 (Hours)25oC / 77oF1.000.940.890.870.80>160,00040oC / 104oF0.990.930.880.860.78>150,000LNC2 SERIESPRISMATIC VERSIONcurrentlighting.com/exo© 2022 HLI Solutions, Inc. All rights reserved. Information and specifications subject to change without notice. All values are design or typical values when measured under laboratory conditions.Page 3 of 4 Rev 07/27/22lnc2 spec sheet prismatic redesign_R01DATE:LOCATION:TYPE:PROJECT:CATALOG #:ELECTRICAL DATA# of LEDsDrive Current (mA)Input Voltage (V)Current (Amps)System Power (W)1350mA1200.11132770.0513600mA1200.21252770.0925900mA1200.31372770.1337Use these factors to determine relative lumen output for average ambient temperatures from 0-40°C (32-104°F).LUMINAIRE AMBIENT TEMPERATURE FACTOR (LATF)Ambient TemperatureLumen Multiplier0˚ C32˚ F1.0210˚ C50˚ F1.0120˚ C68˚ F1.0025˚ C77˚ F1.0030˚ C86˚ F1.0040˚ C104˚ F0.9950˚ C122˚ F0.98ADDITIONAL INFORMATIONSensor offers greater control and energy savings with SCP programmable sensor with adjustable delay and dimming levelsSCP - PROGRAMMABLE OCCUPANCY SENSORLNC2 SERIESPRISMATIC VERSIONcurrentlighting.com/exo© 2022 HLI Solutions, Inc. All rights reserved. Information and specifications subject to change without notice. All values are design or typical values when measured under laboratory conditions.Page 4 of 4 Rev 07/27/22lnc2 spec sheet prismatic redesign_R01ADDITIONAL INFORMATION (CONT'D)DATE:LOCATION:TYPE:PROJECT:CATALOG #:LNC2 – BATTERY BACK UPProvides Life Safety Code average illuminance of 1.0 fc. Assumes open space with no obstructions and mounting height of 11'.Diagrams for illustration purposes only, please consult factory for application layout.Battery backup units consume 6 watts when charging a dead battery and 2 watts during maintenance charging. EH (units with a heater) consume up to an additional 8 watts when charging if the battery temp is lower than 10°C11’11’22’33’44’33’22’11’11’22’33’44’11’22’33’2fc.1fc.5fc1fc11' Mounting Height
https://cdn.currentlighting.com/site/specsheet/DL_PGR_SPEC.pdf | lighting | PGR SeriesARCHITECTURAL LED REMOTEcurrentlighting.com/dual-lite© 2024 HLI Solutions, Inc. All rights reserved. Information and specifications subject to change without notice. All values are design or typical values when measured under laboratory conditions.Page 1 of 2 Rev 04/19/24DL_PGR_SPEC_R02DATE:LOCATION:TYPE:PROJECT:CATALOG #:FEATURESAPPLICATION • Architectural style for indoor or outdoor applicationCONSTRUCTION• Housing and mounting plate are constructed of 1/8" die-cast aluminum • Mounting plate also includes a 1/8" closed-cell silicone gasket for watertight seal• Housing finish is powder coated electro-deposition paint available in four colors: dark bronze, white, platinum silver and blackILLUMINATION• The unit is illuminated by 4 high power LEDs arranged so that in the event of 1 or 2 LED failures, the unit will continue to operate• The PGR accepts DC voltage which must be supplied from an external 6-12V DC emergency lighting unitCOMPLIANCES• Suitable for wet locations• Designed to NFPA 101, NFPA 70 requirementsWARRANTY• Full 1 year warrantySPECIFICATIONSCONSTRUCTION (CONTINUED)• The acrylic lens allows 92% light transmission. The reflector is electro-polished aluminum with 95% reflectanceINSTALLATION• Universal housing knockouts for mounting to standard 3-1/2" and 4" octagon and 4" square electrical boxes• A 1/2" – 1/4 NPT threaded conduit opening is provided at the top of the housing and sealed with a closure plug• Back plate mounts to the wall surface using installer supplied hardware• Housing “snaps” to the back plate by a “pin and socket” arrangement, and is secured with two #8-32 screws• Four long-life, high-output LEDs• LEDs will continue to operate even if 1 or 2 should fail• Neutral white, 4000K LEDs• Design optimizes wide area illumination patterns• No heads to aim, no adjustments to make• Sturdy die-cast aluminum construction• Standard electrical box and conduit entry provisions• 90-minute emergency operation from external 6–12 VDC source• Fast, easy installationORDERING GUIDEExample: PGRWCATALOG #PGRModelFinishPGRArchitectural LED RemoteWWhiteBBlackZDark BronzePPlatinum SilverBlackWhiteWET LOCATIONPGR SeriesARCHITECTURAL LED REMOTEcurrentlighting.com/dual-lite© 2024 HLI Solutions, Inc. All rights reserved. Information and specifications subject to change without notice. All values are design or typical values when measured under laboratory conditions.Page 2 of 2 Rev 04/19/24DL_PGR_SPEC_R02DATE:LOCATION:TYPE:PROJECT:CATALOG #:DATE:LOCATION:TYPE:PROJECT:CATALOG #:ELECTRONICSThe PGR is a normally off indoor/outdoor remote.Upon failure of normal utility power, an external (6-12VDC) emergency power source having transfer logic is required to operate the PGR as an emergency remote (supplied separately).Number of Lamps: Four high output LEDsLED Lamplife: 48,000 hrs. at 70% of initialLamp Configuration: 4 individually driven LEDs provide illumination. In the event of 1 or 2 LED failures, the remaining LEDs will continue to function.Lamp Color: Neutral White, 4000KColor Rendering Index (CRI): 75Total Lamp Output: 445 LumensInput: 6-12VDCOperating Temperature Range: -30°C to 50°C (-22°F to 122°F)Weight: 3 lbs (1.36 kg)DIMENSIONSAPPLICATION INFORMATIONSingle Unit CoverageMultiple Unit SpacingMounting Height: 9'Illuminated Path Depth: 6'Outdoor Reflectance: 0/30/10Indoor Reflectance: 80/50/20WDPath of Egress1 FC AverageIndoorOutdoor1 FC Average (WxD)35' x 10'29' x 10'1 FC Minimum (WxD)11' x 10'10' x10'IndoorOutdoor1 FC Average (WxD)49'37'1 FC Minimum (WxD)19'16'Mounting Height: 9'Indoor Reflectance: 0/30/10Outdoor Reflectance: 80/50/207"(177.8mm)11" (279.4mm)3.19"(81mm)7"(177.8mm)11" (279.4mm)3.19"(81mm)
https://cdn.currentlighting.com/site/specsheet/dl_pgf1_specsht.pdf | lighting | PGF1 SeriesHIGH PERFORMANCE LED SCONCEcurrentlighting.com/dual-lite© 2024 HLI Solutions, Inc. All rights reserved. Information and specifications subject to change without notice. All values are design or typical values when measured under laboratory conditions.Page 1 of 1 Rev 04/19/24dl_pgf1_specsht_R03FEATURESDATE:LOCATION:TYPE:PROJECT:APPLICATION • PGF1 is a maintenance-free indoor/outdoor die-cast architectural LED Sconce• Wet location listed, which offers pathway, perimeter or entry lighting at a mounting height of 8 to 10 feetCONSTRUCTION• Housing and mounting plate are constructed of 1/8" die-cast aluminum• Mounting plate also includes a 1/8" closed-cell silicone gasket for watertight seal• Lens is acrylic with 95% light transmission to reduce glare• Reflector is electro-polished aluminum with 95% reflectance• Housing is powder coated electro-depostion paint available in 2 colors• PGF1 includes a field installable full cut-off shield to address “dark sky” compliant requirementsELECTRONICS (CONTINUED)• Lamp Color: Cool White, 4300K• Total Lamp Output: 1067 Lumens• Lumen Maintenance: L70 @ 50,000 hours • LED Light Engine: Constant current Driver meets UL1310 class 2 for SSL and FCC Class B, rated for 50,000 hours• Voltage Input: 120–277VAC, 60 Hz.• Input Power Requirements: 17.7 watts• Fixture Efficacy: 60.3 Lumens per Watt• Weight: 4.75 lbs (2.15 kg)COMPLIANCES• CSA Certified to UL1598 for use in Wet locations• IES full cut-off compliant with application of field installed shield• Patent No. D627,916WARRANTY• 3 Years FullSPECIFICATIONSCONSTRUCTION (CONTINUED)• An optional 120VAC photo-control is also availableINSTALLATION• Universal backplate knockouts for mounting to standard 3-1/2", 4" octagonal and 4" square electrical boxes• Backplate mounting is performed using installer supplied hardware• An adhesive-backed neoprene gasket is provided to ensure a waterproof seal• A 1/2"–1/4" NPT threaded conduit opening is provided at the top of the enclosure and sealed with a closure plug• Housing “snaps” to the back plate by a “pin and socket” arrangement, and is secured with two #8-32 screws.ELECTRONICS• Number of Lamps: 7 High Output LED’s• Lamp Type: Solid State High Output LED’sCATALOG #:• UL1598 listed wall-pack• 7 long-life, high-output LEDs at 4300K• Design optimizes wide area illumination pattern• No heads to aim, no adjustments to make• Sturdy die-cast aluminum construction• Voltage Input: 120–277 VAC, 60Hz.• Fast, easy installation• Zero uplight with use of full-cutoff shield• Standard electrical box and conduit entry provisionsORDERING GUIDEExample: PGF1Z-PC1CATALOG #PGF1–ModelFinishOptionsPGF1High Performance LED SconceZDark BronzePPlatinum SilverPC1120VAC Photo-ControlDIMENSIONS7"(177.8mm)11" (279.4mm)3.19"(81mm)7"(177.8mm)11" (279.4mm)3.19"(81mm)
https://cdn.currentlighting.com/site/specsheet/dl_0603621_evhc_specsht.pdf | lighting | EVHC SeriesHIGH LUMEN LED EMERGENCY LIGHTcurrentlighting.com/dual-lite© 2022 HLI Solutions, Inc. All rights reserved. Information and specifications subject to change without notice. All values are design or typical values when measured under laboratory conditions.Page 1 of 3 Rev 12/12/22dl_0603621_evhc_specsht_R02FEATURESDATE:LOCATION:TYPE:PROJECT:APPLICATION • The EVHC series is a high lumen output emergency lighting unit designed for high mounting height applications• Flame-rated, UV stable thermoplastic housing comes has a lightly textured white or black finish• Integral LED based lamp-heads are fully adjustableELECTRICAL• Unit provides a full 90 minutes of emergency lighting• Includes micro-controller based 3-stage charger and Lithium Iron Phosphate (LiFePO) battery• Accepts 120 - 277VAC input at 50 or 60Hz• EasyID™ adds a highly visible status panel that indicates a malfunction, or battery needs replacement. This panel works with Spectron® self-test, self-diagnostics• The EasyID™ models also include an easy access battery compartment• The EVHC is not designed for self-diagnostic operation at 220-240VACCONSTRUCTION• The housing and back-plate are made from durable injection molded ABS thermoplastic• LED lens are made of poly-carbonate. • Lamp-head front halves are made of die-cast aluminum for thermal dissipation• Back half of lamp-head made of glass filled thermo-plasticCOMPLIANCES• Listed to UL924 Standard• NFPA 101• NFPA 70• Damp Location Listed• CEC T20 CompliantWARRANTY• LED Lifetime Warranty• Full 5 year warrantySPECIFICATIONSINSTALLATION• Universal mounting template molded in the back plate aids in quick installation. • Unit mounts to all single gang and standard 3 ½” and 4” square or octagonal electrical boxes. Conduit entry through a molded-in knock-out at the top center and at the upper half of each side. • Fixture includes a battery compartment and door, which allows easy access to the battery assembly and connection for ease of service. • Pre-stripped AC input leads provided. • Unit may be ceiling or wall mounted. ILLUMINATION• The EVHC series provides bright and uniform illumination and is specifically designed for higher mounting heights above 9’. • Coverage provided by 2 integrally mounted lamp-heads using 3 high power LEDs each. The LEDs are located in a specially designed heat dissipating lamp-head, which is fully adjustable. • The EVHC6I-WM photometrics are available for download on the Dual-Lite website. CATALOG #:Self-Testing/Self-Diagnostic Electronics System SPECTRON®• Available with standard 346 lumen lamp - high lumen option of 546 lumens per head• Standard model offers 51' spacing on a 10' mounting height - high lumen option offers 75'• Fully Adjustable High-Output LED Lamps• Conduit entry from the top and both sides• Flashing trouble code for "Battery Disconnect" or "Charger Fault" on Standard Model• EasyID option includes battery compartment and highly visible fault code status panel with Self-Test/Self-DiagnosticsKEY DATANumber of Lamps2 lamp-heads with 3 high power LEDs per headLamp ColorCool White, 5000KTotal Lamp OutputStandard Model:326 lumens per lamp-headOptional:6W Lamps, 546 lumens per lamp-headSystem Efficacy (LPW)80Rated LED Lifecycle (Hours)> 100,000NFPAEV FAMILYEVHC SeriesHIGH LUMEN LED EMERGENCY LIGHTcurrentlighting.com/dual-lite© 2022 HLI Solutions, Inc. All rights reserved. Information and specifications subject to change without notice. All values are design or typical values when measured under laboratory conditions.Page 2 of 3 Rev 12/12/22dl_0603621_evhc_specsht_R02ORDERING GUIDEExample: EVHC12ID-06LCATALOG #DATE:LOCATION:TYPE:PROJECT:CATALOG #:EVHC–ModelCapacitySelf-DiagnosticsFinishOptionsEVHC EV Series High Capacity66 Watts1212 WattsBlankNo Self-DiagnosticsISpectron® Self-Test/ Self-diagnostics 3IDEasyID™ Status Panel with Battery Compartment 2,3,4BlankWhiteBBlack06L6 Watt LED lamps 1Notes:1Only available on EVHC with 12 watt capacity2ID option only available in white finish3Not for use with 220-240VAC input 4Only available with EVHC6ID and EVHC12ID-06LAccessoriesEVHCR2Double RemoteWGA18" H X 12" L X 4⅛" DVRS20” L x 10½” H x 7¾” DNOTE: The EVHC12 with remote capacity will only power the EVHCR2 shown above. The EVHC12 is not designed to run any other remote.ADDITIONAL ORDERING INFORMATIONBatteryCapacityLamp(w)Lumens per LampRemote WattsRun-TimeExtended RuntimeRemote CapableRemote Part NumberEVHC6LiFePO46 watts3 watts326090 minNoNoN/AEVHC6ILiFePO46 watts3 watts326090 minNoNoN/AEVHC12LiFePO412 watts3 watts326690 minYesYesEVHCR2EVHC12ILiFePO412 watts3 watts326690 minYesYesEVHCR2EVHC12-06LLiFePO412 watts6 watts546090 minNoNoN/AEVHC12I-06LLiFePO412 watts6 watts546090 minNoNoN/ANote: Remote Capacity models have a minimum run-time of 120 minutes when no remotes are installedELECTRONICS Upon failure of the normal utility power, a solid-state transfer switch automatically activates the emergency LED lamp-heads. Upon resumption of normal utility power, the battery is disconnected from the load and recharged through a micro-controller based 3-stage charger. The battery is a maintenance-free Lithium Iron Phosphate (LiFePO4) type. The EVHC series accepts 120 through 277VAC at 50 or 60 Hz. A low voltage battery disconnect (LVD) feature protects the battery from severe damage during prolonged power failures. Manual testing is available at any time using the push-to-test button.The EVHCR2 can be mounted up to 53’ using 18 gage wire.STANDARD FEATURES INCLUDE • Intelligent 2-wire input • External push-to-test switch and AC-on indicator • Battery re-charge within 24 hours • AC Lock-out circuit • Low voltage battery disconnect • Conduit entry knock-out located at the top center and upper half of each side • Micro-controller based 3-stage charger • Flashing trouble code for “Battery Disconnect” or “Charger Fault”OPTIONAL FEATURES • Self-diagnostics monitors LED status, LED driver circuit, battery capacity and charger function and displays any fault detection by means of a flashing code • Self-Test feature automatically runs a 1 minute test once a month and an alternating 30 or 90 minute test once every 6 months. Multi-color LED indicator provides visible fault detection and charging status • User initiated 1, or 90-minute system test feature• 15 minute re-transfer delay • Automatic unit transfer in brown-out conditions (below 80% of nominal AC input voltage)• “EasyID” option allows for easy battery replacement with no access to high voltage components. Includes polarity sensitive connector.OPERATING TEMPERATURE RANGEDamp Listed: 50˚ to 104˚F (10˚ to 40˚C)EVHC SeriesHIGH LUMEN LED EMERGENCY LIGHTcurrentlighting.com/dual-lite© 2022 HLI Solutions, Inc. All rights reserved. Information and specifications subject to change without notice. All values are design or typical values when measured under laboratory conditions.Page 3 of 3 Rev 12/12/22dl_0603621_evhc_specsht_R02DATE:LOCATION:TYPE:PROJECT:CATALOG #:DIMENSIONSAPPLICATION INFORMATION10.94"7.42"3.55"Ceiling MountWall MountEVHCCH=30’, R=10/10/10CH=9’ R=80/50/20Mounting Height20’18’16’14’12’10’7.5’Max Spacing @ 1 FC Avg40’42’44’47’49’51’57’Max Spacing @ 1 FC Min26’25’24’23’22’20’23’Ceiling MountWall MountEVHC - 06LCH=30’, R=10/10/10CH=9’ R=80/50/20Mounting Height20’18’16’14’12’10’7.5’Max Spacing @ 1 FC Avg62’65’67’70’72’75’83’Max Spacing @ 1 FC Min35’33’32’31’29’27’34’Meets Life Safety Code minimum illuminance of 0.1 fc and average illuminance of 1.0 fc. Assumes open space with no obstructions, wall mounting height shown in above table, ceiling mounting height shown in above table and reflectances of 80/50/20. Photometry files available on the Dual-Lite web site. * Multiple unit spacing based on 6’ pathCeiling Mount6’ PathSPACING (SEE CHART)MOUNTING HEIGHT (SEE CHART)Wall Mount6’ PathSPACING (SEE CHART)MOUNTING HEIGHT (SEE CHART)EASYID ALERT SYSTEMThis unit includes a highly visual alert system to communicate two failure modes which consist of “Replace Battery” or “Replace Unit”. The system works in conjunction with the Spectron Self-Test/Self-Diagnostic functionality. If a malfunction occurs, the unit will flash a Service Alert code which is associated with either failure mode. In the case of REPLACE BATTERY, a new battery must be installed. In the case of REPLACE UNIT, the unit must be replaced. When the unit is in a serviceable condition, neither of the failure modes are illuminated and the green LED is On. Additional information can be found on the Instruction Sheet.
https://cdn.currentlighting.com/site/specsheet/dl_evo_spec.pdf | lighting | EVO SeriesOUTDOOR LED REMOTEcurrentlighting.com/dual-lite© 2022 HLI Solutions, Inc. All rights reserved. Information and specifications subject to change without notice. All values are design or typical values when measured under laboratory conditions.Page 1 of 2 Rev 05/19/22dl_evo_spec_R01FEATURESDATE:LOCATION:TYPE:PROJECT:APPLICATION • The EVO outdoor LED remote is a single or double head LED based remote which accepts DC input from an EV emergency light with remote capacity(EV4 model)• The EVO is best utilized as an over the door path of egress light for emergency operation• The EVO uses a single 3 watt rated LED per lamp-head and can be located up to 50’ from the external power source• Available in white or black corrosion resistant finish• Lamp housing and mounting plate are made of durable die-cast aluminumINPUT POWER REQUIREMENTS• THE EVO REMOTE CAN ONLY ACCEPT INPUT POWER FROM THE EV4D, EV4DI EMERGENCY LIGHT OR EVC-D4 COMBO WITH REMOTE CAPACITY.• THE EVO WILL NOT WORK WITH ANY OTHER EMERGENCY UNITS.SPECIFICATIONS• The EVO receives 4.8Vdc provided exclusively from the EV4D or EV4DI emergency light at 1W per head• The EVO can also be powered at 2W per head from the EV4D-02L-0 or EV4DI-02L-0 no-head emergency lightSPECIFIC LED INFORMATION• Lamp Color: Cool White• Total Lamp Output: 88 lumens per head at 1W 145 lumens per head at 2W• System Efficacy: 80 Lumens per LED• Rated LED Lamplife: Greater than 100,000 hrs.• Note: When the EVO is driven from the EV4D-02L-0 (no-head option), the lamp wattage is 2 watts per head, and lumen output is 145 lumens per head.WARRANTY• LED Lifetime Warranty• Full 3 year warrantyCATALOG #:• High Performance LED• Architectural remote for the Evolution family• Durable die-cast construction• Fully gasketed, waterproof construction• Single or double lamp-heads• Corrosion resistant black or white finishKEY DATALamp ColorCool White, 5000KTotal Lamp Output88 lumens per head at 1W145 lumens per head at 2WSystem Efficacy (LPW)80Rated LED Lifecycle (Hours)> 100,000EVO SeriesOUTDOOR LED REMOTEcurrentlighting.com/dual-lite© 2022 HLI Solutions, Inc. All rights reserved. Information and specifications subject to change without notice. All values are design or typical values when measured under laboratory conditions.Page 2 of 2 Rev 05/19/22dl_evo_spec_R01ORDERING GUIDEAPPLICATION INFORMATIONExample: EVODBCATALOG #DATE:LOCATION:TYPE:PROJECT:CATALOG #:EVOModelHeadsFinishEVOEV SeriesOutdoor RemoteSSingleDDoubleBlank WhiteBBlackADDITIONAL ORDERING INFORMATION10'16'Double Lamp CoverageMeets Life Safety Code minimum illuminance of 0.1 fc and average illuminance of 1.0 fc. Assumes open space with no obstructions, mounting height of 7.5', ceiling height of 9' and reflectances of 80/50/20. Photometry files available on the Dual-Lite web site. 4.8"7.3"4.2"EVOOUTDOOR LED REMOTEDIMENSIONS1 fc AverageDepth (D)Width (W)16’10’1 fc MinimumDepth (D)Width (W)6’10’
https://www.diffusionlighting.com/wp-content/uploads/2021/05/SL1-Outdoor-spec.pdf | lighting | www.rjcross.com ¦ info@rjcross.com ¦ 1-866-RJCROSS (752-7677) ¦ Surrey B.C. CanadaDIFFUS ONby RJCROSSl ghtingarchitectural products ltd. BIN SELECTION STEP MACADAM ELLIPSE TEST QUALITY CONTROL123SL1 - Outdoor Diffusion LED StripDiffusion SL-1 is a flexible 10mm wide linear LED strip. It is available in 16´ and 32´ rolls thatcan be cut every 6 LEDs (100mm or 4˝).• Includes endcaps and mounting clips with screws• Long life LED : 50,000 hrs• Dimmable with dimming power supply• 2´ power feeds on both ends of every roll• IP67 *Custom lengths available upon request* • LED : 4.8 W/m (1.5W/ft) • Lamp Life : 50,000 hrs LM80 • LED/Meter : 60/m (18/ft) • Power Input : 24V DC • CRI > 91 2700K = 394 lm/m (120 lm/ft) 3000K = 416 lm/m (126 lm/ft) 3400K = 438 lm/m (132 lm/ft) 4100K = 460 lm/m (140 lm/ft)DescriptionSL1-OUT SL1-OUT KELVIN24V24 VoltVOLTAGELENGTH ORDERINGCODE16 ft 32 ft2700 K3000 K3400 K4100 KFeaturesSpecificationsLumens14.0 mm (0.55inch)100.0mm (3.93inch)3.15mm (0.12inch)2.8mm (0.11inch)DIFFUS ONRJCROSS I ghtingDIFFUS ONRJCROSS I ghtingDC24Vxxxxxx10.0 mm (0.39inch)4.80 mm (0.18inch) *Custom Kelvins available upon request*E486690
https://www.diffusionlighting.com/wp-content/uploads/2021/03/SL3-Outdoor-spec.pdf | lighting | www.rjcross.com ¦ info@rjcross.com ¦ 1-866-RJCROSS (752-7677) ¦ Surrey B.C. CanadaDIFFUS ONby RJCROSSl ghtingarchitectural products ltd. DIFFUS ONDIFFUS ONl ghtingl ghtingDIFFUS ONDIFFUS ONDIFFUS ONDIFFUS ON BIN SELECTION STEP MACADAM ELLIPSE TEST QUALITY CONTROLSL3 - Outdoor Diffusion LED StripDiffusion SL-3 is a flexible 10mm wide linear LED strip. It is available in 16´ and 32´ rolls thatcan be cut every 6 LEDs (50mm or 2˝).• Includes endcaps and mounting clips with screws• Long life LED : 50,000 hrs• Dimmable with dimming power supply• 2´ power feeds on both ends of every roll• IP67 *Custom lengths available upon request* • LED : 10 W/m (3 W/ft) • Lamp Life : 50,000 hrs LM80 • LED/Meter : 120/m (36/ft) • Power Input : 24V DC • CRI > 91 2700K = 788 lm/m (236 lm/ft) 3000K = 820 lm/m (252 lm/ft) 3400K = 876 lm/m (263 lm/ft) 4100K = 908 lm/m (279 lm/ft)Description123SL3-OUT SL3-OUT KELVIN24V24 VoltVOLTAGELENGTH ORDERINGCODE16 ft 32 ft2700 K3000 K3400 K4100 KFeaturesSpecificationsLumens5.5mm (0.21inch)2.8mm (0.11inch)50.0mm (1.96inch)E4866903.15mm (0.12inch)DIFFUS ONRJCROSS I ghtingDC24V4.8mm (0.18inch)10.0mm (0.39inch)xxxxxx *Custom Kelvins available upon request*E486690
https://www.diffusionlighting.com/wp-content/uploads/2021/03/SL4-Outdoor-spec.pdf | lighting | www.rjcross.com ¦ info@rjcross.com ¦ 1-866-RJCROSS (752-7677) ¦ Surrey B.C. CanadaDIFFUS ONby RJCROSSl ghtingarchitectural products ltd. DIFFUS ONDIFFUS ONl ghtingl ghtingDIFFUS ONDIFFUS ONDIFFUS ONDIFFUS ON BIN SELECTION STEP MACADAM ELLIPSE TEST QUALITY CONTROL123SL4 - Outdoor Diffusion LED StripDiffusion SL-4 is a flexible 8mm wide side mount linear LED strip. It is available in 16´ and 32´ rolls that can be cut every 6 LEDs (50mm or 2˝).• Includes endcaps and mounting clips with screws• Long life LED : 50,000 hrs• Dimmable with dimming power supply• 2´ power feeds on both ends of every roll• IP67 *Custom lengths available upon request* • LED : 10 W/m (3 W/ft) • Lamp Life : 50,000 hrs LM80 • LED/Meter : 120/m (36/ft) • Power Input : 24V DC • CRI > 91 3000K = 728 lm/m (222 lm/ft) 4000K = 812 lm/m (247 lm/ft)DescriptionSL4-OUT SL4-OUT KELVIN24V24 VoltVOLTAGELENGTH ORDERINGCODE16 ft 32 ft3000 K4000 KFeaturesSpecificationsLumens1.3mm (0.05inch)3.0mm (0.11inch)50.0mm (1.96inch)8.0mm (0.31inch)DC24Vxxxxxx4.8mm (0.18inch) *Custom Kelvins available upon request*E486690
https://www.speclight.com/downloads/m-442/46ab7d1122294f97905f32a29655cc68/cw04-pc-w-ra.pdf | lighting | Dimensions and values shown are nominal. Spectrum Lighting continually works to improve products and reserves the right to make changes which may alter the performance or appearance of products.SPECLIGHT.COM • 994 JEFFERSON ST. FALL RIVER, MA 02721 • 508.678.23035YEARWARRANTYPROJECT:QUANTITY:TYPE:4" ROUND DIRECT WET LOCATIONGAMMA SERIESEXAMPLE: CW0406PC15L35KNDEX/CL/WM/MW83-00183_RACW0418PCCW0406PCCW0412PCNOTES:1 Nominal Delivered Lumens at 3500K 2 Consult Factory for Additional Options 3 See Mounting Page for Details on Components and Finishes 4 See Color Page for More Options/Consult Factory for Special Finishes 5 Standard FinishesSERIESLUMENS1CCTOPTICSDRIVER / DIMMING2LENSMOUNTING3FINISH4CW0406PC4" x 6" CW0412PC4" x 12" CW0418PC4" x 18" 10L15L20L550 Lm800 Lm1100 Lm80 CRIND MDWDXW21°27°49°58°EXDO10XDS2W1Electronic Driver, 120V/277V1%, 0-10V, 120V/277V ELV/MLV, 120VCLSOClear Glass LensMicro Prism Solite™ LensWM Wall MountMW5 MB5 PT5 CCMatte White Matte Black Platinum Silver Custom Color27K30K35K40K2700K3000K3500K4000K90 CRIEMER. BAT. OPTIONSSee Page 5 for Full Range of Color Options(83-90165)27HK30HK2700K3000KEMRMEMEN7W Remote EM 7W Remote EM with EnclosureDIMENSIONSSPECLIGHT.COM • 994 JEFFERSON ST. FALL RIVER, MA 02721 • 508.678.23034" ROUND DIRECT WET LOCATIONGAMMA SERIES83-00183_RA1 Nominal Delivered Lumens at 3500K, 80 CRI, Medium Optic with Clear LensDimensioned with CW0412PCLUMENS / WATTAGE DATA PART NUMBERDELIVERED LUMENS1SYSTEM WATTSLPWCW0412PC 10L5496.584CW0412PC 15L8139.586CW0412PC 20L109812.985APPLICATION The Gamma Family of Cylinders are a robust offering of point source LED luminaires featuring high efficacies, an assortment of optical control, and installation flexibility, which make them suitable for a wide range of commercial and institutional applications.ELECTRONICSSolid-state light engine available in various color temperatures and lumen outputs. Specifiable in 2700K, 3000K, 3500K, 4000K in CRI 80 (Typ.), or 2700K, 3000K in CRI 90 (Typ.), color accuracy ≤3 SDCM. Selection of integral electronic constant current, dimmable drivers available, power factor > 0.9 (Typ). Driver and light engine are field serviceable for future replacement or upgrades. Emergency battery options provide 7W for 90 minutes. CONSTRUCTIONSeamless cylinder body machined from 6063 extruded aluminum. Trim and top cap are die-cast aluminum. Self-locating trim is secured with self-sealing stainless steel hardware. Nitrile rubber o-rings provide additional ingress protection from water. Passive aluminum heatsink optimized for emitter life and perfor-mance. Specular reflectors offered in variety of beam spreads. Lens type must be specified.MOUNTINGMounting bracket for direct installation with 4" octagonal junction boxes. Single-piece, seamless die-cast aluminum wall arm. See mounting page for additional information. Contact factory for special installation circumstances. FINISHMulti-stage polyester powder-coat process applied on our in-house finishing department. Custom colors also available (contact factory with RAL#). Wall arm will match cylinder finish specification. CODE COMPLIANCE ETL Listed. Suitable for wet locations with operation in ambient conditions up to 25°C. 5 year limited warranty on all components. Proudly designed and manufactured in Massachusetts, USA. SERIESABCDEFCW0406PCCW0412PCCW0418PC4.14.14.1 6.412.418.48.48.48.40.43.46.45.45.45.40.63.66.6BACDFESERIES SIZESCW0412PCCW0406PCCW0418PCEMERGENCY BATTERY OPTIONSABC1.312.613.0ABC2.017.06.2EMRM* - 7W REMOTE EMERGENCY BATTERY (50' MAX)ABCEMEN* - 7W REMOTE EMERGENCY BATTERY WITH ENCLOSURE (50' MAX)*OTHER EM BATTERY SIZES AVAILABLE, CONSULT FACTORYABCSTANDARD FINISHES SHOWN WITH CW0412PCMWMatte WhitePTPlatinum SilverMBMatte BlackSPECLIGHT.COM • 994 JEFFERSON ST. FALL RIVER, MA 02721 • 508.678.23034" ROUND DIRECTGAMMA SERIES / PHOTOMETRIC DATA83-00183_RACW04XXPC 20L 35K ND XX CL XXCANDLEPOWER CURVETEST SP-01050INTENSITYCANDELA0º AZIMUTHZONAL LUMENSSINGLE UNIT: PERFORMANCEDIRECT FOOTCANDLESBASED ON DOWNLIGHT ONLYMULTIPLE UNITS: PERFORMANCE80/50/20% REFLECTANCESINITIAL FOOTCANDLES AND WATTS PER SQUARE FOOT0°10°20°30°40°50°60°70°80°90°0°500 cd1000 cd1500 cd2000 cd2500 cd3000 cd3500 cd4000 cd4500 cd5000 cd5500 cd0°0°53495°469815°139225°58235°7445°555°590°10° - 10°38134%0° - 20°79871%0° - 30°104993%0° - 40°111399%0° - 60°112299%0° - 80°1126100%0° - 90°1128100%Total1128100%CeilingHeightFixtureSpacingRCR 4RCR 6FC +W/Sq. Ft.FC +W/Sq. Ft.14'3' 1231.461011.3018'4' 610.72720.9222'5' 460.55430.55DeliveredIlluminanceRating: (DIR)84 FC per W/Sq. Ft.78 FC per W/Sq. Ft.2' Suspension Length to luminous apertureSquare rooms used for multiple units: RCR 4: Length & Width = Ceiling Ht. - 4.5' x 2.50 RCR 6: Length & Width = Ceiling Ht. - 4.5' x 1.66+ Average Footcandles at 2.5' Above FloorDelivered Lumens:1128CP at 0° (Nadir):5349Beam Angle:21°Lumen Multiplier:10L x 0.50, 15L x 0.74Luminaire Watts:12.9 Spacing Ratio:0.35CCT Multiplier:27K x 0.97, 30K x 0.98, 40K x 1.04LER:87.44CRI:8027HK x 0.78, 30HK x 0.82See Page 1 for System Watts for all outputsMounting Height AFFFC at Center on FloorBeam DiameterFC at Beam Edge8 '84 fc3.0 '40 fc10 '53 fc3.7 '25 fc12 '37 fc4.5 '18 fc14 '27 fc5.2 '13 fc16 '21 fc5.9 '10 fc20 '13 fc7.4 '6 fc24 '9 fc8.9 '4 fc28 '7 fc10.4 '3 fcCW04XXPC 20L 35K MD XX CL XXCANDLEPOWER CURVETEST SP-01047INTENSITYCANDELA0º AZIMUTHZONAL LUMENSSINGLE UNIT: PERFORMANCEDIRECT FOOTCANDLESBASED ON DOWNLIGHT ONLYMULTIPLE UNITS: PERFORMANCE80/50/20% REFLECTANCESINITIAL FOOTCANDLES AND WATTS PER SQUARE FOOT0°10°20°30°40°50°60°70°80°90°0°400 cd800 cd1200 cd1600 cd2000 cd2400 cd2800 cd3200 cd3600 cd4000 cd0°0°37855°341615°161425°61135°9145°655°390°10° - 10°29927%0° - 20°74468%0° - 30°101793%0° - 40°108499%0° - 60°1093100%0° - 80°1097100%0° - 90°1098100%Total1098100%CeilingHeightFixtureSpacingRCR 3RCR 5FC +W/Sq. Ft.FC +W/Sq. Ft.14'4' 700.82700.8918'6' 270.31220.2822'8'***160.19130.17DeliveredIlluminanceRating: (DIR)85 FC per W/Sq. Ft.78 FC per W/Sq. Ft.2' Suspension Length to luminous apertureSquare rooms used for multiple units: RCR 3: Length & Width = Ceiling Ht. - 4.5' x 3.33 RCR 5: Length & Width = Ceiling Ht. - 4.5' x 2.00+ Average Footcandles at 2.5' Above Floor*** Exceeds Spacing Ratio by 2%Delivered Lumens:1098CP at 0° (Nadir):3785Beam Angle:27°Lumen Multiplier:10L x 0.50, 15L x 0.74Luminaire Watts:12.9 Spacing Ratio:0.45CCT Multiplier:27K x 0.97, 30K x 0.98, 40K x 1.04LER:85.12CRI:8027HK x 0.78, 30HK x 0.82See Page 1 for System Watts for all outputsMounting Height AFFFC at Center on FloorBeam DiameterFC at Beam Edge8 '59 fc3.9 '27 fc10 '38 fc4.8 '17 fc12 '26 fc5.8 '12 fc14 '19 fc6.7 '9 fc16 '15 fc7.7 '7 fc20 '9 fc9.6 '4 fc24 '7 fc11.6 '3 fc28 '5 fc13.5 '2 fcCW04XXPC 20L 35K WD XX CL XXCANDLEPOWER CURVETEST SP-01072INTENSITYCANDELA0º AZIMUTHZONAL LUMENSSINGLE UNIT: PERFORMANCEDIRECT FOOTCANDLESBASED ON DOWNLIGHT ONLYMULTIPLE UNITS: PERFORMANCE80/50/20% REFLECTANCESINITIAL FOOTCANDLES AND WATTS PER SQUARE FOOT0°10°20°30°40°50°60°70°80°90°0°200 cd400 cd600 cd800 cd1000 cd1200 cd1400 cd1600 cd1800 cd2000 cd0°0°20175°201515°163325°96335°14445°555°290°10° - 10°19016%0° - 20°64353%0° - 30°107189%0° - 40°119099%0° - 60°1198100%0° - 80°1202100%0° - 90°1203100%Total1203100%CeilingHeightFixtureSpacingRCR 2RCR 4FC +W/Sq. Ft.FC +W/Sq. Ft.14'6' 350.37320.3718'8' 170.18160.1822'10' 130.1490.11DeliveredIlluminanceRating: (DIR)96 FC per W/Sq. Ft.86 FC per W/Sq. Ft.2' Suspension Length to luminous apertureSquare rooms used for multiple units: RCR 2: Length & Width = Ceiling Ht. - 4.5' x 5.00 RCR 4: Length & Width = Ceiling Ht. - 4.5' x 2.50+ Average Footcandles at 2.5' Above FloorDelivered Lumens:1203CP at 0° (Nadir):2017Beam Angle:49°Lumen Multiplier:10L x 0.50, 15L x 0.74Luminaire Watts:12.9 Spacing Ratio:0.77CCT Multiplier:27K x 0.97, 30K x 0.98, 40K x 1.04LER:93.26CRI:8027HK x 0.78, 30HK x 0.82See Page 1 for System Watts for all outputsMounting Height AFFFC at Center on FloorBeam DiameterFC at Beam Edge8 '32 fc7.3 '12 fc10 '20 fc9.1 '8 fc12 '14 fc10.9 '5 fc14 '10 fc12.7 '4 fc16 '8 fc14.6 '3 fc20 '5 fc18.2 '2 fc24 '4 fc21.8 '1 fc28 '3 fc25.5 '1 fcSPECLIGHT.COM • 994 JEFFERSON ST. FALL RIVER, MA 02721 • 508.678.23034" ROUND DIRECTGAMMA SERIES / PHOTOMETRIC DATA83-00183_RACW04XXPC 20L 35K XW XX CL XXCANDLEPOWER CURVETEST SP-01074INTENSITYCANDELA0º AZIMUTHZONAL LUMENSSINGLE UNIT: PERFORMANCEDIRECT FOOTCANDLESBASED ON DOWNLIGHT ONLYMULTIPLE UNITS: PERFORMANCE80/50/20% REFLECTANCESINITIAL FOOTCANDLES AND WATTS PER SQUARE FOOT0°10°20°30°40°50°60°70°80°90°0°200 cd400 cd600 cd800 cd1000 cd1200 cd1400 cd1600 cd0°0°15475°154415°147325°111735°23245°855°390°10° - 10°14712%0° - 20°55645%0° - 30°103985%0° - 40°120898%0° - 60°1222100%0° - 80°1226100%0° - 90°1227100%Total1227100%CeilingHeightFixtureSpacingRCR 1RCR 3FC +W/Sq. Ft.FC +W/Sq. Ft.14'8' 210.21190.2118'10' 120.1290.1022'12' 90.0890.09DeliveredIlluminanceRating: (DIR)103 FC per W/Sq. Ft.92 FC per W/Sq. Ft.2' Suspension Length to luminous apertureSquare rooms used for multiple units: RCR 1: Length & Width = Ceiling Ht. - 4.5' x 10.00 RCR 3: Length & Width = Ceiling Ht. - 4.5' x 3.33+ Average Footcandles at 2.5' Above FloorDelivered Lumens:1227CP at 0° (Nadir):1547Beam Angle:58°Lumen Multiplier:10L x 0.50, 15L x 0.74Luminaire Watts:12.9 Spacing Ratio:0.95CCT Multiplier:27K x 0.97, 30K x 0.98, 40K x 1.04LER:95.12CRI:8027HK x 0.78, 30HK x 0.82See Page 1 for System Watts for all outputsMounting Height AFFFC at Center on FloorBeam DiameterFC at Beam Edge8 '24 fc8.7 '8 fc10 '15 fc10.9 '5 fc12 '11 fc13.1 '4 fc14 '8 fc15.3 '3 fc16 '6 fc17.5 '2 fc20 '4 fc21.9 '1 fc24 '3 fc26.2 '1 fc28 '2 fc30.6 '1 fcSPECLIGHT.COM • 994 JEFFERSON ST. FALL RIVER, MA 02721 • 508.678.2303NOTE: NO PRINTED IMAGE CAN EQUAL THE EXACT COLOR OF FINISH ON METAL. SEE INDIVIDUAL SPECIFICATION SHEETS OR CONSULT FACTORY FOR ADDITIONAL INFORMATION.COLOR OPTIONS - POWDER COAT PAINT FINISHESFIXTURE COLORSTANDARD CORD COLORSTANDARD CANOPY / STEM COLORMatte White, Textured WhiteMatte WhiteMatte WhiteGloss WhiteMatte WhiteGloss WhiteMatte Black, Textured BlackMatte BlackMatte BlackAll OthersMatte BlackSame Color as FixtureCustom Color Contact Factory Contact FactoryTIERCOSTAVERAGE PAINT TIME* Tier 1 - Standard Finishes$Tier 2 - Typical Finishes$$Custom ColorContact FactoryContact FactorySTANDARD CORD / STEM / CANOPY FINISHESPAINT TIMESTIER 1 - STANDARD FINISHESBZBronzeGW Gloss WhiteTWTextured WhiteLG Lime GreenLB Light BlueAS Anodic SapphireAN Anodic NaturalAC Anodic ChampagneAZ Anodic BronzeAK Anodic BlackAM Anodic MalachiteBY BurgundyTB Textured BlackBR BrecchiaSN Sun GoldGH GraphiteCH CharcoalAL AlmondCO Copper MetallicVE Verde GreenRD Red BaronBL Blue StreakOR OrangeCM CamelPLPurpleTQ TurquoisePG Pub GreenEG EvergreenAY Aero YellowPK PinkSF Sea FoamMW Matte WhiteMB Matte BlackPT Platinum SilverTIER 2 - TYPICAL FINISHES*CONTACT FACTORY FOR SPECIFIC PRODUCT LEAD TIMESCUSTOM COLOR FINISHESCONTACT FACTORYCCCustom Color*UNAVAILABLE FOR WET LOCATIONCC83-90165_RA
https://www.speclight.com/downloads/m-442/13e6b89c18ef48e6ac985c0c952e8601/cf04-udpc-w-ra.pdf | lighting | Dimensions and values shown are nominal. Spectrum Lighting continually works to improve products and reserves the right to make changes which may alter the performance or appearance of products.SPECLIGHT.COM • 994 JEFFERSON ST. FALL RIVER, MA 02721 • 508.678.23035YEARWARRANTYPROJECT:QUANTITY:TYPE:4" ROUND DIRECT / INDIRECT DAMP LOCATIONGAMMA SERIESEXAMPLE: CF0412UDPC15L35KMDWDEX/NL/WM/MW83-00208_RACF0418UDPCCF0412UDPCNOTES:1 Nominal Delivered Combined Uplight/Downlight Lumens at 3500K 2 Uplight & Downlight Use The Same Lumen Output 3 See IES Files for Details 4 Consult Factory for Additional Options 5 Uplight & Downlight Use The Same Lens 6 See Mounting Page for Details on Components and Finishes 7 See Color Page for More Options/Consult Factory for Special Finishes 8 Standard FinishesSERIESLUMENS1/2CCTOPTICS3DRIVER / DIMMING4LENS5MOUNTING6FINISH7CF0412UDPC4" x 12" CF0418UDPC4" x 18" 10L15L20L1550 Lm2300 Lm3100 Lm80 CRIUPLIGHTDOWNLIGHTEXDO10XDS2W1Electronic Driver, 120V/277V1%, 0-10V, 120V/277V ELV/MLV, 120VNLCLSOHLNo LensClear LensMicro Prism Solite™ LensHex LouverWM Wall MountMW8 MB8 PT8 CCMatte White Matte Black Platinum Silver Custom Color27K30K35K40K2700K3000K3500K4000KND MDWDXW20°26°51°61°ND MDWDXW20°26°51°61°90 CRIEMER. BAT. OPTIONSSee Page 5 for Full Range of Color Options(83-90095)27HK30HK2700K3000KEMRMEMEN7W Remote EM 7W Remote EM with EnclosureDIMENSIONSSPECLIGHT.COM • 994 JEFFERSON ST. FALL RIVER, MA 02721 • 508.678.23034" ROUND DIRECT / INDIRECT DAMP LOCATIONGAMMA SERIES83-00208_RASERIES SIZES1 Nominal Delivered Combined Uplight/Downlight Lumens at 3500K, 80 CRI, Wide Optic with No LensDimensioned with CF0412UDPCCF0412UDPCCF0418UDPCEMERGENCY BATTERY OPTIONSABC1.312.613.0ABC2.017.06.2EMRM* - 7W REMOTE EMERGENCY BATTERY (50' MAX)ABCEMEN* - 7W REMOTE EMERGENCY BATTERY WITH ENCLOSURE (50' MAX)*OTHER EM BATTERY SIZES AVAILABLE, CONSULT FACTORYABCSERIESABCDECF0412UDPCCF0418UDPC4.04.012.218.28.38.33.46.45.45.4BACDDEAPPLICATION The Gamma Family of Cylinders are a robust offering of point source LED luminaires featuring high efficacies, an assortment of optical control, and installation flexibility, which make them suitable for a wide range of commercial and institutional applications.ELECTRONICSSolid-state light engine available in various color temperatures and lumen outputs. Specifiable in 2700K, 3000K, 3500K, 4000K in CRI 80 (Typ.), or 2700K, 3000K in CRI 90 (Typ.), color accuracy ≤3 SDCM. Selection of integral electronic constant current dimmable drivers available, power factor > 0.9 (Typ). Driver and light engine are field serviceable for future replacement or upgrades. Emergency battery options provide 7W for 90 minutes. Direct and Indirect output and CCT will match. CONSTRUCTIONSeamless cylinder body machined from 6063 extruded aluminum. Trims are die-cast aluminum. Twist and lock trim design for no visible fasteners. Passive aluminum heatsink optimized for LED life and performance. Direct and indirect individually specified specular reflectors offered in variety of beam spreads. Lens accessory options available (maximum of 2) will match direct and indirect.MOUNTINGMounting bracket for direct installation with 4" octagonal junction boxes. Single-piece, seamless die-cast aluminum wall arm. See mounting page for additional information. Contact factory for special installation circumstances. FINISHMulti-stage polyester powder-coat process applied on our in-house finishing department. Custom colors also available (contact factory with RAL#). Wall arm will match cylinder finish specification. CODE COMPLIANCE ETL Listed. Suitable for dry or damp locations with operation in ambient conditions up to 25°C. 5 year limited warranty on all components. Proudly designed and manufactured in Massachusetts, USA. LUMENS / WATTAGE DATA PART NUMBERDELIVERED LUMENS1SYSTEM WATTSLPWCF0418UDPC 10L156712.9121CF0418UDPC 15L231919122CF0418UDPC 20L313425.8121MWMatte WhitePTPlatinum SilverMBMatte BlackSTANDARD FINISHES SHOWN WITH CF0412UDPCSPECLIGHT.COM • 994 JEFFERSON ST. FALL RIVER, MA 02721 • 508.678.2303CF04XXUDPC 20LNDCL 20LNDNL 35KXX XXMW (IND/DIR Damp location)CANDLEPOWER CURVETEST SP-01091INTENSITYCANDELA0º AZIMUTHZONAL LUMENSSINGLE UNIT: PERFORMANCEDIRECT FOOTCANDLESBASED ON DOWNLIGHT ONLYMULTIPLE UNITS: PERFORMANCE80/50/20% REFLECTANCESINITIAL FOOTCANDLES AND WATTS PER SQUARE FOOT0°10°20°30°40°50°60°70°80°90°100°110°120°130°140°150°160°170°180°0°1000 cd2000 cd3000 cd4000 cd5000 cd6000 cd7000 cd8000 cd0°0°813520°85640°10460°280°190°1100°2120°6140°82160°873180°71430° - 10°56819%0° - 30°138446%0° - 60°161553%90° - 120°60%90° - 150°1976%0° - 90°160253%90° - 180°144848%Total3019 100%CeilingHeightFixtureSpacingRCR 4RCR 6FC +W/Sq. Ft.FC +W/Sq. Ft.18'4' 1471.691151.5022'5' 840.97660.8626'6' 550.63610.80DeliveredIlluminanceRating: (DIR)87 FC per W/Sq. Ft.77 FC per W/Sq. Ft.3' Suspension Length to luminous apertureSquare rooms used for multiple units: RCR 4: Length & Width = Ceiling Ht. - 5.5' x 2.50 RCR 6: Length & Width = Ceiling Ht. - 5.5' x 1.66+ Average Footcandles at 2.5' Above FloorDelivered Lumens:3081CP at 0° (Nadir):8135Beam Angle:342°Lumen Multiplier:10L x 0.50, 15L x 0.74Luminaire Watts:25.8 Spacing Ratio:0.32CCT Multiplier:27K x 0.97, 30K x 0.98, 40K x 1.04LER:119.42CRI:8027HK x 0.78, 30HK x 0.82See Page 1 for System Watts for all outputsMounting Height AFFFC at Center on Floor10 '81 fc12 '56 fc14 '42 fc16 '32 fc20 '20 fc24 '14 fc28 '10 fc32 '8 fcCF04XXUDPC 20LMDCL 20LMDNL 35KXX XXMW (IND/DIR Damp location)CANDLEPOWER CURVETEST SP-01090INTENSITYCANDELA0º AZIMUTHZONAL LUMENSSINGLE UNIT: PERFORMANCEDIRECT FOOTCANDLESBASED ON DOWNLIGHT ONLYMULTIPLE UNITS: PERFORMANCE80/50/20% REFLECTANCESINITIAL FOOTCANDLES AND WATTS PER SQUARE FOOT0°10°20°30°40°50°60°70°80°90°100°110°120°130°140°150°160°170°180°0°500 cd1000 cd1500 cd2000 cd2500 cd3000 cd3500 cd4000 cd4500 cd5000 cd5500 cd0°0°531120°126440°10160°280°190°1100°1120°3140°91160°1165180°47630° - 10°42714%0° - 30°140945%0° - 60°165253%90° - 120°100%90° - 150°2177%0° - 90°164753%90° - 180°148848%Total3119 100%CeilingHeightFixtureSpacingRCR 3RCR 5FC +W/Sq. Ft.FC +W/Sq. Ft.18'5' 900.95851.0322'7' 520.55490.5926'9'***330.35310.38DeliveredIlluminanceRating: (DIR)95 FC per W/Sq. Ft.82 FC per W/Sq. Ft.3' Suspension Length to luminous apertureSquare rooms used for multiple units: RCR 3: Length & Width = Ceiling Ht. - 5.5' x 3.33 RCR 5: Length & Width = Ceiling Ht. - 5.5' x 2.00+ Average Footcandles at 2.5' Above Floor*** Exceeds Spacing Ratio by 2%Delivered Lumens:3151CP at 0° (Nadir):5311Beam Angle:336°Lumen Multiplier:10L x 0.50, 15L x 0.74Luminaire Watts:25.8 Spacing Ratio:0.43CCT Multiplier:27K x 0.97, 30K x 0.98, 40K x 1.04LER:122.13CRI:8027HK x 0.78, 30HK x 0.82See Page 1 for System Watts for all outputsMounting Height AFFFC at Center on Floor8 '83 fc10 '53 fc12 '37 fc14 '27 fc16 '21 fc20 '13 fc24 '9 fc28 '7 fc4" ROUND DIRECT / INDIRECTGAMMA SERIES / PHOTOMETRIC DATA83-00208_RACF04XXUDPC 20LWDCL 20LWDNL 35KXX XXMW (IND/DIR Damp location)CANDLEPOWER CURVETEST SP-01092INTENSITYCANDELA0º AZIMUTHZONAL LUMENSSINGLE UNIT: PERFORMANCEDIRECT FOOTCANDLESBASED ON DOWNLIGHT ONLYMULTIPLE UNITS: PERFORMANCE80/50/20% REFLECTANCESINITIAL FOOTCANDLES AND WATTS PER SQUARE FOOT0°10°20°30°40°50°60°70°80°90°100°110°120°130°140°150°160°170°180°0°200 cd400 cd600 cd800 cd1000 cd1200 cd1400 cd1600 cd1800 cd2000 cd2200 cd2400 cd0°0°226920°161540°13260°180°190°1100°2120°2140°101160°1485180°21200° - 10°2317%0° - 30°134143%0° - 60°163552%90° - 120°50%90° - 150°2689%0° - 90°163953%90° - 180°149448%Total3134 100%CeilingHeightFixtureSpacingRCR 2RCR 4FC +W/Sq. Ft.FC +W/Sq. Ft.18'8' 420.42360.4222'10' 240.24210.2426'12' 160.16130.16DeliveredIlluminanceRating: (DIR)101 FC per W/Sq. Ft.85 FC per W/Sq. Ft.3' Suspension Length to luminous apertureSquare rooms used for multiple units: RCR 2: Length & Width = Ceiling Ht. - 5.5' x 5.00 RCR 4: Length & Width = Ceiling Ht. - 5.5' x 2.50+ Average Footcandles at 2.5' Above FloorDelivered Lumens:3134CP at 0° (Nadir):2269Beam Angle:312°Lumen Multiplier:10L x 0.5, 15L x 0.74Luminaire Watts:25.8 Spacing Ratio:0.81CCT Multiplier:27K x 0.97, 30K x 0.98, 40K x 1.04LER:121.47CRI:8027HK x 0.78, 30HK x 0.82See Page 1 for System Watts for all outputsMounting Height AFFFC at Center on Floor8 '35 fc10 '23 fc12 '16 fc14 '12 fc16 '9 fc20 '6 fc24 '4 fc28 '3 fcSPECLIGHT.COM • 994 JEFFERSON ST. FALL RIVER, MA 02721 • 508.678.23034" ROUND DIRECT / INDIRECTGAMMA SERIES / PHOTOMETRIC DATA83-00208_RACF04XXUDPC 20LXWCL 20LXWNL 35KXX XXMW (IND/DIR Damp location)CANDLEPOWER CURVETEST SP-01093INTENSITYCANDELA0º AZIMUTHZONAL LUMENSSINGLE UNIT: PERFORMANCEDIRECT FOOTCANDLESBASED ON DOWNLIGHT ONLYMULTIPLE UNITS: PERFORMANCE80/50/20% REFLECTANCESINITIAL FOOTCANDLES AND WATTS PER SQUARE FOOT0°10°20°30°40°50°60°70°80°90°100°110°120°130°140°150°160°170°180°0°200 cd400 cd600 cd800 cd1000 cd1200 cd1400 cd1600 cd1800 cd2000 cd0°0°183720°159640°15060°280°190°1100°1120°3140°131160°1443180°16770° - 10°1806%0° - 30°126541%0° - 60°162953%90° - 120°60%90° - 150°30710%0° - 90°163453%90° - 180°145047%Total3084 100%CeilingHeightFixtureSpacingRCR 1RCR 3FC +W/Sq. Ft.FC +W/Sq. Ft.18'10' 260.24220.2422'12' 200.19120.1426'14' 130.12130.14DeliveredIlluminanceRating: (DIR)108 FC per W/Sq. Ft.91 FC per W/Sq. Ft.3' Suspension Length to luminous apertureSquare rooms used for multiple units: RCR 1: Length & Width = Ceiling Ht. - 5.5' x 10.00 RCR 3: Length & Width = Ceiling Ht. - 5.5' x 3.33+ Average Footcandles at 2.5' Above FloorDelivered Lumens:3084CP at 0° (Nadir):1837Beam Angle:301°Lumen Multiplier:10L x 0.5, 15L x 0.74Luminaire Watts:25.8 Spacing Ratio:0.99CCT Multiplier:27K x 0.97, 30K x 0.98, 40K x 1.04LER:119.53CRI:8027HK x 0.78, 30HK x 0.82See Page 1 for System Watts for all outputsMounting Height AFFFC at Center on Floor8 '29 fc10 '18 fc12 '13 fc14 '9 fc16 '7 fc20 '5 fc24 '3 fc28 '2 fcSPECLIGHT.COM • 994 JEFFERSON ST. FALL RIVER, MA 02721 • 508.678.2303NOTE: NO PRINTED IMAGE CAN EQUAL THE EXACT COLOR OF FINISH ON METAL. SEE INDIVIDUAL SPECIFICATION SHEETS OR CONSULT FACTORY FOR ADDITIONAL INFORMATION.COLOR OPTIONS - POWDER COAT PAINT FINISHESFIXTURE COLORSTANDARD CORD COLORSTANDARD CANOPY / STEM COLORMatte White, Textured WhiteMatte WhiteMatte WhiteGloss WhiteMatte WhiteGloss WhiteMatte Black, Textured BlackMatte BlackMatte BlackAll OthersMatte BlackSame Color as FixtureCustom Color Contact Factory Contact FactoryTIERCOSTAVERAGE PAINT TIME* Tier 1 - Standard Finishes$Tier 2 - Typical Finishes$$Custom ColorContact FactoryContact FactorySTANDARD CORD / STEM / CANOPY FINISHESPAINT TIMESTIER 1 - STANDARD FINISHESBZBronzeGW Gloss WhiteTWTextured WhiteBR BrecchiaSN Sun GoldGH GraphiteCH CharcoalAL AlmondMT*Textured SilverCO Copper MetallicAS Anodic SapphireAN Anodic NaturalAC Anodic ChampagneAZ Anodic BronzeAK Anodic BlackAM Anodic MalachiteLG Lime GreenBY BurgundyLB Light BlueTB Textured BlackOB* Oil Rubbed BronzeVE Verde GreenRD Red BaronOR OrangeCM CamelPLPurpleTQ TurquoisePG Pub GreenEG EvergreenAY Aero YellowBL Blue StreakPK PinkSF Sea FoamMW Matte WhiteMB Matte BlackPT Platinum SilverTIER 2 - TYPICAL FINISHES*CONTACT FACTORY FOR SPECIFIC PRODUCT LEAD TIMESCUSTOM COLOR FINISHESCONTACT FACTORYCCCustom Color*UNAVAILABLE FOR WET LOCATIONCC83-90095_RA
https://www.speclight.com/downloads/m-442/ac03cda551e84ea4a0b5d19292f02a60/cw06-pc-w-rb.pdf | lighting | Dimensions and values shown are nominal. Spectrum Lighting continually works to improve products and reserves the right to make changes which may alter the performance or appearance of products.SPECLIGHT.COM • 994 JEFFERSON ST. FALL RIVER, MA 02721 • 508.678.23035YEARWARRANTYPROJECT:QUANTITY:TYPE:EXAMPLE: CW0606PC15L35KNDEX/CL/WM/MW83-00195_RBCW0618PCCW0606PCCW0612PCNOTES:1 Nominal Delivered Lumens at 3500K 2 Consult Factory for Additional Options 3 See Mounting Page for Details on Components and Finishes 4 See Color Page for More Options/Consult Factory for Special Finishes 5 Standard FinishesGAMMA SERIES6" ROUND DIRECT WET LOCATIONSERIESLUMENS1CCTOPTICSDRIVER / DIMMING2LENSMOUNTING3FINISH4CW0606PC6" x 6" CW0612PC6" x 12" CW0618PC6" x 18" 10L15L20L30L40L700 Lm1050 Lm1400 Lm2100 Lm2850 Lm80 CRIND MDWDXW14°31° 52°75°EXDO10XDS2W1Electronic Driver, 120V/277V1%, 0-10V, 120V/277V ELV/MLV, 120VCLSOClear LensMicro Prism Solite™ LensWM Wall MountMW5 MB5 PT5 CCMatte White Matte Black Platinum Silver Custom Color27K30K35K40K2700K3000K3500K4000K90 CRIEMER. BAT. OPTIONSSee Page 4 for Full Range of Color Options(83-90165)27HK30HK2700K3000KEMRMEMEN7W Remote EM 7W Remote EM with EnclosureDIMENSIONSSPECLIGHT.COM • 994 JEFFERSON ST. FALL RIVER, MA 02721 • 508.678.230383-00195_RBSERIES SIZESDimensioned with CW0612PCCW0612PCCW0606PCCW0618PCSERIESABCDEFCW0606PCCW0612PCCW0618PC6.16.16.16.412.418.510.510.510.50.43.46.45.45.45.40.63.66.6EMERGENCY BATTERY OPTIONSABC1.312.613.0ABC2.017.06.2EMRM* - 7W REMOTE EMERGENCY BATTERY (50' MAX)ABCEMEN* - 7W REMOTE EMERGENCY BATTERY WITH ENCLOSURE (50' MAX) *OTHER EM BATTERY SIZES AVAILABLE, CONSULT FACTORYABCBACDFEGAMMA SERIES6" ROUND DIRECT WET LOCATIONAPPLICATION The Gamma Family of Cylinders are a robust offering of point source LED luminaires featuring high efficacies, an assortment of optical control, and installation flexibility, which make them suitable for a wide range of commercial and institutional applications.ELECTRONICSSolid-state light engine available in various color temperatures and lumen outputs. Specifiable in 2700K, 3000K, 3500K, 4000K in CRI 80 (Typ.), or 2700K, 3000K in CRI 90 (Typ.), color accuracy ≤3 SDCM. Selection of integral electronic constant current, dimmable drivers available, power factor > 0.9 (Typ). Driver and light engine are field serviceable for future replacement or upgrades. Emergency battery options provide 7W for 90 minutes. CONSTRUCTIONSeamless cylinder body machined from 6063 extruded aluminum. Trim and top cap are die-cast aluminum. Self-locating trim is secured with self-sealing stainless steel hardware. Nitrile rubber o-rings provide additional ingress protection from water. Passive aluminum heatsink optimized for emitter life and perfor-mance. Specular reflectors offered in variety of beam spreads. Lens type must be specified.MOUNTINGMounting bracket for direct installation with 4" octagonal junction boxes. Single-piece, seamless die-cast aluminum wall arm. See mounting page for additional information. Contact factory for special installation circumstances. FINISHMulti-stage polyester powder-coat process applied on our in-house finishing department. Custom colors also available (contact factory with RAL#). Wall arm will match cylinder finish specification. CODE COMPLIANCE ETL Listed. Suitable for wet locations with operation in ambient conditions up to 25°C. 5 year limited warranty on all components. Proudly designed and manufactured in Massachusetts, USA. STANDARD FINISHES SHOWN WITH CW0612PCMWMatte WhitePTPlatinum SilverMBMatte Black1 Nominal Delivered Lumens at 3500K, 80 CRI, Medium Optic with Clear LensLUMENS / WATTAGE DATA PART NUMBERDELIVERED LUMENS1SYSTEM WATTSLPWCW0612PC 10L7076.5109CW0612PC 15L10469.5110CW0612PC 20L141312.9110CW0612PC 30L212019.9107CW0612PC 40L282727.4103SPECLIGHT.COM • 994 JEFFERSON ST. FALL RIVER, MA 02721 • 508.678.23036" ROUND DIRECTGAMMA SERIES / PHOTOMETRIC DATA83-00195_RBCW06XXPC 40L 35K ND XX CL XXCANDLEPOWER CURVETEST SP-01077INTENSITYCANDELA0º AZIMUTHZONAL LUMENSSINGLE UNIT: PERFORMANCEDIRECT FOOTCANDLESBASED ON DOWNLIGHT ONLYMULTIPLE UNITS: PERFORMANCE80/50/20% REFLECTANCESINITIAL FOOTCANDLES AND WATTS PER SQUARE FOOT0°10°20°30°40°50°60°70°80°90°0°2000 cd4000 cd6000 cd8000 cd10000 cd12000 cd14000 cd16000 cd18000 cd0°0°173375°1231815°170125°118235°101645°32055°690°10° - 10°89431%0° - 20°145350%0° - 30°200169%0° - 40°262090%0° - 60°2890100%0° - 80°2893100%0° - 90°2895100%Total2895100%CeilingHeightFixtureSpacingRCR 4RCR 6FC +W/Sq. Ft.FC +W/Sq. Ft.18'3' 2712.812723.1222'4'**1561.611561.7926'5'***1011.041011.16DeliveredIlluminanceRating: (DIR)97 FC per W/Sq. Ft.87 FC per W/Sq. Ft.3' Suspension Length to luminous apertureSquare rooms used for multiple units: RCR 4: Length & Width = Ceiling Ht. - 5.5' x 2.50 RCR 6: Length & Width = Ceiling Ht. - 5.5' x 1.66+ Average Footcandles at 2.5' Above Floor** Exceeds Spacing Ratio by 1%*** Exceeds Spacing Ratio by 2%Delivered Lumens:2895CP at 0° (Nadir):17337Beam Angle:14°Lumen Multiplier:10L x 0.25, 15L x 0.37, 20L x 0.50, 30L x 0.75Luminaire Watts:27.4 Spacing Ratio:0.24CCT Multiplier:27K x 0.97, 30K x 0.98, 40K x 1.04LER:105.66CRI:8027HK x 0.78, 30HK x 0.82See Page 1 for System Watts for all outputsMounting Height AFFFC at Center on FloorBeam DiameterFC at Beam Edge10 '173 fc2.4 '85 fc12 '120 fc2.9 '59 fc14 '88 fc3.4 '43 fc16 '68 fc3.9 '33 fc20 '43 fc4.8 '21 fc24 '30 fc5.8 '15 fc28 '22 fc6.7 '11 fc32 '17 fc7.7 '8 fcCW06XXPC 40L 35K MD XX CL XXCANDLEPOWER CURVETEST SP-01076INTENSITYCANDELA0º AZIMUTHZONAL LUMENSSINGLE UNIT: PERFORMANCEDIRECT FOOTCANDLESBASED ON DOWNLIGHT ONLYMULTIPLE UNITS: PERFORMANCE80/50/20% REFLECTANCESINITIAL FOOTCANDLES AND WATTS PER SQUARE FOOT0°10°20°30°40°50°60°70°80°90°0°500 cd1000 cd1500 cd2000 cd2500 cd3000 cd3500 cd4000 cd4500 cd5000 cd5500 cd6000 cd0°0°57215°535215°292925°130735°104645°32055°890°10° - 10°48417%0° - 20°128445%0° - 30°190767%0° - 40°254390%0° - 60°2814100%0° - 80°2825100%0° - 90°2827100%Total2827100%CeilingHeightFixtureSpacingRCR 3RCR 5FC +W/Sq. Ft.FC +W/Sq. Ft.14'4' 1721.751641.9018'6' 650.66520.6022'8' 390.40310.36DeliveredIlluminanceRating: (DIR)98 FC per W/Sq. Ft.87 FC per W/Sq. Ft.2' Suspension Length to luminous apertureSquare rooms used for multiple units: RCR 3: Length & Width = Ceiling Ht. - 4.5' x 3.33 RCR 5: Length & Width = Ceiling Ht. - 4.5' x 2.00+ Average Footcandles at 2.5' Above FloorDelivered Lumens:2827CP at 0° (Nadir):5721Beam Angle:31°Lumen Multiplier:10L x 0.25, 15L x 0.37, 20L x 0.50, 30L x 0.75Luminaire Watts:27.4 Spacing Ratio:0.50CCT Multiplier:27K x 0.97, 30K x 0.98, 40K x 1.04LER:103.18CRI:8027HK x 0.78, 30HK x 0.82See Page 1 for System Watts for all outputsMounting Height AFFFC at Center on FloorBeam DiameterFC at Beam Edge8 '89 fc4.4 '40 fc10 '57 fc5.5 '26 fc12 '40 fc6.5 '18 fc14 '29 fc7.6 '13 fc16 '22 fc8.7 '10 fc20 '14 fc10.9 '6 fc24 '10 fc13.1 '4 fc28 '7 fc15.3 '3 fcCW06XXPC 40L 35K WD XX CL XXCANDLEPOWER CURVETEST SP-01290_M-40LINTENSITYCANDELA0º AZIMUTHZONAL LUMENSSINGLE UNIT: PERFORMANCEDIRECT FOOTCANDLESBASED ON DOWNLIGHT ONLYMULTIPLE UNITS: PERFORMANCE80/50/20% REFLECTANCESINITIAL FOOTCANDLES AND WATTS PER SQUARE FOOT0°10°20°30°40°50°60°70°80°90°0°300 cd600 cd900 cd1200 cd1500 cd1800 cd2100 cd2400 cd2700 cd3000 cd3300 cd3600 cd0°0°34805°339015°273025°184735°111145°26055°2290°20° - 10°31911%0° - 20°107737%0° - 30°192167%0° - 40°259790%0° - 60°285199%0° - 80°287099%0° - 90°2873100%Total2885100%CeilingHeightFixtureSpacingRCR 2RCR 4FC +W/Sq. Ft.FC +W/Sq. Ft.14'6' 820.77720.7718'8' 410.38350.3822'10' 310.29210.23DeliveredIlluminanceRating: (DIR)106 FC per W/Sq. Ft.93 FC per W/Sq. Ft.2' Suspension Length to luminous apertureSquare rooms used for multiple units: RCR 2: Length & Width = Ceiling Ht. - 4.5' x 5.00 RCR 4: Length & Width = Ceiling Ht. - 4.5' x 2.50+ Average Footcandles at 2.5' Above FloorDelivered Lumens:2885CP at 0° (Nadir):3480Beam Angle:52°Lumen Multiplier:10L x 0.25, 15L x 0.36, 20L x 0.50, 30L x 0.75Luminaire Watts:27.2 Spacing Ratio:0.78CCT Multiplier:27K x 0.97, 30K x 0.98, 40K x 1.04LER:106.07CRI:8027HK x 0.78, 30HK x 0.83See Page 1 for System Watts for all outputsMounting Height AFFFC at Center on FloorBeam DiameterFC at Beam Edge8 '54 fc7.9 '20 fc10 '35 fc9.8 '13 fc12 '24 fc11.8 '9 fc14 '18 fc13.8 '6 fc16 '14 fc15.7 '5 fc20 '9 fc19.7 '3 fc24 '6 fc23.6 '2 fc28 '4 fc27.5 '2 fcSPECLIGHT.COM • 994 JEFFERSON ST. FALL RIVER, MA 02721 • 508.678.23036" ROUND DIRECTGAMMA SERIES / PHOTOMETRIC DATA83-00195_RBCW06XXPC 40L 35K XW XX CL XXCANDLEPOWER CURVETEST SP-01078INTENSITYCANDELA0º AZIMUTHZONAL LUMENSSINGLE UNIT: PERFORMANCEDIRECT FOOTCANDLESBASED ON DOWNLIGHT ONLYMULTIPLE UNITS: PERFORMANCE80/50/20% REFLECTANCESINITIAL FOOTCANDLES AND WATTS PER SQUARE FOOT0°10°20°30°40°50°60°70°80°90°0°200 cd400 cd600 cd800 cd1000 cd1200 cd1400 cd1600 cd1800 cd2000 cd2200 cd0°0°21565°212315°202125°184235°130345°28755°2890°00° - 10°2057%0° - 20°78228%0° - 30°162759%0° - 40°242188%0° - 60°270198%0° - 80°2750 100%0° - 90°2751100%Total2752100%CeilingHeightFixtureSpacingRCR 1RCR 3FC +W/Sq. Ft.FC +W/Sq. Ft.14'8' 470.44400.4418'10' 270.25200.2222'12' 190.18190.20DeliveredIlluminanceRating: (DIR)108 FC per W/Sq. Ft.92 FC per W/Sq. Ft.2' Suspension Length to luminous apertureSquare rooms used for multiple units: RCR 1: Length & Width = Ceiling Ht. - 4.5' x 10.00 RCR 3: Length & Width = Ceiling Ht. - 4.5' x 3.33+ Average Footcandles at 2.5' Above FloorDelivered Lumens:2752CP at 0° (Nadir):2156Beam Angle:75°Lumen Multiplier:10L x 0.25, 15L x 0.37, 20L x 0.50, 30L x 0.75Luminaire Watts:27.4 Spacing Ratio:1.14CCT Multiplier:27K x 0.97, 30K x 0.98, 40K x 1.04LER:100.44CRI:8027HK x 0.78, 30HK x 0.82See Page 1 for System Watts for all outputsMounting Height AFFFC at Center on FloorBeam DiameterFC at Beam Edge6 '60 fc9.2 '15 fc8 '34 fc12.3 '8 fc10 '22 fc15.4 '5 fc12 '15 fc18.5 '4 fc14 '11 fc21.5 '3 fc16 '8 fc24.6 '2 fc20 '5 fc30.8 '1 fc24 '4 fc36.9 '1 fcSPECLIGHT.COM • 994 JEFFERSON ST. FALL RIVER, MA 02721 • 508.678.2303NOTE: NO PRINTED IMAGE CAN EQUAL THE EXACT COLOR OF FINISH ON METAL. SEE INDIVIDUAL SPECIFICATION SHEETS OR CONSULT FACTORY FOR ADDITIONAL INFORMATION.COLOR OPTIONS - POWDER COAT PAINT FINISHESFIXTURE COLORSTANDARD CORD COLORSTANDARD CANOPY / STEM COLORMatte White, Textured WhiteMatte WhiteMatte WhiteGloss WhiteMatte WhiteGloss WhiteMatte Black, Textured BlackMatte BlackMatte BlackAll OthersMatte BlackSame Color as FixtureCustom Color Contact Factory Contact FactoryTIERCOSTAVERAGE PAINT TIME* Tier 1 - Standard Finishes$Tier 2 - Typical Finishes$$Custom ColorContact FactoryContact FactorySTANDARD CORD / STEM / CANOPY FINISHESPAINT TIMESTIER 1 - STANDARD FINISHESBZBronzeGW Gloss WhiteTWTextured WhiteLG Lime GreenLB Light BlueAS Anodic SapphireAN Anodic NaturalAC Anodic ChampagneAZ Anodic BronzeAK Anodic BlackAM Anodic MalachiteBY BurgundyTB Textured BlackBR BrecchiaSN Sun GoldGH GraphiteCH CharcoalAL AlmondCO Copper MetallicVE Verde GreenRD Red BaronBL Blue StreakOR OrangeCM CamelPLPurpleTQ TurquoisePG Pub GreenEG EvergreenAY Aero YellowPK PinkSF Sea FoamMW Matte WhiteMB Matte BlackPT Platinum SilverTIER 2 - TYPICAL FINISHES*CONTACT FACTORY FOR SPECIFIC PRODUCT LEAD TIMESCUSTOM COLOR FINISHESCONTACT FACTORYCCCustom Color*UNAVAILABLE FOR WET LOCATIONCC83-90165_RA
https://www.speclight.com/downloads/m-442/17af97d0b2f74dd6861d52a6e171d220/cf06-pc-w-rb.pdf | lighting | Dimensions and values shown are nominal. Spectrum Lighting continually works to improve products and reserves the right to make changes which may alter the performance or appearance of products.SPECLIGHT.COM • 994 JEFFERSON ST. FALL RIVER, MA 02721 • 508.678.23035YEARWARRANTYPROJECT:QUANTITY:TYPE:EXAMPLE: CF0606PC15L35KNDEX/NL/WM/MW83-00219_RBCF0618PCCF0606PCCF0612PCNOTES:1 Nominal Delivered Lumens at 3500K 2 Consult Factory for Additional Options 3 See Mounting Page for Details on Components and Finishes 4 See Color Page for More Options/Consult Factory for Special Finishes 5 Standard Finishes6" ROUND DIRECT DAMP LOCATIONGAMMA SERIESSERIESLUMENS1CCTOPTICSDRIVER / DIMMING2LENSMOUNTING3FINISH4CF0606PC6" x 6" CF0612PC6" x 12" CF0618PC6" x 18"10L15L20L30L40L750 Lm1150 Lm1550 Lm2300 Lm3100 Lm80 CRIND MDWDXW13°30°53°78°EXDO10XDS2W1Electronic Driver, 120V/277V1%, 0-10V, 120V/277V ELV/MLV, 120VNLCLSOHLNo Lens Clear Glass LensMicro Prism Solite™ LensHex LouverWM Wall MountMW5 MB5 PT5 CCMatte White Matte Black Platinum Silver Custom Color27K30K35K40K2700K3000K3500K4000K90 CRIEMERGENCY BATTERY OPTIONSSee Page 4 for Full Range of Color Options(83-90095)27HK30HK2700K3000KEMRMEMEN7W Remote EM 7W Remote with EnclosureDIMENSIONSSPECLIGHT.COM • 994 JEFFERSON ST. FALL RIVER, MA 02721 • 508.678.230383-00219_RBSERIES SIZESDimensioned with CF0612PCCF0612PCCF0606PCCF0618PCSERIESABCDEFCF0606PCCF0612PCCF0618PC6.16.16.1 6.412.418.410.310.310.30.43.46.45.45.45.40.63.66.6EMERGENCY BATTERY OPTIONSABC1.312.613.0ABC2.017.06.2EMRM* - 7W REMOTE EMERGENCY BATTERY (50' MAX)ABCEMEN* - 7W REMOTE EMERGENCY BATTERY WITH ENCLOSURE (50' MAX)*OTHER EM BATTERY SIZES AVAILABLE, CONSULT FACTORYABCBACDFE6" ROUND DIRECT DAMP LOCATIONGAMMA SERIESAPPLICATION The Gamma Family of Cylinders are a robust offering of point source LED luminaires featuring high efficacies, an assortment of optical control, and installation flexibility, which make them suitable for a wide range of commercial and institutional applications.ELECTRONICSSolid-state light engine available in various color temperatures and lumen outputs. Specifiable in 2700K, 3000K, 3500K, 4000K in CRI 80 (Typ.), or 2700K, 3000K in CRI 90 (Typ.), color accuracy ≤3 SDCM. Selection of integral electronic constant current, dimmable drivers available, power factor > 0.9 (Typ). Driver and light engine are field serviceable for future replacement or upgrades. Emergency battery options provide 7W for 90 minutes. CONSTRUCTIONSeamless cylinder body machined from 6063 extruded aluminum. Trim and top cap are die-cast aluminum. Twist and lock trim design for no visible fasteners. Passive aluminum heatsink optimized for LED life and performance. Specular reflectors offered in variety of beam spreads. Lens accessory options available (maximum of 2).MOUNTINGMounting bracket for direct installation with 4" octagonal junction boxes. Single-piece, seamless die-cast aluminum wall arm. See mounting page for additional information. Contact factory for special installation circumstances. FINISHMulti-stage polyester powder-coat process applied on our in-house finishing department. Custom colors also available (contact factory with RAL#). Wall arm will match cylinder finish specification. CODE COMPLIANCE ETL Listed. Suitable for dry or damp locations with operation in ambient conditions up to 25°C. 5 year limited warranty on all components. Proudly designed and manufactured in Massachusetts, USA. STANDARD FINISHES SHOWN WITH CF0612PCMWMatte WhitePTPlatinum SilverMBMatte Black1 Nominal Delivered Lumens at 3500K, 80 CRI, Medium Optic with Clear LensLUMENS / WATTAGE DATA PART NUMBERDELIVERED LUMENS1SYSTEM WATTSLPWCF0612PC 10L7326.5113CF0612PC 15L10839.5114CF0612PC 20L146312.9113CF0612PC 30L219519.9110CF0612PC 40L292627.4107SPECLIGHT.COM • 994 JEFFERSON ST. FALL RIVER, MA 02721 • 508.678.23036" ROUND DIRECTGAMMA SERIES / PHOTOMETRIC DATA83-00219_RBCF06XXPC 40L 35K ND XX CL XXCANDLEPOWER CURVETEST SP-01041INTENSITYCANDELA0º AZIMUTHZONAL LUMENSSINGLE UNIT: PERFORMANCEDIRECT FOOTCANDLESBASED ON DOWNLIGHT ONLYMULTIPLE UNITS: PERFORMANCE80/50/20% REFLECTANCESINITIAL FOOTCANDLES AND WATTS PER SQUARE FOOT0°10°20°30°40°50°60°70°80°90°0°2000 cd4000 cd6000 cd8000 cd10000 cd12000 cd14000 cd16000 cd0°0°168415°1157215°178425°116235°99745°33055°590°00° - 10°86629%0° - 20°142348%0° - 30°197267%0° - 40°259588%0° - 60°2935100%0° - 80° 2940 100%0° - 90°2941100%Total2941100%CeilingHeightFixtureSpacingRCR 4RCR 6FC +W/Sq. Ft.FC +W/Sq. Ft.22'4' 1691.731391.5926'5'**1121.15921.0530'6'***790.82660.75DeliveredIlluminanceRating: (DIR)97 FC per W/Sq. Ft.87 FC per W/Sq. Ft.2' Suspension Length to luminous apertureSquare rooms used for multiple units: RCR 4: Length & Width = Ceiling Ht. - 4.5' x 2.50 RCR 6: Length & Width = Ceiling Ht. - 4.5' x 1.66+ Average Footcandles at 2.5' Above Floor** Exceeds Spacing Ratio by 1%*** Exceeds Spacing Ratio by 2%Delivered Lumens:2941CP at 0° (Nadir):16841Beam Angle:13°Lumen Multiplier:10L x 0.25, 15L x 0.37, 20L x 0.50, 30L x 0.75Luminaire Watts:27.4 Spacing Ratio:0.23CCT Multiplier:27K x 0.97, 30K x 0.98, 40K x 1.04LER:107.34CRI:8027HK x 0.78, 30HK x 0.82See Page 1 for System Watts for all outputsMounting Height AFFFC at Center on FloorBeam DiameterFC at Beam Edge8 '263 fc1.9 '129 fc10 '168 fc2.4 '82 fc12 '117 fc2.8 '57 fc14 '86 fc3.3 '42 fc16 '66 fc3.8 '32 fc20 '42 fc4.7 '21 fc24 '29 fc5.7 '14 fc28 '21 fc6.6 '11 fcCF06XXPC 40L 35K MD XX CL XXCANDLEPOWER CURVETEST SP-01038INTENSITYCANDELA0º AZIMUTHZONAL LUMENSSINGLE UNIT: PERFORMANCEDIRECT FOOTCANDLESBASED ON DOWNLIGHT ONLYMULTIPLE UNITS: PERFORMANCE80/50/20% REFLECTANCESINITIAL FOOTCANDLES AND WATTS PER SQUARE FOOT0°10°20°30°40°50°60°70°80°90°0°500 cd1000 cd1500 cd2000 cd2500 cd3000 cd3500 cd4000 cd4500 cd5000 cd5500 cd6000 cd0°0°56855°529315°289225°133535°101945°29755°1090°00° - 10°47816%0° - 20°128144%0° - 30°192866%0° - 40°257488%0° - 60°2914100%0° - 80°2924100%0° - 90°2926100%Total2926100%CeilingHeightFixtureSpacingRCR 3RCR 5FC +W/Sq. Ft.FC +W/Sq. Ft.18'6' 670.66530.6022'8' 400.40320.3626'10' 260.26210.24DeliveredIlluminanceRating: (DIR)101 FC per W/Sq. Ft.89 FC per W/Sq. Ft.2' Suspension Length to luminous apertureSquare rooms used for multiple units: RCR 3: Length & Width = Ceiling Ht. - 4.5' x 3.33 RCR 5: Length & Width = Ceiling Ht. - 4.5' x 2.00+ Average Footcandles at 2.5' Above FloorDelivered Lumens:2926Beam Angle:30°Lumen Multiplier:10L x 0.25, 15L x 0.37, 20L x 0.50, 30L x 0.75Luminaire Watts:27.4 Spacing Ratio:0.50CCT Multiplier:27K x 0.97, 30K x 0.98, 40K x 1.04, 27HK x 0.78, 30HK x 0.82LER:106.79CRI:80See Page 1 for System Watts for all outputsMounting Height AFFFC at Center on FloorBeam DiameterFC at Beam Edge8 '89 fc4.4 '40 fc10 '57 fc5.5 '26 fc12 '39 fc6.6 '18 fc14 '29 fc7.7 '13 fc16 '22 fc8.8 '10 fc20 '14 fc11.0 '6 fc24 '10 fc13.2 '4 fc28 '7 fc15.3 '3 fcCF06XXPC 40L 35K WD XX CL XXCANDLEPOWER CURVETEST SP-01287_M-40LINTENSITYCANDELA0º AZIMUTHZONAL LUMENSSINGLE UNIT: PERFORMANCEDIRECT FOOTCANDLESBASED ON DOWNLIGHT ONLYMULTIPLE UNITS: PERFORMANCE80/50/20% REFLECTANCESINITIAL FOOTCANDLES AND WATTS PER SQUARE FOOT0°10°20°30°40°50°60°70°80°90°0°300 cd600 cd900 cd1200 cd1500 cd1800 cd2100 cd2400 cd2700 cd3000 cd3300 cd3600 cd0°0°34455°332615°262425°173235°103945°22555°2190°20° - 10°31611%0° - 20°107137%0° - 30°191566%0° - 40°259589%0° - 60°287899%0° - 80°289899%0° - 90°2900 100%Total2913100%CeilingHeightFixtureSpacingRCR 2RCR 4FC +W/Sq. Ft.FC +W/Sq. Ft.14'6' 830.77720.7718'8' 410.38360.3822'10' 310.29210.23DeliveredIlluminanceRating: (DIR)108 FC per W/Sq. Ft.94 FC per W/Sq. Ft.2' Suspension Length to luminous apertureSquare rooms used for multiple units: RCR 2: Length & Width = Ceiling Ht. - 4.5' x 5.00 RCR 4: Length & Width = Ceiling Ht. - 4.5' x 2.50+ Average Footcandles at 2.5' Above FloorDelivered Lumens:2913CP at 0° (Nadir):3445Beam Angle:53°Lumen Multiplier:10L x 0.25, 15L x 0.36, 20L x 0.50, 30L x 0.75Luminaire Watts:27 Spacing Ratio:0.76CCT Multiplier:27K x 0.97, 30K x 0.98, 40K x 1.04LER:107.89CRI:8027HK x 0.78, 30HK x 0.83See Page 1 for System Watts for all outputsMounting Height AFFFC at Center on FloorBeam DiameterFC at Beam Edge8 '54 fc7.9 '20 fc10 '34 fc9.9 '13 fc12 '24 fc11.9 '9 fc14 '18 fc13.9 '7 fc16 '13 fc15.8 '5 fc20 '9 fc19.8 '3 fc24 '6 fc23.8 '2 fc28 '4 fc27.7 '2 fcSPECLIGHT.COM • 994 JEFFERSON ST. FALL RIVER, MA 02721 • 508.678.2303CF06XXPC 40L 35K XW XX CL XXCANDLEPOWER CURVETEST SP-01044INTENSITYCANDELA0º AZIMUTHZONAL LUMENSSINGLE UNIT: PERFORMANCEDIRECT FOOTCANDLESBASED ON DOWNLIGHT ONLYMULTIPLE UNITS: PERFORMANCE80/50/20% REFLECTANCESINITIAL FOOTCANDLES AND WATTS PER SQUARE FOOT0°10°20°30°40°50°60°70°80°90°0°200 cd400 cd600 cd800 cd1000 cd1200 cd1400 cd1600 cd1800 cd2000 cd2200 cd0°0°21535°212415°203025°186335°140645°40155°2690°00° - 10°2067%0° - 20°78527%0° - 30°164257%0° - 40°249086%0° - 60°285698%0° - 80°2904100%0° - 90°2906 100%Total2907100%CeilingHeightFixtureSpacingRCR 1RCR 3FC +W/Sq. Ft.FC +W/Sq. Ft.14'8' 500.44420.4418'10' 290.25210.2222'12' 200.18200.20DeliveredIlluminanceRating: (DIR)113 FC per W/Sq. Ft.97 FC per W/Sq. Ft.2' Suspension Length to luminous apertureSquare rooms used for multiple units: RCR 1: Length & Width = Ceiling Ht. - 4.5' x 10.00 RCR 3: Length & Width = Ceiling Ht. - 4.5' x 3.33+ Average Footcandles at 2.5' Above FloorDelivered Lumens:2907CP at 0° (Nadir):2153Beam Angle:78°Lumen Multiplier:10L x 0.25, 15L x 0.37, 20L x 0.50, 30L x 0.75Luminaire Watts:27.4 Spacing Ratio:1.17CCT Multiplier:27K x 0.97, 30K x 0.98, 40K x 1.04LER:106.09CRI:8027HK x 0.78, 30HK x 0.82See Page 1 for System Watts for all outputsMounting Height AFFFC at Center on FloorBeam DiameterFC at Beam Edge6 '60 fc9.7 '14 fc8 '34 fc12.9 '8 fc10 '22 fc16.1 '5 fc12 '15 fc19.3 '4 fc14 '11 fc22.5 '3 fc16 '8 fc25.7 '2 fc20 '5 fc32.2 '1 fc24 '4 fc38.6 '1 fc6" ROUND DIRECTGAMMA SERIES / PHOTOMETRIC DATA83-00216_RBSPECLIGHT.COM • 994 JEFFERSON ST. FALL RIVER, MA 02721 • 508.678.2303NOTE: NO PRINTED IMAGE CAN EQUAL THE EXACT COLOR OF FINISH ON METAL. SEE INDIVIDUAL SPECIFICATION SHEETS OR CONSULT FACTORY FOR ADDITIONAL INFORMATION.COLOR OPTIONS - POWDER COAT PAINT FINISHESFIXTURE COLORSTANDARD CORD COLORSTANDARD CANOPY / STEM COLORMatte White, Textured WhiteMatte WhiteMatte WhiteGloss WhiteMatte WhiteGloss WhiteMatte Black, Textured BlackMatte BlackMatte BlackAll OthersMatte BlackSame Color as FixtureCustom Color Contact Factory Contact FactoryTIERCOSTAVERAGE PAINT TIME* Tier 1 - Standard Finishes$Tier 2 - Typical Finishes$$Custom ColorContact FactoryContact FactorySTANDARD CORD / STEM / CANOPY FINISHESPAINT TIMESTIER 1 - STANDARD FINISHESBZBronzeGW Gloss WhiteTWTextured WhiteBR BrecchiaSN Sun GoldGH GraphiteCH CharcoalAL AlmondMT*Textured SilverCO Copper MetallicAS Anodic SapphireAN Anodic NaturalAC Anodic ChampagneAZ Anodic BronzeAK Anodic BlackAM Anodic MalachiteLG Lime GreenBY BurgundyLB Light BlueTB Textured BlackOB* Oil Rubbed BronzeVE Verde GreenRD Red BaronOR OrangeCM CamelPLPurpleTQ TurquoisePG Pub GreenEG EvergreenAY Aero YellowBL Blue StreakPK PinkSF Sea FoamMW Matte WhiteMB Matte BlackPT Platinum SilverTIER 2 - TYPICAL FINISHES*CONTACT FACTORY FOR SPECIFIC PRODUCT LEAD TIMESCUSTOM COLOR FINISHESCONTACT FACTORYCCCustom Color*UNAVAILABLE FOR WET LOCATIONCC83-90095_RA
https://www.cooperlighting.com/api/assets/v1/file/CLS/content/ad9e025564034a3e850dad41008b7cd6/PS519075EN-312EN-300x1200-LED-Metric-SSS | lighting | %PDF-1.7%����58 0 obj< >endobj xref58 1300000000016 00000 n0000003468 00000 n0000003613 00000 n0000003655 00000 n0000005308 00000 n0000005951 00000 n0000006543 00000 n0000007033 00000 n0000007116 00000 n0000007780 00000 n0000008402 00000 n0000008498 00000 n0000008839 00000 n0000009167 00000 n0000009278 00000 n0000009391 00000 n0000009437 00000 n0000009483 00000 n0000009528 00000 n0000009574 00000 n0000009620 00000 n0000009666 00000 n0000009712 00000 n0000009757 00000 n0000009802 00000 n0000009848 00000 n0000009884 00000 n0000010195 00000 n0000010732 00000 n0000011116 00000 n0000011162 00000 n0000025416 00000 n0000025756 00000 n0000026131 00000 n0000039046 00000 n0000039342 00000 n0000039817 00000 n0000040211 00000 n0000052524 00000 n0000065885 00000 n0000076651 00000 n0000088048 00000 n0000088386 00000 n0000088699 00000 n0000089240 00000 n0000099641 00000 n0000112213 00000 n0000117966 00000 n0000122847 00000 n0000124542 00000 n0000129561 00000 n0000132210 00000 n0000137760 00000 n0000138095 00000 n0000138272 00000 n0000138582 00000 n0000139110 00000 n0000139607 00000 n0000140097 00000 n0000140656 00000 n0000141000 00000 n0000141184 00000 n0000141727 00000 n0000142084 00000 n0000143850 00000 n0000144143 00000 n0000152991 00000 n0000153268 00000 n0000156895 00000 n0000156934 00000 n0000181324 00000 n0000181363 00000 n0000204314 00000 n0000204353 00000 n0000213100 00000 n0000213139 00000 n0000246206 00000 n0000246245 00000 n0000254789 00000 n0000254828 00000 n0000310363 00000 n0000310402 00000 n0000321435 00000 n0000321474 00000 n0000330679 00000 n0000330718 00000 n0000331105 00000 n0000331381 00000 n0000331768 00000 n0000331996 00000 n0000332159 00000 n0000332312 00000 n0000332540 00000 n0000332876 00000 n0000333219 00000 n0000333551 00000 n0000333852 00000 n0000334127 00000 n0000334363 00000 n0000334508 00000 n0000334738 00000 n0000335092 00000 n0000335491 00000 n0000335639 00000 n0000335792 00000 n0000336131 00000 n0000336414 00000 n0000336841 00000 n0000342973 00000 n0000370091 00000 n0000370976 00000 n0000371888 00000 n0000372299 00000 n0000373684 00000 n0000374324 00000 n0000375191 00000 n0000375375 00000 n0000375732 00000 n0000376188 00000 n0000377092 00000 n0000377973 00000 n0000378813 00000 n0000379698 00000 n0000381864 00000 n0000383083 00000 n0000384774 00000 n0000384958 00000 n0000386420 00000 n0000386937 00000 n0000002896 00000 ntrailer< <0BEEA4DE64B7B2110A00000000000000>]/Prev 622203>>startxref0%%EOF 187 0 obj< >streamhތQMhQ��}����b�4�ItͶ���ڃ J�D��T��Z��%B�&��k�"%��������C���7/�� �?����&�Z��<��¦�}���0��\�́.9��ң�C��~���{N�?-ڡ��3LˎL�����ɉk^g2j[7nV���t�F,�kT��~�+�����[�����n����A��I�v��KRk�k/�5ffI�+�o�UqlҳJ^�_��Bw1���%�Y�Y��k�����v��9��̆�S�b;$�Rߣ��V��S�v�W��4۸\TlfP�O���;��#yb`yY���7/ v� ���`_���*F1O�i&h�3�����q���S�Wg�DV���PE�������q�5r�]���6�w��o��e3s,ګ¦�*����\�,�8��=�a�� ���[�d�2�X�n)ڔ�����m�O�٢t�endstreamendobj59 0 obj< >>>endobj60 0 obj< >endobj61 0 obj< >/PageTransformationMatrixList< >/PageUIDList< >/PageWidthList< >>>>>/Resources< >/ExtGState< >/Font< >/ProcSet[/PDF/Text/ImageC/ImageI]/Properties< >/Shading< >/XObject< >>>/Rotate 0/Tabs/W/Thumb 51 0 R/TrimBox[0.0 0.0 612.0 792.0]/Type/Page>>endobj62 0 obj< >endobj63 0 obj< >streamH�\�͊�0��zg��Z��@&������8��5ll�8����\a�ค���w��~���f����lO���po����`��v};?V�o{i&��Ç�u��pM]��Gzy���>m���M�-v!���>���mv�Mӟp�ls�^�.�R�/�����-�^�]z����t�ߎ��)�rY�i�.\������y�ֶ�H�ڄ����O��&���H��\5ݫ���¦Y�Gүԯ�+�eφz���B�w������HSW�_�~UP�%u]QWЎ�A{jM�ly*�kjkjkj�P4��R+4�^B/��0A���{�.�]л�wA;�����������������������������������A���K��Rx)�^J/���㛀���K��Rz-ߌ2E��F�
https://www.signify.com/api/assets/v1/file/Signify/content/664c23c256444e43aea1ad9e018a6f50/TruGroove_Suspended_Micro_Lens_SpecSheet.pdf | lighting | TruGroove_Suspended_Micro_Lens_SpecSheet 11/23 page 1 of 14LinearTruGrooveSuspended micro (lens)Project: Location: Cat.No: Type: Line ID:Qty: Notes:TruGroove suspended micro (lens) drives performance beyond the edge. Innovative optics deliver exceptional uniformity and wide row spacing from a 1.75" aperture continuous line of light. Unique Quad Optic louver cells offer a wide range of options from graze to stack to asymmetric wall wash exceeding the demands of the most challenging spaces.TruGroove suspended micro includes AccuRender technology for the highest color quality at the highest efficacy1.75"apertureDLC Note: Not all product variations listed on this page are DLC qualified. To ensure that a specific model is qualified, visit www.designlights.org/searchFinish optionsTitaniumSilver (T)StandardWhite (W)DarkWalnut (1)LightCherry (2)WhiteCherry (3)GraphiteGrey (G)MidnightBlack (B)TruGroove suspended micro (lens)Order guide footnotes1. Nominal values within a range. Not all lumen packages are available with all configurations. Consult photometry data for CRI, color temp, lumens & distribution of chosen configuration.2. Not all wiring types are available with all configurations. Consult Ledalite for a complete list of available options.3. 347V not available with Battery Pack, GTD, DALI, Lutron EcoSystem or Sensor Ready drivers or Interact Pro options. Battery packs available in modules > 4ft (lumen package limits may apply, check with Ledalite).4. Interact Pro & Interact Office Wired (PoE) options require separate controls hardware by Signify. 5. Tunable White options are available with Interact Pro wireless or with 2ch 0-10V, DALI-2 (DT6 or DT8) or Interact Office (PoE) wired drivers. Please enquire about options such as Lutron T Series or DMX control (extended lead times may apply).6. Auxiliary Wiring not available with Interact Pro or Interact Office Wired (PoE) luminaires. Aux sections are wired to one fixture end only.7. Flat corners are 90°. No asymmetric lens optics in corners. Please enquire about options for custom angles and intersections. for 2ft D/I configurations please consult factory. (Extended lead times may apply for these options).8. Tunable White not available with Louver Cell Optics.9. Integral sensors only recommended at ends of runs for best aesthetics. Mid run sensors can be provided in remote mounts. Integral sensors not available with Drop Lens options. Please enquire about options for remote sensors. Sensors must be combined with Sensor Ready driver options. Default sensor color is white, fixtures with black or dark finishes have black sensors. (Consult factory for other combinations).10. Luminaires are pre-wired to both ends with quick wire connectors at one end for standard circuit & battery pack trigger wire (if applicable). Each circuit has its own neutral conductor. All circuits are clearly labelled at each end. 11. Thru Wire options can provide either one additional set of (4) power and dimming wires (Black/White/Purple/Pink or Brown) or one additional battery pack trigger wire (Orange) through a selected module, please consult factory for other Thru Wire options.12. Other options not shown here may also be possible via a custom request. Extended lead times and minimum order quantities may apply, please consult factory.13. UL924 listed sensor bypass relay is factory installed between driver & sensor. Must be ordered in same module as integral sensing option. Consult Ledalite for other options. Must be installed in conjunction with a UL1008 device.14. Must order IRT9015 Interact commissioning remote with each system order.15. Combination modules with Louver Cells and a Flush Lens may be specified by using the "Louver Cell Length" and "Louver Cell Position" options.16. Black Lens limits direct lumens to 700 or 1000lm/4ft and indirect lumens to a max of 3000lm/4ft. Tunable White only in MesoOptic, Flush Silk or Drop Silk lenses, consult photometry data for lumens options of chosen configuration.17. Woodgrain finishes only available in straight runs.Note: Due to continuing product improvements, Ledalite reserves the right to change the specifications without notice.TruGroove_Suspended_Micro_Lens_SpecSheet 11/23 page 2 of 14TruGroove_Suspended_Micro_Lens_SpecSheet 11/23 page 3 of 14Options and dimensionsFlush lensLouverStandaloneKeep it simple with standalone modules, available in 8 standard lengths (consult Ledalite for custom lengths).2ft2.5ft3ft3.5ft4ft5ft6ft8ftContinuous RunCreate an uninterrupted ribbon of light with continuous runs, specifiable to 6 in.PatternsSeamlessly create any pattern imaginable (flat corners are 90°, contact Ledalite for custom angles and intersections). 2-1/8"[54mm]2-1/8"[54mm]2-1/8"[54mm]4-1/2"[114mm]2-3/8"[60mm]4"[102mm] 2-1/8"[54mm]2-1/8"[54mm]2-1/8"[54mm]4-1/2"[114mm]2-3/8"[60mm]4"[102mm]Direct/IndirectDirect/IndirectDirectDirectIndirectTruGroove suspended micro with 1.75” wide Flush MesoOptics or Silk lens.TruGroove suspended micro with Ledalite's unique quad optic louver cells with MesoOptics in 6 distributions.Drop lens and black lensTruGroove suspended micro with drop lens and black lens options.Louvers can be ordered at the full fixture length or in 6 in. or 1 ft sections at one or both ends of a fixture in combination with a lens.TBCTruGroovesuspended microOptions and dimensionsStandaloneeep it simple with standalone modules, available in 8 standard engths*.Continuous RunCreate an uninterrupted ribbon of light with continuous runs, specifiable to 6”.PatternsSeamlessly create any pattern imaginable*.Consult Ledalite for custom lengths.*Flat corners are 90°, contact Ledalite for custom angles and intersections.Flush LensruGroove suspended micro with 1.75” wide Flush MesoOptics or Silk lens. Direct/Indirect~ 4.5”TBC~ 2.125”TBCDirect~ 4”TBC~ 2.125”TBCIndirect~ 3.5"~ 2.125”TBCTruGroove suspended micro (lens)TruGroove_Suspended_Micro_Lens_SpecSheet 11/23 page 4 of 14Options and dimensionsHousing lengthLens aperture lengthEndcap 1/4" [6mm]Each endVariable Mount PointMax 1.0" [25mm]Each endVariable Mount PointMax 1.0" [25mm]Each endHousing length / Lens aperture lengthMounting point distanceMounting point distanceHousing lengthLens aperture lengthMounting point distanceHousinglengthHousing lengthMounting point distanceMounting pointdistanceVariable Mount PointMax 5.0" [127mm]Variable Mount PointMax 5.0" [127mm]Endcap1/4" [6mm]Fixed Mount PointVariable Mount PointMax 1.0" [25mm]Each endHousing lengthLens aperture lengthEndcap1/4" [6mm]Each endVariable Mount PointMax 1.0" [25mm]Each endVariable Mount PointMax 1.0" [25mm]Each endHousing length / Lens aperture lengthMounting point distanceMounting point distanceHousing lengthLens aperture lengthMounting point distanceHousinglengthHousing lengthMounting point distanceMounting pointdistanceVariable Mount PointMax 5.0" [127mm]Variable Mount PointMax 5.0" [127mm]Endcap1/4" [6mm]Fixed Mount PointVariable Mount PointMax 1.0" [25mm]Each endHousing lengthLens aperture lengthEndcap1/4" [6mm]Each endVariable Mount PointMax 1.0" [25mm]Each endVariable Mount PointMax 1.0" [25mm]Each endHousing length / Lens aperture lengthMounting point distanceMounting point distanceHousing lengthLens aperture lengthMounting point distanceHousinglengthHousing lengthMounting point distanceMounting pointdistanceVariable Mount PointMax 5.0" [127mm]Variable Mount PointMax 5.0" [127mm]Endcap 1/4" [6mm]Fixed Mount PointVariable Mount PointMax 1.0" [25mm]Each endHousing lengthLens aperture lengthEndcap1/4" [6mm]Each endVariable Mount PointMax 1.0" [25mm]Each endVariable Mount PointMax 1.0" [25mm]Each endHousing length / Lens aperture lengthMounting point distanceMounting point distanceHousing lengthLens aperture lengthMounting point distance HousinglengthHousing lengthMounting point distanceMounting pointdistanceVariable Mount PointMax 5.0" [127mm]Variable Mount PointMax 5.0" [127mm]Endcap1/4" [6mm]Fixed Mount PointVariable Mount PointMax 1.0" [25mm]Each endNominal HousingLens ApertureMounting Points2ft24.5" [622mm]24.0" [610mm]22.0" [559mm] to 23.5" [597mm]2.5ft30.5" [775mm]30.0" [762mm]28.0" [711mm] to 29.5" [749mm]3ft36.5" [927mm]36.0" [914mm]34.0" [864mm] to 35.5" [902mm] 3.5ft42.5" [1080mm]42.0" [1067mm]40.0" [1016mm] to 41.5" [1054mm]4ft48.5" [1232mm]48.0" [1219mm]46.0" [1168mm] to 47.5" [1207mm]5ft60.5" [1537mm]60.0" [1524mm]58.0" [1473mm] to 59.5" [1511mm]6ft72.5" [1842mm]72.0" [1829mm]70.0" [1718mm] to 71.5" [1816mm]8ft96.5" [2451mm]96.0" [2438mm]94.0" [2388mm] to 95.5" [2426mm]Nominal HousingLens ApertureMounting Points2ft24.0" [610mm]24.0" [610mm]22.0" [559mm] to 23.5" [597mm]2.5ft30.0" [762mm]30.0" [762mm]28.0" [711mm] to 29.5" [749mm]3ft36.0" [914mm]36.0" [914mm]34.0" [864mm] to 35.5" [902mm] 3.5ft42.0" [1067mm]42.0" [1067mm]40.0" [1016mm] to 41.5" [1054mm]4ft48.0" [1219mm] 48.0" [1219mm]46.0" [1168mm] to 47.5" [1207mm]5ft60.0" [1524mm] 60.0" [1524mm]58.0" [1473mm] to 59.5" [1511mm]6ft72.0" [1829mm]72.0" [1829mm]70.0" [1718mm] to 71.5" [1816mm]8ft96.0" [2438mm]96.0" [2438mm]94.0" [2388mm] to 95.5" [2426mm]Nominal HousingLens ApertureMounting Points2ft24.25" [616mm]24.0" [610mm]22.0" [559mm] to 23.5" [597mm]2.5ft30.25" [768mm]30.0" [762mm]28.0" [711mm] to 29.5" [749mm]3ft36.25" [921mm]36.0" [914mm]34.0" [864mm] to 35.5" [902mm] 3.5ft42.25" [1073mm]42.0" [1067mm]40.0" [1016mm] to 41.5" [1054mm]4ft48.25" [1226mm]48.0" [1219mm]46.0" [1168mm] to 47.5" [1207mm]5ft60.25" [1530mm]60.0" [1524mm]58.0" [1473mm] to 59.5" [1511mm]6ft72.25" [1842mm]72.0" [1829mm]70.0" [1718mm] to 71.5" [1816mm]8ft96.25" [2445mm] 96.0" [2438mm]94.0" [2388mm] to 95.5" [2426mm]NominalHousingMounting Points2ft x 2ft25.1" [636mm]23.0" [585mm]StandaloneContinuous Run (Mid-run)Continuous Run (End-run)Flat Corner 90°Top ViewSide ViewsFlat corners are 2ft x 2ft and can be used to create suspended patterns. Flat corners are 90°, contact Ledalite for custom angles and intersections.TruGroove suspended micro (lens)Lumen MaintenanceLEDs have been tested by the manufacturer in accordance with IESNA LM-80-15. At an ambient temperature of 25°C, the LED lumen maintenance expectation according to IES TM-21-11 is: L80 (10k) > 60,000 hours (Reported methodology).Source ColorLEDs rated for color rendering of: CRI Ra ≥ 90, R9 ≥ 50, Ga ≥ 97, C9 ≥ 90 IES TM-30-18 : Rf ≥ 90, Rf,h1 ≥ 89, Rg ≥ 99, Rcs,h1 ≥ -5%SPD and TM-30-18 reports available upon requestFixture to fixture color accuracy within: 2 SDCM for Static White luminaires 3 SDCM for Tunable White luminairesApprovalsCertified to UL, IES & CSA Standards.Certain versions without battery packs are DesignLights Consortium qualifies. Please see the DLC QPL list for exact catalog numbers. www.designlights.org/QPLSelect TruGroove micro configurations contribute toward satisfying features L03, L04, L06, L07 and L08 under the WELL v2 Building Standard®.Luminaires that include Interact Pro controls options can help meet the requirements in 90.1-2022, IECC 2021, and CA T24 2022 for a maximum of 20min. time out for occupancy controls.EnvironmentRated for dry or damp locations in operating ambient temperatures of 0-25°C (32-77°F).Many luminaire components, such as reflectors, refractors, lenses, and LEDs are made from various types of plastics which can be adversely affected by airborne contaminants. If sulfur-based chemicals, petroleum-based products, cleaning solutions, or other contaminants are expected in the intended area of use, consult factory for compatibility. Damage caused by sulfur, chlorine, petroleum-based solution or other contaminants are not covered under warranty. Not suitable for natatorium environments.WarrantyFive-year luminaire limited warranty including LED boards and driver: www.signify.com/warrantiesQuickShip10-day QuickShip available for most configurations upon request. More information available at:www.signify.com/en-us/brands/ledalite/quickshipSpecificationsOptical SystemDirect hemisphere: Light emitted from a linear array of downward-facing LEDs is laterally redirected using optical microstructures embedded in a layer of MesoOptics DX film to generate an optimal batwing distribution and a uniform continuum of light. The available Flush Silk lens is a value-oriented option that provides a lambertian distribution while maintaining a uniform continuum of light.Additionally, Ledalite's unique Quad Optic Louver Cell provides 6 tailored optical distributions with reduced glare.Indirect hemisphere: White light emitted from a linear array of upward-facing LEDs is shaped into a homogeneous, wide-throw batwing distribution or a low peak angle asymmetric throw using either a free-form elliptical lens or an engineered light guide panel.HousingPost painted precision aluminum extrusion.EndcapsDiecast flat aluminum endcaps with integral groove to match housing.FinishHigh quality powder coated, available in standard Matte White, Black, Titanium Silver or Graphite Grey. TruGroove can also be specified in any custom color upon request for a one-time setup charge. Optional sensors (such as Interact Pro) available in white only.MountingSuspended: Variable sling mount allows ± 5" of horizontal adjustment from joint or end. Aircraft cable and tamper-resistant gripper provide unlimited vertical adjustment and are independently tested to stringent safety standards. JointsSelf-aligning joining system with hands-free pre-joining wire access.WeightMaximum 3.8/ft (suspended), 10lb (2ft x 2ft suspended corner).ElectricalFixtures are factory pre-wired to section ends with quick-wire connectors and tested for all circuits and backup battery packs. LED boards and drivers are easily field replaceable with access from below the ceiling.Standard DriversAdvance Xitanium 0-10V, 1% Dimming. Advance Xitanium DALI, 5% Dimming. Advance Xitanium Sensor Ready, 1% Dimming. PoE Lighting Controller (for PoE tunable white). Lutron EcoSystem LDE1, 1% Dimming with Soft-On and Fade-to-Black. Class 2 rated output. Consult Ledalite for other available drivers.2ch Tunable DriversAdvance FlexTune Sensor Ready, 1% Dimming. 0-10V, 1% Dimming.DALI-2 DT6 or DT8, 1% Dimming.Class 2 rated output. Consult Ledalite for other available drivers.Standard Battery PacksBodine Battery Pack, 90 min, 10W, Class 2 rated output. Lumen output = 10W x luminaire efficacy x 1.1. Typical output ~1200lm.PoE Battery Pack, 90 min, 6W, Class 2 rated output.Lumen output = 6W x luminaire efficacy. Typical output ~650lm.TruGroove_Suspended_Micro_Lens_SpecSheet 11/23 page 5 of 14TruGroove suspended micro (lens)TruGroove_Suspended_Micro_Lens_SpecSheet 11/23 page 6 of 14TruGroove suspended micro (lens)Interact Pro scalable sensor for Foundation, Advanced & Enterprise tiers (CS an evolution of SpaceWise):• CS is a connected sensor with integral occupancy and daylight sensing and supports wireless mesh connectivity.• The sensor works in the Foundation mode (similar to SpaceWise) when configured without a gateway or in an Interact Pro Advanced or Enterprise mode if a compatible gateway is used.• Interact Pro includes an App, a portal and a broad portfolio of wireless luminaires, lamps and retrofit kits all working on the same system.• Startup is implemented via Interact Pro App (Android or iPhone) & Bluetooth connectivity. The App provides flexibility to choose between a gateway or non gateway mode for setup.• Setup with the gateway requires wired internet access to the gateway. It is possible to add a gateway at a later point.• Prepare project configuration steps remotely and use IRT9015 remote onsite to identify and group devices together.• Compatible with UID8451/10 wireless dimmer switch, SWS200 wireless scene switch, wireless Occ sensor (OCC SENSOR IA CM IP42 WH 10/1) and wireless Day/Occ sensor (OCC MULTI SENSOR IA CM WH 10/1).• For more information on Interact Pro visit: www.interact-lighting.com/interactproscalablesystemEmergency Options (R):• Power Sensing (Factory default) – Recommended• UL924 option requires unswitched power sense line, absence of voltage on the normal circuit triggers luminaire to 100% output.• Power Interruption Detection (Field option)• Detects AC power interruption >30ms triggers 90 minute emergency mode with luminaire at 100% output.Interact Pro scalable sensor bundles for Enterprise tier (SB):• SB option, in addition to occupancy and daylight sensing, supports advanced IoT capabilities such as people estimation analysis, desk leveltemperature & humidity sensing, noise classification, and BLE beacon.• Compatible with UID8451/10 wireless dimmer switch, SWS200 wireless scene switch, wireless Occ sensor (OCC SENSOR IA CM IP42 WH 10/1) and wireless Day/Occ sensor (OCC MULTI SENSOR IA CM WH 10/1).• Use Interact software and insights to increase building efficiency, achieve building wide integration and optimize space through occupancy analytics.• Requires compatible Gateway and internet connectivity for commissioning.For more information, visit: www.interact-lighting.com/officeInteract Office Wired PoE (IO & SB):• PoE based IoT connected lighting solution for large enterprises that span across multiple floors, buildings and require multiple gateways.• Use Interact software and insights to increase building efficiency, achieve building wide integration and optimize space through occupancy analytics.• Integral sensor option for occupancy sensing (PIR) and/or daylight harvesting available for additional energy savings.• SB option, in addition to occupancy and daylight sensing, supports advanced IoT capabilities such as people estimation analysis, desk leveltemperature & humidity sensing, noise classification, and BLE beacon.• Optional integral emergency controller and battery pack provides backup lighting in the case of a power outage. Test switch and indicator light mounted on the chassis.• Emergency battery has a 3 month pre-installed shelf life, and must be stored and installed in environments of -20°C to 30°C (-4F to 86F) ambient, and 45-85% relative humidity.• For more information on Interact Office Wired visit: www.interact-lighting.com/officeNote: Signify Interact Office Luminaires are not sold individually and are only compatible with Signify's Interact Office control system & software. The system requires a compatible back-end IT infrastructure for normal operations, please consult your Signify representative for additional information.Tunable White:• Tunable White is available in Interact Office Wired PoE luminaires. Other control options for Tunable White with DALI (DT6 or DT8), 0-10V, Lutron T Series or DMX control are available via an Engineered-to-Order (ETO) request.• Signify tunable white solutions are designed to help maximize the influence of lighting on your daily life.• Dynamic behaviors via scheduled lighting recipes mimicking daylightpatterns or supporting biorhythms.• Scene setting via lighting pre-sets based on various combinations oflighting color temperature and intensity.Wireless Controls OptionsWired Controls OptionsInteract Pro scalable sensor option codes across Genlyte product linesEvokitDay-BriteLedaliteLightolierZigbee + Bluetooth + SensingSWZCSSWZCS CS SBA accessory (external) Zigbee + BluetoothRADIORADIO RA RA Zigbee + Bluetooth + Sensing + Environmental dataIAOSBIAOSB SB SB Zigbee + Highbay + Sensing- SWZCSH - - Interact Pro scalable systemFoundationAdvancedEnterpriseDimming, grouping, and zoningBluetooth and ZigBee enabledMotion sensing and daylight harvestingIntegration with 0-10V and phase dimming fixturesCode complianceGranular dimming and dwell timeCorrelated color temperature (CCT) tuning by switchSupport for sensor-based Tunable White luminairesEnergy reporting and monitoringSchedulingDemand responseBMS integration (BACnet)Floor plan visualizationIoT sensors for wellnessIoT Apps for productivityWireless gatewayBMS systemBACNetInteract Pro EnterpriseInteract Pro AdvancedInteract Pro FoundationWireless gatewayIT infrastructureInteractIOT platformBuilding connectivity bridge (BCB)Smart LED lampCommissioning remoteInteract Pro AppWireless wall switchExternal battery powered sensor 0-10V control module Plug loadcontrol module Phase dimming moduleWireless luminaires with integrated sensorCurrently supported maximum system sizeTo be able to design the lighting system correctly for the customer, it is important to know the prime characteristics of the system, its possibilities and limitations.System levelTotal number of gatewaysUnlimitedTotal number of devices200 per network• luminaires with integrated sensors150• smart TLEDS150Total number of ZGP devices (sensors and switches)50• sensors30• switches50• zones and groups64Group levelRecommended number of lights40 (recommended 25)Number of ZGP devices5Number of scenes16Functionalities overviewNewNewEnterpriseAdvancedFoundationAppTruGroove suspended micro (lens)TruGroove_Suspended_Micro_Lens_SpecSheet 11/23 page 7 of 14TruGroove_Suspended_Micro_Lens_SpecSheet 11/23 page 8 of 14TruGroove micro (TMxx) AccuRender Static WhiteNominal CRI &CCTCRI 90, 2700KCRI 90, 3000KCRI 90, 3500KCRI 90, 4000KCRI 90, 5000KCIE 013.3-1995 1CRI Ra9493939393R95557596468Ga9999999999C99393939394IES TM-30-18 2Rf9291919190Rf,h19090909189Rg10010099100100Rcs, h1-6%-5%-6%-5%-5%MDER 30.450.510.580.650.81Colorimetry1. Color Rendering Index (CRI Ra) and Strong Red (R9) are calculated in accordance with CIE 013.3-1995. Color Gamut index (Ga) and red chroma Index (C9) are CIE based properties using the Global Lighting Associa-tion's calculation tool.2. Fidelity Index (Rf), Red Fidelity Index (Rf,h1), Gamut Index (Rg), and Red Local Chroma Shift (Rcs,h1) are calculated in accordance with IES TM-30-18.3. Melanopic Daylight Efficacy Ratio (MDER) is the measure for “spectral melanopic efficiency” as defined in CIE S 026-2018.PhotometryThe following pages contain photometry for TruGroove suspended micro with lens.Photometry for TruGroove suspended micro with louvers can be found by scanning the QR code or following the link:https://www.signify.com/api/assets/v1/file/Signify/content/7ee2b6d4e0de4996a2aeae6e01177639/TruGroove_Suspended_Micro_Louver_SpecSheet.pdfTruGroove suspended micro (lens)TruGroove_Suspended_Micro_Lens_SpecSheet 11/23 page 9 of 14Direct (TM01) Performance Symmetric Batwing Flush MesoOptic lensDirect (TM01) Performance Asymmetric Wall Wash Flush MesoOptic lensDirect (TM01) Definition Symmetric Flush Silk lensPerformance Symmetric Batwing Flush MesoOptic lens Spacing Criteria: 1.17/1.48Performance Asymmetric Wall Wash Flush MesoOptic lens Spacing Criteria: 1.44/1.23Definition Symmetric Flush Silk lens Spacing Criteria: 1.23/1.221. 4ft Luminaire photometry has been conducted in accordance with IES LM-79-08. IES files can be downloaded by clicking the links in the table above, or online at ledalite.com. Luminaires with finishes other than standard white may result in a drop in flux and efficacy.2. Unified Glare Ratio (UGR) is calculated in accordance with CIE 117-1995. Reference conditions of 4Hx8Hx1H and reflectances of 70/50/20% have been applied using the procedure described in CIE 190-2010.180135904504590135100% Down / 0% Up045901300 cd180135904504590135100% Down / 0% Up90-9045-1350-1802200 cd180135904504590135100% Down / 0% Up045901200 cdCandela plots shown are for 3000lm/4ft, CRI 90, 3500K configurations.Nominal CRI &CCTCRI 90, 2700KCRI 90, 3000KCRI 90, 3500KCRI 90, 4000KCRI 90, 5000KNominal LumenPackage (lm/4ft)WattsFlux (lm/4ft) 1Efficacy (LPW) 1UGR 5Photometry ReportIES FileFlux (lm/4ft) 1Efficacy (LPW) 1UGR 5Photometry ReportIES FileFlux (lm/4ft) 1Efficacy (LPW) 1UGR 5Photometry ReportIES FileFlux (lm/4ft) 1Efficacy (LPW) 1UGR 5Photometry ReportIES FileFlux (lm/4ft) 1Efficacy (LPW) 1UGR 5Photometry ReportIES FileDirectIndirect4000NA43.1 3,759 87.2 25.5 PDFIES 3,856 89.5 25.6 PDFIES 3,995 92.7 25.7 PDFIES 4,038 93.7 25.7 PDFIES 4,085 94.8 25.8 PDFIES3500NA37.3 3,294 88.3 25.0 PDFIES 3,372 90.4 25.1 PDFIES 3,498 93.8 25.3 PDFIES 3,537 94.8 25.3 PDFIES 3,575 95.8 25.3 PDFIES3000NA31.6 2,832 89.6 24.5 PDFIES 2,894 91.6 24.6 PDFIES 3,006 95.1 24.7 PDFIES 3,039 96.2 24.8 PDFIES 3,070 97.2 24.8 PDFIES2500NA26.4 2,358 89.3 23.9 PDFIES 2,407 91.2 24.0 PDFIES 2,503 94.8 24.1 PDFIES 2,530 95.8 24.1 PDFIES 2,555 96.8 24.2 PDFIES2000NA20.7 1,892 91.4 23.1 PDFIES 1,930 93.2 23.2 PDFIES 2,008 97.0 23.3 PDFIES 2,029 98.0 23.4 PDFIES 2,048 98.9 23.4 PDFIES1500NA15.9 1,416 89.1 22.1 PDFIES 1,445 90.9 22.2 PDFIES 1,505 94.7 22.3 PDFIES 1,518 95.5 22.4 PDFIES 1,533 96.4 22.4 PDFIES1000NA11.2 933 83.3 20.7 PDFIES 952 85.0 20.7 PDFIES 993 88.7 20.9 PDFIES 999 89.2 20.9 PDFIES 1,010 90.2 20.9 PDFIESNominal CRI &CCTCRI 90, 2700KCRI 90, 3000KCRI 90, 3500KCRI 90, 4000KCRI 90, 5000KNominal LumenPackage (lm/4ft)WattsFlux (lm/4ft) 1Efficacy (LPW) 1UGR 5Photometry ReportIES FileFlux (lm/4ft) 1Efficacy (LPW) 1UGR 5Photometry ReportIES FileFlux (lm/4ft) 1Efficacy (LPW) 1UGR 5Photometry ReportIES FileFlux (lm/4ft) 1Efficacy (LPW) 1UGR 5Photometry ReportIES FileFlux (lm/4ft) 1Efficacy (LPW) 1UGR 5Photometry ReportIES FileDirectIndirect4000NA43.1 3,641 84.5 24.9 PDFIES 3,735 86.7 25.0 PDFIES 3,870 89.8 25.1 PDFIES 3,911 90.7 25.1 PDFIES 3,957 91.8 25.2 PDFIES3500NA37.3 3,190 85.5 24.4 PDFIES 3,266 87.6 24.5 PDFIES 3,388 90.8 24.6 PDFIES 3,426 91.8 24.7 PDFIES 3,463 92.8 24.7 PDFIES3000NA31.6 2,743 86.8 23.9 PDFIES 2,803 88.7 24.0 PDFIES 2,912 92.2 24.1 PDFIES 2,944 93.2 24.2 PDFIES 2,974 94.1 24.2 PDFIES2500NA26.4 2,284 86.5 23.3 PDFIES 2,332 88.3 23.3 PDFIES 2,425 91.9 23.5 PDFIES 2,451 92.8 23.5 PDFIES 2,475 93.8 23.6 PDFIES2000NA20.7 1,832 88.5 22.5 PDFIES 1,869 90.3 22.6 PDFIES 1,945 94.0 22.7 PDFIES 1,965 94.9 22.7 PDFIES 1,984 95.8 22.8 PDFIES1500NA15.9 1,371 86.2 21.5 PDFIES 1,399 88.0 21.6 PDFIES 1,458 91.7 21.7 PDFIES 1,470 92.5 21.7 PDFIES 1,485 93.4 21.8 PDFIES1000NA11.2 904 80.7 20.0 PDFIES 922 82.3 20.1 PDFIES 962 85.9 20.3 PDFIES 968 86.4 20.3 PDFIES 979 87.4 20.3 PDFIESNominal CRI &CCTCRI 90, 2700KCRI 90, 3000KCRI 90, 3500KCRI 90, 4000KCRI 90, 5000KNominal LumenPackage (lm/4ft)WattsFlux (lm/4ft) 1Efficacy (LPW) 1UGR 5Photometry ReportIES FileFlux (lm/4ft) 1Efficacy (LPW) 1UGR 5Photometry ReportIES FileFlux (lm/4ft) 1Efficacy (LPW) 1UGR 5Photometry ReportIES FileFlux (lm/4ft) 1Efficacy (LPW) 1UGR 5Photometry ReportIES FileFlux (lm/4ft) 1Efficacy (LPW) 1UGR 5Photometry ReportIES FileDirectIndirect4000NA43.1 3,955 91.8 27.2 PDFIES 4,058 94.2 27.3 PDFIES 4,204 97.5 27.4 PDFIES 4,249 98.6 27.4 PDFIES 4,299 99.7 27.5 PDFIES3500NA37.3 3,466 92.9 26.7 PDFIES 3,548 95.1 26.8 PDFIES 3,681 98.7 26.9 PDFIES 3,721 99.8 27.0 PDFIES 3,762 100.9 27.0 PDFIES3000NA31.6 2,980 94.3 26.2 PDFIES 3,045 96.4 26.3 PDFIES 3,163 100.1 26.4 PDFIES 3,198 101.2 26.4 PDFIES 3,231 102.2 26.5 PDFIES2500NA26.4 2,482 94.0 25.6 PDFIES 2,533 95.9 25.6 PDFIES 2,634 99.8 25.8 PDFIES 2,662 100.8 25.8 PDFIES 2,688 101.8 25.8 PDFIES2000NA20.7 1,990 96.1 24.8 PDFIES 2,031 98.1 24.9 PDFIES 2,113 102.1 25.0 PDFIES 2,135 103.1 25.0 PDFIES 2,155 104.1 25.1 PDFIES1500NA15.9 1,490 93.7 23.8 PDFIES 1,520 95.6 23.9 PDFIES 1,583 99.6 24.0 PDFIES 1,597 100.4 24.0 PDFIES 1,613 101.4 24.1 PDFIES1000NA11.2 982 87.7 22.3 PDFIES 1,002 89.5 22.4 PDFIES 1,045 93.3 22.5 PDFIES 1,052 93.9 22.6 PDFIES 1,063 94.9 22.6 PDFIESPhotometryTruGroove suspended micro (lens)TruGroove_Suspended_Micro_Lens_SpecSheet 11/23 page 10 of 14Indirect (TM03) Performance Symmetric lensIndirect (TM03) Performance Asymmetric lensNominal CRI &CCTCRI 90, 2700KCRI 90, 3000KCRI 90, 3500KCRI 90, 4000KCRI 90, 5000KNominal LumenPackage (lm/4ft)WattsFlux (lm/4ft) 1Efficacy (LPW) 1UGR 5Photometry ReportIES FileFlux (lm/4ft) 1Efficacy (LPW) 1UGR 5Photometry ReportIES FileFlux (lm/4ft) 1Efficacy (LPW) 1UGR 5Photometry ReportIES FileFlux (lm/4ft) 1Efficacy (LPW) 1UGR 5Photometry ReportIES FileFlux (lm/4ft) 1Efficacy (LPW) 1UGR 5Photometry ReportIES FileDirectIndirectNA700055.6 6,532 117.5 N/A PDFIES 6,717 120.8 N/A PDFIES 7,004 126.0 N/A PDFIES 7,089 127.5 N/A PDFIES 7,244 130.3 N/A PDFIESNA600045.8 5,606 122.4 N/A PDFIES 5,766 125.9 N/A PDFIES 5,997 130.9 N/A PDFIES 6,079 132.7 N/A PDFIES 6,213 135.7 N/A PDFIESNA500037.6 4,693 124.8 N/A PDFIES 4,825 128.3 N/A PDFIES 5,005 133.1 N/A PDFIES 5,079 135.1 N/A PDFIES 5,195 138.2 N/A PDFIESNA400029.4 3,754 127.7 N/A PDFIES 3,860 131.3 N/A PDFIES 3,992 135.8 N/A PDFIES 4,057 138.0 N/A PDFIES 4,150 141.2 N/A PDFIESNA300022.2 2,817 126.9 N/A PDFIES 2,899 130.6 N/A PDFIES 2,992 134.8 N/A PDFIES 3,043 137.1 N/A PDFIES 3,110 140.1 N/A PDFIESNA200014.7 1,895 128.9 N/A PDFIES 1,954 132.9 N/A PDFIES 2,011 136.8 N/A PDFIES 2,049 139.4 N/A PDFIES 2,089 142.1 N/A PDFIESNA10008.5 950 111.8 N/A PDFIES 981 115.4 N/A PDFIES 1,005 118.2 N/A PDFIES 1,029 121.1 N/A PDFIES 1,045 122.9 N/A PDFIESNominal CRI &CCTCRI 90, 2700KCRI 90, 3000KCRI 90, 3500KCRI 90, 4000KCRI 90, 5000KNominal LumenPackage (lm/4ft)WattsFlux (lm/4ft) 1Efficacy (LPW) 1UGR 5Photometry ReportIES FileFlux (lm/4ft) 1Efficacy (LPW) 1UGR 5Photometry ReportIES FileFlux (lm/4ft) 1Efficacy (LPW) 1UGR 5Photometry ReportIES FileFlux (lm/4ft) 1Efficacy (LPW) 1UGR 5Photometry ReportIES FileFlux (lm/4ft) 1Efficacy (LPW) 1UGR 5Photometry ReportIES FileDirectIndirectNA600057.3 5,602 97.8 N/A PDFIES 5,759 100.5 N/A PDFIES 6,008 104.9 N/A PDFIES 6,079 106.1 N/A PDFIES 6,212 108.4 N/A PDFIESNA500045.6 4,681 102.7 N/A PDFIES 4,815 105.6 N/A PDFIES 5,007 109.8 N/A PDFIES 5,075 111.3 N/A PDFIES 5,187 113.8 N/A PDFIESNA400035.7 3,753 105.1 N/A PDFIES 3,859 108.1 N/A PDFIES 4,000 112.0 N/A PDFIES 4,060 113.7 N/A PDFIES 4,153 116.3 N/A PDFIESNA300026.4 2,824 107.0 N/A PDFIES 2,904 110.0 N/A PDFIES 3,001 113.7 N/A PDFIES 3,051 115.6 N/A PDFIES 3,120 118.2 N/A PDFIESNA200017.3 1,888 109.1 N/A PDFIES 1,945 112.4 N/A PDFIES 2,004 115.8 N/A PDFIES 2,040 117.9 N/A PDFIES 2,082 120.3 N/A PDFIESNA10009.5 939 98.8 N/A PDFIES 970 102.1 N/A PDFIES 995 104.7 N/A PDFIES 1,017 107.1 N/A PDFIES 1,033 108.7 N/A PDFIESPhotometry1. 4ft Luminaire photometry has been conducted in accordance with IES LM-79-08. IES files can be downloaded by clicking the links in the table above, or online at ledalite.com. Luminaires with finishes other than standard white may result in a drop in flux and efficacy.2. Unified Glare Ratio (UGR) is calculated in accordance with CIE 117-1995. Reference conditions of 4Hx8Hx1H and reflectances of 70/50/20% have been applied using the procedure described in CIE 190-2010.Performance Symmetric lensPerformance Asymmetric lens 1801359045045901350% Down / 100% Up045903200 cd1801359045045901350% Down / 100% Up90-9045-1350-1802300 cdCandela plots shown are for 5000lm/4ft, CRI 90, 3500K configurations.TruGroove suspended micro (lens)TruGroove_Suspended_Micro_Lens_SpecSheet 11/23 page 11 of 14Direct/Indirect (TM05 & TM06) Performance Symmetric Batwing Flush MesoOptic lensNominal CRI &CCTCRI 90, 2700KCRI 90, 3000KCRI 90, 3500KCRI 90, 4000KCRI 90, 5000KNominal LumenPackage (lm/4ft)WattsFlux (lm/4ft) 1Efficacy (LPW) 1UGR 5Photometry ReportIES FileFlux (lm/4ft) 1Efficacy (LPW) 1UGR 5Photometry ReportIES FileFlux (lm/4ft) 1Efficacy (LPW) 1UGR 5Photometry ReportIES FileFlux (lm/4ft) 1Efficacy (LPW) 1UGR 5Photometry ReportIES FileFlux (lm/4ft) 1Efficacy (LPW) 1UGR 5Photometry ReportIES FileDirectIndirect4000700098.7 10,291 104.3 20.0 PDFIES 10,573 107.1 20.1 PDFIES 10,999 111.4 20.1 PDFIES 11,127 112.7 20.2 PDFIES 11,328 114.8 20.2 PDFIES600088.9 9,365 105.3 20.4 PDFIES 9,623 108.2 20.5 PDFIES 9,992 112.4 20.6 PDFIES 10,117 113.8 20.6 PDFIES 10,298 115.8 20.7 PDFIES500080.8 8,452 104.6 20.8 PDFIES 8,681 107.4 20.9 PDFIES 9,000 111.4 21.0 PDFIES 9,118 112.8 21.1 PDFIES 9,280 114.9 21.1 PDFIES400072.4 7,513 103.8 21.4 PDFIES 7,716 106.6 21.5 PDFIES 7,987 110.3 21.6 PDFIES 8,095 111.8 21.7 PDFIES 8,235 113.7 21.7 PDFIES300065.0 6,576 101.2 22.0 PDFIES 6,755 103.9 22.1 PDFIES 6,987 107.5 22.3 PDFIES 7,081 108.9 22.3 PDFIES 7,195 110.7 22.4 PDFIES200057.6 5,653 98.1 22.9 PDFIES 5,810 100.9 22.9 PDFIES 6,006 104.3 23.1 PDFIES 6,087 105.7 23.1 PDFIES 6,174 107.2 23.1 PDFIES100051.2 4,709 92.0 24.0 PDFIES 4,837 94.5 24.1 PDFIES 5,000 97.7 24.2 PDFIES 5,067 99.0 24.2 PDFIES 5,130 100.2 24.2 PDFIES3500700092.9 9,826 105.8 19.1 PDFIES 10,089 108.6 19.2 PDFIES 10,502 113.0 19.4 PDFIES 10,625 114.4 19.4 PDFIES 10,818 116.4 19.4 PDFIES600083.1 8,900 107.1 19.6 PDFIES 9,138 110.0 19.7 PDFIES 9,495 114.3 19.8 PDFIES
https://www.nerinorthamerica.com/supporto/DownloadNeri.ashx?f=PU313LUS.pdf&LN=en-US | lighting | Neri SpA Skip to the content Neri SpA Contemporary Heritage Buy America Projects IT · EN · US Search Categories Products Projects News Menu Change region and language International - Italiano International - English American Services Support News & Events Company Contacts Fondazione Neri Arredo & Città Reserved Area Contemporary Products Heritage Products Projects Buy America Services Support News & Events History & Culture Fondazione Neri Arredo & Città Reserved Area Downloads Add here files of your interest while browsing and download them all once. The download may take a few minutes. Please wait. Download all Save on reserved area arrow_back Reserved Area Save your configurations and favorite products on your reserved area. Register Already registered? Get access to your reserved area. Username or E-Mail Address Password Remember me Did you forget your password? Retrieve your password Urban forniture Pictor Pictor Urban Furniture Buy America BUY AMERICA Nebula Venezia Nebula Venezia Nebula Venezia Collection Pictor Collection Pictor We help professionals from all over the world creating compelling spaces with light. Discover more about us arrow_forward Subscribe to our newsletter Receive our updates about new products and collections, latest projects and events. Your e-mail address By signing up you accept our Privacy Policy . Δ Neri North America Inc. 250 Catalonia Ave, Ste. 804 Coral Gables, FL 33134 T +1 786 315 4367 E neri.us@neri.biz Fondazione Neri Arredo & Città Services Custom-Made Restoration Support Quality Warranty Instructions & Maintenance References & Brochures to Download Glossary Company History & Culture Research & Development Contacts Contact Neri Distributors & Agents Work with us © 2024 Neri S.p.A. Legal Information Privacy Policy Cookie Policy
https://www.signify.com/api/assets/v1/file/Signify/content/92e2537765254d99bc80ac4e01338399/U2C_2x2_grid_ceiling_mount.pdf | lighting | U2C_2x2_grid_ceiling_mount 07/21 page 1 of 2UV-C2x2 Grid Ceiling Mount4 lamp PL-S Philips TUVOrdering guide Example: U2C409-UNV-1/4-EBFamilyLamp QuantityLamp Type/WattageVoltageBallastOptionsU2C 409 – UNV – 1/4-EB – U2C UV-C 2x2 grid ceiling mount4 Four lamps09 9W PL-S Philips TUVUNV Universal voltage 120-277V1/4-EB One 4 lamp electronic ballastblank White external housingBK Black external housingGeneral Notes• All options factory installed.• All accessories are field installed.• Lamps are included with luminaire but shipped separately.Project: Location: Cat.No: Type: Lamps: Qty: Notes: The ALKCO UV-C 2x2 Grid Ceiling Mount utilizes Philips UV-C technology to continuously treat the air to reduce airborne pathogens.* UV-C can play an important role in a broad range of applications such as schools, offices, industry, (food) retail and museums.23-3/4"(603mm)23-3/4"(603mm)23-3/4"(603mm)6-1/8"(156mm)DimensionsMounting height9' mounting to ceiling.* Alkco’s wall mount and ceiling mount upper air UV-C luminaires were tested for SARS-CoV-2 in Innovative Bioanalysis Lab. The wall-mounted luminaire achieved 99.9% reduction in 10 minutes and the ceiling mount luminaire achieved 92.6% reduction in 20 minutes. The luminaires were also tested for Escherichia coli in Intertek Lab. Both luminaires achieved 99.9% reduction in 45 minutes.U2C_2x2_grid_ceiling_mount 07/21 page 2 of 2UV-C• This UV-C product is intended to be used for the treatment of air except for in medical locations.• Philips TUV PL-S lamps produce a peak output at 253.7nm.Construction/Finish• White polyester powder coated steel housing.• Electronic ballast(s).• Locking lampholders provide positive contact and secure retention of lamps.• Black aluminum light directing baffles.• Optional black external housing (BK option) makes the luminaire disappear into black ceilings.• Wiring access plate in top of luminaire.• Lamps are included with luminaire but shipped separately.DisclaimerOur upper air UV-C solutions were shown to inactivate over 92% of airborne pathogens, including the virus that causes COVID-19.1Signify and its group of companies do not promise or warrant that the use of the products will protect or prevent any user from infection and/or contamination with any viruses, bacteria, protozoa, fungi, illness or disease. The products are not approved for, are not intended and must not be used as medical devices. In addition to and without limitation of any exclusions or limitations of liability of Signify and its group of companies as set forth in any agreement for the sale, distribution or otherwise making available of the products, Signify shall have no responsibility or liability whatsoever for any claim or damage that may arise from or relate to any use of the Products outside of their intended use or contrary to their installation and operation instructions, each as described in the Documentation.Warnings and Cautions• This UV-C product is not approved and/or certified as a medical device.• This UV-C product cannot be used to treat the surfaces of medical devices (such as medical devices in a room, surgical masks and/or surgical respirators). The device cannot be used in medical settings. The device cannot be used for treatment of human skin.• UV-C radiation can damage the human eye and can cause severe sunburn-like reaction to human skin.• UV-C can have adverse affects on organics such as plants and animals.• UV-C radiation may damage or discolor materials such as plastics and rubber, among others.• UV-C products should be installed and maintained by a trained technician following installation instructions and user manual.• UL 1598 listed UV-C fixture• UL1598 annex L states it is the responsibility of the installer to ensure that persons will not be exposed to excessive UV or optical radiation during equipment operation. This will require the installer to conduct an assessment of irradiance levels in the surrounding occupied spaces prior to occupancy.Warranty• 1 year limited warranty (signify.com/warranties)U2C UV-C 2x2 grid ceiling mount4 lamp PL-S Philips TUV© 2020 Signify Holding. All rights reserved. The information provided herein is subject to change, without notice. Signify does not give any representation or warranty as to the accuracy or completeness of the information included herein and shall not be liable for any action in reliance thereon. The information presented in this document is not intended as any commercial offer and does not form part of any quotation or contract, unless otherwise agreed by Signify.U2C_2x2_grid_ceiling_mount 07/21 page 2 of 2 Signify North America Corporation 200 Franklin Square Drive, Somerset, NJ 08873 Telephone 855-486-2216Signify Canada Ltd. 281 Hillmount Road, Markham, ON, Canada L6C 2S3 Telephone 800-668-9008All trademarks are owned by Signify Holding or their respective owners.www.signify.com/uv-c 18013590450459013590-9045-1350-180PerformanceU2C409-UNV-1/4-EBLamp Type 9W PL-S TUV Input Watts 36.2 Irradiance (mW) 298.62x2 Ceiling MountGeneral Design Guidelines*- Minimum 9' ceiling height- Minimum 12' distance between fixtures- Minimum 6' distance between fixture and wall- Estimate of minimum 250sqft area per fixture* For specific application design support, please contact Signify directly. Above estimates are based on a UV-C radiation ceiling reflectance of 15% and 8 hour maximum exposure time. If ceiling reflectance is above 15%, please contact Signify for application design support. A list of common ceiling finish reflectances can be found in the Appendix section of the Commission Guidelines.1. Alkco’s wall mount and ceiling mount upper air UV-C luminaires were tested for SARS-CoV-2 in Innovative Bioanalysis Lab. The wall-mounted luminaire achieved 99.9% reduction in 10 minutes and the ceiling mount luminaire achieved 92.6% reduction in 20 minutes. The luminaires were also tested for Escherichia coli in Intertek Lab. Both luminaires achieved 99.9% reduction in 45 minutes.
https://www.signify.com/api/assets/v1/file/Signify/content/782fe872bb8e45a7b0f4ac4e0133b42d/UHB_high_bay.pdf | lighting | UHB_high_bay 07/21 page 1 of 3UV-CHigh bay4 or 6 lamp T8 Philips TUVProject: Location: Cat.No: Type: Lamps: Qty: Notes: The ALKCO UV-C high bay utilizes Philips UV-C technology to continuously treat the air to reduce airborne pathogens.* UV-C can play an important role in a broad range of applications such as schools, offices, industry, (food) retail and museums.Ordering guide Example: UHB436-UNV-2/2-EB-BKFamilyLamp QuantityLamp Type/WattageVoltageBallastOptionsUHB36 – UNV – – UHB UV-C high bay4 Four lamp6 Six lamp36 36W T8 Philips TUVUNV Universal voltage 120-277V2/2-EB Two 2 lamp electronic ballast3/2-EB Three 2 lamp electronic ballastsblank White external housingBK Black external housingGeneral Notes• All options factory installed.• All accessories are field installed.• Lamps are included with luminaire but shipped separately.DimensionsAccessories (order separately)• HCH5-VHOOK 5' cables & V hooks• HNH5-VHOOK 54" chains & V hooks• WG-FBD4 4 lamp wire guard• WG-FBD6 6 lamp wire guard6 Lamp48" NOM.(1,219mm)19-7/8"(505mm)3-1/4"(83mm)4 Lamp48" NOM.(1,219mm)13-3/4"(349mm)3-1/4"(83mm)Mounting heightNo specified mounting restrictions, used in unoccupied space.* Alkco’s wall mount and ceiling mount upper air UV-C luminaires were tested for SARS-CoV-2 in Innovative Bioanalysis Lab. The wall-mounted luminaire achieved 99.9% reduction in 10 minutes and the ceiling mount luminaire achieved 92.6% reduction in 20 minutes. The luminaires were also tested for Escherichia coli in Intertek Lab. Both luminaires achieved 99.9% reduction in 45 minutes.UHB_high_bay 07/21 page 2 of 3UHB UV-C high bay4 or 6 lamp T8 Philips TUVDoor switchInterrupteur de porteTürschalterInterruptor de la puertaCampanelloPrzełącznik drzwi门开关PDUVCCArea emergency stopArrêt d'urgenceNot-HaltParada de emergenciaArresto di emergenzaAwaryjny postój紧急停止Warning lightLumière d'alarmeWarnlichtLuz de alertaSpiaŚwiatło ostrzegawcze警告灯Motion sensorCapteur de mouvementBewegungssensorSensor de movimientoSensore di movimentoCzujnik ruchu运动传感器SirenSirèneSireneSirenaSirenaSyrena警笛UV-C lampLampes UV-CUV-C-LampenLámparas UV-CLampade UV-CLampy UV-CUV-C灯CheckpointPoint de contrôleKontrollpunktPunto de controlPosto di controlloPunkt kontrolny检查站Area emergency stopArrêt d'urgenceNot-HaltParada de emergenciaArresto di emergenzaAwaryjny postój紧急停止Warning lightLumière d'alarmeWarnlichtLuz de alertaSpiaŚwiatło ostrzegawcze警告灯SirenSirèneSireneSirenaSirenaSyrena警笛UV-C lampLampes UV-CUV-C-LampenLámparas UV-CLampade UV-CLampy UV-CUV-C灯Area emergency stopArrêt d'urgenceNot-HaltParada de emergenciaArresto di emergenzaAwaryjny postój紧急停止Warning lightLumière d'alarmeWarnlichtLuz de alertaSpiaŚwiatło ostrzegawcze警告灯SirenSirèneSireneSirenaSirenaSyrena警笛UV-C lampLampes UV-CUV-C-LampenLámparas UV-CLampade UV-CLampy UV-CUV-C灯Area emergency stopArrêt d'urgenceNot-HaltParada de emergenciaArresto di emergenzaAwaryjny postój紧急停止Warning lightLumière d'alarmeWarnlichtLuz de alertaSpiaŚwiatło ostrzegawcze警告灯Motion sensorCapteur de moBewegungssenSensor de movSensore di movCzujnik ruchu运动传感器SirenSirèneSireneSirenaSirenaSyrena警笛UV-C lampLampes UV-CUV-C-LampenLámparas UV-CLampade UV-CLampy UV-CUV-C灯Door switchInterrupteur de porteTürschalterInterruptor de la puertaCampanelloPrzełącznik drzwi门开关PDUVCCArea emergency stopArrêt d'urgenceNot-HaltParada de emergenciaArresto di emergenzaAwaryjny postój紧急停止Warning lightLumière d'alarmeWarnlichtLuz de alertaSpiaŚwiatło ostrzegawcze警告灯Motion sensorCapteur de mouvementBewegungssensorSensor de movimientoSensore di movimentoCzujnik ruchu运动传感器SirenSirèneSireneSirenaSirenaSyrena警笛pV-CpenUV-CUV-C-CCheckpointPoint de contrôleKontrollpunktPunto de controlPosto di controlloPunkt kontrolny检查站Controls SystemFor proper UL certified permanent installations, a controls system must be used with Alkco UV-C high bays. As an example, the system would consist of a control panel with optional components including checkpoint switches, door switches, warning lights, emergency stop switches, and motion detectors. See UV controls specification sheets for details.Door switchInterrupteur deTürschalterInterruptor de CampanelloPrzełącznik dr门开关PDUVCCArea emergency stopArrêt d'urgenceNot-HaltParada de emergenciaArresto di emergenzaAwaryjny postój紧急停止Warning lightLumière d'alarmeWarnlichtLuz de alertaSpiaŚwiatło ostrzegawcze警告灯Motion sensorCapteur de mouvementBewegungssensorSensor de movimientoSensore di movimentoCzujnik ruchu运动传感器SirenSirèneSireneSirenaSirenaSyrena警笛UV-C lampLampes UV-CUV-C-LampenLámparas UV-CLampade UV-CLampy UV-CUV-C灯Door switchInterrupteur de porteTürschalterInterruptor de la puertaCampanelloPrzełącznik drzwi门开关PDUVCCArea emergency stopArrêt d'urgenceNot-HaltParada de emergenciaArresto di emergenzaAwaryjny postój紧急停止Motion sensorCapteur de mouvementBewegungssensorSensor de movimientoSensore di movimentoCzujnik ruchu运动传感器CheckpointPoint de contrôleKontrollpunktPunto de controlPosto di controlloPunkt kontrolny检查站Control CabinetUHB_high_bay 07/21 page 3 of 3UV-C• This UV-C product is intended to be used for the treatment of air except for in medical locations.• Philips TUV T8 lamps produce a peak output at 253.7nm.Construction/Finish• Steel housing with white polyester powder finish.• Electronic ballast(s).• Locking lampholders provide positive contact and secure retention of lamps.• Lamps are included with luminaire but shipped separately.DisclaimerSignify and its group of companies do not promise or warrant that the use of the products will protect or prevent any user from infection and/or contamination with any viruses, bacteria, protozoa, fungi, illness or disease. The products are not approved for, are not intended and must not be used as medical devices. In addition to and without limitation of any exclusions or limitations of liability of Signify and its group of companies as set forth in any agreement for the sale, distribution or otherwise making available of the products, Signify shall have no responsibility or liability whatsoever for any claim or damage that may arise from or relate to any use of the Products outside of their intended use or contrary to their installation and operation instructions, each as described in the Documentation.Warnings and Cautions• This UV-C product is not approved and/or certified as a medical device.• This UV-C product cannot be used to treat the surfaces of medical devices (such as medical devices in a room, surgical masks and/or surgical respirators). The device cannot be used in medical settings. The device cannot be used for treatment of human skin.• UV-C radiation can damage the human eye and can cause severe sunburn-like reaction to human skin.• UV-C can have adverse affects on organics such as plants and animals.• UV-C radiation may damage or discolor materials such as plastics and rubber, among others.• UV-C products should be installed and maintained by a trained technician following installation instructions and user manual.• This UV-C product must be combined with a UL certified controls system for use in permanent installs. See page 2 for controls system example.Warranty• 1 year limited warranty (signify.com/warranties)UHB UV-C high bay4 or 6 lamp T8 Philips TUV© 2020 Signify Holding. All rights reserved. The information provided herein is subject to change, without notice. Signify does not give any representation or warranty as to the accuracy or completeness of the information included herein and shall not be liable for any action in reliance thereon. The information presented in this document is not intended as any commercial offer and does not form part of any quotation or contract, unless otherwise agreed by Signify.UHB_high_bay 07/21 page 3 of 3 Signify North America Corporation 200 Franklin Square Drive, Somerset, NJ 08873 Telephone 855-486-2216Signify Canada Ltd. 281 Hillmount Road, Markham, ON, Canada L6C 2S3 Telephone 800-668-9008All trademarks are owned by Signify Holding or their respective owners.www.signify.com/uv-c 18013590450459013590-9045-1350-18018013590450459013590-9045-1350-180PerformanceUHB436-UNV-2/2-EB (4 Lamp)Lamp Type 36W T8 TUV Input Watts 175.2 Irradiance (mW) 45691.4UHB636-UNV-3/2-EB (6 Lamp)Lamp Type 36W T8 TUV Input Watts 264.7 Irradiance (mW) 89233.0
https://www.signify.com/api/assets/v1/file/Signify/content/8edf6943506040c09834ac4e013388b6/UIW_indirect_wall.pdf | lighting | UIW_indirect_wall 07/21 page 1 of 2UV-CIndirect wall1 lamp T5 Philips TUVProject: Location: Cat.No: Type: Lamps: Qty: Notes: The ALKCO UV-C indirect wall utilizes Philips UV-C technology to continuously treat the air to reduce airborne pathogens.* UV-C can play an important role in a broad range of applications such as schools, offices, industry, (food) retail and museums.Ordering guide Example: UIW120-UNV-1/1-EBFamilyLamp QuantityLamp Type/WattageVoltageBallastUIW120 – UNV1/1-EBUIW UV-C indirect wall1 One lamp20 20W T5 Philips TUVUNV Universal voltage 120-277V1/1-EB One 1 lamp electronic ballastGeneral Notes• All options factory installed.• All accessories are field installed.• Lamps are included with luminaire but shipped separately.8"(202mm)4 ft(1219mm)Variable Mount6"(152mm)Variable Mount6"(152mm)2-5/8"(67mm)DimensionsMounting height7' mounting to bottom of fixture.* Alkco’s wall mount and ceiling mount upper air UV-C luminaires were tested for SARS-CoV-2 in Innovative Bioanalysis Lab. The wall-mounted luminaire achieved 99.9% reduction in 10 minutes and the ceiling mount luminaire achieved 92.6% reduction in 20 minutes. The luminaires were also tested for Escherichia coli in Intertek Lab. Both luminaires achieved 99.9% reduction in 45 minutes.UIW_indirect_wall 07/21 page 2 of 2UV-C• This UV-C product is intended to be used for the treatment of air except for in medical locations.• Philips TUV T5 lamps produce a peak output at 253.7nm.Construction/Finish• Precision formed 18 gauge cold-rolled steel housing.• Diecast aluminum endcaps.• High quality powder coated finish in matte white.• Specular aluminum reflector.• Electronic ballast.• Lamps are included with luminaire but shipped separately.DisclaimerSignify and its group of companies do not promise or warrant that the use of the products will protect or prevent any user from infection and/or contamination with any viruses, bacteria, protozoa, fungi, illness or disease. The products are not approved for, are not intended and must not be used as medical devices. In addition to and without limitation of any exclusions or limitations of liability of Signify and its group of companies as set forth in any agreement for the sale, distribution or otherwise making available of the products, Signify shall have no responsibility or liability whatsoever for any claim or damage that may arise from or relate to any use of the Products outside of their intended use or contrary to their installation and operation instructions, each as described in the Documentation.Warnings and Cautions• This UV-C product is not approved and/or certified as a medical device.• This UV-C product cannot be used to treat the surfaces of medical devices (such as medical devices in a room, surgical masks and/or surgical respirators). The device cannot be used in medical settings. The device cannot be used for treatment of human skin.• UV-C radiation can damage the human eye and can cause severe sunburn-like reaction to human skin.• UV-C can have adverse affects on organics such as plants and animals.• UV-C radiation may damage or discolor materials such as plastics and rubber, among others.• UV-C products should be installed and maintained by a trained technician following installation instructions and user manual.Warranty• 1 year limited warranty (signify.com/warranties)UV-C indirect wall1 lamp T5 Philips TUV© 2021 Signify Holding. All rights reserved. The information provided herein is subject to change, without notice. Signify does not give any representation or warranty as to the accuracy or completeness of the information included herein and shall not be liable for any action in reliance thereon. The information presented in this document is not intended as any commercial offer and does not form part of any quotation or contract, unless otherwise agreed by Signify.UIW_indirect_wall 07/21 page 2 of 2 Signify North America Corporation 200 Franklin Square Drive, Somerset, NJ 08873 Telephone 855-486-2216Signify Canada Ltd. 281 Hillmount Road, Markham, ON, Canada L6C 2S3 Telephone 800-668-9008All trademarks are owned by Signify Holding or their respective owners.www.signify.com/uv-c18013590450459013590-9045-1350-180PerformanceUIW120-UNV-1/1-EB (1 Lamp)Lamp Type 20W T5 TUV Input Watts 17.5 Irradiance (mW) 265.4
https://www.signify.com/api/assets/v1/file/Signify/content/51758d0d97da49b99323ac4e01338c72/UST_strip.pdf | lighting | UST_strip 07/21 page 1 of 3UV-CStrip1 or 2 lamp T8 Philips TUVProject: Location: Cat.No: Type: Lamps: Qty: Notes: The ALKCO UV-C strip utilizes Philips UV-C technology to continuously treat the air to reduce airborne pathogens.* UV-C can play an important role in a broad range of applications such as schools, offices, industry, (food) retail and museums.Ordering guide Example: UST236-UNV-1/2-EBFamilyLamp QuantityLamp Type/WattageVoltageBallastOptionsUST36 – UNV – 1/2-EB – UST UV-C strip1 One lamp2 Two lamp36 36W T8 Philips TUVUNV Universal voltage 120-277V1/2-EB One 2 lamp electronic ballastblank White external housingBK Black external housingGeneral Notes• All options factory installed.• All accessories are field installed.• Lamps are included with luminaire but shipped separately.1/2" DIA K.O. (2)1/4" X 1/2" SLOTTED HOLE (4)2" DIA K.O.3/16" STAND-OFFSFUSE K.O.15/16" SQ. K.O.7/8" DIA K.O. (8)1 1/8"7/8"9"7-1/2"6-3/8"8"6-3/8"3/16 (4) ON 3-1/2 CIRCLE5-1/8"6-3/8"48"(1219mm)6"4-5/8"4"2-3/4" 3-11/16" (93 mm) 3-11/16" (93 mm) 4-1/8" (105 mm) 4-1/8" (105 mm)DimensionsAccessories (order separately)• UST-ASM-4 4' asymmetric reflector• UST-SYM-4 4' symmetric reflector• CG-4 4' wire guard for strip without reflector• HNH5-VHOOK 54" chain & V hooks• TH-1 Sliding hanger, flush mountingUST-ASM-45"(127mm)5"(127mm)7-1/8"(181mm)7-1/8"(181mm)1/2" DIA K.O. (2)1/4" X 1/2" SLOTTED HOLE (4)2" DIA K.O.3/16" STAND-OFFSFUSE K.O.15/16" SQ. K.O.7/8" DIA K.O. (8)1 1/8"7/8"9"7-1/2"6-3/8"8"6-3/8"3/16 (4) ON 3-1/2 CIRCLE5-1/8"6-3/8"48"(1219mm)6"4-5/8"4"2-3/4" 3-11/16" (93 mm) 3-11/16" (93 mm) 4-1/8" (105 mm) 4-1/8" (105 mm)UST-SYM-41/2" DIA K.O. (2)1/4" X 1/2" SLOTTED HOLE (4)2" DIA K.O.3/16" STAND-OFFSFUSE K.O.15/16" SQ. K.O.7/8" DIA K.O. (8)1 1/8"7/8"9"7-1/2"6-3/8"8"6-3/8"3/16 (4) ON 3-1/2 CIRCLE5-1/8"6-3/8"48"(1219mm)6"4-5/8"4"2-3/4" 3-11/16" (93 mm) 3-11/16" (93 mm) 4-1/8" (105 mm) 4-1/8" (105 mm)Mounting heightNo specified mounting restrictions, used in unoccupied space.* Alkco’s wall mount and ceiling mount upper air UV-C luminaires were tested for SARS-CoV-2 in Innovative Bioanalysis Lab. The wall-mounted luminaire achieved 99.9% reduction in 10 minutes and the ceiling mount luminaire achieved 92.6% reduction in 20 minutes. The luminaires were also tested for Escherichia coli in Intertek Lab. Both luminaires achieved 99.9% reduction in 45 minutes.UST_strip 07/21 page 2 of 3Door switchInterrupteur de porteTürschalterInterruptor de la puertaCampanelloPrzełącznik drzwi门开关PDUVCCArea emergency stopArrêt d'urgenceNot-HaltParada de emergenciaArresto di emergenzaAwaryjny postój紧急停止Warning lightLumière d'alarmeWarnlichtLuz de alertaSpiaŚwiatło ostrzegawcze警告灯Motion sensorCapteur de mouvementBewegungssensorSensor de movimientoSensore di movimentoCzujnik ruchu运动传感器SirenSirèneSireneSirenaSirenaSyrena警笛UV-C lampLampes UV-CUV-C-LampenLámparas UV-CLampade UV-CLampy UV-CUV-C灯CheckpointPoint de contrôleKontrollpunktPunto de controlPosto di controlloPunkt kontrolny检查站UST UV-C strip1 or 2 lamp T8 Philips TUVArea emergency stopArrêt d'urgenceNot-HaltParada de emergenciaArresto di emergenzaAwaryjny postój紧急停止Warning lightLumière d'alarmeWarnlichtLuz de alertaSpiaŚwiatło ostrzegawcze警告灯SirenSirèneSireneSirenaSirenaSyrena警笛UV-C lampLampes UV-CUV-C-LampenLámparas UV-CLampade UV-CLampy UV-CUV-C灯Area emergency stopArrêt d'urgenceNot-HaltParada de emergenciaArresto di emergenzaAwaryjny postój紧急停止Warning lightLumière d'alarmeWarnlichtLuz de alertaSpiaŚwiatło ostrzegawcze警告灯SirenSirèneSireneSirenaSirenaSyrena警笛UV-C lampLampes UV-CUV-C-LampenLámparas UV-CLampade UV-CLampy UV-CUV-C灯Area emergency stopArrêt d'urgenceNot-HaltParada de emergenciaArresto di emergenzaAwaryjny postój紧急停止Warning lightLumière d'alarmeWarnlichtLuz de alertaSpiaŚwiatło ostrzegawcze警告灯Motion sensorCapteur de moBewegungssenSensor de movSensore di movCzujnik ruchu运动传感器SirenSirèneSireneSirenaSirenaSyrena警笛UV-C lampLampes UV-CUV-C-LampenLámparas UV-CLampade UV-CLampy UV-CUV-C灯Door switchInterrupteur de porteTürschalterInterruptor de la puertaCampanelloPrzełącznik drzwi门开关PDUVCCArea emergency stopArrêt d'urgenceNot-HaltParada de emergenciaArresto di emergenzaAwaryjny postój紧急停止Warning lightLumière d'alarmeWarnlichtLuz de alertaSpiaŚwiatło ostrzegawcze警告灯Motion sensorCapteur de mouvementBewegungssensorSensor de movimientoSensore di movimentoCzujnik ruchu运动传感器SirenSirèneSireneSirenaSirenaSyrena警笛pV-CpenUV-CUV-C-CCheckpointPoint de contrôleKontrollpunktPunto de controlPosto di controlloPunkt kontrolny检查站Controls SystemFor proper UL certified permanent installations, a controls system must be used with Alkco UV-C strips. As an example, the system would consist of a control panel with optional components including checkpoint switches, door switches, warning lights, emergency stop switches, and motion detectors. See UV controls specification sheets for details.Door switchInterrupteur deTürschalterInterruptor de CampanelloPrzełącznik dr门开关PDUVCCArea emergency stopArrêt d'urgenceNot-HaltParada de emergenciaArresto di emergenzaAwaryjny postój紧急停止Warning lightLumière d'alarmeWarnlichtLuz de alertaSpiaŚwiatło ostrzegawcze警告灯Motion sensorCapteur de mouvementBewegungssensorSensor de movimientoSensore di movimentoCzujnik ruchu运动传感器SirenSirèneSireneSirenaSirenaSyrena警笛UV-C lampLampes UV-CUV-C-LampenLámparas UV-CLampade UV-CLampy UV-CUV-C灯Door switchInterrupteur de porteTürschalterInterruptor de la puertaCampanelloPrzełącznik drzwi门开关PDUVCCArea emergency stopArrêt d'urgenceNot-HaltParada de emergenciaArresto di emergenzaAwaryjny postój紧急停止Motion sensorCapteur de mouvementBewegungssensorSensor de movimientoSensore di movimentoCzujnik ruchu运动传感器CheckpointPoint de contrôleKontrollpunktPunto de controlPosto di controlloPunkt kontrolny检查站Control CabinetUST_strip 07/21 page 3 of 3UV-C• This UV-C product is intended to be used for the treatment of air except for in medical locations.• Philips TUV T8 lamps produce a peak output at 253.7nm.Construction/Finish• Multiple knockouts for convenient installation.• Heavy duty channel of code gauge die formed steel.• High reflectance white baked enamel finish.• Quarter turn latch secures channel cover for easy wireway access.• Lamps are included with luminaire but shipped separately.DisclaimerSignify and its group of companies do not promise or warrant that the use of the products will protect or prevent any user from infection and/or contamination with any viruses, bacteria, protozoa, fungi, illness or disease. The products are not approved for, are not intended and must not be used as medical devices. In addition to and without limitation of any exclusions or limitations of liability of Signify and its group of companies as set forth in any agreement for the sale, distribution or otherwise making available of the products, Signify shall have no responsibility or liability whatsoever for any claim or damage that may arise from or relate to any use of the Products outside of their intended use or contrary to their installation and operation instructions, each as described in the Documentation.Warnings and Cautions• This UV-C product is not approved and/or certified as a medical device.• This UV-C product cannot be used to treat the surfaces of medical devices (such as medical devices in a room, surgical masks and/or surgical respirators). The device cannot be used in medical settings. The device cannot be used for treatment of human skin.• UV-C radiation can damage the human eye and can cause severe sunburn-like reaction to human skin.• UV-C can have adverse affects on organics such as plants and animals.• UV-C radiation may damage or discolor materials such as plastics and rubber, among others.• UV-C products should be installed and maintained by a trained technician following installation instructions and user manual.• This UV-C product must be combined with a UL certified controls system for use in permanent installs. See page 2 for controls system example.Warranty• 1 year limited warranty (signify.com/warranties)UST UV-C strip1 or 2 lamp T8 Philips TUV© 2021 Signify Holding. All rights reserved. The information provided herein is subject to change, without notice. Signify does not give any representation or warranty as to the accuracy or completeness of the information included herein and shall not be liable for any action in reliance thereon. The information presented in this document is not intended as any commercial offer and does not form part of any quotation or contract, unless otherwise agreed by Signify.UST_strip 07/21 page 3 of 3 Signify North America Corporation 200 Franklin Square Drive, Somerset, NJ 08873 Telephone 855-486-2216Signify Canada Ltd. 281 Hillmount Road, Markham, ON, Canada L6C 2S3 Telephone 800-668-9008All trademarks are owned by Signify Holding or their respective owners.www.signify.com/uv-c18013590450459013590-9045-1350-18018013590450459013590-9045-1350-180PerformanceUST136-UNV-1/2-EB (1 Lamp)Lamp Type 36W T8 TUV Input Watts 38.0 Irradiance (mW) 14160.1UST236-UNV-1/2-EB (2 Lamp)Lamp Type 36W T8 TUV Input Watts 92.4 Irradiance (mW) 32598.6
https://www.cooperlighting.com/api/assets/v1/file/CLS/content/bf8b89f5cfe44c26913dad41008343d5/lumark-axcent-family-spec | lighting | %PDF-1.7%����130 0 obj< >endobj xref130 2010000000016 00000 n0000005431 00000 n0000005593 00000 n0000005672 00000 n0000005708 00000 n0000007394 00000 n0000007605 00000 n0000007742 00000 n0000007881 00000 n0000008018 00000 n0000008155 00000 n0000008294 00000 n0000008431 00000 n0000008560 00000 n0000008697 00000 n0000008836 00000 n0000008975 00000 n0000009114 00000 n0000009253 00000 n0000009392 00000 n0000009529 00000 n0000009667 00000 n0000009805 00000 n0000009943 00000 n0000010081 00000 n0000010290 00000 n0000010468 00000 n0000010677 00000 n0000010854 00000 n0000011063 00000 n0000011240 00000 n0000011449 00000 n0000011627 00000 n0000011836 00000 n0000012013 00000 n0000012222 00000 n0000012399 00000 n0000012994 00000 n0000013106 00000 n0000013133 00000 n0000013774 00000 n0000014154 00000 n0000014629 00000 n0000014924 00000 n0000015255 00000 n0000015339 00000 n0000015840 00000 n0000016456 00000 n0000016713 00000 n0000016968 00000 n0000017332 00000 n0000017905 00000 n0000018319 00000 n0000018433 00000 n0000018865 00000 n0000019467 00000 n0000019835 00000 n0000019974 00000 n0000020358 00000 n0000020530 00000 n0000021132 00000 n0000021512 00000 n0000021995 00000 n0000022032 00000 n0000031174 00000 n0000038779 00000 n0000045028 00000 n0000051620 00000 n0000059392 00000 n0000059677 00000 n0000059704 00000 n0000059959 00000 n0000060344 00000 n0000060457 00000 n0000060593 00000 n0000060969 00000 n0000061322 00000 n0000070060 00000 n0000070329 00000 n0000070594 00000 n0000070907 00000 n0000084334 00000 n0000096619 00000 n0000096888 00000 n0000103124 00000 n0000103388 00000 n0000103420 00000 n0000103452 00000 n0000103484 00000 n0000103516 00000 n0000103548 00000 n0000103580 00000 n0000104608 00000 n0000104723 00000 n0000107372 00000 n0000107442 00000 n0000107545 00000 n0000118673 00000 n0000118944 00000 n0000119444 00000 n0000122932 00000 n0000123027 00000 n0000128452 00000 n0000139306 00000 n0000146266 00000 n0000157906 00000 n0000166950 00000 n0000171093 00000 n0000171163 00000 n0000171279 00000 n0000171403 00000 n0000171519 00000 n0000173012 00000 n0000173338 00000 n0000182186 00000 n0000182463 00000 n0000228113 00000 n0000228152 00000 n0000236065 00000 n0000236104 00000 n0000245310 00000 n0000245349 00000 n0000252507 00000 n0000252546 00000 n0000259661 00000 n0000259700 00000 n0000266901 00000 n0000266940 00000 n0000319729 00000 n0000319768 00000 n0000358071 00000 n0000358110 00000 n0000364600 00000 n0000364639 00000 n0000371647 00000 n0000371686 00000 n0000378292 00000 n0000378331 00000 n0000385290 00000 n0000385329 00000 n0000392193 00000 n0000392232 00000 n0000399999 00000 n0000400038 00000 n0000408485 00000 n0000408524 00000 n0000408919 00000 n0000409318 00000 n0000410166 00000 n0000421200 00000 n0000421239 00000 n0000425616 00000 n0000425691 00000 n0000426077 00000 n0000426152 00000 n0000426507 00000 n0000426582 00000 n0000426936 00000 n0000427011 00000 n0000427371 00000 n0000427446 00000 n0000427805 00000 n0000427880 00000 n0000428260 00000 n0000432142 00000 n0000612137 00000 n0000616102 00000 n0000758624 00000 n0000772371 00000 n0000786118 00000 n0000796474 00000 n0000894562 00000 n0000908481 00000 n0000922400 00000 n0000932793 00000 n0001034140 00000 n0001062537 00000 n0001064696 00000 n0001066855 00000 n0001069704 00000 n0001091313 00000 n0001091389 00000 n0001091464 00000 n0001091539 00000 n0001091615 00000 n0001091690 00000 n0001091766 00000 n0001091842 00000 n0001091918 00000 n0001091994 00000 n0001092070 00000 n0001092146 00000 n0001092218 00000 n0001092313 00000 n0001092416 00000 n0001092520 00000 n0001092607 00000 n0001092884 00000 n0001092971 00000 n0001093248 00000 n0000004316 00000 ntrailer< ]/Prev 2440350>>startxref0%%EOF 330 0 obj< >streamhެ�LSWǿ���dt����R�-��B�%$[Š`)-Pڒ��3SYb��-���A�I��,�3��~$f�O0K��hQ (N�����%�m;'�H��Nrs>�������r�!�Ɛ����!�������w �->�fx���{�����l�ך�5ƊjU����¦d�����ť����&�FW�'Viإ�FnNN�^����6�9;3�qv�}�vWO��x��{?���$����fVk�U��;��F��k�v��d��Դ�����y�=�ڪ�R�~��Ҧ��0��M�j����~��2ݑx�\4�3=5�w�NN�z�8�m�����N����"��f����76�i���Ę�K׮߈D�:'&��ɖ�˷�{o�;��}�w�����H;�O�bK�����R�.1k����>���ß�ݺ6�����tz��[����r��l�rR&��On���L��o%5���ۜ{.��U�ԖJ���/ںs��J�L���C�k�������z� /�-x��Q�������S�$KE��-q�l�*�P�t�>^���_³d��L��d�,��@�}(�K>� �$�F�d��I0��؉��{e�$Άռ�'���¦H����q�����L̷����MB�(dp�ƉW?=��pBXE�"�����_�R׊Y^#G����_�Nb�6� ��10g��`}i��o��I��`��,�¦�MS�.:(�)¦��:����J���[�#bd�90J�c���S�P8(P�Rh�.��=��o�tN���׳���]O�>�v�J���`�g�X�)P�J�h�(�:d��l�� RJ�ȧG.���-��4dB'��I���綇�.=��Jkp�b%8����ʜ������!�h��d�������A��>-y������.�^�A�oC����t��$�}]Q�s!1x������/-?(n��~h_.L�D^�OC��>�M�`�\Oendstreamendobj131 0 obj< >>>endobj132 0 obj< >>>/Fields 117 0 R>>endobj133 0 obj< >endobj134 0 obj< >/PageTransformationMatrixList< >/PageUIDList< >/PageWidthList< >>>>>/Resources< >/ExtGState< >/Font< >/ProcSet[/PDF/Text/ImageC]/Properties< >/XObject< >>>/Rotate 0/Tabs/W/Thumb 120 0 R/TrimBox[0.0 0.0 612.0 792.0]/Type/Page>>endobj135 0 obj[136 0 R 137 0 R 138 0 R 139 0 R 140 0 R 141 0 R 142 0 R 143 0 R 144 0 R 145 0 R 146 0 R 147 0 R 148 0 R 149 0 R 150 0 R 151 0 R 152 0 R 153 0 R 154 0 R 156 0 R 158 0 R 160 0 R 162 0 R 164 0 R]endobj136 0 obj< >/Border[0 0 0]/H/N/Rect[73.08 460.214 187.485 446.942]/Subtype/Link/Type/Annot>>endobj137 0 obj< >/Border[0 0 0]/H/N/Rect[187.485 460.214 189.153 446.942]/Subtype/Link/Type/Annot>>endobj138 0 obj< >/Border[0 0 0]/H/N/Rect[73.08 447.054 172.101 433.782]/Subtype/Link/Type/Annot>>endobj139 0 obj< >/Border[0 0 0]/H/N/Rect[73.08 433.894 192.081 420.622]/Subtype/Link/Type/Annot>>endobj140 0 obj< >/Border[0 0 0]/H/N/Rect[195.459 433.894 198.239 420.622]/Subtype/Link/Type/Annot>>endobj141 0 obj< >/Border[0 0 0]/H/N/Rect[73.08 420.734 224.595 407.462]/Subtype/Link/Type/Annot>>endobj142 0 obj< >/Border[0 0 0]/H/N/Rect[227.973 420.734 229.464 407.462]/Subtype/Link/Type/Annot>>endobj143 0 obj< >/Border[0 0 0]/H/N/Rect[73.08 407.574 94.1493 394.302]/Subtype/Link/Type/Annot>>endobj144 0 obj< >/Border[0 0 0]/H/N/Rect[94.1493 407.574 97.5527 394.302]/Subtype/Link/Type/Annot>>endobj145 0 obj< >/Border[0 0 0]/H/N/Rect[97.5527 407.574 132.313 394.302]/Subtype/Link/Type/Annot>>endobj146 0 obj< >/Border[0 0 0]/H/N/Rect[132.313 407.574 143.226 394.302]/Subtype/Link/Type/Annot>>endobj147 0 obj< >/Border[0 0 0]/H/N/Rect[146.006 407.574 160.757 394.302]/Subtype/Link/Type/Annot>>endobj148 0 obj< >/Border[0 0 0]/H/N/Rect[404.134 536.013 450.894 503.933]/Subtype/Link/Type/Annot>>endobj149 0 obj< >/Border[0 0 0]/H/N/Rect[450.5 536.283 492.336 505.123]/Subtype/Link/Type/Annot>>endobj150 0 obj< >/Border[0 0 0]/H/N/Rect[352.775 323.98 458.068 310.708]/Subtype/Link/Type/Annot>>endobj151 0 obj< >/Border[0 0 0]/H/N/Rect[352.775 311.82 458.214 298.548]/Subtype/Link/Type/Annot>>endobj152 0 obj< >/Border[0 0 0]/H/N/Rect[458.214 311.82 459.705 298.548]/Subtype/Link/Type/Annot>>endobj153 0 obj< >/Border[0 0 0]/H/N/Rect[352.775 299.66 394.669 286.388]/Subtype/Link/Type/Annot>>endobj154 0 obj< >/BS< >/DA(/MinionPro-Regular 0 Tf 0 g)/F 4/FT/Tx/Ff 4096/MK 215 0 R/P 134 0 R/Q 0/Rect[87.4679 679.666 188.957 714.946]/Subtype/Widget/T(PS514102EN-2)/Type/Annot>>endobj155 0 obj< >/Subtype/Form>>streamH���Pp�uV�rendstreamendobj156 0 obj< >/BS< >/DA(/MinionPro-Regular 0 Tf 0 g)/F 4/FT/Tx/Ff 4096/MK 216 0 R/P 134 0 R/Q 0/Rect[241.735 679.666 439.015 714.946]/Subtype/Widget/T(PS514102EN-4)/Type/Annot>>endobj157 0 obj< >/Subtype/Form>>streamH���Pp�uV�rendstreamendobj158 0 obj< >/BS< >/DA(/MinionPro-Regular 0 Tf 0 g)/F 4/FT/Tx/Ff 4096/MK 217 0 R/P 134 0 R/Q 0/Rect[492.793 679.666 572.532 714.946]/Subtype/Widget/T(PS514102EN-6)/Type/Annot>>endobj159 0 obj< >/Subtype/Form>>streamH���Pp�uV�rendstreamendobj160 0 obj< >/BS< >/DA(/MinionPro-Regular 0 Tf 0 g)/F 4/FT/Tx/Ff 4096/MK 218 0 R/P 134 0 R/Q 0/Rect[87.4679 718.614 188.957 753.894]/Subtype/Widget/T(PS514102EN-1)/Type/Annot>>endobj161 0 obj< >/Subtype/Form>>streamH���Pp�uV�rendstreamendobj162 0 obj< >/BS< >/DA(/MinionPro-Regular 0 Tf 0 g)/F 4/FT/Tx/Ff 4096/MK 219 0 R/P 134 0 R/Q 0/Rect[241.735 717.614 439.015 754.334]/Subtype/Widget/T(PS514102EN-3)/Type/Annot>>endobj163 0 obj< >/Subtype/Form>>streamH���Pp�uV�rendstreamendobj164 0 obj< >/BS< >/DA(/MinionPro-Regular 0 Tf 0 g)/F 4/FT/Tx/Ff 4096/MK 220 0 R/P 134 0 R/Q 0/Rect[492.793 717.614 572.532 753.894]/Subtype/Widget/T(PS514102EN-5)/Type/Annot>>endobj165 0 obj< >/Subtype/Form>>streamH���Pp�uV�rendstreamendobj166 0 obj< >streamH�\�͎�@��<�w+l��{-!K�ٕ¦ȏ��0����}���F�M�����E���C�N.�>��1N��v�o�}��;�K�e��5m=}<�����<>>nS��s�������4>�Ӧ�O�9˿�M���~��.?އ�O��nr�^�&�S�/��F���^MZo��K:�o���]1?/S�M�UǪ�Ĭ\�k���t���5������\��Ƭ,�y�H���:P�W�W��zC���Q���{�7�7�w�Vz�z��%���S{h�h�y�y�Vh�6h2{0{2{0{rzp}�B/���K�%�x�^�����������B��>� 胰�>�!��������������̥ȥ��������̨Ȩ̨Ȩ̨Ȩ�U�*}�ʼ���w@�({�譒GgfWdWfWd7f7d72���f#����l`62���f#����f`3�،<�������I7�Ǆ`�Ҥ������Fs��3�il�������S�e�[endstreamendobj167 0 obj< >endobj168 0 obj[228 0 R]endobj169 0 obj< >streamH�\�͊�@F�y�Zv/�$U�V)��O.懱�4)��C��~b�FP��\9�p��v�m�����K���96m�����W��i�Қ���gJ��y�e�8��_�x޶�K6����xx��yYԗC¦��o}��=����ݫ�w���ϱLa�sS���G_����9�<��m���o�̿'>�]46���R�k��b�oO1��gnf��3�b[�w���կ}�w��Ea�yJ���$OZ�&�iJZ��wҒ�!�R*ҚT��I��!A� +�T��dI��H�$$�F%F�rA$�~%~�?�����`!�,d��L ��d2��B&�Y�2�@f!�,]][��vp�����]];�V�v8hrp)�Guե3�F���H��sO��s6��I��b�Ul~��`���{��=��N���)pz��<�,���"4�iBx'<��韜܃�]��P+���<���C������S�~�_�O��)~?�/����������Ϯ�_�<�eO�cY����/�4�I�ݪ[ߏ�--Ӵ���i���.����I�E1endstreamendobj170 0 obj< >endobj171 0 obj< >streamH�\��j�0E��-�Eq�ȣL MZȢ��{��(�"_]��B����r�l��lC;��5v�N{hC��]b�v��6�Yn��~��g}�z�����<�i�)K�������f�t{���%6�p�7���f�K��I�`�v���R�S�?W'��Xv�m�~;\oS�߉�k�6�g���F�}Uk��QM9M�Җ��ZͿ���e�C�YES�8<��Ŕ���iI��s�<;��,d�ȫĎ99�99�99�99�99�¦^��5yސ7�����~BYС�CA�8�]���3�3B7���M�&���t��=�LO���S�)�x=����腧����������������[Z�����iJ��l՗�X��<�&��;�}��T��¦0��ȑendstreamendobj172 0 obj< >endobj173 0 obj< >streamH�\��j�0��~�Cq��bk� �}�l��JfXl�8����t0������%�tmgM���1�h���5(�'cYY�6*޼��Yz�I�oKĹ��cB�����'�<2�4c'8¦5�x�z��3��5h�Ћ��rF�Iv�4�M�N����� �ZC���&�8� ��}��y �~ٯ�}tendstreamendobj174 0 obj< >endobj175 0 obj< >endobj176 0 obj< >streamH�\�͊�@��>E-��Fo�����&3`��:*�,��S�z`�#Z�}����nߵ�K�}}�;�]3�k�����v�"wM[O�����TC��Ň�u�}wꓲt�x�:�w��n�cxN�cƶ;��?�óK�a���M.s��k�)n���W���y�˾�������{��}.�����&\��c՝CRf�r�{����5�ݷǲ���Ƥ\�Ǉ�L5�UR��¦O1�2�"/��g��[��������SRܳ��ły��3��s�,̂�=�2+�12=x�,�)dXB��%dXB��%dXB��%dXB��%d���0o�ُ�a?�~����#�ǳ�~<�=�=�=�=�=�=�=�=�=�=�=�=�=�=�=���y���`)Y���`)Y���`�>�d�,%K�R�3�WJ��\v��Jٕ�+eW���])���;���]�2���������o�7���������o�7�����%�ɳ�5=����-�0x���/�����6�q����<Ә�__��\\�#�+�Q4�endstreamendobj177 0 obj< >endobj178 0 obj< >endobj179 0 obj< >streamH�\��n�0л�b��!2kzAHI%]T�{H-cr��;�D�TK��e��eӞ[kV��~V�0�=.��+��Ɗ4m�zoſ�z'$w۲���qU���o�;�y���o^�7����ۃ�n����v��4���K�^�AưC�iܬہb�f¦n!���f�����^QT��g*�@����%����09I�"7솜s��g�,8g���>���'��\���3�L.y�2�u,��"_���S.u?}�� >streamH�\��n�@��y��l/�9�&��j�x�m��>�蒬@F���w~��M�D���ǉc��mw}7��#�>L���m�������ٲpm�L�g�gs��,O����λ�8dU����e�7w�n�C����؆��'w�{��w��:��9��[��ʵᘾ�G=�����y�îM׻����¦���6W��K�4C.c݄X���U��Z��5�VY����[�e�c�YU���"?��O�'�M\����K�\�pI.�B��ld{���DC�&����+����+����+����+������.��g���s&�����JNï�͊fe��Y٬hV6+��͊fe��Y٬hV6+��͊fe��S٦h3z^���5z^���5z^���5z^���5��0+c���8+ì�=6�pV�Yge���<f�����������������������������ٙ���~l������k�1�m7o�y�a�u}��7�ѥUxg����endstreamendobj181 0 obj< >endobj182 0 obj< >endobj183 0 obj< >endobj184 0 obj< >endobj185 0 obj< >endobj186 0 obj< >endobj187 0 obj< >endobj188 0 obj< >endobj189 0 obj< >endobj190 0 obj< >endobj191 0 obj< >endobj192 0 obj[/ICCBased 223 0 R]endobj193 0 obj< >streamH��Wko[7�~�¦Y@�kr�^�n�iRȇvhe9u��R���{��d�n����ֽ$/9�Μ9�m��P��Q4zsp6Wt�l�7/G��&��Z�9?�<��O�u��"M��Ɠ'�C��ҩU�͛޻��V¦�����_�N���e���݌?MI�#]�¦-t�}ȓ^�S2/�[����ӻsYs:jnaɧ�]�ɦ/��b��^��\�6�Ω1�l�mbb�o�=�ݴ�h�����g5�h��[�=�iU�W�;Lt�e�d���l4�b�8x��:&c\�8������3���k�Ɠ�}��׍�+:���z���H��xU�oe����]����xqxxp ����VKJ�o��E���SdM��Hc�y)��u�W3䏏�9T�N+e���2��c�e����o�߰��*�;+?'�T˒m���\�dM�M��d�/+��P�����gj;i���A��>C����#����l<��SP��[�&Δ���k�Y���\q�t��u�n<��8�)C��ٷ)ꯢ�з�������@��o��>+�]~���t>]���U�6�������ᮟ.�w�-z��Z��ǫ��b?_Rk\-`���E�e*Ů����>�bӷ��w�\/Vb��tH����z�_1�qk# uW�l���IlZc�7���S� 3b��Bʜ�-vC�`�W�д�X��1.��F���A�F�औ�Vc;��#�0�1��:�4��IcaW�=؈���X۸p4���~�2}��3��]�/ښ�#w&2¦�ă�'�FX+݈�k��߸���¦��*�����]FʼnqY�[�an�:K�Ur�Z��%�gg#׫T�K'����.B�k�S�)x�R��ߝj`R�h�;]Ƶ,�6�Y��cU��^u׾��Ⱦ��.Ol�cH(mݦ]W6�l��jSw�{�>�}���L`�[v-P������a�bZ��aA��,��*��J>;b��>�)s[8d(�R*�/�D�wZ��p��B��Y��¦�ǔ��@«��ɇ�`y����>�!�ЫB6W���-v?ɱ6�Y�n;��p��/�N�h%u��1�ONN��Pр^:@�x�ٗ4UG��B�r��6cƫO�#H�VCt�b4='#���c��"9����6��C<9���T�B��`�m�<)��"\�+0�hJ�Щe�GAc+P�Q�}��e��9}�7�eu%�<ʾ��S��r�V�%4�]��)����({�N���ww�_�'tp>T���(NDB?�؅El�2SsS�*'�d��bJ*�ZZ���PɵQ̗�:�A�:�k�_�f4\�dXP�c�˫21�Z���-�qzu'�׍�(�/3[v��)����Nw�d:����¦��N�g�~����ظ�Ԧ]��M���1¦+�d/x��S)qbR$$��G��d1nE�(Y\����Ce`@�!�1��dT�BnjF��P@�!z�.㵽�H�o��~���>�fc�@�2X�Z��Ti'5���kW&"mC�Ef�9s��H�%1�47�41������8�\�}��~+�D�쳶�bh7P�pN�7��$�Q�Bp��T�6��~fh&z�ŋ�Jm>>�@��k�� (N�!1���N��'��B9�]6O&c�ʂ 3���M¦����2❀k��ۥv�X��$�6jY�9pFj��Ɩ����nd�����#��C=��״��bj@$9�:ev�I9�iX�����q"u.�}������F"$C�N��R6M�E���N�\De�¦1�j�*��ƇQ����� ���K���ls(�Ec(�!AC�H1P�"ꦗ�A¦a�vO�#��Zp����C㐫j�v�����06�x}X�eL�.}#�[������r[0�}���asሴsB���&�e6�@�mlŗ�Ѻ��d@�U9Sg���;K`�˅}oG@"�`l�P�2��ަ�<0�V&\@����ٝ0x���@TyQ²�"u9ʄ����sjJ_��,��C�s�&�@C�Mz�O0����0ֽ�:����Wn�r��Δ8�R7͡&�D�5���T��,�7�Ւ%I��}��@��s���o��A�=+{fV� �L�Q ����:�-�dNi��8a� ?���K����1��AWw��t�ר>O�%野�pq�)��#��o���^�Pp��E<^�_�f5���¦�1ie����#�zjw��P&۫�ҵ�p�˸��{��Ͼm�����wM���}���x��5����5BL��*�/�3�FP��%o%�Q�ǘ�#w��R82�Q�2E�H� a�~Ȑш�$9�$�-��}WN��D��ؔ��D D��@���Ƈ�Kl¦h�AWfC���WjOaV=�Y,1SX��L`!K_����U�B��� �Ù����ʹ�'���ER�Δ�Ԣ��Ya�Y$#EE����;�D8KDqV�:�(p'l3�8+���뎶��{(jB��+������eƞ�OF݇'���^+,wu������o�w.8��<~a��[������]w��W�N������6C�w0�?�.��ay�p��~����g��җ
https://static1.squarespace.com/static/61df533c57361a366db19973/t/64417efb635c94198dbd7a7c/1682013947658/SABIN_CUTSHEET_L60_LIT.pdf | lighting | 1LINEARDATEPROJECTFIXTURE TYPEFIRML-60PATENTPENDINGDATEREVISED© 2023 SABIN LLC. ALL RIGHTS RESERVED.SABIN AND THE SABIN LOGO ARE REGISTERED TRADEMARKS OF SABIN LLC.SPECIFICATIONSEXAMPLE PART NUMBER: L-60-49(1253)-11(285)-927-SS-DVH-ISP-DDL-INO-10-9JD-PCWH-36SLV-WH-CHS1 IMPERIAL DIMENSIONS ARE NOMINAL. ACTUAL DIMENSIONS ARE METRIC.2 CUSTOM LENGTHS AVAILABLE BETWEEN 38” - 92” (953-2328MM).3 CUSTOM HEIGHTS AVAILABLE BETWEEN 6” - 23” (150-585MM).4 FLINT AND PUMICE LENGTHS CAN BE SPECIFIED UP TO 2790MM.5 5" (127MM) CANOPY PROVIDED. 2" (50.8MM) CANOPY PROVIDED UPON REQUEST.6 CUSTOM THREAD COLORS AVAILABLE. CONSULT FACTORY.7 MINIMUM LENGTH FOR BI-DIRECTIONAL IS 49" (1253MM).8 120° DISTRIBUTION ACHIEVED AS A RESULT OF THERE BEING NO OPTIC.SEE ADDITIONAL OPTIONS FOR SIZE AND CUSTOMIZATION AT SABIN.BUILDLINEAR 60 - LITLinear 60 is our flagship linear acoustic luminaire - a modern approach to the classic ceiling baffle. Linear 60 advances the state of the art through carefully executed craft, fit and finish. Through the integration of acoustic materials and high-performance LEDs, the Linear 60 is an elegant, comprehensive solution to acoustical and lighting needs. Our commitment to craft shows up in Sabin’s signature sewn construction, which enables a robust and simple design. Sabin’s family of linear products share a common design language. These products are intended to work together as part of larger arrays, selected according to lighting, acoustic and budgetary requirements. FELT COLOR 69BR BISQUE9HZ BIRCH9FL FLINT9HZ HAZEL9JD JADE9OB OBSIDIAN9PN PINE9PM PUMICE9SD SAND9SP SAPPHIRE 9SA SIENNACEILING HARDWARE CTB9 T-BAR CADDY CLIP, 9/16”CTB15 T-BAR CADDY CLIP, 15/16”CTG9 TEGULAR CADDY CLIP, 9/16”CTG15 TEGULAR CADDY CLIP, 15/16”CHS HARD CEILINGCABLE36BK 36” (915MM) BLACK AC CABLE36SLV 36” (915MM) SILVER AC CABLE60BK 60” (1524MM) BLACK AC CABLE60SLV 60” (1524MM) SILVER AC CABLE120BK 120” (3048MM) BLACK AC CABLE120SLV 120” (3048MM) SILVER AC CABLECANOPY5BK BLACKWH WHITECORD COLORPCBK BLACKPCBL BLUEPCBR BRONZEPCGR GREENPCRD REDPCGY GRAYPCWH WHITECCT/CRI927930935940CIRCUITSSSINGLE CIRCUITDCDUAL CIRCUIT(SHARED DIMMING)DIRECT OUTPUTDNA NO OUTPUTDVL 100LM/FTDLP 200LM/FTDSP 300 LM/FTDHP 400 LM/FTDVH 500 LM/FTINDIRECT OUTPUTINA NO OUTPUTIVL 125LM/FTILP 250LM/FTISP 375 LM/FTIHP 500 LM/FTIVH 625 LM/FTIVVH 800 LM/FTCONTROL10 0-10VINDIRECT OPTIC 8INO NO OPTICIBW BATWINGDIRECT OPTICDDL DIFFUSE LENSSERIESL-60LENGTH 1,4,738" (953MM)49" (1253MM)61" (1553MM)74" (1878MM)86" (2178MM)92" (2328MM)CL2HEIGHT 16" (150MM)7" (185MM)11" (285MM)16" (400MM)20" (500MM)23" (585MM)CH32LINEARDATEPROJECTFIXTURE TYPEFIRML-60PATENTPENDINGDATEREVISED© 2023 SABIN LLC. ALL RIGHTS RESERVED.SABIN AND THE SABIN LOGO ARE REGISTERED TRADEMARKS OF SABIN LLC.BISQUEPINEOBSIDIANPUMICEFLINTSANDHAZELSAPPHIREJADESIENNABIRCH9MM FELTBLACKWHITEREDBRONZEGRAYGREENBLUECORDSWATCHESContact the factory for additional color options.Colors are subject to slight variation from your screen or paper to the finished product. Linear utilizes 9mm felt and has the option to customizecolor for cable and thread — and cord (for lit fixtures.)CABLESILVERBLACK3LINEARDATEPROJECTFIXTURE TYPEFIRML-60PATENTPENDINGDATEREVISED© 2023 SABIN LLC. ALL RIGHTS RESERVED.SABIN AND THE SABIN LOGO ARE REGISTERED TRADEMARKS OF SABIN LLC.HEIGHT 16" (150MM)7" (185MM)11" (285MM)16" (400MM)20" (500MM)23" (585MM)CH3SERIESL-60WIDTH12” (60MM)LENGTH 1,4,638" (953MM)49" (1253MM)61" (1553MM)74" (1878MM)86" (2178MM)92" (2328MM)CL2CR5ACOUSTIC PERFORMANCE DATADIMENSIONS + WEIGHTALL SABIN PRODUCTS ARE SUBJECT TO ACOUSTIC TESTING. PERFORMANCE VALUES WILL VARY BASED ON INSTALLATION FACTORS SUCH AS DENSITY AND MOUNTING HEIGHT.SABINSA SABIN IS A UNIT OF SOUND ABSORPTION DEFINED AS THE AMOUNT OF SOUND ABSORBED BY ONE SQUARE FOOT OF A PERFECT ABSORBER. IT WAS INITIALLY CONCEIVED AS THE EQUIVALENT OF 1 SQUARE FOOT OF OPEN WINDOW, REFLECTING NO SOUND BACK INTO THE INTERIOR. SABINS ARE USED TO EXPRESS THE TOTAL EFFECTIVE ABSORPTION FOR THE INTERIOR OF A ROOM. THIS CHART INDICATES AVERAGE SABINS PER UNIT AT THE NOTED FREQUENCIES WHICH REPRESENT THE TYPICAL RANGE OF HUMAN SPEECH OF 200-2500 HZ.NRCNOISE REDUCTION COEFFICIENT (NRC) IS A SINGLE NUMBER VALUE RANGING FROM 0.0 TO 1.0 THAT DESCRIBES THE AVERAGE SOUND ABSORPTION PERFORMANCE OF A MATERIAL. AN NRC OF 0.0 INDICATES THE OBJECT DOES NOT ABSORB MID-FREQUENCY SOUND ENERGY, BUT REFLECTS IT. AN NRC OF 1.0 INDICATES THAT THE SOUND ABSORPTION PERFORMANCE OF THE MATERIAL IS EQUAL TO ITS SURFACE AREA (MEASURED IN UNITS SABIN), OR CONCEPTUALLY 100% SOUND ABSORPTION.PROJECTED NRC = .95TOTAL SOUND ABSORPTION WILL VARY BASED ON DESIGNED PRODUCT CONFIGURATION.SABIN TESTS ALL PRODUCTS IN MULTIPLE CONFIGURATIONS.PLEASE CONTACT SABIN OR YOUR LOCAL AGENT FOR MORE INFORMATION.PLEASE CONSULT THE FACTORY FOR PRODUCT WEIGHTS BASED ON CONFIGURATION AND PART NUMBERS.WEIGHTSee Dimensions and Weight Table for Limitations150 MM (H)60 MM (W)2790 MM (L)1 IMPERIAL DIMENSIONS ARE NOMINAL. ACTUAL DIMENSIONS ARE METRIC.2 CUSTOM LENGTHS AVAILABLE BETWEEN 38” - 92” (953-2328MM).3 CUSTOM HEIGHTS AVAILABLE BETWEEN 6” - 23” (150-585MM).4 FLINT AND PUMICE LENGTHS CAN BE SPECIFIED UP TO 2790MM.5 CONTINUOUS RUN COMING SOON.6 ILLUMINATED SECTION OF FIXTURE IS 2” (53MM) SHORTER THAN TOTAL FIXTURE LENGTH.* ALL STANDARD DIMENSIONS ARE ECO-CONSCIOUS, MAXIMIZING MATERIAL USE AND MINIMIZING WASTE. CUSTOM DIMENSIONS RESULT IN EXCESS MATERIAL WASTE.FREQUENCY (Hz)ABSORPTION SABINS FT210.005.000.0015.0020.00125250500100020004000UNLIT 6x94x20.221.082.694.847.979.04UNLIT 11X94X20.972.695.278.2912.1612.70UNLIT 23x94x23.447.0011.8414.7519.3820.24SABIN LINEAR FAMILYPROJECTED PERFORMANCE4LINEARDATEPROJECTFIXTURE TYPEFIRML-60PATENTPENDINGDATEREVISED© 2023 SABIN LLC. ALL RIGHTS RESERVED.SABIN AND THE SABIN LOGO ARE REGISTERED TRADEMARKS OF SABIN LLC.POWER LEVELOUTPUT (LUMENS/FT)ENERGY (WATTS/FT)EFFICACY (LPW)CCT/CRIVERY LOW87.750.665131.953500/90LOW176.51.3425131.473500/90STANDARD2672.035131.203500/90HIGH360.752.74131.663500/90VERY HIGH454.753.46131.433500/90CCT2700K3000K3500K4000KMULTIPLIER0.960.97511.03POWER LEVELOUTPUT (LUMENS/FT)ENERGY (WATTS/FT)EFFICACY (LPW)CCT/CRIVERY LOW1170.8325140.543500/90LOW237.251.6875140.593500/90STANDARD360.52.5625140.683500/90HIGH4873.46140.753500/90VERY HIGH615.54.38140.533500/90VERY VERY HIGH803.255.71140.673500/90POWER LEVELOUTPUT (LUMENS/FT)ENERGY (WATTS/FT)EFFICACY (LPW)CCT/CRIVERY LOW830.902591.973500/90LOW167.751.8391.673500/90STANDARD255.252.777591.903500/90HIGH3433.7591.473500/90VERY HIGH434.54.747591.523500/90VERY VERY HIGH564.56.1991.203500/90PHOTOMETRICS*ACTUAL RESULTS PENDINGActual Results PendingActual Results PendingActual Results PendingActual Results Pending120 DEGREE OPTICBATWING OPTICDIFFUSE LENS (DIRECT ONLY)BATWING (INDIRECT ONLY)120 DEGREE NO OPTIC (INDIRECT ONLY)CCT MULTIPLIER 5LINEARDATEPROJECTFIXTURE TYPEFIRML-60PATENTPENDINGDATEREVISED© 2023 SABIN LLC. ALL RIGHTS RESERVED.SABIN AND THE SABIN LOGO ARE REGISTERED TRADEMARKS OF SABIN LLC.CONSTRUCTIONLED LIGHT ENGINEESTIMATED USEFUL LIFETIMEOPTICSELECTRICALA HIGHLY ENGINEERED, ROBUST ACOUSTIC LUMINAIRE COMPRISED OF ≥ 60% RECYCLEDPET MATERIAL UTILIZING SEWN CONSTRUCTION TO MAXIMIZE STRENGTH, DURABILITYAND SOUND ABSORBENCY.EXTRUDED .06” (1.52MM) ACRYLIC LENS DESIGNED FOR EFFICIENT AND HOMOGENEOUSLIGHT DISTRIBUTION WITH SUPERIOR COLOR OVER ANGLE PERFORMANCE.HIGH QUALITY CLASS P ISOLATED POWER SUPPLY WITH UNIVERSAL (120-277VAC) INPUT VOLTAGE. MEETS UL OPERATION RATING DRY & DAMP (IP40) MAX 185°F (85°C) FOR 50,000 HOUR LIFE. LUMINARIES ARE PRE–WIRED WITH FACTORY INSTALLED BRANCH CIRCUIT WIRING. POWER FACTOR:- 0.95 @ 120VAC- 0.90 @ 277VACSTANDARD 120-277V CONSTANT CURRENT DRIVER INCLUDES 0-10V ANALOG DIMMING TO 10% TESTED IN ACCORDANCE WITH NEC, ANSI/NFPA 70 STANDARDS. ETL LISTED INACCORDANCE WITH UL STANDARDS. INDOOR USE ONLY. SUITABLE FOR DRY LOCATIONS,IP20, ROHS COMPLIANT. TITLE 24 JA8-2016 FOR 90 CRI CONFIGURATIONS ONLY.FIXTURE RATED FOR OPERATION IN CONDITIONED ENVIRONMENTS UP TO 77°F (25°C).FIXTURE IS WARRANTIED TO BE FREE FROM DEFECTS AND/OR FAILURE UNDER NORMALUSE AND PROPER STORAGE FOR FIVE (5) YEARS FROM DATE OF SHIPMENT.PET ACOUSTICS: REMOVE DUST WITH COMPRESSED AIR, A VACUUM OR LINT ROLLER. ALUMINUM & POLYMER COMPONENTS: REMOVE DUST AND DEBRIS WITH A CLEAN, DRY,OR DAMP LINT-FREE CLOTH.DIMMINGCERTIFICATES/LISTINGWARRANTYCAREMOUNTINGACOUSTIC MATERIALOUR 9MM PET (POLYESTER) FELT PANELS CONTAIN MINIMUM 60% POST-CONSUMER RECYCLED POLYESTER STAPLE FIBER. THE MATERIAL IS MOISTURE RESISTANT, FIRE RATED AND RECYCLABLE. THE POROUS MATERIAL IS AN OUTSTANDING ABSORBER OF ACOUSTIC ENERGY. • FIRE RETARDANT: ASTEM E84 CLASS A , EN13501 CLASS B• DECORATIVE: 11 STANDARD COLORS• CONSTRUCTION: 100% POLYESTER FIBER (PET)SUSPENDED WITH 1/16” (1.6MM) AIRCRAFT CABLES, COLOR MATCHING CABLE AND GRIPPERS, INSTALLED AT FACTORY. AIRCRAFT CABLES AVAILABLE IN PRECUT LENGTHS OF 36” (915MM), 60” (1524MM), OR 120” (3048MM) WITH FABRIC-COVERED POWER CORD AND 5” (125MM) CANOPY.ESTIMATED USEFUL LIFETIME BASED ON 10,000 HOUR TEST DURATOIN @ 131°F (55°C)• L90 = 53,000 HRS• L80 = 60,000 HRS• L70 = 60,000 HRSANSI/IES TM-21 METHOD FOR EVALUATING USEFUL LIFETIME IS LIMITED TO 6X TESTDURATION (10,000 HOURS X 6 = 60,000 HOUR MAX).HIGH EFFICIENCY LIGHT MODULE INCORPORATES PREMIUM LEDS WITH HEAT SINKTO MAXIMUM LIFETIME. AVAILABLE IN 2700K, 3000K, 3500K OR 4000K CCT WITH >80CRI. COLOR ACCURACY = 2.2X SDCM @ 3500K ±65K ΔUV +0.0032STANDARD DEVIATION COLOR MATCHING (SDCM) BASED ON ANSI STANDARD C78.377A INDICATES THE VISIBLE VARIANCE IN CORRELATED COLOR TEMPERATURE, ALSO REFERRED TO AS “MACADAM ELLIPSE”.
https://img.acuitybrands.com/public-assets/catalog/117068/ibl.pdf | lighting | Page 1 of 8FEATURES & SPECIFICATIONSINTENDED USE — Ideal one-for-one replacement of conventional HID and fluo-rescent high bay systems. Applications include warehousing, manufacturing, gymnasiums, and other large indoor spaces with mounting heights up to 60'. Certain airborne con-taminants can diminish the integrity of acrylic and/or polycarbonate. Click here for Acrylic-Polycarbonate Compatibility table for suitable uses.CONSTRUCTION — Lightweight aluminum heat sink designed to perform in ambient temperatures up to 55 ° C with lumen droop less than fluorescent due to precision thermal engineering for maximum naturally convective cooling. Structural elements such as the channel and end caps are fabricated from steel for maximum rigidity. Hard-tooled reflectors, utilizing reflective Alanod® MIRO-5® aluminum, for precise and repeatable photometry. Semi-diffuse lens optional to provide glare control – may be inverted for gloss or matte side down. Wireguard attachment points provided.OPTICS — Narrow and wide distributions available to meet both horizontal and vertical light level requirements. Reflectors feature precision-formed optics utilizing reflective Alanod® MIRO-5® aluminum to achieve narrow distribution and white polyester powder coat to achieve wide distri bution. Semi-diffuse lens optional to provide glare control and LED protection.ELECTRICAL — L95 at 60,000 hours (only 5% loss) with a predicted life of more than 100,000 hours. Utilizes a 90°C case temperature driver for maximum life at high temperatures. 0.90 power factor and 10kA/10kV level of surge protection is standard. Available as 120-277V or 347-480V input.0-10V dimming standard for a dimming range of 100% to 10%; dimming source current is 150 microA.INSTALLATION — Suitable for suspension by chain, cable, surface-mounting bracket, hook monopoint or single (pendant) monopoint. Surface mounting not recommended without optional surface mounting bracket. To maintain high ambient listing, fixture should be mounted at a minimum plenum height of 24".LISTINGS — CSA certified to US and Canadian safety standards. Damp location listed. Suitable for ambi-ent temperatures from -40°F (-40°C) to 131°F (55°C) when suspended 24" from ceiling. Patent pending. DesignLights Consortium® (DLC) qualified product. Not all versions of this product may be DLC qualified. Please check the DLC Qualified Products List at www.designlights.org/QPL to confirm which versions are qualified.GOVERNMENT PROCUREMENT — BAA – Product with the BAA option qualifies as a domestic end product under the Buy American Act as implemented in the FAR and DFARS. Product with the BAA option also qualifies as manufactured in the United States under DOT Buy America regulations.BABA – Build America Buy America: Product with the BAA option also qualifies as produced in the United States under the definitions of the Build America, Buy America Act.Please refer to www.acuitybrands.com/buy-american for additional information.WARRANTY — 5-year limited warranty. This is the only warranty provided and no other statements in this specification sheet create any warranty of any kind. All other express and implied warranties are disclaimed. Complete warranty terms located at: www.acuitybrands.com/support/warranty/terms-and-conditionsNote: Actual performance may differ as a result of end-user environment and application. All values are design or typical values, measured under laboratory conditions at 25 °C. Specifications subject to change without notice.LED High BayIBLPatent PendingCatalog NumberNotesTypeINDUSTRIAL IBLDIMMABLEUnlensed (standard)12-30L picturedLensed (optional)48-60L picturedCapable LuminaireThis item is an A+ capable luminaire, which has been designed and tested to provide consistent color appearance and out-of-the-box control compatibility with simple commissioning.• All configurations of this luminaire meet the Acuity Brands’ specification for chromatic consistency• This luminaire is part of an A+ Certified solution for nLight® control networks marked by a shaded background*To learn more about A+, visit www.acuitybrands.com/aplus.*See ordering tree for detailsPage 2 of 8INDUSTRIAL IBLAccessories: Order as separate catalog number.Mounting:IBAC120 M100Aircraft cable 10' with hook (one pair)IBAC240 M75Aircraft cable 20' with hook (one pair)IBHMPHook monopointZACVHAircraft 10' V hanger (one pair) 19IBLPMPPendant monopoint splice box, includes side covers for use with 12-30LIBLPMPHBPendant monopoint splice box, includes side covers (3/4" hub)for use with 12-30LIBLPMP48Pendant monopoint splice box, includes side covers for use with 48L and 60LIBLPMPHB48Pendant monopoint splice box, includes side covers (3/4" hub) for use with 48L and 60LHC36Hanger chain, 36" (one pair) 18THUNTong hanger bracket (order 2 per fixture) 18,19Cord sets and sensors for IMP option:CS1WIMPStraight plug, 120V 7,8,20CS3WIMPTwist-lock, 120V 7,8,20CS7WIMPStraight plug, 277V 7,8,20CS11WIMPTwist-lock, 277V 7,8,20CS25WIMPTwist-lock 347V 7,8,20CS93WIMP600V SO white cord, no plug (no voltage required) 7,20CS97WIMPTwist-lock 480V 7,8,20MSIIMPAisle sensor 5,20MSI360IMP360° sensor 5,20Field-installable door and lens assemblies:DLIBL SD125Semi-diffuse acrylic lens for use 12-30LDLIBL48 SD125 Semi-diffuse acrylic lens for use with 48L and 60LWire guards:WGIBLWire guard for use with 12-30L7WGIBL48Wire guard for use with 48L and 60L 7IBLSeriesLumensDistributionLensVoltageColor temperature IBL12L12,000 lumens15L15,000 lumens24L24,000 lumens30L30,000 lumens148L48,000 lumens160L60,000 lumens1WDWideNDNarrow(blank)No shieldingSD125Semi-diffuse acrylic(blank)MVOLT; 120-277VHVOLT347V-480V120120V277277VLP73570 CRI, 3500K CCT LP74070 CRI, 4000K CCT LP75070 CRI, 5000K CCTLP83580 CRI, 3500K CCTLP84080CRI, 4000K CCTLP85080 CRI, 5000K CCTOptionsFinishGLRInternal fast-blow fuse 2,3OUTCTRWiring leads pulled through back center of fixtureOCSRELOC® OnePass® 5' installed 2IMPIntegrated modular plug 4,5RRLRELOC®-ready luminaire. See page 5 for ordering information 6WGXStandard wire guard, installed 7BAABuy America(n) Act CompliantCord sets: 8CS1WStraight plug, 120V 9CS3WTwist-lock, 120V 9CS7WStraight plug, 277V 9CS11W Twist-lock, 277V 9CS25W Twist-lock, 347V 9CS97WTwist-lock, 480V 9CS93W600 SO white cord, no plug (no voltage required)Controls: LCOZUAisle motion sensor, pre-wired 2,10,11LCHOSZUAisle motion sensor, pre-wired; programmable dimming 2,10,11LCPZUAisle motion sensor with photocell; pre wired 2,10,11LAOZU360° motion sensor, pre-wired 2,10,11LAHOSZU360° motion sensor, pre-wired; programmable dimming 2,10,11LAPZU360° motion sensor with photocell, pre-wired 2,10,11MSE360360° motion sensor, embedded, high bay 2,11,12MSE360LB360° motion sensor, embedded, low bay 2,11,12LAM0SZU360 motion sensor, dimming and switching photocell, pre-wired (T24 compliant) 2,10,11LCM0SZUAisle motion sensor, dimming and switching photocell, pre-wired (T24 compliant) 2,10,11nPP16DnLight® switching/dimming module 2,11,13nMSInLight®, aisle motion sensor, pre-wired 2,11,14nMSI360nLight®, 360° motion sensor, pre-wired 2,11,15nMSIDnLight®, aisle motion sensor w/dimming, pre-wired 2,11,16nMSI360DnLight®, 360° motion sensor w/dimming, pre-wired 2,11,17(blank) Gloss white with textured dark gray accentsDWHGloss whiteORDERING INFORMATIONLead times will vary depending on options selected. Consult with your sales representative.Example: IBL 15L WD LP740A+ Capable options indicated by this color background.See footnotes on next page.IBL LED High BayPage 3 of 8IBL LED High BayNotes 1 Fixtures more than 24" wide can interfere with the operation of some fire sprinkler systems. Verify specific installation requirements with local fire official and insurance carrier. Emergency battery packs are not available with 48L or 60L.2 Specify voltage.3 Not available with 347 voltage.4 Must be factory-installed.5 Must have "IMP" power cord to power fixture. Not for use with THUN mounting accessory.6 Requires Reloc RRL compatible cable to power fixture.7 SD125 lens option recommended when wire guard is used.8 All cord sets are 18/3, 6', white.9 Cord sets are voltage specific. Specify voltage. Other configurations available. Consult factory.10 Other configurations available, see page four for additional options.11 Sensors are rated for 14°F(-10°C) to 122°F(50°C) operation.12 Not available with battery pack. Not field installable.13 Available 120 or 277V only. Not for use with THUN.14 nMSI option utilizes a nPP16 and a nCMB 50, CAT5e cable also included. Available 120 or 277V only.15 nMSI360 option utilizes a nPP16 and a nCMB 6, CAT5e cable also included. Available 120 or 277V only.16 nMSID option utilizes a nPP16D and a nCMB 50, CAT5e cable also included. Available 120 or 277V only.17 nMSI360D option utilizes a nPP16D and a nCMB 6, CAT5e cable also included. Available 120 or 277V only.18 Not for use with 48L or 60L.19 95°F (35°C) maximum ambient temperature when using the THUN. Not for use with NPP16D. Not for use with IMP option.20 Must have IMP option on fixture.DIMENSIONSDimensions may vary with options or accessories.To create the 12L, 24L and 48L lumen packages, the PCBA (LED board) is depopulated from the endcaps inward. The first LED is 5-1/2" from the end cap on those units, compared to 1-1/8" on the 15L, 30L and 60L product.24L and 30L HAS4 ROWS OF LEDs12L and 15L HAS2 ROWS OF LEDs24L and 30L utilize two drivers wired inboard/outboard48L and 60L (not shown) utilize four drivers wired inboard/outboard12L and 15L utilize one driver2-9/16(6.5)2-7/8(7.3)1-1/2(3.8)3-1/16(7.6)3-1/8(7.9)3-3/16(8.1)15-7/8(40.3)22-9/16(57.3)45-1/8(114.6)2-15/16(7.6)12L - 30L2-15/16(7.6)15-7/8(40.3)12L - 30L31-5/16(79.5)45-1/8(114.6)48L - 60L12L, 24L and 48L lumen packages 15L, 30L and 60L lumen packages48L AND 60L (NOT SHOWN) HAVE 8 ROWS OF LEDS1-1/16(2.7)2-1/8(5.4)2-15/16(7.4)48L - 60LShown with optional pendant monopoint.INDUSTRIAL IBLPage 4 of 8OPERATIONAL DATA.Operating hours010,00020,00025,00035,00050,00060,00075,000100,000Lumen maintenance factor10.980.980.970.960.960.950.940.93Lumen packageAmbient rating(120V - 277V)Ambient rating(347V / 480V) DistributionDelivered lumens70CRI 5000KDelivered lumens 80CRI 5000KLumen multiplier @ 104°F (40°C) ambient temperatureLumen multiplier @ 104°F (40°C) ambient w/ SD125 lens kit12L-40°F to 131°F (-40°C to 55°C)-40°F to 104°F(-40°C to 40°C)ND12,492 10,862 0.970.88WD12,968 11,276 0.970.88 15L-40°F to 131°F (-40°C to 55°C)-40°F to 104°F(-40°C to 40°C)ND15,897 13,824 0.970.87WD16,500 14,352 0.970.87 24L-40°F to 131°F (-40°C to 55°C)-40°F to 104°F(-40°C to 40°C)ND24,983 21,725 0.970.88WD25,938 22,554 0.970.8830L-40°F to 131°F (-40°C to 55°C)-40°F to 104°F(-40°C to 40°C)ND31,798 27,650 0.970.87WD33,012 28,706 0.970.87 48L-40°F to 131°F (-40°C to 55°C)-40°F to 104°F(-40°C to 40°C)ND49,975 43,082 0.970.88WD51,876 45,110 0.970.87 60L-40°F to 131°F (-40°C to 55°C)-40°F to 104°F(-40°C to 40°C)ND63,594 55,300 0.970.87WD66,025 57,413 0.970.87PROJECTED LUMEN MAINTENANCELumen packageWattageLength WidthDepthWeightwithout Lens(Lens kit adds approx. 7 lbs.)Comparable light source120V277V347V480VDimensions are shown in inches (centimeters) unless otherwise noted.12L10095989745 (114.3)15-3/4 (40.0)3-1/4 (8.3)12.5 lbs. (5.7 kg)2-lamp T5HO15L12512212612545 (114.3)15-3/4 (40.0)3-1/4 (8.3)12.5 lbs. (5.7 kg)4-lamp T8, 250W HID24L19719219819745 (114.3)15-3/4 (40.0)3-1/4 (8.3)17.5 lbs. (7.9 kg)4-lamp T5HO, 6-lamp T8, 400W HID30L24524124824645 (114.3)15-3/4 (40.0)3-1/4 (8.3)17.5 lbs. (7.9 kg)6-lamp T5HO, 8-lamp T848L39438840039645 (114.3)31-1/3 (79.5)3-1/4 (8.3)35 lbs. (15.9 kg)8-lamp T5HO, 750 HID60L48947148548045 (114.3)31-1/3 (79.5)3-1/4 (8.3)35 lbs. (15.9 kg)10-lamp T5HO,1000W HIDCHARACTERISTICSPHOTOMETRICSSee www.lithonia.com.Ambient °CAmbient °FLumen multiplier0321.025411.01510501.0115591.00820681.0052577130860.99535950.985401040.98451130.97501220.965551310.96LUMENS VS. AMBIENT TEMPERATUREINDUSTRIAL IBLIBL LED High BayPage 5 of 8INDUSTRIAL IBLSINGLE RELAYSELECTIONS BELOW WILL EXTEND ORDER LEAD TIME. CONSULT YOUR SALES REPRESENTATIVE FOR DETAILS.LSXR - Fixture Mount Sensor (see www.sensorswitch.com for additional information)• Four interchangeable lenses.• Integrated mounting bracket drops lens down 3” from chase nipple.• Single or dual relay versions — designed with robust protection from the harsh switching requirements of T5 and LED loads.• Photocell and 0-10VDC dimming options.• No PIR field calibration or sensitivity adjustments required.LSXR configurationComparable CMRB sensorOld style sensor nomenclatureFor shortest lead times use one of the following LSXR configurationsLCOZUCMRB 50MSILCH0SZUCMRB 50 DMSIDLCPZUCMRB 50 PMSIPEDLAOZUCMRB 6 MSI360LAH0SZUCMRB 6 DMSI360DLAPZUCMRB 6 PMSI360PEDSeriesLens optionDimming/PhotocellMax. dim LevelMin. dim levelTemp/HumidityDefault time delay LLSXR passive infrared indoor occupancy sensorAHigh mount, 360°BLow mount, 360°CHigh mount aislewayONone1HHigh/low occupancy operationPSwitching photocell(on/off)MDimming and switching photocellGDimming and switching photocell with high/low occupancy operation010 VDC99 VDC88 VDC77 VDCSMinimum dimming level of ballast11 VDC22 VDC33 VDC44 VDC55 VDC66 VDCZNoneTLow temperatureI30 secondsD2.5 minutesX5 minutesR7.5 minutesU10 minutes (with minimum 15 minutes on time)V15 minutesW20 minutesY30 minutesORDERING INFORMATIONLead times will vary depending on options selected. Consult with your sales representative.Example: LAH0SZUDUAL RELAY (Available with 120, 277, and 347V only)SeriesLens optionPolesOperating modeTemp/HumidityDefault time delay LLSXR passive infrared indoor occupancy sensorAHigh mount, 360°BLow mount, 360°CHigh mount aisleway2Dual relayJNoneKAlternating off relays (promotes even lamp wear)OAlternating off relays w/photocellPSwitching photocell(on/off)EPhotocell on/off (pole 1 only)FPhotocell on/off - both poles (dual set-point)ZNoneTLow temperatureI30 secondsD2.5 minutesX5 minutesR7.5 minutesU10 minutes (with minimum 15 minutes on time)V15 minutesW20 minutesY30 minutesORDERING INFORMATIONLead times will vary depending on options selected. Consult with your sales representative.Example: LA2KZUNotes 1 Dimming level fields not required when this option is chosen.Replacement lenses: Order as separate catalog number.SeriesLensLens type6High mount 360°10Low mount 360°50High mount aislewayPackage quantityUUnitJ1010-packJ100 100-packExample: LENS 50 J100IBL LED High BayPage 6 of 8INDUSTRIAL IBLLSXR COVERAGE PATTERNSSIDE VIEW0 ft102030400 m369.112.270 ft72.10 m2.1 50 25 0 ft 25 50 15.2 7.6 0 m 7.6 15.2 50 25 0 ft 25 50 15.2 7.6 0 m 7.6 15.2TOP VIEWHIGH MOUNT AISLEWAY LENS (#50)• Provides a bi-directional coverage pattern ideal for warehouse racking• 1.2x mounting height equals approximate detection range in either direction• Typical 40 ft (12.19 m) mounting detects 50 ft (15.24 m) in either direction• Superior aisleway coverage compared to a masked 360º lensHIGH MOUNT 360º LENS (#6)• Best choice for 15 to 45 ft (4.57 to 13.72 m) mounting heights• 15 to 20 ft (4.57 to 6.10 m) radial coverage overlaps area lit by a typical high bay fixture• Excellent detection of large motion (e.g. walk-ing) up to a 35 ft (10.76 m) mounting height• Excellent detection of extra large motion (e.g. forklifts) up to a 45 ft (13.72 m) mounting height30 20 10 0 ft 10 20 309.1 6 3 0 m 3 6 9.10 ft1530450 m4.69.113.7LOW VIEWHIGH VIEW0 ft150 m4.6 20 10 0 ft 10 20 6 3 0 m 3 6• Best choice for large motion detection (e.g. walking)• 360º conical shaped pattern• Provides ~24 ft (7.32 m) radial coverage (~2000 ft2) when mounted at 9 ft (2.74 m) • 7 to 15 ft (2.13 to 4.57 m) mounting heights provide 16 to 36 ft (4.88 to 10.97 m) radial coverage• Detection range improves when walking across beams compared to into beamsLOW MOUNT 360º LENS (#10)0 ft90 m2.7 28 21 14 7 0 ft 7 14 21 28 8.5 6.4 4.3 2.1 0 m 2.1 4.3 6.4 8.5SIDE VIEWTOP VIEW28140 ft14288.54.30 m4.38.5IBL LED High BayPage 7 of 8Compatible RELOC® Cables for Industrial Luminaires (shipped and ordered separately)INDUSTRIAL IBLIMP - Integrated Modular Plug• The integrated modular plug (IMP) option allows the installer to plug and play a multitude of accessories.• Cord sets connect quickly to any fixture with IMP option.• IMP accessories include occupancy sensors, photocells, X-point relays.SeriesWiring instructionsRRLRELOC®-ready luminaireAHot conductor wired to position #1 (phase A)AEHot conductor wired to position #1 (phase A), hot conductor #2 wired to posi-tion #2 (phase B) 2BHot conductor wired to position #2 (phase B)ABEHot conductor wired to position #1 (phase A), hot conductor #2 wired to posi-tion #2 (phase B), inverter conductor wired to position #3 (phase C) 1,2CHot conductor wired to position #3 (phase C) 1C12SHot conductor in position #1 (phase A), low voltage conductor #1 in position #2,low voltage conductor #2 in position #3 1,3ABOutboard hot conductor wired to position #1 (phase A), inboard hot conductor wired to position #2 (phase B)ORDERING INFORMATIONLead times will vary depending on options selected. Consult with your sales representative.Example: RRLANotes 1 C, ABE, and C12S options are not used with Quick-Flex QFC, QSFC, QPT, and QD. 2 AE and ABE commercial fixtures should disconnect the TSPL before unplugging the RRL so it does not go into discharge mode. Requires fixture to have a battery option.3 C12S option is used with the OnePass OD and 820 SSC, PT, and DC for 0-10V/DALI applications.Notes 1 Cord set required for fixture operation. All cord sets are 18/3, 6’ white..IMP compatible sensorsMSIIMPAisle sensorMSI360IMP360° sensorIMP compatible sensors 1CS1WIMPStraight plug, 120VCS3WIMPTwist-lock, 120VCS7WIMPStraight plug, 277VCS11WIMPTwist-lock, 277VCS25WIMPTwist-lock, 347VCS93WIMP600V SEOOW white cord, no plugCS97WIMPTwist-lock, 480VRRL - RELOC®-Ready Luminaire• RRL connectors can be used with Quick-Flex®, System 820 and OnePass® systems.• Load side of connector factory installed to luminaire.• 4-pole mating connector with push-in terminations allows for simple installation. • Touch-safe design on both halves meets UL/CSA requirement. • Wiping contact design allows safe disconnect under load.OCSOCUODIBL LED High BayPage 8 of 8OPTIONS AND ACCESSORIESThe I-BEAM LED fixture offers numerous options for almost every electrical and optical component, including a long list of field-installable accessories.REFLECTORSWide distribution is formed with 93% reflective white paint. Narrow distribution is formed with Alanod® MIRO®.WIRE GUARD (external) Field- or factory-installed. Protects light engine from impact. Mounting hardware included.Factory-installed option:WGXField-installed options:WGIBLWGIBL48EMBEDDED OCCUPANCY SENSORFactory installed Sensor Switch® SFR30 (MSE360) or SFR7 (MSE360LB) placed in the channel cover which reduces the risk of sensor damage compared to non-embedded sensors. Recommended mounting height for MSE360 is over 15' and MSE360LB under 15'.Factory-installed option:MSE360MSE360LBSURFACE MOUNT BRACKETRigidly attach I-BEAM LED to a hard ceiling. Can be placed anywhere along fixture.Order as:THUN (not for use in ambient temperatures exceeding 95°F (35°C), or on the 40L or 60L)CORD SETSAvailable in several lengths with or without molded plug. White is standard.For available options, see ordering information on page 1.INTEGRATED MODULAR PLUG (IMP) Must be factory-installed and allows for field installation of various modular accessories including cordsets, motion sensors, photocells and LC&D X-point™ relays. Fixture must be ordered with IMP option. Requires IMP power cord to operate fixtures.HANGERSSeveral lengths of aircraft cables and chains available; with or without V-hooks.Order as:IBAC120 M20IBHMPFor others, see accessories on page 1.PENDANT MONOPOINT BRACKETAccepts ¾” rigid conduit for single-point mounting. The bracket can be adjusted to help counterbalance fixture to offset weight variance from end to end.Order as:IBLPMPIBLPMPHBIBLPMP48IBLPMPHB48DIFFUSERField- or factory-installed. Available in semi-diffuse acrylic. Mounting hardware included.Factory-installed option:SD125Field-installed option:DLIBL SD125DLIBL48 SD125INTEGRATED ELECTRICAL OPTIONSChannel sized to accept emergency components, surge protector, fusing and embedded sensors.IBLINDUSTRIAL: One Lithonia Way, Conyers, GA 30012 Phone: 800-315-4963 www.lithonia.com © 2012-2024 Acuity Brands Lighting, Inc. All rights reserved. Rev. 04/11/24IBL LED High Bay
https://kenall.com/Kenall-Files/Product-Files/SpecificationSheets/TD17.pdf | lighting | PRODUCT FEATURES: » Textured tertiary lens for glare reduction and up-light feature to eliminate “cave-effect” » Outputs ranging from 4,080 lm to 14,866 lm » Compatible with TekLink™ lighting control technologyTD17 SERIESTEKDEK™www.kenall.com ¦ P: 800-4-Kenall ¦ F: 262-891-9700 ¦ 10200 55th Street Kenosha, Wisconsin 53144, USA This product is able to comply with the latest domestic preference legislation, such as the Buy American Act (BAA), Trade Agreement Ace (TAA), Build America, Buy America Act (BABA), and others. It may be covered by patents found at www.kenall.com/patents. Content of specifcation sheets is subject to change; please consult www.kenall.com for current product details. ©2024 Kenall Mfg.Co. SPECIFICATIONSHOUSING: Marine-grade die-cast aluminum and UV-stabilized polycarbonate construction. Standard TGIC polyester powder coat finish on aluminum components with five-step pre-treatment to withstand 1,000 hour salt spray test per ASTM B117. See Ordering Information for available finishes. Closed-cell silicone gasketing seals all housing component interfaces. Die-cut closed-cell neoprene self-adhesive gasket seals housing to mounting surface (DTS).MOUNTING: Direct-to-surface (DTS) mounting over recessed junction box, Trunnion Mount (TK) or pendant-mounted (PM) via ¾" (1.91 cm) rigid sealed conduit (by others). See Ordering Information for selection. Housing access secured via tamper-resistant Torx™ fasteners.OPTICAL: Type II, V-Narrow and V-Square roadway distributions available. UV-stabilized, high-impact resistant injection-molded clear textured 100% DR acrylic or polycarbonate tertiary lens.ELECTRICAL: Serviceable high-brightness LED array. See Ordering Information for color temperature and CRI options. 70 CRI minimum. 120-277 VAC, 347VAC and 480VAC 50/60Hz single- phase input; constant-current dimming driver; <20% THD, >0.90 PF. Minimum 83% electrical efficiency. 0-10V dimming protocol with 10-100% range without dim-to-dark capabilities; 0.9mA max source current Replaceable surge suppressor rated to 20kA/kV per IEEE/ANSI C62.41 Cat. A. EMC compliant with FCC 47 CFR Part 15, Class B. Passes IEC 61000-4-4 EFT and IEC 61000-4-5 (Class 4) surge evaluation.TEKLINK™ TL50: An independent lightin g control system embedded in the luminaire, featuring its own occupancy sensor, daylight harvesting and adjustable time-out/dimming settings. TEKLINK™ TL100: Centralized, wired zonal occupancy and closed-loop daylight harvesting control system. TL100 controllers are standalone devices and ordered separately for luminaire. Click here for specifications.TEKLINK™ TL1000/2000: An adaptive lighting control system with wired or wireless communication between system nodes. In addition to occupancy detection and daylight harvesting, TL1000 and TL2000 feature advanced scheduling and energy management capabilities with cloud-based management of system settings, reporting and notifications. Meets CA Title 24-2013 and ASHRAE 90.1-2013 requirements.TEKLINK™ TL2000PS: An adaptive lighting control system utilizing an embedded image sensor with wireless communication to bridge. The image sensor provides advanced capability with video analytics, supporting car counting data reporting and standard lighting control features for occupancy detection and light level sensing. SENSOR & CONTROLS: Optional sensor available with compatible third party controls. To see the full list of compatible controls, click here.PHOTOMETRICS: Photometry tested to the IESNA LM-79-08 standard by an ILAC/ISO17025 accredited laboratory. For photometric data, please go to www.kenall.com. WARRANTY: Limited five (5) year warranty. Peace of Mind Guarantee against breakage.LISTINGS: Luminaire is certified to UL Standards by Intertek Testing Laboratory for Wet Location. IP65 rating per IEC 60598. Ambient temperature rating is -40°C to 50°C (55°C on 30L/47L). Passes 3G vibration test per ANSI C136.31-2001. Luminaire tested to an IK10 impact protection rating per IEC 60068-2-75:1997-08 (TP Lens type required). PROJECT INFORMATIONJob NameFixture TypeCatalog NumberApproved byModelTD17 17" TekDekMountingDTS* Direct-to-SurfacePM Pendant MountTK Trunnion KitQM§ Quick Mount SystemDistribution Type2WI Type II2HSSWI Type II, House-side shield5N Type V – Narrow Round5S Type V – Wide SquareLens TypeTP* Textured PolycarbonateTA Textured AcrylicFinish DB Dark BronzeFG Forest GreenGW Reflectance WhiteLG Light GrayMB Matte BlackMW Matte WhiteSL SilverCC Custom Color (Consult factory)Lamp Power30L 30W LED 47L 47W LED 72L 72W LED 94L 94W LED Lamp Color 30K8 3000K/80CRI min 35K8 3500K/80CRI min 40K8 4000K/80CRI min 40K7 4000K/70CRI min 50K7 5000K/70CRI min 57K7 5700K/70CRI min Driver Type DCC 0-10V Dimming Constant Current VoltageDV 120-277 Volts (50/60Hz) 347† 347 Volts (60Hz)480• 480 Volts (60Hz)OptionsLEL‡• 7W Emergency Battery Pack (32°F [0°C] minimum ambient, DV input only)GTDU• UL924 and UL1008 Listed Switch Bypass/Lighting Transfer Switch with 0-10V Dimming Override (not available with LEL/CEL Option, DV input only) BG Bird GuardFS Single Fuse & HolderPH Phillips FastenersA1 A1 Construction (see page 4)AccessoriesDS Debris Shield TekLinkTL50§ Non-Networked Control (Click here for specifications)TL100 Wired Network Control - Basic (Click here for specifications)TL1000P Wired Network Control - Advanced (Click here for specifications)TL2000P Wireless Network Control - Advanced (Click here for specifications)TL2000PSœ Wireless Network Control - Image Sensor (Click here for specifications)Please consult Kenall Applications when ordering controls. When specifying with integral controls, a mounting height of 10-14’ is recommended for optimal sensor coverage; 20’ maximum with reduced coverage.ORDERING INFORMATION (Ex: TD17-PM-5N-TP-DB-47L-40K8-DCC-DV)ModelLens TypeFinishLamp PowerDist. TypeMountingLamp ColorVoltageAccessoriesOptionsTekLinkControls KitDriver TypeDCCPOLYCARBONATE LENS & DIRECT SURFACE MOUNT ONLYIP653GIK10LED< > Controls Kit < > Factory Assigned Internal Code* Required for Peace of Mind Guarantee®‡ Not available with 94L Lamp TypeI Not available in conjunction with TL1000 or TL2000W Not available with 30L Lamp Type or TL50 TekLink Option§ S1 Construction (See page 3)• A1 Construction (See page 3)P A2 Construction (see page 3)† A1 Construction when paired with TL50 or TL100 Control Systemœ A3 Construction (See page 3)TD17-041824TD17 SERIESTEKDEK™www.kenall.com ¦ P: 800-4-Kenall ¦ F: 262-891-9700 ¦ 10200 55th Street Kenosha, Wisconsin 53144, USA This product is able to comply with the latest domestic preference legislation, such as the Buy American Act (BAA), Trade Agreement Ace (TAA), Build America, Buy America Act (BABA), and others. It may be covered by patents found at www.kenall.com/patents. Content of specifcation sheets is subject to change; please consult www.kenall.com for current product details. ©2024 Kenall Mfg.Co. PERFORMANCEDisplayed information is for selected luminaires only. Information subject to change without notice. Visit www.kenall.com for .ies files and additional information.Initial Delivered Lumens, By Optic Type (lm)Lamp Code2-TA2-TP5S-TA5S-TP5N-TA5N-TPEfficacy (lm/W)Input Power (W)Estd. L70 LED Life (Hrs)30L-57K74,8434,8145,3495,3175,3195,288134 - 14936175,00030L-50K74,8434,8145,3495,3175,3195,288134 - 14936175,00030L-40K74,8434,8145,3495,3175,3195,288134 - 14936175,00030L-40K84,3704,3444,8274,7984,8004,772121 - 13436175,00030L-35K84,3704,3444,8274,7984,8004,772121 - 13436175,00030L-30K84,1044,0804,5104,4834,5084,482113 - 12536175,00047L-57K76,8676,8267,5847,5408,0608,012129 - 15253175,00047L-50K76,8676,8267,5847,5408,0608,012129 - 15253175,00047L-40K76,8676,8267,5847,5408,0608,012129 - 15253175,00047L-40K86,1976,1606,8456,8047,2747,231116 - 13753175,00047L-35K86,1976,1606,8456,8047,2747,231116 - 13753175,00047L-30K85,8205,7866,3956,3576,8316,791109 - 12953175,00072L-57K79,4149,35810,09710,03811,56611,498120 - 14878150,00072L-50K79,4149,35810,09710,03811,56611,498120 - 14878150,00072L-40K79,4149,35810,09710,03811,56611,498120 - 14878150,00072L-40K88,4968,4459,1129,05810,43810,376108 - 13478150,00072L-35K88,4968,4459,1129,05810,43810,376108 - 13478150,00072L-30K87,9797,9328,5908,5399,8039,745102 - 12678150,00094L-57K711,69911,63012,54912,47414,37414,289118 - 14699125,00094L-50K711,69911,63012,54912,47414,37414,289118 - 14699125,00094L-40K711,69911,63012,54912,47414,37414,289118 - 14699125,00094L-40K810,55810,49611,32411,25712,97212,895106 - 13199125,00094L-35K810,55810,49611,32411,25712,97212,895106 - 13199125,00094L-30K89,9539,89410,67510,61212,18312,111100 - 12399125,000For additional photometry, go to www.kenall.comAvg. Ambient Temperature10oC15oC30oC35oC40oCLumen Output Factor1.031.020.990.980.97LUMEN AMBIENT TEMPERATURE (LAT) FACTORS777358303886211943Max Candela = 7773 Located At Horizontal Angle = 285, Vertical Angle = 67.5 1 - Vertical Plane Through Horizontal Angles (285 - 105) (Through Max. Cd.) 2 - Horizontal Cone Through Vertical Angle (67.5) (Through Max. Cd.)Model: TD17-sss-2-TA-vv-94L-40K7-DCC-DV37292796186421932Max Candela = 3729 Located At Horizontal Angle = 270, Vertical Angle = 5 1 - Vertical Plane Through Horizontal Angles (270 - 90) (Through Max. Cd.) 2 - Horizontal Cone Through Vertical Angle (5) (Through Max. Cd.)Model: TD17-sss-5N-TA-vv-94L-40K7-DCC-DV469435212347211174Max Candela = 4694 Located At Horizontal Angle = 45, Vertical Angle = 60 1 - Vertical Plane Through Horizontal Angles (45 - 225) (Through Max. Cd.) 2 - Horizontal Cone Through Vertical Angle (60) (Through Max. Cd.)Model: TD17-sss-5S-TA-vv-94L-40K7-DCC-DVTD17-041824DIMENSIONAL DATACONSTRUCTION 'A1' DIMENSIONS17.00"43.18 cm3.00"7.62 cm10.75"27.31 cm10.80"27.43 cm7.00"17.78 cm7.00"17.78 cm17.00"43.18 cmØ.312"Ø.79 cmCONSTRUCTION 'A2' DIMENSIONS17.00"43.18 cm3.00"7.62 cm3.00"7.62 cm11.50"29.21 cm7.00"17.78 cm7.00"17.78 cm17.00"43.18 cmØ.312"Ø.79 cm*DTS Mounting Only17.00"43.18 cmØ.312"Ø.79 cm3/4 (1.91 cm)NPS9.31"*5.50" 23.65 cm13.97 cm*5.50"13.97 cm1.36"3.45 cm9.00"22.86 cm17.00"43.18 cmSensorØØ1.10" (2.79 cm) (DTS)3/4" (1.91 cm) NPS (TK/PM)ØØ1.10" (2.79 cm) (DTS)3/4" (1.91 cm)NPS (TK/PM)7.00"17.78 cm7.00"17.78 cm17.00"43.18 cm17.00"43.18 cm17.00"43.18 cmØ.312"Ø.79 cmØØ1.10" (2.79 cm) (DTS)3/4" (1.91 cm)NPS (TK/PM)CONSTRUCTION 'A3' DIMENSIONSCONSTRUCTION 'S1' DIMENSIONSIMAGE SENSORSIDE VIEWTOP VIEWProduct built as A2 when ordered with 'TL1000' (w/ PIR sensor), or 'TL2000' (w/ PIR sensor) option. PIR sensor is not standard, but available upon requestProduct Bult as A3 when ordered with TL2000PS option.Product built as above under all configurations, except as noted for options below.Product built as A1 when ordered with '480V', 'LEL', 'GTDU', 'A1', 'TL1000' (w/ standard microwave sensor) or 'TL2000' (w/ standard microwave sensor) optionwww.kenall.com ¦ P: 800-4-Kenall ¦ F: 262-891-9700 ¦ 10200 55th Street Kenosha, Wisconsin 53144, USA This product is able to comply with the latest domestic preference legislation, such as the Buy American Act (BAA), Trade Agreement Ace (TAA), Build America, Buy America Act (BABA), and others. It may be covered by patents found at www.kenall.com/patents. Content of specifcation sheets is subject to change; please consult www.kenall.com for current product details. ©2024 Kenall Mfg.Co. TD17 SERIESTEKDEK™Luminaires for Parking GaragesTD17-041824
https://kenall.com/Kenall-Files/Product-Files/SpecificationSheets/EPLB.pdf | lighting | PROJECT INFORMATIONJob NameFixture TypeCatalog NumberApproved byPRODUCT FEATURES: » Classic industrial high-bay luminaire design aesthetic with modern lamp technology » Suitable for applications requiring higher vertical illuminance levels » Available with up to 28% uplight, depending on model » Multiple flux and lamp color optionswww.kenall.com ¦ P: 800-4-Kenall ¦ F: 262-891-9700 ¦ 10200 55th Street Kenosha, Wisconsin 53144, USA This product can comply with the latest domestic preference legislation, such as the Buy American Act (BAA), Trade Agreement Ace (TAA), Build America, Buy America Act (BABA), and others. It may be covered by patents found at www.kenall.com/patents. Content of specifcation sheets is subject to change; please consult www.kenall.com for current product details. ©2024 Kenall Mfg.Co. EPLB SERIESDIMENSIONAL DATA (IN INCHES) A B C12" 12.95 12.46 14.1416" 17.93 16.22 19.4622" 21.96 22.46 23.96IP65TYPE (E) ONLYSPECIFICATIONSHOUSING: Marine-grade die-cast aluminum construction with convective fins for efficient thermal transfer from junction to ambient. Sealed center hub for pendant or hook & loop mounting. REFLECTOR/LENS ASSEMBLY: REFLECTOR (ACA, ACP, AO): .063" corrosion-resistant spun aluminum reflector, sealed to housing with continuous closed-cell gasket. Standard gloss white high-reflectance TGIC polyester powder coat on spun reflector with 5-stage pre-treatment. Reflectance 90%. Salt spray test: 1,000 hours. For additional reflector finishes, see Ordering Options below. RMH Option: Finish matches housing finish only—inside will remain gloss white. REFRACTOR (CA, CP): Clear prismatic UV-stabilized acrylic or polycarbonate reduces contrast and improves uniformity utilizing its inherent uplight component, sealed to housing with continuous closed-cell gasket. REFRACTOR (PPA): Pearlescent Prismatic UV-stabilized acrylic providing specifically tailored uplight and downlight levels, sealed to housing with continuous closed-cell gasket. ENCLOSED (E): Available with either a spun aluminum reflector or acrylic/polycarbonate refractor, and a clear prismatic acrylic or polycarbonate drop (bottom) lens. ELECTRICAL: High-brightness LED array. See Ordering Information for color temperature and CRI options. 80 CRI min. (12"), 70 CRI min. (16/22"). 120-277VAC, or 347VAC, 50/60Hz electrical input. Replaceable high power factor electronic, constant-current driver (<10% THD, >0.90PF). Minimum 85% driver efficiency. 12" MODEL: 0-10V dimming protocol with 1-100% range (includes dim-to-dark capabilities on 42L), 250μA max. source current. 16/22" Model: 0-10V dimming protocol with 10-100% range without dim-to-dark capabilities; 300μA max. source current.TEKLINK™ TL100: Centralized, wired zonal occupancy and closed-loop daylight harvesting control system. TL100 controllers are standalone devices and ordered separately for luminaire. Click here for specifications.INSTALLATION: Tool-free lamp access. LOOP HANGER: Top hub with loop style hanger and 6' black power cord. IP65 sealed connector. Hook by others. Center of gravity along center axis of luminaire. PENDANT: Sealed threaded hub supplied for ½" diameter rigid pendant (12" size) and ¾" diameter rigid pendant (16"/22" size). Pendant components by others. Ambient temperature rating is -40°C to 40°C (55°C on 47L/94L).PHOTOMETRICS: Photometry tested to the IESNA LM-79-08 standard by an ILAC/ISO17025 accredited laboratory. For additional photometric data, please go to www.kenall.com. WARRANTY: Limited five (5) year LED warranty.LISTINGS: Listed to UL Standards by Intertek Testing Laboratory for Wet Location (Enclosed) and Dry Location (Open). Enclosed version rated IP65 per IEC 60598. Enclosed version certified to NSF2 Splash/Non-Food Zone. LEDDIMENSIONAL DATABACACB16"/ 22" REFLECTOR SIZE12" REFLECTOR SIZE16"22"12"ENVIROPRO™ LOW BAYEPLB-041723Reflector Size12 12" Nominal Diameter16 16" Nominal Diameter22 22" Nominal DiameterEnclosure TypeE Enclosed (IP65/Wet Location)O Open (Dry Location)Mounting TypeHL Loop Hanger with 6' Black Cord and IP65-Rated Quick-Disconnect PlugPM Pendant Mount (by others)Lens/Reflector/Refractor TypeACA† Spun Aluminum Reflector w/Clear Acrylic Drop Lens (Enclosure Type E only)ACP† Spun Aluminum Reflector w/Clear PC Drop Lens (Enclosure Type E only)AO† Open Spun Aluminum Reflector (Enclosure Type O only)CA Clear Prismatic Acrylic RefractorPPA Pearlescent Prismatic Acrylic Refractor CP Clear Prismatic Polycarbonate Refractor Housing Finish ALG Antimicrobial Low Gloss White BR Bronze CS Cool Satin Painted Aluminum DB Dark Bronze FG Forest Green GW Gloss WhiteLG Light Gray MB Matte Black MW Matte WhiteWS Warm Satin Aluminum CC Custom Color Lamp Power12"17L 17 Watt LED25L 25 Watt LED42L 42 Watt LED 16"47L 47 Watt LED 94L 94 Watt LED 144L 144 Watt LED 192L 192 Watt LED 22"94L 94 Watt LED 144L 144 Watt LED 192L 192 Watt LED Lamp Color30K8 3000K/80CRI min 30K9 3000K/90CRI min 35K8 3500K/80CRI min 35K9 3500K/90CRI min 40K7* 4000K/70CRI min 40K8 4000K/80CRI min 40K9I 4000K/90CRI min 50K7* 5000K/70CRI min Driver TypeDCC Dimming Constant-Current LED Driver (0-10V)VoltageDV 120-277 Volts (n/a with 12" Reflector Size)120 120 Volts277 277 Volts347 347 VoltsOptions LELC‡§ Ceiling Mounted LED Emergency Battery Backup (to view dimensional drawing click here)LELP‡§ Pendant Mounted LED Emergency Battery Backup (to view dimensional drawing click here)FS Single Fuse & HolderNAT Natatorium Environment (n/a with Loop Hanger (HL) on the EPLB12; N/A with 192L Lamp Power)PM24‡• Pendant Mount, Single Pendant (to view image details click here)SCH Safety Chain & Hanger (n/a with PM Mount) WG* Wire GuardRMH† Reflector Matches HousingTL100 TekLink TL100 Control System (Click here for specifications)‡ Damp Location when ordered with Enclosure Type 'E' Cannot be combined with 'NAT' Option Available only with 'PM' Mounting Type• 24" std. length. Consult factory for custom lengths (96" max. length)† Standard reflector is gloss white inside & outside. With RMH Option, spun reflector finish will match Housing Finish selection outside only§ Available only with 'PM' Mounting Type* n/a with EPLB-12 I EPLB-12 onlyNOTE: When the PPA Lens/Refractor is selected in conjunction with the E Enclosure type, the front/bottom lens comes in clear prismatic acrylic.www.kenall.com ¦ P: 800-4-Kenall ¦ F: 262-891-9700 ¦ 10200 55th Street Kenosha, Wisconsin 53144, USA This product can comply with the latest domestic preference legislation, such as the Buy American Act (BAA), Trade Agreement Ace (TAA), Build America, Buy America Act (BABA), and others. It may be covered by patents found at www.kenall.com/patents. Content of specifcation sheets is subject to change; please consult www.kenall.com for current product details. ©2024 Kenall Mfg.Co. ENVIROPRO™ LOW BAYORDERING INFORMATION (Ex: EPLB-22-E-CA-ALG-192L-40K7-DCC-120)ModelLens/Refl/RefrFinishLamp PowerMount TypeOptionsEPLBDriver TypeVoltageSizePROJECT INFORMATIONJob NameFixture TypeCatalog NumberApproved byEnclosure TypeLamp ColorDCCModel: EPLB-12-E-CA-42L-40K8-DCCMax Candela = 1059 Located At Horiz. Angle = 0, Vertical Angle = 0 1 - Vertical Plane Through Horiz. Angles (0-180) (Through Max. Cd.) 2 - Horizontal Cone Through Vert. Angle (0) (Through Max. Cd.)265529794105912Model: EPLB-16-E-CA-GW-144L-40K7-DCC-DVMax Candela = 2568 Located At Horiz. Angle = 15, Vertical Angle = 35 1 - Vertical Plane Through Horiz. Angles (15-195) (Through Max. Cd.) 2 - Horizontal Cone Through Vert. Angle (35) (Through Max. Cd.)25681926128464221Model: EPLB-22-E-ACA-GW-192L-40K7-DCC-DV735055123675183721Max Candela = 6915 Located At Horiz. Angle = 0, Vertical Angle = 0 1 - Vertical Plane Through Horiz. Angles (0-180) (Through Max. Cd.) 2 - Horizontal Cone Through Vert. Angle (0) (Through Max. Cd.)PERFORMANCEEPLB-041723Flux @ 25C, By Optic Type (lm)Reflector SizeLamp CodeE-CAE-ACAO-CAO-AOEfficacy (lm/W)Input Power (W)Estd. L70 LED Life (Hrs)1217L-40K82,3251,8642,4562,09398 - 12919115,00017L-40K91,9791,5862,0901,78183 - 11019115,00017L-35K82,3501,8842,4822,11599 - 13019115,00017L-35K91,9311,5482,0391,73881 - 10719115,00017L-30K82,2971,8412,4262,06797 - 12719115,00017L-30K91,8851,5111,9911,69779 - 10519115,00025L-40K83,2732,6233,4572,94699 - 1302795,00025L-40K92,7862,2332,9422,50784 - 1102795,00025L-35K83,3092,6523,4942,977100 - 1312795,00025L-35K92,7182,1782,8712,44682 - 1082795,00025L-30K83,2342,5923,4152,91097 - 1282795,00025L-30K92,6542,1272,8032,38880 - 1052795,00042L-40K85,0904,0795,3754,58085 - 1124875,00042L-40K94,3323,4714,5743,89873 - 964875,00042L-35K85,1454,1235,4334,63086 - 1144875,00042L-35K94,2273,3874,4643,80371 - 934875,00042L-30K85,0294,0305,3114,52584 - 1114875,00042L-30K94,1273,3074,3583,71469 - 914875,0001647L-50K75,6694,9475,9945,42990 - 10955150,00047L-40K75,6544,9355,9795,41590 - 10955150,00047L-40K85,2974,6235,6015,07384 - 10255150,00047L-35K85,0694,4245,3604,85580 - 9755150,00047L-35K93,4713,0293,6703,32455 - 6755150,00047L-30K85,0694,4245,3604,85580 - 9755150,00047L-30K93,4713,0293,6703,32455 - 6755150,00094L-50K710,4859,15111,08710,04286 - 105106125,00094L-40K710,4599,12811,05910,01686 - 104106125,00094L-40K89,7988,55110,3609,38381 - 98106125,00094L-35K89,3768,1839,9148,97977 - 94106125,00094L-35K96,4195,6036,7886,14853 - 64106125,00094L-30K89,3768,1839,9148,97977 - 94106125,00094L-30K96,4195,6036,7886,14853 - 64106125,000144L-50K715,65413,66216,55314,99284 - 102162125,000144L-40K715,61513,62816,51114,95484 - 102162125,000144L-40K814,62812,76615,46814,00979 - 95162125,000144L-35K813,99812,21714,80213,40675 - 91162125,000144L-35K99,5848,36510,1349,17952 - 63162125,000144L-30K813,99812,21714,80213,40675 - 91162125,000144L-30K99,5848,36510,1349,17952 - 63162125,000192L-50K720,41116,56921,58319,54879 - 103210105,000192L-40K720,36016,52721,52919,49979 - 103210105,000192L-40K819,07315,48220,16818,26674 - 96210105,000192L-35K818,25214,81619,30017,48071 - 92210105,000192L-35K912,49710,14413,21411,96848 - 63210105,000192L-30K818,25214,81619,30017,48071 - 92210105,000192L-30K912,49710,14413,21411,96848 - 63210105,000For additional photometry, go to www.kenall.comEPLB SERIES – TECHNICAL DATAPERFORMANCE– 12" & 16"www.kenall.com ¦ P: 800-4-Kenall ¦ F: 262-891-9700 ¦ 10200 55th Street Kenosha, Wisconsin 53144, USA This product can comply with the latest domestic preference legislation, such as the Buy American Act (BAA), Trade Agreement Ace (TAA), Build America, Buy America Act (BABA), and others. It may be covered by patents found at www.kenall.com/patents. Content of specifcation sheets is subject to change; please consult www.kenall.com for current product details. ©2024 Kenall Mfg.Co. Displayed information is for selected luminaires only. Information is subject to change without notice. Visit www.kenall.com for IES files and additional information.ENVIROPRO™ LOW BAYEPLB-041723For additional photometry, go to www.kenall.comEPLB SERIES – TECHNICAL DATAPERFORMANCE – 22"www.kenall.com ¦ P: 800-4-Kenall ¦ F: 262-891-9700 ¦ 10200 55th Street Kenosha, Wisconsin 53144, USA This product can comply with the latest domestic preference legislation, such as the Buy American Act (BAA), Trade Agreement Ace (TAA), Build America, Buy America Act (BABA), and others. It may be covered by patents found at www.kenall.com/patents. Content of specifcation sheets is subject to change; please consult www.kenall.com for current product details. ©2024 Kenall Mfg.Co. ENVIROPRO™ LOW BAYFlux @ 25C, By Optic Type (lm)Reflector SizeLamp CodeE-CAE-ACAO-CAO-AOEfficacy (lm/W)Input Power (W)Estd. L70 LED Life (Hrs)2294L-50K712,3669,69712,45510,37791 - 117106150,00094L-40K712,3359,67312,42410,35191 - 117106150,00094L-40K811,5559,06111,6389,69785 - 110106150,00094L-35K811,0588,67111,1379,28082 - 105106150,00094L-35K97,5715,9377,6256,35456 - 72106150,00094L-30K811,0588,67111,1379,28082 - 105106150,00094L-30K97,5715,9377,6256,35456 - 72106150,000144L-50K718,37014,40518,50215,41689 - 114162125,000144L-40K718,32414,36918,45615,37789 - 114162125,000144L-40K817,16613,46117,28914,40583 - 107162125,000144L-35K816,42712,88216,54513,78580 - 102162125,000144L-35K911,2478,82011,3289,43854 - 70162125,000144L-30K816,42712,88216,54513,78580 - 102162125,000144L-30K911,2478,82011,3289,43854 - 70162125,000192L-50K724,00518,82424,17820,14590 - 116209105,000192L-40K723,94518,77724,11720,09490 - 115209105,000192L-40K822,43117,59022,59218,82484 - 108209105,000192L-35K821,46616,83321,62018,01481 - 103209105,000192L-35K914,69711,52514,80212,33455 - 71209105,000192L-30K821,46616,83321,62018,01481 - 103209105,000192L-30K914,69711,52514,80212,33455 - 71209105,000Displayed information is for selected luminaires only. Information is subject to change without notice. Visit www.kenall.com for IES files and additional information.EPLB-041723
https://kenall.com/Kenall-Files/Product-Files/SpecificationSheets/CSEDO_14_22_24.pdf | lighting | PRODUCT FEATURES: » High-output, high-CRI LED lamp sources for accurate color rendition and lighting performance » Diffused high-efficiency lens for reduced glare » Recessed ceiling mount; grid or flange - 1'×4', 2'×2', 2'×4' » Suitable for universal installation into 1.0" and 1.5" grid or flange (drywall) ceilings » One piece overlapping door provides air-tight integrity of luminaire » Optional Food Zone/Non-Contact listing, ideal for food processing applications » Optional NSF P442 Protocol assures a sealed cleanroom environmentCSEDO SERIES – LED – OVERLAPPING DOORSPECIFICATIONSHOUSING: Standard 24-gauge (optional 20-gauge) cold rolled steel, hole-free, one-piece, seam-welded construction. 18-gauge housing flange with mitered and welded corners. White TGIC polyester powder coat finish with 5-step pre-treatment. Salt spray test: 1,000 hours; Reflectance: 92%. DOORFRAME: 20-gauge type 304 stainless steel (#4 finish-post fabrication). One-piece 60° beveled perimeter construction. Continuous angle lens retention system. Mechanical guide for doorframe fastener alignment. Doorframe secured to housing with stainless steel aircraft cables and captive flush mounted Phillips head stainless steel fasteners (8) for 2×2, (12) for 2×4; thumb screws optional.OPTICS: .Symmetric optic includes diffused, impact-resistant acrylic lens. FN option includes FDA approved Food Zone clear polycarbonate lens outer lens; diffused acrylic inner lens.DOORFRAME GASKET: One-piece closed cell extruded Nitrile gasket seals Doorframe to housing and ceiling structure.ELECTRICAL: Available 3000K, 3500K, 4000K and 5000K color temperatures with maximum 3-step MacAdam variation allowance. 120-277VAC, 50/60Hz electrical input with serviceable high power factor electronic, constant-current driver (<20% THD, >0.95 PF). Standard 0-10V dimming with 1-100% range and dim-to-dark capabilities (non dim-to-dark with 347V; 660μA maximum source current per circuit). Optional 0-10V dimming with 0.1-100% range and dim-to-dark capabilities via eldoLED SOLOdrive series driver (n/a 347V input; ≤0.5V required from dimming control for dim-to-dark operation; 800µA max. source current).SENSOR & CONTROLS: Optional sensor available with compatible third party controls. To see the full list of compatible controls, click here.INSTALLATION: Non-IC recessed ceiling mounting into grid and flange application types. Flange installation utilizes included adjustable swing-out mounting brackets. Grid installation suitable for 1" and 1.5" T-bar ceilings. Housing is field-convertible between grid and flange-style mounting types. See Options for continuous row mounting and install frames.PHOTOMETRICS: Photometry tested to the IESNA LM-79-08 standard. For additional photometric data, please go to www.kenall.com.WARRANTY: Limited five (5) year LED warranty.LISTINGS: Luminaire is certified to UL standards by Intertek Testing Laboratories for Wet Location. Certified IP66 per IEC 60598. NSF2 Splash/Non-Food Zone. CCEA Approved. Suitable for biosafety labs rated BSL 3 and 4. Optional NSF Protocol P442 certified. FED-STD-209E/Class 1 (ISO 3) Cleanrooms. Optional NSF2 Food Zone/Non-Contact. Suitable for EU GMP Grade A cleanrooms. Suitable for installation into -30°C to 40°C ambient environments, unless otherwise noted. CSEDO24 is participating in Declare.www.kenall.com ¦ P: 800-4-Kenall ¦ F: 262-891-9700 ¦ 10200 55th Street Kenosha, Wisconsin 53144, USA This product is able to comply with the latest domestic preference legislation, such as the Buy American Act (BAA), Trade Agreement Ace (TAA), Build America, Buy America Act (BABA), and others. It may be covered by patents found at www.kenall.com/patents. Content of specifcation sheets is subject to change; please consult www.kenall.com for current product details. ©2024 Kenall Mfg.Co. SIMPLESEAL™ ISO 3Class 1CCEAApprovedIP66FNOPTIONCSize14 1'×4'22 2'×2'24 2'×4'Lamp Power1'×4'45L 45 Watt LED67L 67 Watt LED90L 90 Watt LED2'×2'45LD 45 Watt Dual-Row LED67L 67 Watt LED90L 90 Watt LED2'×4' 45LD 45 Watt Dual-Row LED67L 67 Watt LED90L 90 Watt LED135L 135 Watt LED180L 180 Watt LEDLamp Color30K8 3000K / 82 CRI min. 35K8 3500K / 82 CRI min.40K8 4000K / 82 CRI min.50K8 5000K / 82 CRI min.Driver TypeDIM1 0-10V Dimming to 1%DIM01 0-10V Dimming to 0.1% (n/a with 347 Voltage)VoltageDV 120-277VAC, 50/60Hz120 120VAC277 277VAC347 347VACDoorframe Options5F 20-Ga Type 304 SS (STD)2F 20-Ga CRS XF 20-Ga Type 316 SSPAF .063" Painted Fabricated AluminumHousing Options4H 24-Ga CRS (STD)2H 20-Ga CRS5H 20-Ga Type 304 SSXH 20-Ga Type 316 SS PAH .050" Painted AluminumOpticsSYM Symmetric, Diffused DR AcrylicOptionsLEL† 10W Emergency Battery Pack20KV 20KV/KA Surge Protection per IEEE / ANSI C62.41.2 Cat. AAMFI Antimicrobial Finish FN** Food Zone/Non-ContactTS Stainless Steel Doorframe Thumb Screws FS Fuse & Holder HJ Sealed Wireway MS Motion Sensor (n/a with 347 Voltage Option) RF• Radio Frequency Filter RMS Continuous Row Mounting2C Two Circuit Wiring (1'x4'-45L single circuit operation will yield uneven lens luminance) P442‡ Optional NSF Protocol P442 Certified AccessoriesIF*S Install Frame * Add .375" to ceiling cut out dimensions• Voltage specific selection required** Lensing consists of FDA approved Food Zone clear polycarbonate outer lens and diffused acrylic inner lens† n/a with 180L lamp option or 347V input; voltage-specific selection required and height of fixture is 5.875" when specified with 135L lamp option; 0ºC/32ºF min. operating environment. I Applied only to exposed painted surfaces of luminaire (not available on stainless steel doorframes)‡ P442 only available on CSEDO24S Only available when installed in drywall ceilings (flange mount)LEDPROJECT INFORMATIONJob NameFixture TypeCatalog NumberApproved byORDERING INFORMATION (Ex: CSEDO-24-67L-40K8-DIM1-DV-2F-4H-SYM)ModelDriverVoltageDoorframeCSEDOHousingOpticsSizeSYM2'×2'1'×4'2'×4'P442OptionBSL 3-4OptionsAccessoriesClick HERE for CSEDO ‘Fast Track’ Ordering OptionsShips in 5 daysLamp PowerLamp ColorCSEDO_14_22_24-061622CSEDO SERIES – LED – OVERLAPPING DOORwww.kenall.com ¦ P: 800-4-Kenall ¦ F: 262-891-9700 ¦ 10200 55th Street Kenosha, Wisconsin 53144, USA This product is able to comply with the latest domestic preference legislation, such as the Buy American Act (BAA), Trade Agreement Ace (TAA), Build America, Buy America Act (BABA), and others. It may be covered by patents found at www.kenall.com/patents. Content of specifcation sheets is subject to change; please consult www.kenall.com for current product details. ©2024 Kenall Mfg.Co. SIMPLESEAL™ PERFORMANCEDisplayed information is for described luminaires only. Subject to change without notice. Visit www.kenall.com for IES files additional information.Initial Delivered LumensModelLamp Type@ 25°C Efficacy (lm/W)Input Power (W)Drive Current (mA)Estd. L70 LED Life (Hrs)CSEDO1445L-30K84,9061004910080,00045L-35K85,05710345L-40K85,23010745L-50K85,43911167L-30K87,514104727580,00067L-35K87,74710867L-40K88,01111167L-50K88,33211690L-30K89,587999710060,00090L-35K89,88410290L-40K810,22110590L-50K810,630110CSEDO2245LD-30K85,2121064910080,00045LD-35K85,37311045LD-40K85,55611345LD-50K85,77911867L-30K87,984111727580,00067L-35K88,23111467L-40K88,51111867L-50K88,85212390L-30K810,2591069710060,00090L-35K810,57610990L-40K810,93711390L-50K811,374117CSEDO2445LD-30K86,2931374650100,00045LD-35K86,59314345LD-40K86,70914645LD-50K86,97715267L-30K88,753122727580,00067L-35K89,17112767L-40K89,33113067L-50K89,70413590L-30K811,2471169710060,00090L-35K811,59412090L-40K811,99012490L-50K812,470129135L-30K815,94310814710060,000135L-35K816,436112135L-40K816,997116135L-50K817,677120180L-30K821,73911119610060,000180L-35K822,411114180L-40K823,176118180L-50K824,103123CSEDO_14_22_24-061622CSEDO SERIES – TECHNICAL DATASIMPLESEAL™ www.kenall.com ¦ P: 800-4-Kenall ¦ F: 262-891-9700 ¦ 10200 55th Street Kenosha, Wisconsin 53144, USA This product is able to comply with the latest domestic preference legislation, such as the Buy American Act (BAA), Trade Agreement Ace (TAA), Build America, Buy America Act (BABA), and others. It may be covered by patents found at www.kenall.com/patents. Content of specifcation sheets is subject to change; please consult www.kenall.com for current product details. ©2024 Kenall Mfg.Co. DIMENSIONAL DATAGASKET PROFILECROSS SECTIONCEILING CUTOUTDIMENSIONAL DATA (IN INCHES) A B C D 1×4 4.43 11.94 × 47.94 10.85 46.852×2 4.43 23.94 × 23.94 22.85 22.852×4 4.43 23.94 × 47.94 22.85 46.85* Add .375" to ceiling cut out dimensions when IF Option is specified** Height is 5.875" with 135L lamp option when ordered in conjunction with LEL option.GasketmechanicallyretainedDoorframeFixtureHousingCeiling LineCDDoorframeA**BPERFORMANCE31702378158521793Model: CSEDO14-67L-40K8-DIM1-1-DV-5F-2H-SYMMaximum Candela = 3170 Located At Horizontal Angle = 15, Vertical Angle = 2.5 1 - Vertical Plane Through Horizontal Angles (15-195) (Through Max. Cd.) 2 - Horizontal Cone Through Vertical Angle (2.5) (Through Max. Cd.)446933512234111721Max Candela = 4469 Located At Horizontal Angle = 0, Vertical Angle = 0 1 - Vertical Plane Through Horizontal Angles (0 - 180) (Through Max. Cd.) 2 - Horizontal Cone Through Vertical Angle (0) (Through Max. Cd.)Model: CSEDO22-90L-40K8-DIM1-1-DV-5F-2H-SYMModel: CSEDO24-180L-40K8-DIM1-1-DV-5F-2H-SYMMax Candela = 9289 Located At Horizontal Angle = 0, Vertical Angle = 5 1 - Vertical Plane Through Horizontal Angles (0 - 180) (Through Max. Cd.) 2 - Horizontal Cone Through Vertical Angle (5) (Through Max. Cd.)928969674645232221CSEDO_14_22_24-061622
https://www.littelfuse.com/media?resourcetype=datasheets&itemid=42c9dd21-a88e-4328-8e67-2f832444faf1&filename=littelfuse_datasheet_297_mini32v.pdf | fuses | 1©2022 Littelfuse, Inc.Specifications are subject to change without notice. Revised: 05/26/2023DatasheetRated 32VMINI® Blade FusesDescriptionMINI® 32V automotive blade fuses boast aminiature design that allows automakers to packmore circuit protection into less space. Despite theirlight weight, MINI® fuses perform reliably in adverseenvironments and at extreme temperatures.ApplicationsFeatures & BenefitsCarsTrucksSUVsColor coding shows the amperage rating for each fuseSee-through housing makes it easy to check whether a fuse has blownCheckpoints on top make it possible to measure resistance without removing the fuseOffroad vehiclesBusesWatercraftHigh-contrast amperage stamp on the top of the housing aids identificationSimple to install and removeVoltage Rating:32 VDCInterrupting Rating:1000A @ 32 VDC*Recommended Environmental Temperature:-40˚C to +125˚C Terminals Material:Silver plated / Tin plated zinc alloyHousing Material:PA66 (U.L. 94 Flammability rating – V2)Net Weight Per Fuse:0.57±5% grComplies with: Ag plated: SAE J2077, ISO 8820-3, UL 248 Special Purpose Fuses Sn plated: SAE J2077, ISO 8820-3 not UL recognizedSpecifications*Tin plating’s temperature limit is ≈130˚C. Silver plating allows up to 150˚C at the terminal interface.Ordering InformationPart NumberRatingPackage Size2 - 30 0297xxx.WXNV3000& SHUNT0297xxx.U2 - 305000297xxx.H2 - 301000297xxx.L2 - 3050MINI® Sn Fuse0297xxx.WXT2 - 303000MINI® Shunt2©2022 Littelfuse, Inc.Specifications are subject to change without notice. Revised: 05/26/2023DatasheetRated 32VMINI® Blade FusesDimensions Dimensions in mm for reference only.See outline drawing for dimensions and tolerances.RatingsPart NumberCurrent Rating (A)Housing Material ColorTest Cable Size (mm2)Typ. Voltage Drop (mV) Typ. Cold Resistance (mΩ)Typ. I2t(A²s)0297002._2 0.5171 55.60 9 0297003._3 0.5153 33.75 20 0297004._4 0.5121 23.48 31 0297005._5 0.5129 17.75 37 029707.5_7.5 0.75135 10.85 82 0297010._10 1108 7.42 122 0297015._15 1.598 4.58 308 0297020._20 2.596 3.21 442 0297025._252.586 2.36 622 0297030._30 487 1.85 1 2300297900._SHUNT----The typical I2t is an average value calculated from the breaking capacity tests by using the melting time before the arcing occurs.0.8ST3©2022 Littelfuse, Inc.Specifications are subject to change without notice. Revised: 05/26/2023DatasheetRated 32VMINI® Blade FusesTime-Current Characteristic CurvesTemperature TableTypical Derating of Fuse Melting ElementTemperature Security Margin is 20%Please contact Littelfuse® for Details Regarding Derating Test Set-Up.DeratingLittelfuse EuropeMINI 32 V 2-30A0297xxx0204060801001201401601800510152025303540∆Т [K]Current [A]Temperature Increase2A3A4A5A7.5A10A15A20A25A30A05101520253035-50050100150200max. allowed current [A]Ambient Temperature [°C]Derating *)2A3A4A5A7.5A10A15A20A25A30ADerating curves may change depending on the final condition of the application (terminals characteristics, wire size etc..).Please ask Littelfuse® for more information.Max. Recommended EnvironmentalTemperatureTime-Current Characteristics% of RatingOpening Time Min / Max (s)110 360,000 / ∞135 0.75 / 600 200 0.15 / 5 350 0.08 / 0.5600 0.03 / 0.1 max. allowed current load [A] at ambient temperature (typical derating)-40°C-20°C0°C20°C40°C60°C80°C100°C2A2.02.02.01.91.71.61.41.33A3.02.82.72.52.42.22.01.84A4.03.83.63.43.22.92.72.45A5.04.84.54.34.03.73.43.07.5A7.57.16.86.46.05.55.14.510A10109.89.28.68.07.36.515A151514131212119.020A201918171615141225A252422212018171530A3029272624222018MINI SHUNT Maximum Continuous Load at 85°C: 20A
https://www.littelfuse.com/media?resourcetype=datasheets&itemid=63f61b85-5fc5-4f00-9ca9-8d59a6252d71&filename=littelfuse_fuse_154_154t_154l_154tl_datasheet.pdf | fuses | © 2020 Littelfuse, Inc.Specifications are subject to change without notice.Revised: 09/16/20NANO2® > 154 OMNI-BLOK® Fuse and Holder CombinationSurface Mount Fuses154/154T/154L/154TL Series OMNI-BLOK® Fuse and Holder AssemblyDescriptionThe RoHS compliant 154 Series OMNI-BLOK® Fuse and Holder Assembly offers a solution for efficient installation and easy replacement of miniature Nano2® surface mount fuses. Offered in a tape and reel package, this fuse and holder combination can be installed on a PC board as an efficient single step. Fuse replacement can be accomplished without exposing the PC board to the detrimental effects of solder heat.The fuse holder unit may be sold as a stand-alone item, shipped in bulk quantity using part number 01550900M and also pre-packaged in tape and reel cartridges using part number 01550900DR.Agency ApprovalsAgencyAgency File NumberAmpere RangeE147210.062A - 10A+ 0.375A - 7A++PSENBK030205-E10480ANBK030205-E10480BNBK101105-E184655NBK030205-E10480B1A - 1.6A+2A - 5A+6.3A - 10A+1A - 5A++FeaturesRoHSPSE• Easy fuse replacement • Miniature size• RoHS-compliant and Halogen-free• Very Fast-Acting and Time-Lag options available• Holder sized to fit a range of Nano2® type fuses• Wide range of current ratings available - Fast-Acting Fuses: 62mA - 10A - Slo-Blo Fuses: 375mA - 5A• Wide operating temperature range• Heat-resistant fuseholder, UL94 V-0• 260°C reflow capable fuseholder • Recognized to UL/CSA/NMX 248-1, UL/CSA/NMX 248-14 and UL/CSA/NMX 4248-1.Ordering Information Catalog NumberAmpere Rating (A)Amp CodeFuse Furnished*154.0620.0620.062453.062154.080.080.08453.08154.10.10.1453.1154.1250.1250.125453.125154.160.160.16453.16154.20.20.2453.2154.250.250.25453.25154.3150.3150.315453.315154.3750.3750.375453.375154.40.40.4453.4154.50.50.5453.5154.630.630.63453.63154.750.750.75453.75154.80.80.8453.8154001.011.0453001.01541.251.251.254531.2515401.51.51.545301.515401.61.61.645301.6154002.022.0453002.015402.52.52.545302.5154003.033.0453003.01543.153.153.154533.1515403.53.53.545303.5154004.044.0453004.0154005.055.0453005.015406.36.306.345306.3154007.077.0453007.0154008.088.0453008.0154010.01010.0453010.0With Very Fast-Acting Fuse InstalledCatalog NumberAmpere Rating (A)Amp CodeFuse Furnished*154.375 T0.3750.375454.375154.5 T0.50.5454.5154.75 T0.750.75454.75154001.0 T11.0454001.015401.5 T1.51.545401.5154002.0 T22.0454002.015402.5 T2.52.545402.5154003.0 T33.0454003.015403.5 T3.53.545403.5154004.0 T44.0454004.0154005.0 T55.0454005.0154007.0 T77.0454007.0With Slo-Blo® Fuse Installed* The 453 and 454 Series fuses identified above have silver-plated end caps, designed to accommodate solder reflow processes: For 453 Series fuse replacement, either 451, 453 or 448 Series may be used.For 454 Series fuse replacement, either 452, 454 or 449 Series may be used.For detailed operating characteristic and performance information for each of the fuse series mentioned above, please refer to their respective data available online at www.littelfuse.com.** 155900 is UL Recognized for the US and Canadian market. It is rated 125V, 10A.154/154T (Tan color holder like shown in this image)154L/154TL (Black color holder)+ Fast-acting Fuse++ Slo-Blo(R) FuseDatasheetAdditional InformationSamplesResources© 2020 Littelfuse, Inc.Specifications are subject to change without notice.Revised: 09/16/20NANO2® > 154 OMNI-BLOK® Fuse and Holder CombinationSurface Mount FusesLF7 ALF3.81(.150")2.13(.084")REF.10.62(.418")4.24(.167")9.73(.383") REF.3.81(.150")5.03(.198")155FUSERecommended Pad LayoutDimensionsPackagingPackaging OptionPackaging SpecificationQuantityQuantity & Packaging CodeReel PackEIA RS–481–2 (IEC 60286-3, part 3)1500DRSoldering ParametersTimeTemperatureTPTLTS(max)TS(min)25tPtLtStime to peak temperature(t 25ºC to peak)Ramp-downRamp-upPreheatCritical ZoneTL to TPPart Numbering SystemExample:1.5 amp Fast-acting product is 015401.5DR.1.5 amp Time-lag product is 015401.5DRT.(1 amp product shown above).0154 001. D R T LSeriesAMP CodeQuantity CodePackaging CodeRefer to Ordering information section on previous page.D = 1500 pcsR = Tape and ReelType Code“L” suffix for Black Color Holder“G” suffix for 451L (Au-Plated Caps)T = Time-Lag (Slo-Blo®)Reflow ConditionPb – Free assemblyPre Heat- Temperature Min (Ts(min))150°C - Temperature Max (Ts(max))200°C- Time (Min to Max) (ts)60 - 180 secondsAverage Ramp-up Rate (Liquidus Temp (TL) to peak)5°C/second max.TS(max) to TL - Ramp-up Rate5°C/second max.Reflow- Temperature (TL) (Liquidus)217°C - Temperature (tL)60 - 150 secondsPeak Temperature (TP)260+0/–5 °CTime within 5°C of actual peak Temperature (tp)20 – 40 secondsRamp-down Rate5°C/second max.Time 25°C to peak Temperature (TP)8 minutes max.Do not exceed260°CProduct CharacteristicsOperating Temperature-55ºC to 125ºCDisclaimer Notice - Information furnished is believed to be accurate and reliable. However, users should independently evaluate the suitability of and test each product selected for their own applications. Littelfuse products are not designed for, and may not be used in, all applications. Read complete Disclaimer Notice at: www.littelfuse.com/disclaimer-electronics.
https://www.littelfuse.com/~/media/automotive/datasheets/fuses/passenger-car-and-commercial-vehicle/bolt-down-fuses/littelfuse_bf1_32v_datasheet.pdf | fuses | littelfuse.com41Littelfuse® products are not designed for, and shall not be used for, any purpose (including, without limitation, automotive, military, aerospace, medical, life-saving, life-sustaining or nuclear facility applications, devices intended for surgical implant into the body, or any other application in which the failure or lack of desired operation of the product may result in personal injury, death, or property damage) other than those expressly set forth in applicable Littelfuse® product documentation. Warranties granted by Littelfuse® shall be deemed void for products used for any purpose not expressly set forth in applicable Littelfuse® documentation. Littelfuse® shall not be liable for any claims or damages arising out of products used in applications not expressly intended by Littelfuse® as set forth in applicable Littelfuse® documentation. The sale and use of Littelfuse® products is subject to Littelfuse Terms and Conditions of Sale, unless otherwise agreed by Littelfuse®.One Hole BF1 FusesHigh Current FusesSpecificationsVoltage Rating: 32 VDCInterrupting Rating: 30A: 1000A @32 VDC40A - 150A: 2000A @32 VDC200A: 1500A @32 VDCRecommended Environmental Temperature: -40˚ to 125˚CTerminals Material: Tin plated copper alloyHousing Material: PET-GF33 (U.L. 94 Flammability rating – V0)Clear Housing Material: PES (U.L. 94 Flammability rating – V0)Mounting Torque M5: 4.5 Nm +/- 1Nm Mounting Torque M6: 6.0 Nm +/- 1NmRefers to: ISO 8820-5:2015, UL 248 Special Purpose FusesOrdering InformationPart NumberRatingsPackage SizeBolt SizeBolt Hole Qty153.5631.xxx230A-200A1000M52153.5631.xxx130A-200A10M52153.7010.xxx230A-150A1000M62153.7000.xxx2150-200A500M62153.0010.xxx260A-125A1000M61153.0020.xxx230A-200A500--0Time-Current Characteristics% of RatingOpening Time Min / Max (s)30-125A150-200A75– / –360,000 / ∞100360,000 / ∞– / –11014,400 / ∞– / –15090 / 3,600– / –2003 / 1001 / 153000.3 / 3– / –350– / –0.3 / 55000.1 / 1– / –600– / –0.1 / 1BF1 Fuse Rated 32VThis BF1 fuse is rated at 32V and offers a bolt-on fuse for high current wiring protection. Current rating 23A - 200A; with transparent housing material for easy detection of blown fuses. One-Hole BF1 fuses have a current rating 60-125A.BF1 FusesRatingsPart NumberCurrent Rating (A)Housing Material ColorTest Cable Size (mm2)Typ. Voltage Drop (mV)Typ.Cold Resistance (mΩ)Typ. I2t(A2s)153.xxxx.530_30 2.5105 2.70 5,100 153.xxxx.540_40 490 1.56 6,800 153.xxxx.550_50 680 1.03 6,900 153.xxxx.560_60 675 0.75 16,200 153.xxxx.570_70 1070 0.64 22,000 153.xxxx.580_80 1070 0.55 25,600 153.xxxx.610_100 1670 0.44 42,500 153.xxxx.612_125 2570 0.34 62,500 153.xxxx.615_1150 2570 0.29 83,400 153.xxxx.620__3200 3570 0.24 126,000 Note 1: Short Circuit Protector onlyTime-Current Characteristic CurvesREV072720210.111010010001000010100100010000TIME [s]CURRENT [A]40A70A100A30A50A60A125A80A0.111010010001000010100100010000TIME [s]CURRENT [A]200A150A100000.111010010001000010100100010000TIME [s]CURRENT [A]200A150AThe typical I2t is an average value calculated from the breaking capacity tests by using the melting time before the arcing occurs.littelfuse.com42High Current Fuses12163041.6M5: ø 5.5M6: ø 6.5ø 6.57.8 (30A-100A)8.0 (125A-200A)0.4 (30A-100A)0.6 (125A-200A)Typical Derating of Fuse Melting ElementTemperature Security Margin is 20%Please contact Littelfuse® for Details Regarding Derating Test Set-Up.REV07272021Littelfuse® products are not designed for, and shall not be used for, any purpose (including, without limitation, automotive, military, aerospace, medical, life-saving, life-sustaining or nuclear facility applications, devices intended for surgical implant into the body, or any other application in which the failure or lack of desired operation of the product may result in personal injury, death, or property damage) other than those expressly set forth in applicable Littelfuse® product documentation. Warranties granted by Littelfuse® shall be deemed void for products used for any purpose not expressly set forth in applicable Littelfuse® documentation. Littelfuse® shall not be liable for any claims or damages arising out of products used in applications not expressly intended by Littelfuse® as set forth in applicable Littelfuse® documentation. The sale and use of Littelfuse® products is subject to Littelfuse Terms and Conditions of Sale, unless otherwise agreed by Littelfuse®.WITH CURRENT TAB NAMES0102030405060708090100110120130140150-40-30-20-100102030405060708090100110120130140150160170180Max. Allowed Current Load [A]Ambient Temperature [°C]150A200AWITH CURRENT TAB NAMES0102030405060708090100110120130140150-40-30-20-100102030405060708090100110120130140150160170180Max. Allowed Current Load [A]Ambient Temperature [°C]30A40A50A60A70A80A100A125ATemperature Tablemax. allowed current load [A] at ambient temperature (typical derating)-40°C0°C20°C65°C85°C110°C125°C30A3030282421181640A4040403632272350A5050504641353060A6060605550423670A7070706861514580A80808074665649100A10010010090817061125A1251251251121018675150A11311311193847061200A12911811195867364BF1 Fuse Rated 32VDimensionsDimensions in mm for reference only. See outline drawing for dimensions and tolerances.BF1 2 Holes M5/M6 versionsBF1 1 Hole M6 versionBF1 No Holes versionsDerating curves may change depending on the final condition of the application(terminals characteristics, wire size etc..).Please ask Littelfuse for more information.Max Recommended EnvironmentalTemperatureMax Recommended EnvironmentalTemperature
https://www.littelfuse.com/media?resourcetype=datasheets&itemid=63f61b85-5fc5-4f00-9ca9-8d59a6252d71&filename=littelfuse_fuse_154_154t_154l_154tl_datasheet.pdf | fuses | © 2020 Littelfuse, Inc.Specifications are subject to change without notice.Revised: 09/16/20NANO2® > 154 OMNI-BLOK® Fuse and Holder CombinationSurface Mount Fuses154/154T/154L/154TL Series OMNI-BLOK® Fuse and Holder AssemblyDescriptionThe RoHS compliant 154 Series OMNI-BLOK® Fuse and Holder Assembly offers a solution for efficient installation and easy replacement of miniature Nano2® surface mount fuses. Offered in a tape and reel package, this fuse and holder combination can be installed on a PC board as an efficient single step. Fuse replacement can be accomplished without exposing the PC board to the detrimental effects of solder heat.The fuse holder unit may be sold as a stand-alone item, shipped in bulk quantity using part number 01550900M and also pre-packaged in tape and reel cartridges using part number 01550900DR.Agency ApprovalsAgencyAgency File NumberAmpere RangeE147210.062A - 10A+ 0.375A - 7A++PSENBK030205-E10480ANBK030205-E10480BNBK101105-E184655NBK030205-E10480B1A - 1.6A+2A - 5A+6.3A - 10A+1A - 5A++FeaturesRoHSPSE• Easy fuse replacement • Miniature size• RoHS-compliant and Halogen-free• Very Fast-Acting and Time-Lag options available• Holder sized to fit a range of Nano2® type fuses• Wide range of current ratings available - Fast-Acting Fuses: 62mA - 10A - Slo-Blo Fuses: 375mA - 5A• Wide operating temperature range• Heat-resistant fuseholder, UL94 V-0• 260°C reflow capable fuseholder • Recognized to UL/CSA/NMX 248-1, UL/CSA/NMX 248-14 and UL/CSA/NMX 4248-1.Ordering Information Catalog NumberAmpere Rating (A)Amp CodeFuse Furnished*154.0620.0620.062453.062154.080.080.08453.08154.10.10.1453.1154.1250.1250.125453.125154.160.160.16453.16154.20.20.2453.2154.250.250.25453.25154.3150.3150.315453.315154.3750.3750.375453.375154.40.40.4453.4154.50.50.5453.5154.630.630.63453.63154.750.750.75453.75154.80.80.8453.8154001.011.0453001.01541.251.251.254531.2515401.51.51.545301.515401.61.61.645301.6154002.022.0453002.015402.52.52.545302.5154003.033.0453003.01543.153.153.154533.1515403.53.53.545303.5154004.044.0453004.0154005.055.0453005.015406.36.306.345306.3154007.077.0453007.0154008.088.0453008.0154010.01010.0453010.0With Very Fast-Acting Fuse InstalledCatalog NumberAmpere Rating (A)Amp CodeFuse Furnished*154.375 T0.3750.375454.375154.5 T0.50.5454.5154.75 T0.750.75454.75154001.0 T11.0454001.015401.5 T1.51.545401.5154002.0 T22.0454002.015402.5 T2.52.545402.5154003.0 T33.0454003.015403.5 T3.53.545403.5154004.0 T44.0454004.0154005.0 T55.0454005.0154007.0 T77.0454007.0With Slo-Blo® Fuse Installed* The 453 and 454 Series fuses identified above have silver-plated end caps, designed to accommodate solder reflow processes: For 453 Series fuse replacement, either 451, 453 or 448 Series may be used.For 454 Series fuse replacement, either 452, 454 or 449 Series may be used.For detailed operating characteristic and performance information for each of the fuse series mentioned above, please refer to their respective data available online at www.littelfuse.com.** 155900 is UL Recognized for the US and Canadian market. It is rated 125V, 10A.154/154T (Tan color holder like shown in this image)154L/154TL (Black color holder)+ Fast-acting Fuse++ Slo-Blo(R) FuseDatasheetAdditional InformationSamplesResources© 2020 Littelfuse, Inc.Specifications are subject to change without notice.Revised: 09/16/20NANO2® > 154 OMNI-BLOK® Fuse and Holder CombinationSurface Mount FusesLF7 ALF3.81(.150")2.13(.084")REF.10.62(.418")4.24(.167")9.73(.383") REF.3.81(.150")5.03(.198")155FUSERecommended Pad LayoutDimensionsPackagingPackaging OptionPackaging SpecificationQuantityQuantity & Packaging CodeReel PackEIA RS–481–2 (IEC 60286-3, part 3)1500DRSoldering ParametersTimeTemperatureTPTLTS(max)TS(min)25tPtLtStime to peak temperature(t 25ºC to peak)Ramp-downRamp-upPreheatCritical ZoneTL to TPPart Numbering SystemExample:1.5 amp Fast-acting product is 015401.5DR.1.5 amp Time-lag product is 015401.5DRT.(1 amp product shown above).0154 001. D R T LSeriesAMP CodeQuantity CodePackaging CodeRefer to Ordering information section on previous page.D = 1500 pcsR = Tape and ReelType Code“L” suffix for Black Color Holder“G” suffix for 451L (Au-Plated Caps)T = Time-Lag (Slo-Blo®)Reflow ConditionPb – Free assemblyPre Heat- Temperature Min (Ts(min))150°C - Temperature Max (Ts(max))200°C- Time (Min to Max) (ts)60 - 180 secondsAverage Ramp-up Rate (Liquidus Temp (TL) to peak)5°C/second max.TS(max) to TL - Ramp-up Rate5°C/second max.Reflow- Temperature (TL) (Liquidus)217°C - Temperature (tL)60 - 150 secondsPeak Temperature (TP)260+0/–5 °CTime within 5°C of actual peak Temperature (tp)20 – 40 secondsRamp-down Rate5°C/second max.Time 25°C to peak Temperature (TP)8 minutes max.Do not exceed260°CProduct CharacteristicsOperating Temperature-55ºC to 125ºCDisclaimer Notice - Information furnished is believed to be accurate and reliable. However, users should independently evaluate the suitability of and test each product selected for their own applications. Littelfuse products are not designed for, and may not be used in, all applications. Read complete Disclaimer Notice at: www.littelfuse.com/disclaimer-electronics.
https://www.littelfuse.com/~/media/automotive/datasheets/fuses/passenger-car-and-commercial-vehicle/blade-fuses/littelfuse_fks_ato_80v_blade_fuses.pdf | fuses | www.littelfuse.com © 2012 Littelfuse • Transportation Products CatalogFKS ATO® STYLE BLADE FUSE RATED 80VDescription The FKS-80 is an ATO® style blade fuse rated at 80V, featuring a three part construction with copper contacts for excellent reliability in harsh environment conditions and low voltage drop. Current ratings 3A thru 30A. Filled with arc-quenching material.SpecificationsInterrupting Rating: 1000 A @ 80 VDC Insulating Body: Out of thermoplastic (UL 94-V0, heat-resistant)Cover: Out of thermoplastic (UL 94-V0, heat-resistant) Red, not transparentTerminals: Blade contacts Copper alloy, gal. Sn plated Edge-protectedComplies with: UL 248 Special Purpose FusescULus Recognized: File No. E10480Ordering InformationPart NumberPackage Size166.7000.xxx2500166.7000.xxx6100Corresponding holder see Section “Fuse Holders.”Time-Current Characteristics% of RatingOpening Time Min / Max (s)110 360,000 s / –150 0.500 s / 300 s200 0.150 s / 20 s350 0.040 s / 0.500 s600 0.020 s / 0.100 sRatingsPart NumberCurrent RatingHousing ColorTyp. Voltage DropCold ResistanceI2t166.7000.430_3 A145 mV39.0 mΩ8.10 A²s166.7000.440_4 A140 mV29.0 mΩ14.4 A²s166.7000.450_5 A140 mV20.6 mΩ24.3 A²s166.7000.475_7.5 A120 mV11.5 mΩ44.5 A²s166.7000.510_10 A110 mV7.90 mΩ86.4 A²s166.7000.515_15 A110 mV4.60 mΩ162 A²s166.7000.520_20 A110 mV3.30 mΩ475 A²s166.7000.525_25 A105 mV2.27 mΩ950 A²s166.7000.530_30 A100 mV1.79 mΩ1,500 A²sBlade Fuses© 2012 Littelfuse • Transportation Products Catalogwww.littelfuse.comFKS ATO® STYLE BLADE FUSE RATED 80VDimensionsDimensions in mm Pre-Arcing Time-LimitsFI = 1.43 (max.operating current: 0.7 x Irat at 23°C) Blade Fuses
https://www.littelfuse.com/media?resourcetype=datasheets&itemid=42c9dd21-a88e-4328-8e67-2f832444faf1&filename=littelfuse_datasheet_297_mini32v.pdf | fuses | 1©2022 Littelfuse, Inc.Specifications are subject to change without notice. Revised: 05/26/2023DatasheetRated 32VMINI® Blade FusesDescriptionMINI® 32V automotive blade fuses boast aminiature design that allows automakers to packmore circuit protection into less space. Despite theirlight weight, MINI® fuses perform reliably in adverseenvironments and at extreme temperatures.ApplicationsFeatures & BenefitsCarsTrucksSUVsColor coding shows the amperage rating for each fuseSee-through housing makes it easy to check whether a fuse has blownCheckpoints on top make it possible to measure resistance without removing the fuseOffroad vehiclesBusesWatercraftHigh-contrast amperage stamp on the top of the housing aids identificationSimple to install and removeVoltage Rating:32 VDCInterrupting Rating:1000A @ 32 VDC*Recommended Environmental Temperature:-40˚C to +125˚C Terminals Material:Silver plated / Tin plated zinc alloyHousing Material:PA66 (U.L. 94 Flammability rating – V2)Net Weight Per Fuse:0.57±5% grComplies with: Ag plated: SAE J2077, ISO 8820-3, UL 248 Special Purpose Fuses Sn plated: SAE J2077, ISO 8820-3 not UL recognizedSpecifications*Tin plating’s temperature limit is ≈130˚C. Silver plating allows up to 150˚C at the terminal interface.Ordering InformationPart NumberRatingPackage Size2 - 30 0297xxx.WXNV3000& SHUNT0297xxx.U2 - 305000297xxx.H2 - 301000297xxx.L2 - 3050MINI® Sn Fuse0297xxx.WXT2 - 303000MINI® Shunt2©2022 Littelfuse, Inc.Specifications are subject to change without notice. Revised: 05/26/2023DatasheetRated 32VMINI® Blade FusesDimensions Dimensions in mm for reference only.See outline drawing for dimensions and tolerances.RatingsPart NumberCurrent Rating (A)Housing Material ColorTest Cable Size (mm2)Typ. Voltage Drop (mV) Typ. Cold Resistance (mΩ)Typ. I2t(A²s)0297002._2 0.5171 55.60 9 0297003._3 0.5153 33.75 20 0297004._4 0.5121 23.48 31 0297005._5 0.5129 17.75 37 029707.5_7.5 0.75135 10.85 82 0297010._10 1108 7.42 122 0297015._15 1.598 4.58 308 0297020._20 2.596 3.21 442 0297025._252.586 2.36 622 0297030._30 487 1.85 1 2300297900._SHUNT----The typical I2t is an average value calculated from the breaking capacity tests by using the melting time before the arcing occurs.0.8ST3©2022 Littelfuse, Inc.Specifications are subject to change without notice. Revised: 05/26/2023DatasheetRated 32VMINI® Blade FusesTime-Current Characteristic CurvesTemperature TableTypical Derating of Fuse Melting ElementTemperature Security Margin is 20%Please contact Littelfuse® for Details Regarding Derating Test Set-Up.DeratingLittelfuse EuropeMINI 32 V 2-30A0297xxx0204060801001201401601800510152025303540∆Т [K]Current [A]Temperature Increase2A3A4A5A7.5A10A15A20A25A30A05101520253035-50050100150200max. allowed current [A]Ambient Temperature [°C]Derating *)2A3A4A5A7.5A10A15A20A25A30ADerating curves may change depending on the final condition of the application (terminals characteristics, wire size etc..).Please ask Littelfuse® for more information.Max. Recommended EnvironmentalTemperatureTime-Current Characteristics% of RatingOpening Time Min / Max (s)110 360,000 / ∞135 0.75 / 600 200 0.15 / 5 350 0.08 / 0.5600 0.03 / 0.1 max. allowed current load [A] at ambient temperature (typical derating)-40°C-20°C0°C20°C40°C60°C80°C100°C2A2.02.02.01.91.71.61.41.33A3.02.82.72.52.42.22.01.84A4.03.83.63.43.22.92.72.45A5.04.84.54.34.03.73.43.07.5A7.57.16.86.46.05.55.14.510A10109.89.28.68.07.36.515A151514131212119.020A201918171615141225A252422212018171530A3029272624222018MINI SHUNT Maximum Continuous Load at 85°C: 20A
https://www.belfuse.com/resources/datasheets/circuitprotection/ds-cp-c1t-series.pdf | fuses | Type C1T Surface Mount Slow Blow Chip Fuse belfuse.com/circuit-protection C1T Series – 1206 Size RoHS Compliant Features - Slow Blow - Small size, 1206 SMD - Current rating from 750mA to 8A - Wide operating temperature range from -55℃ to 125℃ - Tape and Reel for automatic SMD placement - Compatible with 260℃ IR Pb-free and wave soldering process - Full compliance with EU Directive 2011/65/EU and amending directive 2015/863 (MSL = 1) - Halogen Free and Lead Free - AEC-Q Compliant - Meets Bel automotive qualification* * - Largely based on internal AEC-Q test plan Applications - Notebook - Automotive Navigation System - LED Headlights - Thin film transistor LCD flat-panel display screen - PC computer - Office electronic equipment - Industrial equipment - Medical equipment - POE, POE+ - LCD / LED monitor and LCD / LED TV - Power supply LEAD FREE = - DC-DC Converter HALOGEN FREE = Electrical Characteristics (UL STD. 248-14) Testing Current Blow Time Minimum Maximum 100% 4 Hrs. N/A 200% 1 Sec 120 Sec 300% 0.1 Sec 3 Sec 800% 0.002 Sec 0.05 Sec Safety Agency Approvals Physical Specifications Materials Body : Ceramic Substrate Terminations : Ag / Ni / Sn (100% Lead-free) Element Cover Coating : Lead-free Glass Marking On Fuse : Marking Code On Label : "bel", "C1T", "Current Rating", "Voltage Rating", "Interrupting Rating", "Appropriate Safety Logos" and " ", " "(China RoHS compliant). Safety Agency Safety Agency Certificate Ampere Rating/ Voltage Rating Ampere Range / Volt @ I.R. ability* E20624 750mA-8A/63V AC/DC 750mA-8A/63V AC/DC @50A R 50410861 Tested according to IEC 60127-1: 2006+A1+A2 IEC 60127-7: 2016 750mA-1.5A/63V AC/DC 2A-8A/63V AC/DC 750mA-1.5A/63V AC/DC @50A or 10In, which is higher 2A-8A/63V AC/DC @50A or 10In, which is higher *I.R.= Interrupting Rating = Short Circuit Rating(Amps) Typical Part Marking Fuse body (ceramic white side) marked with marking code. Example: Specifications subject to change without notice 750mA TM 3A T3 1A T1 3.5A TZ 1.25A TP 4A T4 1.5A TR 5A T5 1.75A TS 6A T6 2A T2 7A T7 2.5A TT 8A T8 AEC-Q Compliant Type C1T 2 / 4 Bel Fuse Inc. 206 Van Vorst Street Jersey City, NJ 07302 USA +1 201.432.0463 Bel.US.CS@belf.com belfuse.com/circuit-protection © 2023 Bel Fuse, Inc. Rev. C1T May2023 Temperature Derating Curve Average Time Current Curve Electrical Specifications Part Number Ampere Rating (A) Marking Code Nominal Cold Resistance (ohms) Maximum Volt-drop @100% In (Volt) max. Voltage and Interrupting Ratings Nominal Melting I²T @10 In (A² Sec) Maximum Power Dissipation @100% In (W) Agency Approvals 0685T0750-XX 750mA TM 0.700 0.795 See Table of Safety Approvals on Page 1 for Voltage and associated Interrupting Ratings 0.06 0.60 Y Y 0685T1000-XX 1A T1 0.460 0.597 0.12 0.60 Y Y 0685T1250-XX 1.25A TP 0.300 0.541 0.20 0.68 Y Y 0685T1500-XX 1.5A TR 0.190 0.436 0.23 0.65 Y Y 0685T1750-XX 1.75A TS 0.135 0.395 0.43 0.65 Y 0685T2000-XX 2A T2 0.110 0.325 0.63 0.65 Y Y 0685T2500-XX 2.5A TT 0.068 0.274 1.07 0.69 Y Y 0685T3000-XX 3A T3 0.050 0.232 1.64 0.70 Y Y 0685T3500-XX 3.5A TZ 0.040 0.194 2.28 0.68 Y Y 0685T4000-XX 4A T4 0.030 0.195 2.56 0.78 Y Y 0685T5000-XX 5A T5 0.020 0.157 5.3 0.79 Y Y 0685T6000-XX 6A T6 0.0145 0.153 6.0 0.92 Y Y 0685T7000-XX 7A T7 0.0115 0.139 6.9 0.97 Y Y 0685T8000-XX 8A T8 0.0095 0.135 8.0 1.08 Y Y Consult manufacturer for other ratings NOTES: Test Conditions All test for ratings 750mA - 5A were conducted with fuse samples soldered on a PCB (1.6mm thick) test board with copper traces measuring 0.035 mm (35μm) nominal thickness (1 oz. clad), 5mm wide and 100 mm overall length. All test for ratings 6A-8A were conducted with fuse samples soldered on a PCB (1.6mm thick) test board with copper traces measuring 0.070 mm (70μm) nominal thickness (2 oz. clad), 7.5mm wide and 100 mm overall length. Device designed to be mounted with marking facing up. Device designed to carry rated current for 4 hours minimum. It is recommended that device be operated continuously at no more than 80% of rated current when in a +25°C ambient, with further derating at elevated ambient temperatures. Specifications subject to change without notice 0.0010.010.111010001101001000TIME IN SECONDSCURRENT IN AMPERESC1T - TIME CURRENT CHARACTERISTIC CURVE1.5A11.75A5A4A3.5A3A2A0.75A1A6A7A8A2.5A1.25AType C1T 3 / 4 Bel Fuse Inc. 206 Van Vorst Street Jersey City, NJ 07302 USA +1 201.432.0463 Bel.US.CS@belf.com belfuse.com/circuit-protection © 2023 Bel Fuse, Inc. Rev. C1T May2023 Environmental Specifications High temperature storage MIL-STD-202 Method 108 Temperature cycling JESD22 Method JA-104,Test Condition B Biased humidity MIL-STD-202 Method 103, 85C/85% RH with 10% operating power for 1000 hrs. Operational life MIL-STD-202 Method 108, Test Condition D Resistance to solvents MIL-STD-202 Method 215 Mechanical shock MIL-STD-202 Method 213,Test Condition C Vibration MIL-STD-202 Method 204 Resistance to soldering heat MIL-STD-202 Method 210,Test condition B Thermal shock MIL-STD-202 Method 107 Solderability J-STD-002 Board flex(SMD) AEC-Q200-005 Terminal strength AEC-Q200-006 Electrical characterization 3 temperature electrical Soldering Parameters Shock Resistance MIL-STD-202G, Method 213B, Test Condition 1 (100 G's peak for 6 milliseconds; Sawtooth waveform) Vibration Resistance MIL-STD-202G, Method 201A (10-55 Hz, 0.06 inch, total excursion). Salt Spray Resistance MIL-STD-202G, Method 101E, Test Condition B (48 hrs.). Insulation Resistance MIL-STD-202G, Method 302, Test Condition A (After Opening) 10,000 ohms minimum. Solderability MIL-STD-202G, Method 208H Resistance to solder Heat MIL-STD-202G, Method 210F, Test Condition C. Top Side(260℃,20 sec) MIL-STD-202G, Method 210F, Test Condition D. Bottom Side(260℃,10 sec) Thermal Shock MIL-STD-202G, Method 107G, Test Condition B (-65℃ to +125℃). Operating Temperature -55℃ to +125℃ Moisture Sensitivity Level 1 (According to IPC J-Std-020) IR Reflow Profile (IPC/JEDEC J-STD-020D) Preheat & Soak Temperature min (Tsmin) Temperature max (Tsmax) Time (Tsmin to Tsmax) (ts) 150℃ 200℃ 60-120 seconds Average ramp-up rate (Tsmax to Tp) 3℃/second max. Liquidous temperature (TL) Time at liquidous (tL) 217℃ 60-150 seconds Peak temperature (Tp) 260℃ max Time (tp) within 5℃ of the specified classification temperature (Tc) 30 seconds Average ramp-down rate (Tp to Tsmax) 6℃/second max. Time 25℃ to peak temperature 8 minutes max. Lead-free Wave Soldering Profile Wave Soldering Parameter Average ramp-up rate 200℃ / second Heating rate during preheat typical 1 - 2℃ / second Max 4℃ / second Final preheat temperature within 125 ℃ of soldering temperature Peak temperature Tp 260℃ Time within +0 ℃ / -5 ℃ of actual peak temperature 10 seconds Ramp-down rate 5℃ / second max. Specifications subject to change without notice Type C1T 4 / 4 Bel Fuse Inc. 206 Van Vorst Street Jersey City, NJ 07302 USA +1 201.432.0463 Bel.US.CS@belf.com belfuse.com/circuit-protection © 2023 Bel Fuse, Inc. Rev. C1T May2023 Fuse FGNO Explanation 0685 T [XXXX] -XX 0685T=C1T; [XXXX]=Ampere Rating; XX=See Ordering Information as below Fraction Decimal Milliamps Bel FGNO[XXXX] Fraction Decimal Amps Bel FGNO[XXXX] 3/4 0.750 750 0750 1.0 1 1000 1-1/4 1.25 1.25 1250 1-1/2 1.50 1.5 1500 1.75 1.75 1750 2.0 2 2000 2-1/2 2.5 2.5 2500 3.0 3 3000 3-1/2 3.5 3.5 3500 4.0 4 4000 5.0 5 5000 6.0 6 6000 7.0 7 7000 8.0 8 8000 Mechanical Dimensions Ordering Information Packaging Packaging Tape & Reel Packaging Specification Quantity Quantity & Packaging Code 8 mm wide tape with 7 inches Diameter reel EIA Standard 481-E 5000 0685TXXXX-01 Specifications subject to change without notice
https://www.littelfuse.com/media?resourcetype=datasheets&itemid=43dcdce8-8ca2-426f-8998-7e566f048d40&filename=littelfuse_datasheet_287_atof_r2.7.pdf | fuses | 1©2022 Littelfuse, Inc.Specifications are subject to change without notice. Revised: 12/06/2022DatasheetRated 32VATOF® Blade FusesDescriptionATOF® automotive blade fuses were developed to take the place of obsolete ATO Series 257 fuses. Automakers consider ATOF fuses standard equipment for protecting low-voltage circuits.ApplicationsFeatures & BenefitsOrdering InformationPart NumberCurrent Rating (A)Package SizeATOF® (Tin Plated)0287xxx.PXCN 1–40 & Shunt20000287xxx.U1–405000287xxx.H1–401000287xxx.L1–4050ATO Ag (Silver-Plated)0287xxx.PXS1–402000CarsTrucksSUVsOffroad vehiclesBusesWatercraft as approved by Littelfuse®Color coding indicates amperage ratingSee-through housings make it easier to see when fuses blowCheckpoints on top make it possible to measure resistance without removing the fuseHigh-contrast ampere stamps on housings aid identificationSimple to install and removeVoltage Rating:32 V dcInterrupting Rating:1000 A @ 32 V dcRecommended Environmental Temperature:–40 ˚C to +125 ˚C (ATOF® ) Terminals Material:Tin- or silver-plated*Housing Material:PA66 (UL 94 Flammability rating of V-2)Net Weight Per Fuse:1.4 g ± 5 %Comply With: SAE J1284 and ISO 8820-3UL Listed:File AU1410 CSA Certified:File No. 29862Specifications*Tin plating’s temperature limit is ≈130 ˚C. Silver plating allows up to 150 ˚C at the terminal interface.–40 ˚C to +105 ˚C (ATOF® Shunt) ATOF® ShuntShunt version available (Tin plated only)2©2022 Littelfuse, Inc.Specifications are subject to change without notice. Revised: 12/06/2022DatasheetRated 32VATOF® Blade FusesDimensions Dimensions in mm for reference only.See outline drawing for dimensions and tolerances.19.15.10.6518.86.54.114.5RatingsPart NumberCurrent Rating (A)Housing Material ColorTest Cable Size(mm2)Typ. Voltage Drop(mV)Typ.Cold Resistance(mΩ)Typ. I2t(A2s)0287001._10.35176 123 0.4 0287002._20.35141 53.5 1.4 0287003._30.35137 31.1 7.4 0287004._40.35136 22.8 14 0287005._50.5128 17.85 26 028707.5_7.50.75116 10.91 60 0287010._101109 7.70 115 0287015._151.5102 4.80 340 0287020._202.5983.38 520 0287025._252.592 2.52 1 000 0287030._30484 1.97 1 500 0287035._35687 1.61 2 3000287040._40696 1.44 3 300The typical I2t is an average value calculated from the breaking capacity tests by using the melting time before the arcing occurs.0287900._SHUNT----3©2022 Littelfuse, Inc.Specifications are subject to change without notice. Revised: 12/06/2022DatasheetRated 32VATOF® Blade FusesTime-Current Characteristic Curves0.010.111010010001000011010010003 A5 A1 A2 A4 A7.5 A10 A15 A20 A25 A30 A35 A40 ACurrent (A)Time (s)Time-Current Characteristics% of RatingCurrent Rating (A)Opening Time Min. / Max. (s)10035–40360,000 / ∞110 1–30360,000 / ∞1351–23–400.35 / 6000.750 / 6001601–400.250 / 502001–23–400.1 / 50.15 / 5 3501–23–400.02 / 0.50.08 / 0.56001–3035–400.1 max0.15 maxTemperature TableMax. allowed current load (A) at ambient temperature (typical derating)-40 °C0 °C20 °C 65 °C 85 °C110 °C125 °C1 A11111112 A22222113 A33332224 A44433325 A55544337.5 A877655410 A101010876515 A15151412119820 A2019181514121025 A2525231918151330 A3029272321181535 A3535352927221940 A40393731282420Typical Derating of Fuse Melting ElementTemperature security margin is 20 %. Wire cross-section and fixture test setup refer to ISO 8820-3. Please contact Littelfuse for details regarding derating test setup.05101520253035404550Max. Allowed Current Load (A)Ambient Temperature (°C)1 A2 A3 A4 A5 A7.5 A10 A15 A20 A25 A30 A35 A40 A-40-30-20-100102030405060708090100110120130140150160170180Derating curves may change depending on the final condition of the application (terminals’ characteristics, wire size, etc.). Please ask Littelfuse® for more information.Max. Recommended EnvironmentalTemperatureAmbient Temperature (°C)Max. Allowed Current Load (A)ATOF® SHUNT Maximum Continuous Load at 85°C: 40A
https://www.littelfuse.com/media?resourcetype=datasheets&itemid=43dcdce8-8ca2-426f-8998-7e566f048d40&filename=littelfuse_datasheet_287_atof_r2.7.pdf | fuses | 1©2022 Littelfuse, Inc.Specifications are subject to change without notice. Revised: 12/06/2022DatasheetRated 32VATOF® Blade FusesDescriptionATOF® automotive blade fuses were developed to take the place of obsolete ATO Series 257 fuses. Automakers consider ATOF fuses standard equipment for protecting low-voltage circuits.ApplicationsFeatures & BenefitsOrdering InformationPart NumberCurrent Rating (A)Package SizeATOF® (Tin Plated)0287xxx.PXCN 1–40 & Shunt20000287xxx.U1–405000287xxx.H1–401000287xxx.L1–4050ATO Ag (Silver-Plated)0287xxx.PXS1–402000CarsTrucksSUVsOffroad vehiclesBusesWatercraft as approved by Littelfuse®Color coding indicates amperage ratingSee-through housings make it easier to see when fuses blowCheckpoints on top make it possible to measure resistance without removing the fuseHigh-contrast ampere stamps on housings aid identificationSimple to install and removeVoltage Rating:32 V dcInterrupting Rating:1000 A @ 32 V dcRecommended Environmental Temperature:–40 ˚C to +125 ˚C (ATOF® ) Terminals Material:Tin- or silver-plated*Housing Material:PA66 (UL 94 Flammability rating of V-2)Net Weight Per Fuse:1.4 g ± 5 %Comply With: SAE J1284 and ISO 8820-3UL Listed:File AU1410 CSA Certified:File No. 29862Specifications*Tin plating’s temperature limit is ≈130 ˚C. Silver plating allows up to 150 ˚C at the terminal interface.–40 ˚C to +105 ˚C (ATOF® Shunt) ATOF® ShuntShunt version available (Tin plated only)2©2022 Littelfuse, Inc.Specifications are subject to change without notice. Revised: 12/06/2022DatasheetRated 32VATOF® Blade FusesDimensions Dimensions in mm for reference only.See outline drawing for dimensions and tolerances.19.15.10.6518.86.54.114.5RatingsPart NumberCurrent Rating (A)Housing Material ColorTest Cable Size(mm2)Typ. Voltage Drop(mV)Typ.Cold Resistance(mΩ)Typ. I2t(A2s)0287001._10.35176 123 0.4 0287002._20.35141 53.5 1.4 0287003._30.35137 31.1 7.4 0287004._40.35136 22.8 14 0287005._50.5128 17.85 26 028707.5_7.50.75116 10.91 60 0287010._101109 7.70 115 0287015._151.5102 4.80 340 0287020._202.5983.38 520 0287025._252.592 2.52 1 000 0287030._30484 1.97 1 500 0287035._35687 1.61 2 3000287040._40696 1.44 3 300The typical I2t is an average value calculated from the breaking capacity tests by using the melting time before the arcing occurs.0287900._SHUNT----3©2022 Littelfuse, Inc.Specifications are subject to change without notice. Revised: 12/06/2022DatasheetRated 32VATOF® Blade FusesTime-Current Characteristic Curves0.010.111010010001000011010010003 A5 A1 A2 A4 A7.5 A10 A15 A20 A25 A30 A35 A40 ACurrent (A)Time (s)Time-Current Characteristics% of RatingCurrent Rating (A)Opening Time Min. / Max. (s)10035–40360,000 / ∞110 1–30360,000 / ∞1351–23–400.35 / 6000.750 / 6001601–400.250 / 502001–23–400.1 / 50.15 / 5 3501–23–400.02 / 0.50.08 / 0.56001–3035–400.1 max0.15 maxTemperature TableMax. allowed current load (A) at ambient temperature (typical derating)-40 °C0 °C20 °C 65 °C 85 °C110 °C125 °C1 A11111112 A22222113 A33332224 A44433325 A55544337.5 A877655410 A101010876515 A15151412119820 A2019181514121025 A2525231918151330 A3029272321181535 A3535352927221940 A40393731282420Typical Derating of Fuse Melting ElementTemperature security margin is 20 %. Wire cross-section and fixture test setup refer to ISO 8820-3. Please contact Littelfuse for details regarding derating test setup.05101520253035404550Max. Allowed Current Load (A)Ambient Temperature (°C)1 A2 A3 A4 A5 A7.5 A10 A15 A20 A25 A30 A35 A40 A-40-30-20-100102030405060708090100110120130140150160170180Derating curves may change depending on the final condition of the application (terminals’ characteristics, wire size, etc.). Please ask Littelfuse® for more information.Max. Recommended EnvironmentalTemperatureAmbient Temperature (°C)Max. Allowed Current Load (A)ATOF® SHUNT Maximum Continuous Load at 85°C: 40A
https://www.littelfuse.com/media?resourcetype=datasheets&itemid=79b16c87-8337-4c9c-96d1-6ac09ce4e440&filename=littelfuse_fuse_235_datasheet.pdf | fuses | © 2020 Littelfuse, Inc.Specifications are subject to change without notice.Revised: BA.08/26/205×20 mm > Time-Lag > 235 SeriesAxial Lead & Cartridge FusesAgency ApprovalsFeaturesApplicationsAgencyAgency File NumberAmpere RangePSECartridge: NBK030609-JP1021A NBK190609-JP1021A NBK030609-JP1021BLeaded: NBK030609-JP1021C NBK190609-JP1021B NBK030609-JP1021D1A - 3.5A4A -5A6A -7A1A - 3.5A4A -5A6A -7A SU05001 – 3007 SU05001 – 2002 SU05001 – 20030.100A – 0.400A0.500A – 3A4A – 6A E104800.100A - 7A298620.100A - 7AN/A0.100A – 7A• Designed to UL/CSA/ANCE 248 Standard • Available in cartridge and axial lead format• RoHS compliant and lead-freeElectrical Characteristics for Series% of Ampere RatingAmpere RatingOpening Time100%0.100A – 7A4 hours, Minimum135%1 hour, Maximum200%5 seconds, MaximumRoHSPb5×20mm fast-acting glass body cartridge fuse designed to UL specification.Used as supplementary protection in appliance or utilization equipment to provide individual protection for components or internal circuits.235 Series, 5×20 mm, Fast-Acting FusePSEDescriptionAdditional InformationDatasheetSamplesResourcesAccessoriesFor recommended fuse accessories for this product series, see ‘Recommended Accessories’ section.© 2020 Littelfuse, Inc.Specifications are subject to change without notice.Revised: BA.08/26/205×20 mm > Time-Lag > 235 SeriesAxial Lead & Cartridge FusesAmp CodeAmp Rating(A)Voltage Rating (V)InterruptingRatingNominal Cold Resistance (Ohms)Nominal Melting I2t (A2 sec)Agency ApprovalsPSE.1000.125035A @ 250VAC10kA @ 125VAC8.40000.00127xxx-x.1250.1252505.75000.00273xxx-x.2000.22503.15000.00867xxx-x.2500.252502.25000.01660xxx-x.3000.32501.60000.03215xxx-x.4000.42501.0750.05845xxx-x.5000.52500.42650.06915xxx-x.6000.62500.31950.11200xxx-x.7000.72500.26250.15600xxx-x.8000.82500.19200.25300xxx-x001.1250100A @ 250VAC10kA @ 125VAC0.15300.46750xxxxx1.251.252500.10551.08500xxxxx01.61.62500.07582.02500xxxxx002.22500.06032.64500xxxxx02.52.52500.04375.44500xxxxx003.32500.03478.39500xxxxx03.53.52500.033117.14000xx-x-004.412510kA @ 125VAC0.024617.14000xxxxx005.51250.018427.41000xxxxx006.61250.014847.32500xxxxx007.71250.015764.81500xx-x-Electrical Characteristic Specifications by ItemAverage Time Current CurvesTemperature Re-rating Curve1001010.10.111010010000.01100010000TIME IN SECONDSCURRENT IN AMPERES0.100A0.125A0.200A0.250A0.300A0.400A0.500A0.600A0.700A0.800A1A1.25A1.6A2A2.5A3A4A5A6APlease contact Littelfuse for details on T-C curve for 7A ratingNote: Rerating depicted in this curve is in addition to the standard derating of 25% for continuous operation.© 2020 Littelfuse, Inc.Specifications are subject to change without notice.Revised: BA.08/26/205×20 mm > Time-Lag > 235 SeriesAxial Lead & Cartridge FusesMaterialsBody: GlassCap: Nickel–plated brassLeads: Tin–plated CopperTerminal StrengthMIL-STD-202, Method 211. Test Condition ASolderabilityMIL-STD-202 Method 208Product MarkingCap 1: Brand logo, current and voltage ratingCap 2: Series and agency approval markingsPackagingAvailable in Bulk (M=1000 pcs/pkg) or on Tape/Reel (MRET1=1000 pcs/reel)Product CharacteristicsOperating Temperature–55ºC to +125ºCThermal ShockMIL-STD-202, Method 107, Test Condition B: (5 cycles –65OC + 125OC) VibrationMIL-STD-202, Method 201HumidityMIL-STD-202, Method 103, Test Condition A high RH (95%) and elevated temperature (40O C) for 240 hours Salt SprayMIL-STD-202, Method 101, Test Condition BSoldering Parameters - Wave SolderingDwell Time0204060801001201401601802002202402602803000102030405060708090100110120130140150160170180190200210220230240Time (Seconds)Temperature (°C) - Measured on bottom side of boardCooling TimePreheat TimeWave ParameterLead-Free RecommendationPreheat:(Depends on Flux Activation Temperature)(Typical Industry Recommendation) Temperature Minimum:100°C Temperature Maximum:150°C Preheat Time:60-180 secondsSolder Pot Temperature:260°C MaximumSolder Dwell Time:2-5 secondsRecommended Hand-Solder Parameters:Solder Iron Temperature: 350°C +/- 5°C Heating Time: 5 seconds max.Note: These devices are not recommended for IR or Convection Reflow process.Recommended Process Parameters:© 2020 Littelfuse, Inc.Specifications are subject to change without notice.Revised: BA.08/26/205×20 mm > Time-Lag > 235 SeriesAxial Lead & Cartridge FusesDimensionsPackaging0235000P 0235.400 XEP0235.100 XEPto 0.65±0.0540±1.020+0.521.5±1.05.1+0.65.2+0.1-0.25.1+0.65.6±0.40235007.XEP0235.500 XEPto See Notes*40±1.021.5±1.05.5±0.3All dimensions in mmNotes: * 0.1A-6A have 0.65±0.05 diameter lead. 7A have 0.8±0.05 diameter lead.Part Numbering System0235M X E PxxxxLead-freePackaging CodeQuantity CodeAmp CodeSeriesX = FillerOption CodeE = Axial LeadedM = 1000Refer to Amp Code column of Electrical Characteristics TablePackaging OptionPackaging SpecificationQuantityQuantity & Packaging CodeTaping Width235 SeriesBulkN/A1000MXN/ABulkN/A1000MXEN/AReel and TapeEIA 296-E1000MRET1T1=53mm (2.087”)Recommended AccessoriesAccessory TypeSeriesDescriptionMax Application VoltageMax Application AmperageHolder345_ISFPanel Mount Shock-Safe Fuseholder25020345Shock-Safe Fuseholder with PC Mount, Solder Mount and Panel Mount options20830PC Mount Shock-Safe Miniature Fuseholder16Block520Metric OMNI-BLOK® Fuse Block 10646PC Mount Miniature Fuse Block 6.3658Surface Mount Miniature Fuse Block 10Clip520_WPC Mount Miniature Fuse Clip 6.3111PC Board Mount Fuse Clip 10445PC Board Mount Fuse Clip 10Notes: 1. Do not use in applications above rating. 2. Please refer to fuseholder data sheet for specific re-rating information.3. Please contact factory for applications greater than the max voltage and amperage shown.Disclaimer Notice - Information furnished is believed to be accurate and reliable. However, users should independently evaluate the suitability of and test each product selected for their own applications. Littelfuse products are not designed for, and may not be used in, all applications. Read complete Disclaimer Notice at: www.littelfuse.com/disclaimer-electronics.
https://www.littelfuse.com/media?resourcetype=datasheets&itemid=533cd5cc-956c-4243-867f-6ab5a62f6ba1&filename=littelfuse_fuse_451_453_datasheet.pdf | fuses | Fuse Datasheet© 2023 Littelfuse, Inc.Specifications are subject to change without notice.Revised: GD. 09/18/231451/453 Series Very Fast-Acting FuseDescriptionThe Nano2® SMF Fuse is a very small, Wire-in-Air (WIA) square shape surface mount fuse that was designed for secondary side circuit over-current protection applications. These fuses are designed for PCB using surface mount technology.Agency ApprovalsAgencyAgency File NumberAmpere RangeE104806.3A - 20A298620.062A - 15AJ504467311A, 1.25A, 2A, 2.5A, 3.15A, 4A, 5A, 7A, 8A, 10A, 12A, 20APSENBK030205-E10480ANBK030205-E10480BNBK101105-E1846551A-1.6A2A-5A6.3A - 10AE104800.062A - 5ANA1A, 1.25A, 2A, 2.5A, 3.15A, 4A, 5A, 7A, 8A, 10A, 12A, 20ANA1A, 1.25A, 2A, 2.5A, 3.15A, 4A, 5A, 7A, 8A, 10A, 12A, 20AElectrical Characteristics for SeriesFeatures & Benefits ■ Very fast-acting ■ Small size ■ Wide range of current rating available (0.062A to 20A) ■ Wide operating temperature range ■ RoHS compliant and Halogen Free ■ UL Listed and Recognized to UL/CSA/NMX UL 248-1 and UL/CSA/NMX UL 248-14 (see Agency Approvals) ■ Conforms to DENAN’s Appendix 3 ■ Conforms to IEC/EN 60127-1 and IEC/EN 60127-7% of Ampere RatingAmpere RatingOpening Time100%0.062 – 204 hours, Minimum200%0.062 – 105 sec., Maximum12 – 2020 sec., MaximumRoHSPSEApplications ■ Notebook PC ■ LCD/PDP TV ■ LCD monitor ■ LCD/PDP panel ■ LCD backlight inverter ■ Portable DVD player ■ Power supply ■ Networking ■ PC server ■ Cooling fan system ■ Storage system ■ Telecom system ■ Wireless basestation ■ White goods ■ Game console ■ Office Automation equipment ■ Battery charging circuit protection ■ Industrial equipmentResources451 SeriesAccessories451 SeriesSamples451 SeriesAdditional InformationResources453 SeriesAccessories453 SeriesSamples453 SeriesFuse Datasheet© 2023 Littelfuse, Inc.Specifications are subject to change without notice.Revised: GD. 09/18/232451/453 Series Very Fast-Acting FuseElectrical Specifications by ItemAmpere Rating(A)Amp CodeMaxVoltage Rating (V)InterruptingRatingNominal Cold Resistance (Ohms)Nominal Melting I2t (A2sec)Agency ApprovalsPSE.062.06212550A @125VAC/VDC300A @32VDCPSE: 100A @100VAC5.50000.00019-x-x--x.080.0801254.05000.00033-x-x--x.100.1001253.10000.00138-x-x--x.125.1251251.70000.00286-x-x--x.160.1601251.21570.0048-x-x--x.200.2001250.83720.0089-x-x--x.250.2501250.57650.0158-x-x--x.315.3151250.39180.0311-x-x--x.375.3751250.45410.0442-x-x--x.400.4001250.42330.0551-x-x--x.500.5001250.30460.0824-x-x--x.630.6301250.20220.1381-x-x--x.750.7501250.14440.2143-x-x--x.800.8001250.13550.2654-x-x--x1.00001.1250.07800.6029-xxxxxx1.251.251250.07800.664-xxxxxx1.5001.51250.06300.853-xxx--x1.6001.61250.05801.060-xxx--x2.00002.12550A @125VAC/VDC10,000A @75VDC300A @32VDCPSE: 100A @100VAC0.03670.530-xxxxxx2.5002.51250.02861.029-xxxxxx3.00003.1250.02271.650-xxx--x3.153.151250.02151.920-xxxxxx3.5003.51250.02002.469-xxx--x4.00004.1250.01603.152-xxxxxx5.00005.1250.01255.566-xxxxxx6.3006.312550A @125VAC/VDC 400A @32VDCPSE: 100A @100VAC0.00969.170xxx---x7.00007.1250.009010.32xxx-xxx8.00008.1250.007720.23xxx-xxx10.0010.12535A @125 VAC/50A @125 VDC400A @32 VDCPSE: 100A @100VAC0.005626.46xxx-xxx12.0012.65150A @65VDC100A @65VAC400A @32VDC0.004947.97xx--xxx15.0015.650.003797.82xx----x20.0020.650.00244154x---xxxNotes: - l2t calculated at 8ms. - Resistance is measured at 10% of rated current, 25ºCFuse Datasheet© 2023 Littelfuse, Inc.Specifications are subject to change without notice.Revised: GD. 09/18/233451/453 Series Very Fast-Acting Fuse0.0010.010.11101000.010.1110100100010000TIME IN SECONDSCURRENT IN AMPSFast Acting Series TC Curve 8A10A12A5A6.3A7A15A3.5A3.15A3A4A2.5A2A1.5A1.25A1A800mA750mA630mA500mA375mA400mA315mA250mA200mA100mA125mA160mA80mA62mA1.6A20AAverage Time Current CurvesReflow ConditionPb – Free assemblyPre Heat- Temperature Min (Ts(min))150°C - Temperature Max (Ts(max))200°C- Time (Min to Max) (ts)60 – 180 secsAverage ramp up rate (Liquidus Temp (TL) to peak 5°C/second max.TS(max) to TL - Ramp-up Rate5°C/second max.Reflow- Temperature (TL) (Liquidus)217°C - Temperature (tL)60 – 150 secondsPeak Temperature (TP)260+0/–5 °CTime within 5°C of actual peak Temperature (tp)20 – 40 secondsRamp-down Rate5°C/second max.Time 25°C to peak Temperature (TP)8 minutes max.Do not exceed260°CSoldering ParametersTemperature Re-rating CurveNote:1. Rerating depicted in this curve is in addition to the standard derating of 25% for continuous operation.Wave Soldering Parameters260°C Peak Temperature, 10 seconds max.TimeTemperatureTPTLTS(max)TS(min)25tPtLtStime to peak temperature(t 25ºC to peak)Ramp-downRamp-upPreheatCritical ZoneTL to TPFuse Datasheet© 2023 Littelfuse, Inc.Specifications are subject to change without notice.Revised: GD. 09/18/234451/453 Series Very Fast-Acting FuseMaterialsBody: CeramicTerminations:Gold-Plated Caps / Sn-dipped Silver Plated Caps (451 RoHS/HF series)Silver-plated Caps (451MR RoHS ratings below 375mA and 453 RoHS Series)Product MarkingBrand, Ampere RatingOperating Temperature–55°C to 125°CMoisture Sensitivity LevelLevel 1, J-STD-020SolderabilityMIL-STD-202, Method 208Insulation Resistance (after Opening)MIL-STD-202, Method 302, Test Condition A (10,000 ohms minimum)Thermal ShockMIL-STD-202, Method 107, Test Condition B, 5 cycles, -65°C / +125°C, 15 minutes @ each extremeMechanical ShockMIL-STD-202, Method 213, Test I: Deenergized. 100G’s pk amplitude, sawtooth wave 6ms duration, 3 cycles XYZ+xyz = 18 shocksVibrationMIL-STD-202, Method 201: 0.03” amplitude, 10-55 Hz in 1 min. 2hrs each XYZ=6hrsMoisture ResistanceMIL-STD-202, Method 106, 10 cyclesSalt SprayMIL-STD-202, Method 101, Test Condition B (48hrs)Resistance to Soldering HeatMIL-STD-202, Method 210, Test condition B (10 sec at 260°C)Product CharacteristicsDimensions mm (inches)PackagingPart Numbering System6.86(.270")3.15(.124")2.95(.116")1.96(.077")2.69 ± .25(.106")2.69 ± .25(.106")1.45(.057")6.10 ± .20(.240")Recommended pad layoutF7 APackaging OptionPackaging SpecificationQuantityQuantity & Packaging Code12mm Tape and ReelEIA RS-481-2 (IEC 286, part 3)5000NR12mm Tape and ReelEIA RS-481-2 (IEC 286, part 3)1000MR0451 001. M R LSeriesAmp CodeQuantity codePackaging codeRefer to Electrical characteristics tableM = 1000 pcsN = 5000 pcsR = Tape and ReelL-RoHS Compliant & Halogen Free (Gold Plated Caps)451 = Gold / Sn-dipped Silver Plated Caps453 = Silver Plated CapsNote: “L” suffix applies to 451 series only- 453 series is available only as RoHS compliant version and does not require “L” suffix. Please do not include “L” suffix within 453 series ordering instructions.SN-RoHS Compliant & Halogen Free (Sn-dipped Caps)Disclaimer Notice - Littelfuse products are not designed for, and shall not be used for, any purpose (including, without limitation, automotive, military, aerospace, medical, life-saving, life-sustaining or nuclear facility applications, devices intended for surgical implant into the body, or any other application in which the failure or lack of desired operation of the product may result in personal injury, death, or property damage) other than those expressly set forth in applicable Littelfuse product documentation. Warranties granted by Littelfuse shall be deemed void for products used for any purpose not expressly set forth in applicable Littelfuse documentation. Littelfuse shall not be liable for any claims or damages arising out of products used in applications not expressly intended by Littelfuse as set forth in applicable Littelfuse documentation. The sale and use of Littelfuse products is subject to Littelfuse Terms and Conditions of Sale, unless otherwise agreed by Littelfuse. Information furnished is believed to be accurate and reliable. However, users should independently evaluate the suitability of and test each product selected for their own applications. Littelfuse products are not designed for, and may not be used in, all applications. Read complete Disclaimer Notice at www.littelfuse.com/disclaimer-electronics.
https://www.littelfuse.com/media?resourcetype=datasheets&itemid=af55be94-c42e-41b1-ad43-e070e09443fe&filename=littelfuse-fuse-217-datasheet | fuses | %PDF-1.7%âãÏÓ82 0 obj< >endobj xref82 1320000000016 00000 n0000003559 00000 n0000003699 00000 n0000003733 00000 n0000005839 00000 n0000005878 00000 n0000006016 00000 n0000006154 00000 n0000006292 00000 n0000006423 00000 n0000006948 00000 n0000007361 00000 n0000007827 00000 n0000008527 00000 n0000008782 00000 n0000009340 00000 n0000009855 00000 n0000010339 00000 n0000010375 00000 n0000010420 00000 n0000010507 00000 n0000011152 00000 n0000011266 00000 n0000011378 00000 n0000011972 00000 n0000012056 00000 n0000012612 00000 n0000013046 00000 n0000013528 00000 n0000013990 00000 n0000014384 00000 n0000014823 00000 n0000017861 00000 n0000018053 00000 n0000018168 00000 n0000020413 00000 n0000023385 00000 n0000026158 00000 n0000026350 00000 n0000026602 00000 n0000028566 00000 n0000031530 00000 n0000034422 00000 n0000035009 00000 n0000035888 00000 n0000039001 00000 n0000043997 00000 n0000044049 00000 n0000046698 00000 n0000050522 00000 n0000051083 00000 n0000054234 00000 n0000058708 00000 n0000058754 00000 n0000059131 00000 n0000059525 00000 n0000059858 00000 n0000060150 00000 n0000061556 00000 n0000063962 00000 n0000064302 00000 n0000064670 00000 n0000065053 00000 n0000065635 00000 n0000065739 00000 n0000065809 00000 n0000065893 00000 n0000076324 00000 n0000076587 00000 n0000076750 00000 n0000076777 00000 n0000077078 00000 n0000077995 00000 n0000078261 00000 n0000079214 00000 n0000079253 00000 n0000080219 00000 n0000080258 00000 n0000081211 00000 n0000081250 00000 n0000101460 00000 n0000101499 00000 n0000102465 00000 n0000102504 00000 n0000122713 00000 n0000122752 00000 n0000150779 00000 n0000150818 00000 n0000151782 00000 n0000151821 00000 n0000153503 00000 n0000153542 00000 n0000173752 00000 n0000173791 00000 n0000198953 00000 n0000198992 00000 n0000227019 00000 n0000227058 00000 n0000228740 00000 n0000228779 00000 n0000248988 00000 n0000249027 00000 n0000284254 00000 n0000284293 00000 n0000285257 00000 n0000285296 00000 n0000286265 00000 n0000286304 00000 n0000294458 00000 n0000294497 00000 n0000319398 00000 n0000319437 00000 n0000344599 00000 n0000344638 00000 n0000345607 00000 n0000345646 00000 n0000380873 00000 n0000380912 00000 n0000381297 00000 n0000381682 00000 n0000383380 00000 n0000383640 00000 n0000388493 00000 n0000439938 00000 n0000440323 00000 n0000440708 00000 n0000442934 00000 n0000443199 00000 n0000443343 00000 n0000443486 00000 n0000443637 00000 n0000002936 00000 ntrailer< <3DFCCC67D69E425297006B36237E6BE8>]/Prev 770325>>startxref0%%EOF 213 0 obj< >streamhŞ”’ËkQÆ¿3“6ó¸™ffòh‰cÒ¤�&ÑÆU¡¨ºòM°õQJT\¤V›TíÂU7"T«`E]Tt¡nÜù ®Ÿ µøx§3š¢n<—Ã9ß9¿ç.`xAƒ˜h›‰NHğ@ZÈ“ÿöâÕ¡C@‡çè“wGğŸë’ıf �vG¼Rbl¥�…MÑƒÉT:Ó“+–{ûòkÖ²¥uëûW[ã]f R8z6—šÑ°l5ŸÎÎ¥’.˜¶A+WÌ¶2^‡£RwD¾‹_ŸHœ†ƒiº/•l¹¸eã™b6—^6O´~™[ªÖ¸ÕWmX7êÂ+ú–Óíñnê
https://www.littelfuse.com/media?resourcetype=datasheets&itemid=43dcdce8-8ca2-426f-8998-7e566f048d40&filename=littelfuse_datasheet_287_atof_r2.7.pdf | fuses | 1©2022 Littelfuse, Inc.Specifications are subject to change without notice. Revised: 12/06/2022DatasheetRated 32VATOF® Blade FusesDescriptionATOF® automotive blade fuses were developed to take the place of obsolete ATO Series 257 fuses. Automakers consider ATOF fuses standard equipment for protecting low-voltage circuits.ApplicationsFeatures & BenefitsOrdering InformationPart NumberCurrent Rating (A)Package SizeATOF® (Tin Plated)0287xxx.PXCN 1–40 & Shunt20000287xxx.U1–405000287xxx.H1–401000287xxx.L1–4050ATO Ag (Silver-Plated)0287xxx.PXS1–402000CarsTrucksSUVsOffroad vehiclesBusesWatercraft as approved by Littelfuse®Color coding indicates amperage ratingSee-through housings make it easier to see when fuses blowCheckpoints on top make it possible to measure resistance without removing the fuseHigh-contrast ampere stamps on housings aid identificationSimple to install and removeVoltage Rating:32 V dcInterrupting Rating:1000 A @ 32 V dcRecommended Environmental Temperature:–40 ˚C to +125 ˚C (ATOF® ) Terminals Material:Tin- or silver-plated*Housing Material:PA66 (UL 94 Flammability rating of V-2)Net Weight Per Fuse:1.4 g ± 5 %Comply With: SAE J1284 and ISO 8820-3UL Listed:File AU1410 CSA Certified:File No. 29862Specifications*Tin plating’s temperature limit is ≈130 ˚C. Silver plating allows up to 150 ˚C at the terminal interface.–40 ˚C to +105 ˚C (ATOF® Shunt) ATOF® ShuntShunt version available (Tin plated only)2©2022 Littelfuse, Inc.Specifications are subject to change without notice. Revised: 12/06/2022DatasheetRated 32VATOF® Blade FusesDimensions Dimensions in mm for reference only.See outline drawing for dimensions and tolerances.19.15.10.6518.86.54.114.5RatingsPart NumberCurrent Rating (A)Housing Material ColorTest Cable Size(mm2)Typ. Voltage Drop(mV)Typ.Cold Resistance(mΩ)Typ. I2t(A2s)0287001._10.35176 123 0.4 0287002._20.35141 53.5 1.4 0287003._30.35137 31.1 7.4 0287004._40.35136 22.8 14 0287005._50.5128 17.85 26 028707.5_7.50.75116 10.91 60 0287010._101109 7.70 115 0287015._151.5102 4.80 340 0287020._202.5983.38 520 0287025._252.592 2.52 1 000 0287030._30484 1.97 1 500 0287035._35687 1.61 2 3000287040._40696 1.44 3 300The typical I2t is an average value calculated from the breaking capacity tests by using the melting time before the arcing occurs.0287900._SHUNT----3©2022 Littelfuse, Inc.Specifications are subject to change without notice. Revised: 12/06/2022DatasheetRated 32VATOF® Blade FusesTime-Current Characteristic Curves0.010.111010010001000011010010003 A5 A1 A2 A4 A7.5 A10 A15 A20 A25 A30 A35 A40 ACurrent (A)Time (s)Time-Current Characteristics% of RatingCurrent Rating (A)Opening Time Min. / Max. (s)10035–40360,000 / ∞110 1–30360,000 / ∞1351–23–400.35 / 6000.750 / 6001601–400.250 / 502001–23–400.1 / 50.15 / 5 3501–23–400.02 / 0.50.08 / 0.56001–3035–400.1 max0.15 maxTemperature TableMax. allowed current load (A) at ambient temperature (typical derating)-40 °C0 °C20 °C 65 °C 85 °C110 °C125 °C1 A11111112 A22222113 A33332224 A44433325 A55544337.5 A877655410 A101010876515 A15151412119820 A2019181514121025 A2525231918151330 A3029272321181535 A3535352927221940 A40393731282420Typical Derating of Fuse Melting ElementTemperature security margin is 20 %. Wire cross-section and fixture test setup refer to ISO 8820-3. Please contact Littelfuse for details regarding derating test setup.05101520253035404550Max. Allowed Current Load (A)Ambient Temperature (°C)1 A2 A3 A4 A5 A7.5 A10 A15 A20 A25 A30 A35 A40 A-40-30-20-100102030405060708090100110120130140150160170180Derating curves may change depending on the final condition of the application (terminals’ characteristics, wire size, etc.). Please ask Littelfuse® for more information.Max. Recommended EnvironmentalTemperatureAmbient Temperature (°C)Max. Allowed Current Load (A)ATOF® SHUNT Maximum Continuous Load at 85°C: 40A
https://www.littelfuse.com/media?resourcetype=datasheets&itemid=3d41d6b7-af0b-41bc-bce0-d5b1432b6058&filename=littelfuse-fuse-392-datasheet | fuses | %PDF-1.7%âãÏÓ48 0 obj< >endobj xref48 1230000000016 00000 n0000003347 00000 n0000003474 00000 n0000005540 00000 n0000005579 00000 n0000005717 00000 n0000005855 00000 n0000005993 00000 n0000006104 00000 n0000006624 00000 n0000007053 00000 n0000007704 00000 n0000008258 00000 n0000008732 00000 n0000009196 00000 n0000009607 00000 n0000010085 00000 n0000010499 00000 n0000010534 00000 n0000010580 00000 n0000010663 00000 n0000010776 00000 n0000010890 00000 n0000014842 00000 n0000014973 00000 n0000015535 00000 n0000015625 00000 n0000016256 00000 n0000016447 00000 n0000017075 00000 n0000020308 00000 n0000023205 00000 n0000024215 00000 n0000024406 00000 n0000026501 00000 n0000027090 00000 n0000027173 00000 n0000027428 00000 n0000027945 00000 n0000028528 00000 n0000031522 00000 n0000031713 00000 n0000034989 00000 n0000035467 00000 n0000038020 00000 n0000041974 00000 n0000044909 00000 n0000048889 00000 n0000051993 00000 n0000054641 00000 n0000054962 00000 n0000055324 00000 n0000055656 00000 n0000055946 00000 n0000063001 00000 n0000063040 00000 n0000067841 00000 n0000068183 00000 n0000068550 00000 n0000068913 00000 n0000069290 00000 n0000074211 00000 n0000074817 00000 n0000074887 00000 n0000074971 00000 n0000085402 00000 n0000085665 00000 n0000085828 00000 n0000085855 00000 n0000086156 00000 n0000086716 00000 n0000086966 00000 n0000087883 00000 n0000088149 00000 n0000116176 00000 n0000116215 00000 n0000117168 00000 n0000117207 00000 n0000118160 00000 n0000118199 00000 n0000119168 00000 n0000119207 00000 n0000154434 00000 n0000154473 00000 n0000175463 00000 n0000175502 00000 n0000176866 00000 n0000176905 00000 n0000185059 00000 n0000185098 00000 n0000220325 00000 n0000220364 00000 n0000243238 00000 n0000243277 00000 n0000244246 00000 n0000244285 00000 n0000265275 00000 n0000265314 00000 n0000286304 00000 n0000286343 00000 n0000287707 00000 n0000287746 00000 n0000288715 00000 n0000288754 00000 n0000290118 00000 n0000290157 00000 n0000325384 00000 n0000325423 00000 n0000350324 00000 n0000350363 00000 n0000378390 00000 n0000378429 00000 n0000379382 00000 n0000379421 00000 n0000407448 00000 n0000407487 00000 n0000417910 00000 n0000498564 00000 n0000500336 00000 n0000501335 00000 n0000501489 00000 n0000501642 00000 n0000002756 00000 ntrailer< <3766B3BC263E46619CE54396A912211B>]/Prev 653554>>startxref0%%EOF 170 0 obj< >streamhŞb``à"gv†ç·„@˜���ƒ�…�ã–Ãµğ‡*=@±İÒ¤N~!ÖjÁ>^6nöF®úZñ1)Eae…ª:Mc#3sKC}=S+mİ& aA) 1 q.NeE…æ–zMİ&m}C#c+�S=¨Œ‚‚"¡¡aåPvKƒ¸xÌQ¬¡aH¢0¿�ç¾Í@ºˆ[Á"Ò‚Ì¿˜x°}`®``¾Å8‰Ñ‚¡ù€ùévfP q6ğ1p`-¨ZÁ¸€E�Á�Q�A“Á[áDBäşFFI>™¹‚z@��›Ê_=Øz ºÃ@D¤ŠQ�ayƒ�ƒÂÃí^3˜ÊCV0„7%P1`Œ`xèÁğ†Áè%Å¶¼/ïå&ãçycƒå†¾�l"‚'0$Ôı�ˆù¬0$º÷0H>f`côs$ˆ<�¨�ğj`l»Æ4£‚Ad(—ºz\B®€\ã†?mŸXLX#˜601j3x0T”V?Àm�-Æµ8¯‡ifpHÛ2p�bSÙsş J¨ZªDë3p~}åï0ÉÄˆŞendstreamendobj49 0 obj< >>>endobj50 0 obj< /LastModified /NumberOfPageItemsInPage 6/NumberofPages 1/OriginalDocumentID /PageItemUIDToLocationDataMap< >/PageTransformationMatrixList< >/PageUIDList< >/PageWidthList< >>>>>/Resources< >/ExtGState< >/Font< >/ProcSet[/PDF/Text/ImageC/ImageI]/Properties< >/XObject< >>>/Rotate 0/Tabs/W/Thumb 42 0 R/TrimBox[0.0 0.0 612.0 792.0]/Type/Page>>endobj51 0 obj[52 0 R 53 0 R 54 0 R]endobj52 0 obj< >/Border[0 0 0]/H/N/Rect[73.5141 463.653 111.034 397.955]/Subtype/Link/Type/Annot>>endobj53 0 obj< >/Border[0 0 0]/H/N/Rect[151.868 462.242 201.051 397.955]/Subtype/Link/Type/Annot>>endobj54 0 obj< >/Border[0 0 0]/H/N/Rect[237.658 463.653 283.631 397.955]/Subtype/Link/Type/Annot>>endobj55 0 obj< >endobj56 0 obj< >endobj57 0 obj< >endobj58 0 obj< >endobj59 0 obj< >streamH‰\“Ën£@E÷ı½L¯îªDBH;‘¼˜‡Æ™ÀĞö �µñÂ?}¹VF$ÌATçšîl³ÛîÆa±Ù�8uû°Øã0ö1\¦kì‚=„Ó0š¢´ıĞ-÷»õ·;·³ÉRóşvYÂy7'S×6û™^–x³_úéMö=ö!ãÉ>üÚìm¶¿ÎóŸpãbsÛ4¶Ç4èk;kÏÁfkÛÓ®OÏ‡åö”zşU¦Üæ`Ëõ¾ L7õá2·]ˆíx¦ÎÓÑØú=�cÿßs/l;»ßm4uñ�Šó\$�/�©Ë¦½O—Ä�ìÁBğ3ùüB^{·ä-ø�ü–¸âÌ3«‚\€Kr®È˜ï­ğ^Çz‡zÇz‡zÇz‡zçÈÌ^·öÒÙÁÙÑÙÁÙÑÙÁÙmÈ0ıüıüÿ£t1µg�,�nn�nn�nn�nn�>>^ÉšX8G0G8G0G8G0G8G0G˜Q�QäşıÀœ)ëLæäæ]¿¯¼’_ÁÌ.È.Ì.È.Ì.È.÷õ�ìÊìŠìJO…§ÒSá©ôTx*=�JO…§ÒSá©ôTx*=�[Ö¤ñ}µb9§]g?÷Jw�1m“uk®û;cÃçî�§Ù¦.œæ¯.lñendstreamendobj60 0 obj< >endobj61 0 obj< >streamH‰\’ÍnÂ0„ïyË¡$ÎºH…VâĞ•öB²ĞHÅ‰L8ğöõd•)ñg{wgboºÚ¬7¾Lúºz«ƒÙ·¾zêÎ¡V³ÓCë“Yfš¶®³ñ[«>Icòörô¸ñû.)K“~ÄÍÓ.ænÙt;�$é[h4´ş`î¾VÛ‰I·ç¾ÿÑ£úÁLÍbaİÇB/UÿZÕ¤cÚı¦‰ûíp¹�9Ÿ—^M6Îg4Sw��úªÖPùƒ&å4>S>Çg‘¨oşíçÂ´İ¾ş®BRf�Nãù‘ü^“×à'òSäœñ9âóyÎÈ8'ç`K¶à‚\€…,àòxI^F¶¬oQß²�EËx‹x»"¯Àôiá³ Ï>z+à­ ·Ş„õõ…ë2®SK %ô,ğ,sòL]�®ğ¬g%ô ğ Ïäx¥£?�~ü8ê:è:ê:è:ê:è:şop¡×›ÃÕÆ4·¾©Ï!Ä–ÛtìtIëõÖÉ}×›˜…7ù`ÅqÁlendstreamendobj62 0 obj< >endobj63 0 obj< >streamH‰\’ËjÃ0E÷ú-ÛEğ{”‚1„4…,ú i?À±'©¡‘�â,ò÷�Ñ-Ô`ëÍXG£IÖÛÇ­f›¼…±ÛñlƒïŸÇKèØîù8x“å¶ºù6‹ßîÔN&‘äİõ<óië£©k›¼ËâyW{·êÇ=ß›ä5ô´wŸëİ½Mv—iúæûÙ¦¶ilÏùÑs;½´'¶IL[l{YæëBrş">®Û<Î3ÈtcÏç©í8´şÈ¦Nåilı$OcØ÷ÿÖ‹%Òö‡î«¦Î�$8M‰ä}hL�§q.ƒğ¼VŞ€7ÊÈ‘ÁÔâ�/rp®\�+å%x©¼¯„Ë2²Âì”_j¦ùV·>¥úTØ«Ò½ª\S†ódÊˆ!�!ÄPŒÁ¾¤û<I=‰nµP†©Á‡Ô‡àkE8éYn¤n„Z‘ÖŠnõÕZ9ÔÊi­Üœº9¸9uspsêæàæÔÍÁÍ©›ƒ›S·¦dĞË¾İª^»t§ıí©î‚´SláØGÚAƒçß.ŸÆÉJ–¾æG€mÇ<endstreamendobj64 0 obj< >endobj65 0 obj[/ICCBased 96 0 R]endobj66 0 obj[/Indexed 65 0 R 184 109 0 R]endobj67 0 obj< >endobj68 0 obj< >endobj69 0 obj< >endobj70 0 obj< >streamH‰lWËn%Çİ÷WôÒâV½X�,'FokiÀ˜\Ëc=£L¤Q ¿Ï9‡-év!˜…†ç6Y,>Y_–›ïëÇÇ%¬·?ÜüíSX¿{Xş±üùv¹ù~¸<®AÿÖÇËg~ùíÍmü9¬q½ıu©úµ®ê–RÌk¶-Y]o?-ßü”,®)¤´şpÿôt·ÿúõñî�ëß?_¶?Üş¾¦Ó–B\¿�[ZoY¾ùñßw—ûŸBn—O÷Ÿ×ÿ¹[¿şë÷»ËÓúô°^~ûğùãİúßû§ß¾>­Ÿ�î/w2K9-åœeëŸwÏ÷�w¿üiış»mı&ØMJü”®Gw½Ëõ¾æPàz�«}k]�G~ú×ÛåÂòqQô}YRh[nkµ²ÅRÖOl+£‰[†»Çmô±ÖÒ¶�ºäZ£d+m½,3²É¹IµJ'„¹â°v%Û6Â8l\#û)¼XÛÈ�sØ˜#—qnlİmœ‘ı@�º�Z¤“y7È±ònyKwKe¥ËÆ¡�²U‘4xîØo›âføòe™‘İ‘V)®“;<‹(¬P±lm˜Î=#n#·!$·"�T`3æÍp§Ã˜¹H�åû„ÀFD+uÒÖwü¸åJ¿(‡(��˜ÒÆqÃŠü�:Q¿Ô„X&İB “ÚV[};ÇëÈÄ+É(÷Šj‹×bAÀt™Ù¯�Gštz¬’ã@@�öjıM¦�3Bc3^ïUÅƒQRuÙ�SñlLÈ.„ ×½F9&ÉFQ½,3BüÏš�dÔABª§*"PÏËŒP-™=ÿ¬»Œ^B?ÖØ¶Q— ib²l.¶F°K cd0¤âœƒ�J��‘H†MHÉÔAÜhåZÁ ”¡%Î5‹²qFÜFä:¯5ÊÙ†X8Áß—eF¨ƒ±É,à-ñÜWÁÀåŸ—q�ÜUd±H£ZRUDƒg´áUÚJ;<½Fvİ½áÕoYñJİ$£ğèèp�Ànˆ¬Í±��²vö(ÍÖ�©ÒHL?Iköe #(Lçò±5Ğ°58ß�û®¦XCÅ7VôìKE¦P6J€BÓ�`�DÛ©�B]¡¶\û]„.ú'eÈ]1ƒ�$2p¸<²¾,°/83 ¸yò´v„³CìEíÒqP”,\eeLîî]cıB‹h’š‡.#Ì�OÄÒú‘¯wyW2"§*ø®~�jOÍs‘¼®Îté5K§ÇhÉyFCÒ™f¯Ù1\5Äbb!%¹6@šlÄÆd ›º{F`#Ójr¾GRÎÄ(½ÂcÏ¯‹æÀÿ%S‡g”Qàe¨%ÎÈÑzF„©¬½JÕ*ØC"çEŸ©°/\ƒæ!Ñ[l`64¶ğyFsš!£Á\ÿ€~Ãzƒ†pƒ€ 6V ~�(oTXNbW{LÀNÀ�+`ÂQğ¾˜êóe9Ë¨§�òîê…H�IøAc—'û�]Ä]áIIi9#L‡5ÅÑ=PS\ôùè¹yMMt0¡,¢Ê@ÈHd‰ÎK�Ü+¦šj`:°½�D„‡r£�Š:BfNÔÏ8ptBv!�…Œ©À·GDŒ.m &ÊUƒ½b±ùgd2èTZD’9ÿ�8º¼˜�ıï€i±sàb3�3û1Ë!N\#îDåÖšQ{˜cºƒ™T�3�WÏÊÚ„ĞâXš�‘ŠšI‹Ÿ!›lPN/¶0dëšRr4$HES‡�AbàÄãvuÈ´qFv!‘•ğ¦0‘]6Ø�'4ï‚”w§��5³1ŞRŒÿ� ³68£#£•YM-wÑ@ö96!^‘�}ŒÉ™5Ä™”ˆ‹2×^™ÿ²ÌˆÛpÎÂä:)‰JüzYf„÷GAÉtÜJ©Wv}c'LÈ¡AOÁ�s6ù.40MA‘RnÒàİÒáé5²ëş$ÌºC5Œ£�>KCâ­°¿‡¯ãêÑ‹Ä !ß2©åFY/Ñğ´×áƒp”*�Ä#‰á°P¦ğöüjáğâ«Õ�(™;Ìë¨%ëœ€]@iQHâ­Ñq-'“µ*ØgduE¤_~vFªh‘æÍA–Jéat†·(_tt;¶^6¢WXÄ.S¸ğÜ“Ìæ„§�;MÕkˆíËÁf¯´œ%s¦@¬ß3àÁ.n_b–&eÄ€,”²Ë¥·ƒ©®gª^”�‘İ�¼ârèºû„ìºIm‡ˆg4Û˜±À—Ü²x×3²æ#´W¶ïĞÃŠ2×Qş^“ËY3oFü\Cì8÷štøÀ‘˜z‘Ø¢I>˜ıxÈã1¶‹xãwø¨L�b�`Õ³×x]›æ³”ªfíîZ<³*rB¨ƒ¼å!#$®™Çz›*cB Ò¸—pçlZH(9ÊõWeªî¹“ÒÑ3@ rÕ®pUI¡\E8ñ·s#Æß‘dbB`£s³‹¢%ÃU(—ÒŞhê]ÆàjàÙOHÇRK¹ñ�²Õ¦%sÌµÃÆ5²Ÿ�á*ƒ5‘AxÃôTHnàPŸÏ\ÓÂÃ‘ÁŠN=jë¬)+í¦]Pf¢<ï×ˆ÷‰…*d`iÂw_ÊõT/¶7ù²ÌÈ®nµ\éà"9Jæósz¼uñ e×ğ9ÍO@¢^»H»uì`F=t`›"ZMbÁÄg4ÎÈ.4)&j)*�½FÉrKáîNLÎ<â)±H²rÇ$7''¾i_–ÙU`eø›¬7/ÉÁşe¨D±,oƒZ_Ï½F�râuÕ~_nG”ùˆb8Â`ãà,¯êà·Ï¢&n²h­¦·7nÅˆF"(Ê$vöÖÙ…’;G!d‘›¥‹òà“2FÇaã¡œ’ˆ:Ç@£çzd�ÊQ¡ì«Ùğ²ÎÇ©¢îÁ×‹.¸daAaŞ!¦*ÎÀ�ZBğh°â} fa¸iA,P€fx0Æ_/ÚÙ'd’è�Ìf$—™ ü¬§örîÔ—eFüØÈ…Hç…�KŞæ.�e8¡oy²)œ3²¿É°E¹c(P�’Æp‹5öÃÂ5BXtGÒå®şEWrÚíîŒVhL:ò é0#´ñ?¾Ë¥Ån#ˆÂ{ı-gfÔoõÒã@æ^È"„.o4ãÇ€Mş}ÎW­ûPgrêH]Õ]]�SuEdUõÛkJXÑµöĞ#ZãˆLgZ8�w²KíOŒGòy,P;DÛlE…�äÙ( r²¾ß#‹!…‹T�dÔóâM“«�Iéb‘§Pç ˜="bR*†Ì*-gYû�?�³1gã0ôHÓÑ´ÊûJlÏ”b£Ixğ$«´»ï�å'›½­)¤’2ÆÊÎ}tÆŞ¢õºA‡zñ"ú«#pµYáß³CVîÛ´ÑTtÈbÓ­×kl�§6¡ÌÕDG‹n"6Dî£;/�;k³+i°mCÔ5¤D~4OÁağ#ÄŸÜMÑ6eÊr�Èª§W“9$¿nŞ«0©¤¥¨¬éÖÀLF8“ª/2×ŠsûNe:=ÒT†M:²ÕPÎ”’™İ"­¶2±FA¹4‚×“:ª²�9Â:W�,«Ví50‹¶½Î©šlïL1Ú©fRô0ôÈbH¦”ÚÜêÆ£;äIõDÛ%µŞg£m—HKú¢~$Ú§jÏI¼u¸¤eŸM&‘ù��-‚×¦FÒ¿²FIÅERÔ×Y‘˜ÇœEISq AiñàÍŸŒh&âœ:$İÑ÷ÛI¶Èb#EjuÅ]ç""ğL;ùdÙ¼y‰àM¨Œ3ï@+½W'�AË�1µÜ"¬)6iIT(îTT;8u�,–,�(fR¢üWĞäær1*™éÖ¨õ¯.UvšO8)uK-&OôdÉÙ¦–i•¥@&ê<ÕH�Æò±¶Ã#È’]>ª¸D––´¦U„¨ìAÎğ�‰�kâLüIœ½…}‡,Vñ˜$ØÅ„“ãdu?éÊ])æ�Õr­‚†‘z)u–»Vğ"RIr°Y±GX£~BÊºh¹°3×öócè­QÇuÌ±BŠn¹’¢’³ˆ¿§®:§dçí�ÅÛˆ<&®ë5·ÙL ¸ªC>£:YOÕâ²C¤BD×Pf�U²˜æ¡¼C�®˜ <w{÷—xó¸^Á´ÆıÏ±ÚfëÄ�£Sì©ëhªÒ·Çá�›×·~o>ÛûÓÓáŸñõ×¯ßoeøæ‹a?n£Ş/Ï·îŞÊ¨ÆË"“³B’÷Ü,İM‰‰º-]sÔ6_©–k«J�_ÔDGZ?Ge“Üñ³fÓI1±~}�½*Ú ·.HoïÏö‚æ³�=…l¾4yüálòøÇÑêñ�“Õ“ô+­£jÈÿë_¸¢ıãeı.~mÿëWô¯üGÿÃ LÏ]�ğrÓ_�øú¦¯Æc3wvh"nùÄÛæ›�‚÷üÿjÜ]ÿÿ…@a//™-"ÅmÕ¨…tÅôÅšñ_Bá�(endstreamendobj71 0 obj< >endobj72 0 obj< >endobj73 0 obj< >endobj74 0 obj< >endobj75 0 obj< >endobj76 0 obj< >streamH‰\ÔİŠ£@à{Ÿ¢/g.£]]5äg¹Ø6»`´“6FŒs‘·ß>�aVH<¢]~]ÚæÛÃîĞw“Ë¿�·æ'wîúvŒ÷ÛûØDwŠ—®ÏŠÒµ]3}ÍÿÍµ²<>>îS¼úó-«*—ÿH'ïÓøpOëövŠÏYşmlãØõ÷ôk{¦vùñ}şÄkì'·p«•kã9úR_ëktù<ìåĞ¦óİôxIcş]ñó1DWÎÇ1Í­�÷¡nâX÷—˜U‹´­\µOÛ*‹}ûßy;�›ßõ˜UÅ>]\–*«¬*1p±H»”s@~e~E^2/‘×ÌkäóyË¼EŞ1ï�ß˜ß�÷ÌYyŞ×ã¾¾`.�KæÙ3{da†ÙÓéáôÊ¬ÈÆlÈô{ø=ı~O¿‡ßÓïáz¡Gàz¡Gàz¡Gàz¡Gàz¡Gàz¡Gfû)è§°Ÿ‚~û)èg 9Àèp:œ�Îg 3Àèp:œ�Î§²Š>(ë+ê+ë+ê+ëÏï’²¾¢¾²¾¢¾²¾¢¾²¾ÎõÙE”sWÌ]9wÅÜ•sWÌ]9wÅÜ•ï’â]2öÁĞ£Ù`6šf£Ù`6šf£Ù`6šf£Ù`6šf£Ù`6>;Ã³[bl¹(PCÏ�¯I;,Ì�ˆ%š¾$îsı7ïã˜–şü¹™× >streamH‰ÔWË�Çİó+j9€=õ~,%E1à@‚œ!�E=²p[F$Ìßçœ{«º›CJâÀ+oÈ:]uë¾e�5÷kœŸjHæ°¹İü°ùÍ8¦ÆG\2¡ä)ÆœÌ�y<âƒ÷X�Ï;giœ�Srî«D9LÙ¹‘ÈUÜn�ZğîŸæ'›ë6ÍÅlB*Ö'jBs‰öÉN9=Mû>h1›Ğ…Jş‰ÚŸĞ\¢}(SnOÓş„ÏÚ_Ì&t¡R~¢ö'4—hïãTÂÓ´?ás�ö³]¨lŸ¨ıÍÚû§ZÊ‘X©á�øuU�}[ıoòA<™Ïæ‘H•}y’Ni¾l†#ñ�‰©ô¦'ß­1¿ï?ln¾»uæçßñi÷Ùù^`–4Õèƒ‹â“ÙİoşuõìÚ[sõ³üŞ}Ø?\ÿ{÷ı¦ ¨v?�9aşöËáÎ¼şßıî>Êi—&¨7¿ÿß›¼ı@ºÉÈÑ—»ÍÍ›ÃÛıİOß}¦ûëû_öææÕk�ÿõ…Ù¼¦…Ÿß6!XT.ö‰:Ûo‡°<ÌÇ»Í?Í‡¡êí‹×ğKFŒ~6Ñ¼2ÔÛRï•Ù‘5ÇfB-“kníd[4üó™%şñ¾O›m�*¦‚¿36[�§`ğJ�ÏŞlëd­×Ã’§˜¸é¬ì¦°›ñ¶€›ÊäÈˆĞ”)6Ù²�÷ÀìÕ‘GÊÜJ‰k[¶(�Èšqä²±“�êÜO›÷?œµ�OpSs�d<Ü9ıäÃªÀä´h`øb5Ôœª‚P¶I uM¤ÂÉ„xwó":h!¬©Ç*»f>F+'Ğ¡«ªV;…A8z˜à1²˜V¢­ç`,ªl,å<Òä’X\[ºN¥Á·¡‚iƒ×êò¢À¿ĞÄ‘ğşc°e…•¦‰¦:%ëF'È‹Ö!)§€›y­�©>�í�×©Ãƒ@^îàß~›·Š]Tï…¦0“¨ôdˆˆ''ÕEo:âòI,#gT™›�û1@ÿİ»MÁª‰B_Å“Rã®ª‚Ï­)Â-±F9qTÈYÍ3s½ÅæÕ¶ÿç)˜gùrqÇEÅ®Ñq¨ ¾ƒ–ğØqgR%Â�Áƒ(O%"ä�ıÇ{ºL{¯)Y`1˜¨Ôö¬JËNnYi.�c�Şfö�œv‰w¬í¹€S8î„6*ia È¥rº†~��¦1¾âˆ©g�cÔƒ„ˆy+b0C«oÉ¬×{�Ã¿"& I¦$‡PP¬†Š¤¹±wPV¢éÇ¦•„Æ!Ş�ªïvD�½lâıÊŸ†á])ùnöP,D®}«+şV~,mØ(�—“êĞEÊC¿Qú&Ås¬éÛä˜@'�öQ²%&?•Ä‚ÉÅ�iÏ*yÂ^± ˆXRkWíî§22JÑ’sÃéº.�(:GèjFéïÈ'Étö¨ 3]=Ñ%,[™�’ÿ3°Au&Ô2ŸX{æJry�xá./†ÛF)×àÉP@W0DYQúEûSı=FnöDmî×§ˆÂ#�SÍ‚¢eœ¹¡@Lœ4màK~È:äî‡\Ä¡Ì‚Ã×â´GŠj{RàÉÛ‘ĞŠ¥}0ëô¢â fŸ!YÜÅ�8�)ùªI!€‚D¶Ø�ö¬åâİ¾
https://www.littelfuse.com/media?resourcetype=datasheets&itemid=af55be94-c42e-41b1-ad43-e070e09443fe&filename=littelfuse-fuse-217-datasheet | fuses | %PDF-1.7%âãÏÓ82 0 obj< >endobj xref82 1320000000016 00000 n0000003559 00000 n0000003699 00000 n0000003733 00000 n0000005839 00000 n0000005878 00000 n0000006016 00000 n0000006154 00000 n0000006292 00000 n0000006423 00000 n0000006948 00000 n0000007361 00000 n0000007827 00000 n0000008527 00000 n0000008782 00000 n0000009340 00000 n0000009855 00000 n0000010339 00000 n0000010375 00000 n0000010420 00000 n0000010507 00000 n0000011152 00000 n0000011266 00000 n0000011378 00000 n0000011972 00000 n0000012056 00000 n0000012612 00000 n0000013046 00000 n0000013528 00000 n0000013990 00000 n0000014384 00000 n0000014823 00000 n0000017861 00000 n0000018053 00000 n0000018168 00000 n0000020413 00000 n0000023385 00000 n0000026158 00000 n0000026350 00000 n0000026602 00000 n0000028566 00000 n0000031530 00000 n0000034422 00000 n0000035009 00000 n0000035888 00000 n0000039001 00000 n0000043997 00000 n0000044049 00000 n0000046698 00000 n0000050522 00000 n0000051083 00000 n0000054234 00000 n0000058708 00000 n0000058754 00000 n0000059131 00000 n0000059525 00000 n0000059858 00000 n0000060150 00000 n0000061556 00000 n0000063962 00000 n0000064302 00000 n0000064670 00000 n0000065053 00000 n0000065635 00000 n0000065739 00000 n0000065809 00000 n0000065893 00000 n0000076324 00000 n0000076587 00000 n0000076750 00000 n0000076777 00000 n0000077078 00000 n0000077995 00000 n0000078261 00000 n0000079214 00000 n0000079253 00000 n0000080219 00000 n0000080258 00000 n0000081211 00000 n0000081250 00000 n0000101460 00000 n0000101499 00000 n0000102465 00000 n0000102504 00000 n0000122713 00000 n0000122752 00000 n0000150779 00000 n0000150818 00000 n0000151782 00000 n0000151821 00000 n0000153503 00000 n0000153542 00000 n0000173752 00000 n0000173791 00000 n0000198953 00000 n0000198992 00000 n0000227019 00000 n0000227058 00000 n0000228740 00000 n0000228779 00000 n0000248988 00000 n0000249027 00000 n0000284254 00000 n0000284293 00000 n0000285257 00000 n0000285296 00000 n0000286265 00000 n0000286304 00000 n0000294458 00000 n0000294497 00000 n0000319398 00000 n0000319437 00000 n0000344599 00000 n0000344638 00000 n0000345607 00000 n0000345646 00000 n0000380873 00000 n0000380912 00000 n0000381297 00000 n0000381682 00000 n0000383380 00000 n0000383640 00000 n0000388493 00000 n0000439938 00000 n0000440323 00000 n0000440708 00000 n0000442934 00000 n0000443199 00000 n0000443343 00000 n0000443486 00000 n0000443637 00000 n0000002936 00000 ntrailer< <3DFCCC67D69E425297006B36237E6BE8>]/Prev 770325>>startxref0%%EOF 213 0 obj< >streamhŞ”’ËkQÆ¿3“6ó¸™ffòh‰cÒ¤�&ÑÆU¡¨ºòM°õQJT\¤V›TíÂU7"T«`E]Tt¡nÜù ®Ÿ µøx§3š¢n<—Ã9ß9¿ç.`xAƒ˜h›‰NHğ@ZÈ“ÿöâÕ¡C@‡çè“wGğŸë’ıf �vG¼Rbl¥�…MÑƒÉT:Ó“+–{ûòkÖ²¥uëûW[ã]f R8z6—šÑ°l5ŸÎÎ¥’.˜¶A+WÌ¶2^‡£RwD¾‹_ŸHœ†ƒiº/•l¹¸eã™b6—^6O´~™[ªÖ¸ÕWmX7êÂ+ú–Óíñnê˜—ÇQî“Îà;F–ÎúAgè�0�‚I_èdè†±U¡€’ Ó=£9¡ËêS\ÇiVUòì½÷’zRÍYqÓÌ!D”Ú+!Äòú.˜´“ßè%¹cŸ¼™JT¥ı‚…-°PJÎàøødˆ§ğ]¼&ŞâÎcå�“W^ƒŞÍó›`�u§¾·Ç©-iŞŸh8}ñXâ1Ø�Uck»G5ªu6ñÕ˜>oçÒpÇpú„ fp—"tƒ>j÷h’Ÿéí??Í&¨Ó/yôØBlòığÑÿÆf©ƒY7rüš‹XÜ+PçÊ®æ¾ê£EWßÿ)À‹ˆNendstreamendobj83 0 obj< >>>endobj84 0 obj< >endobj85 0 obj< >/ExtGState< >/Font< >/ProcSet[/PDF/Text/ImageC/ImageI]/Properties< >/XObject< >>>/Rotate 0/Tabs/W/Thumb 74 0 R/TrimBox[0.0 0.0 612.0 792.0]/Type/Page/PieceInfo< /LastModified /NumberOfPageItemsInPage 6/NumberofPages 1/OriginalDocumentID /PageItemUIDToLocationDataMap< >/PageTransformationMatrixList< >/PageUIDList< >/PageWidthList< >>>>>>>endobj86 0 obj[87 0 R 88 0 R 89 0 R]endobj87 0 obj< >/Border[0 0 0]/H/N/Rect[67.4413 464.694 104.961 398.996]/Subtype/Link/Type/Annot>>endobj88 0 obj< >/Border[0 0 0]/H/N/Rect[145.795 463.283 194.979 398.996]/Subtype/Link/Type/Annot>>endobj89 0 obj< >/Border[0 0 0]/H/N/Rect[231.586 464.694 277.559 398.996]/Subtype/Link/Type/Annot>>endobj90 0 obj< >endobj91 0 obj< >endobj92 0 obj< >endobj93 0 obj< >endobj94 0 obj< >endobj95 0 obj< >endobj96 0 obj< >endobj97 0 obj< >streamH‰\“ËŠã0E÷ş-»�?ªºÁò˜†,æÁdæ[É&¶QœEş~êêšnƒ£S¨T9’Kéî°?ıìÒal�~vç~è‚¿�÷Ğzwò—~HÖ™ëúv^¢øÛ^›)Imññq›ıõ0œÇ¤ª\úÓ&osx¸§M7�üs’~�ıpqO¿wÇg—ïÓô×_ı0»•«k×ù³úÚLßš«wi\örèl¾Ÿ/¶æ3ã×cò.‹ñš2íØùÛÔ´>4ÃÅ'ÕÊ�ÚUïöÔ‰ºÿæá²Ó¹ıÓ„¤Z±äÕJÄŞ·Úâ÷Ïxgq¶Š±Æ[ò¼#Çœ=yf=ŒYË†¤ÊY'G�<'çà’\‚7ä�q±�lƒ1óä¹¿’_Áodì¡ [·‚>¦J:”p(3rfıõKÖ/Q_è pæò…ù‚¦a¾Ä¦îE°‘åÁJV0�ÎBçxîBçxæÂóœ§,ßş²¦œ§r/Š½(İnJ7…›ÒMá¦tS¸)İnJ7…›ÒMá¦tS¸mù_6 ¡–ÎAkÙp}ÛŞC°–�×$ö*º´üÇMšÆÉÙ*¼É?ËÊÚêendstreamendobj98 0 obj< >endobj99 0 obj[/ICCBased 129 0 R]endobj100 0 obj[/Indexed 99 0 R 0 128 0 R]endobj101 0 obj< >endobj102 0 obj< >streamH‰\ÔK‹£@à½¿¢–İ‹ÆÄºuoÈ£²˜“™�h%#LTŒYäßOOè��ø¸­¦»ßíÛftù÷¡«qtç¦­‡xëîCİ)^š6›®nªñy4ıW×cŸåéæÃã6Æë¾=wYYºüG:y‡‡{Y×İ)¾fù·¡�CÓ^ÜË¯íáÕå‡{ßÿ‰×Ø�næV+WÇszĞ—cÿõx�.Ÿn{Û×é¦3>ŞÒ=ÿ®øùè£+¦ã91UWÇ[¬âpl/1+gé·råGú­²ØÖÿ�·o;�«ßÇ!+çéâÙL5mËUV³é8íRÌyÁ¼@^2O×¯™×Èæò–y‹¼cŞ!¿3¿#svÚe¥ç\�¹~Î ?íğ1?¿Z¦ÖiõqŸkFu†´\LKÔ´N`…hÚø¹Šõ]ïÒ]Ø²¿ %Šendstreamendobj103 0 obj< >endobj104 0 obj< >endobj105 0 obj< >endobj106 0 obj< >endobj107 0 obj< >streamH‰\“İn£0…ïy_¶ÆãVBHiÒJ¹Ømv€€“"5€r‘·_Ÿ¨+m$âÁßO¾Ùmwã°˜üg˜º½_Ìqûà/Ó5tŞüi³Uiú¡[îgé¿;·s–Çâıí²øón ´ãÉgu�©ßã¯ÉüØÿwİ*ËÇî£Y½z�7…j<^š¬.‹t—È–lÁJVğ3ùüBNµ[òüF~óqÉêj•8.‘Kræ³*<«rd^“×‘…µ‚Za­ V*r²€ÙSĞSè/ğúü…şÙ�7`fdfdfd±¦WïÊÒÍÂÍÒÍÂÍÒÍÂÍÒÍÂÍÒÇÂÇ2¯E^eEeEeEeEeFEFÕû·³§¦�Ì«È«Ì›¾µ¾’_ÁÌ®È®Ì®È®Ì®È®÷½‚ì�Ù²;z:x:z:x:z:x:z:x:z:x:z:x:z:x:zÆ›ø¾[±�ãÔ™¯Yé®!Ä1I£™æ“1Œşkzçi6±GöW€À:ñBendstreamendobj108 0 obj< >endobj109 0 obj< >streamH‰\’ËŠã0E÷ú-»�_r©Æ2İ�Å<˜L€cW2†‰lg‘¿]ßĞcpt„nE‡re»ı—}›ıˆSĞÅ�Æ0D½N·Ø«=êy¦(í0öËc·şö—n6Y*>Ü¯‹^öá4™¦±ÙÏtx]âİ>m‡é¨Ï&û�c8Û§�İáÙf‡Û<ÿÑ‹†Åæ¶mí §ôG_»ù[wQ›­e/û!��Ëı%ÕüKüºÏjËu_P¦Ÿ½Î]¯±g5M��Ö6ïéi�†á¿ójÃ²ã©ÿİEÓï)œç"éİ´¦)óuŸ–Ä;òüF~³&-¦©˜¯�¯r.É%¸"W`Gv`Oöà-y›Ø1ã�qÌ8dÜ†OG7·šwÕ¸«æ]5îú¦„AF˜‘5Ã»wIM®Áòè˜y%¿‚é³öMè/ğºÜ„}ôM½Fß<ûæÑ7O77O77O77O77O77O7·-}Ò‚ÿøÂ�4©ös¾ú[Œi´Öq^gÓ4ıœøyšmªÂkş0ÓÉsendstreamendobj110 0 obj< >endobj111 0 obj< >endobj112 0 obj< >streamH‰\’ÛŠƒ0†ïó¹l/ŠVshA„b[ğblwÀÆ±+¬Q¢½ğíwÆ)]Ø€æËaæÿ“IT”ÇÒ·“ŒŞCï.0É¦õu€±¿ò·Ö‹m"ëÖM�Ñòw]5ˆƒ/ó8AWú¦Y&£\§0ËÕ¡î¯°Ñ[¨!´ş&W_Åe-£Ë}~ ?ÉXæ¹¬¡ÁD/ÕğZu £%lSÖ¸ŞNócşv¦ÎÈdoÙŒëk‡ÊA¨üDcËevÆ–ğõ¿õ4æ°kã¾« ²„6Ç1vÈæñ‘ùH¦b>!§Û…±CN˜â”9%VÌŠ˜s¦”Sq¬¢XÅ{íQ;æ1k)ÒÒìM“7ÍZš´4kiÒ2œÓPNÃóf™çü†òÍ¬‰÷Ì{â‚¹ æó:¯a†<˜33^ffÙ�%?–ıXòcY×’®e]Kº–u±£B ëíî!`©—çµÔ˜ªÛzx¾À¡$FÑ'~Å‚³fendstreamendobj113 0 obj< >streamH‰ÜWk‹Éı®_QŸ‚V­z?c°Ç�8¬CvG°ìä��-ÍX’íõ¿Ï¹÷V·Z²
https://www.littelfuse.com/media?resourcetype=datasheets&itemid=63f61b85-5fc5-4f00-9ca9-8d59a6252d71&filename=littelfuse_fuse_154_154t_154l_154tl_datasheet.pdf | fuses | © 2020 Littelfuse, Inc.Specifications are subject to change without notice.Revised: 09/16/20NANO2® > 154 OMNI-BLOK® Fuse and Holder CombinationSurface Mount Fuses154/154T/154L/154TL Series OMNI-BLOK® Fuse and Holder AssemblyDescriptionThe RoHS compliant 154 Series OMNI-BLOK® Fuse and Holder Assembly offers a solution for efficient installation and easy replacement of miniature Nano2® surface mount fuses. Offered in a tape and reel package, this fuse and holder combination can be installed on a PC board as an efficient single step. Fuse replacement can be accomplished without exposing the PC board to the detrimental effects of solder heat.The fuse holder unit may be sold as a stand-alone item, shipped in bulk quantity using part number 01550900M and also pre-packaged in tape and reel cartridges using part number 01550900DR.Agency ApprovalsAgencyAgency File NumberAmpere RangeE147210.062A - 10A+ 0.375A - 7A++PSENBK030205-E10480ANBK030205-E10480BNBK101105-E184655NBK030205-E10480B1A - 1.6A+2A - 5A+6.3A - 10A+1A - 5A++FeaturesRoHSPSE• Easy fuse replacement • Miniature size• RoHS-compliant and Halogen-free• Very Fast-Acting and Time-Lag options available• Holder sized to fit a range of Nano2® type fuses• Wide range of current ratings available - Fast-Acting Fuses: 62mA - 10A - Slo-Blo Fuses: 375mA - 5A• Wide operating temperature range• Heat-resistant fuseholder, UL94 V-0• 260°C reflow capable fuseholder • Recognized to UL/CSA/NMX 248-1, UL/CSA/NMX 248-14 and UL/CSA/NMX 4248-1.Ordering Information Catalog NumberAmpere Rating (A)Amp CodeFuse Furnished*154.0620.0620.062453.062154.080.080.08453.08154.10.10.1453.1154.1250.1250.125453.125154.160.160.16453.16154.20.20.2453.2154.250.250.25453.25154.3150.3150.315453.315154.3750.3750.375453.375154.40.40.4453.4154.50.50.5453.5154.630.630.63453.63154.750.750.75453.75154.80.80.8453.8154001.011.0453001.01541.251.251.254531.2515401.51.51.545301.515401.61.61.645301.6154002.022.0453002.015402.52.52.545302.5154003.033.0453003.01543.153.153.154533.1515403.53.53.545303.5154004.044.0453004.0154005.055.0453005.015406.36.306.345306.3154007.077.0453007.0154008.088.0453008.0154010.01010.0453010.0With Very Fast-Acting Fuse InstalledCatalog NumberAmpere Rating (A)Amp CodeFuse Furnished*154.375 T0.3750.375454.375154.5 T0.50.5454.5154.75 T0.750.75454.75154001.0 T11.0454001.015401.5 T1.51.545401.5154002.0 T22.0454002.015402.5 T2.52.545402.5154003.0 T33.0454003.015403.5 T3.53.545403.5154004.0 T44.0454004.0154005.0 T55.0454005.0154007.0 T77.0454007.0With Slo-Blo® Fuse Installed* The 453 and 454 Series fuses identified above have silver-plated end caps, designed to accommodate solder reflow processes: For 453 Series fuse replacement, either 451, 453 or 448 Series may be used.For 454 Series fuse replacement, either 452, 454 or 449 Series may be used.For detailed operating characteristic and performance information for each of the fuse series mentioned above, please refer to their respective data available online at www.littelfuse.com.** 155900 is UL Recognized for the US and Canadian market. It is rated 125V, 10A.154/154T (Tan color holder like shown in this image)154L/154TL (Black color holder)+ Fast-acting Fuse++ Slo-Blo(R) FuseDatasheetAdditional InformationSamplesResources© 2020 Littelfuse, Inc.Specifications are subject to change without notice.Revised: 09/16/20NANO2® > 154 OMNI-BLOK® Fuse and Holder CombinationSurface Mount FusesLF7 ALF3.81(.150")2.13(.084")REF.10.62(.418")4.24(.167")9.73(.383") REF.3.81(.150")5.03(.198")155FUSERecommended Pad LayoutDimensionsPackagingPackaging OptionPackaging SpecificationQuantityQuantity & Packaging CodeReel PackEIA RS–481–2 (IEC 60286-3, part 3)1500DRSoldering ParametersTimeTemperatureTPTLTS(max)TS(min)25tPtLtStime to peak temperature(t 25ºC to peak)Ramp-downRamp-upPreheatCritical ZoneTL to TPPart Numbering SystemExample:1.5 amp Fast-acting product is 015401.5DR.1.5 amp Time-lag product is 015401.5DRT.(1 amp product shown above).0154 001. D R T LSeriesAMP CodeQuantity CodePackaging CodeRefer to Ordering information section on previous page.D = 1500 pcsR = Tape and ReelType Code“L” suffix for Black Color Holder“G” suffix for 451L (Au-Plated Caps)T = Time-Lag (Slo-Blo®)Reflow ConditionPb – Free assemblyPre Heat- Temperature Min (Ts(min))150°C - Temperature Max (Ts(max))200°C- Time (Min to Max) (ts)60 - 180 secondsAverage Ramp-up Rate (Liquidus Temp (TL) to peak)5°C/second max.TS(max) to TL - Ramp-up Rate5°C/second max.Reflow- Temperature (TL) (Liquidus)217°C - Temperature (tL)60 - 150 secondsPeak Temperature (TP)260+0/–5 °CTime within 5°C of actual peak Temperature (tp)20 – 40 secondsRamp-down Rate5°C/second max.Time 25°C to peak Temperature (TP)8 minutes max.Do not exceed260°CProduct CharacteristicsOperating Temperature-55ºC to 125ºCDisclaimer Notice - Information furnished is believed to be accurate and reliable. However, users should independently evaluate the suitability of and test each product selected for their own applications. Littelfuse products are not designed for, and may not be used in, all applications. Read complete Disclaimer Notice at: www.littelfuse.com/disclaimer-electronics.
https://www.littelfuse.com/media?resourcetype=datasheets&itemid=533cd5cc-956c-4243-867f-6ab5a62f6ba1&filename=littelfuse_fuse_451_453_datasheet.pdf | fuses | Fuse Datasheet© 2023 Littelfuse, Inc.Specifications are subject to change without notice.Revised: GD. 09/18/231451/453 Series Very Fast-Acting FuseDescriptionThe Nano2® SMF Fuse is a very small, Wire-in-Air (WIA) square shape surface mount fuse that was designed for secondary side circuit over-current protection applications. These fuses are designed for PCB using surface mount technology.Agency ApprovalsAgencyAgency File NumberAmpere RangeE104806.3A - 20A298620.062A - 15AJ504467311A, 1.25A, 2A, 2.5A, 3.15A, 4A, 5A, 7A, 8A, 10A, 12A, 20APSENBK030205-E10480ANBK030205-E10480BNBK101105-E1846551A-1.6A2A-5A6.3A - 10AE104800.062A - 5ANA1A, 1.25A, 2A, 2.5A, 3.15A, 4A, 5A, 7A, 8A, 10A, 12A, 20ANA1A, 1.25A, 2A, 2.5A, 3.15A, 4A, 5A, 7A, 8A, 10A, 12A, 20AElectrical Characteristics for SeriesFeatures & Benefits ■ Very fast-acting ■ Small size ■ Wide range of current rating available (0.062A to 20A) ■ Wide operating temperature range ■ RoHS compliant and Halogen Free ■ UL Listed and Recognized to UL/CSA/NMX UL 248-1 and UL/CSA/NMX UL 248-14 (see Agency Approvals) ■ Conforms to DENAN’s Appendix 3 ■ Conforms to IEC/EN 60127-1 and IEC/EN 60127-7% of Ampere RatingAmpere RatingOpening Time100%0.062 – 204 hours, Minimum200%0.062 – 105 sec., Maximum12 – 2020 sec., MaximumRoHSPSEApplications ■ Notebook PC ■ LCD/PDP TV ■ LCD monitor ■ LCD/PDP panel ■ LCD backlight inverter ■ Portable DVD player ■ Power supply ■ Networking ■ PC server ■ Cooling fan system ■ Storage system ■ Telecom system ■ Wireless basestation ■ White goods ■ Game console ■ Office Automation equipment ■ Battery charging circuit protection ■ Industrial equipmentResources451 SeriesAccessories451 SeriesSamples451 SeriesAdditional InformationResources453 SeriesAccessories453 SeriesSamples453 SeriesFuse Datasheet© 2023 Littelfuse, Inc.Specifications are subject to change without notice.Revised: GD. 09/18/232451/453 Series Very Fast-Acting FuseElectrical Specifications by ItemAmpere Rating(A)Amp CodeMaxVoltage Rating (V)InterruptingRatingNominal Cold Resistance (Ohms)Nominal Melting I2t (A2sec)Agency ApprovalsPSE.062.06212550A @125VAC/VDC300A @32VDCPSE: 100A @100VAC5.50000.00019-x-x--x.080.0801254.05000.00033-x-x--x.100.1001253.10000.00138-x-x--x.125.1251251.70000.00286-x-x--x.160.1601251.21570.0048-x-x--x.200.2001250.83720.0089-x-x--x.250.2501250.57650.0158-x-x--x.315.3151250.39180.0311-x-x--x.375.3751250.45410.0442-x-x--x.400.4001250.42330.0551-x-x--x.500.5001250.30460.0824-x-x--x.630.6301250.20220.1381-x-x--x.750.7501250.14440.2143-x-x--x.800.8001250.13550.2654-x-x--x1.00001.1250.07800.6029-xxxxxx1.251.251250.07800.664-xxxxxx1.5001.51250.06300.853-xxx--x1.6001.61250.05801.060-xxx--x2.00002.12550A @125VAC/VDC10,000A @75VDC300A @32VDCPSE: 100A @100VAC0.03670.530-xxxxxx2.5002.51250.02861.029-xxxxxx3.00003.1250.02271.650-xxx--x3.153.151250.02151.920-xxxxxx3.5003.51250.02002.469-xxx--x4.00004.1250.01603.152-xxxxxx5.00005.1250.01255.566-xxxxxx6.3006.312550A @125VAC/VDC 400A @32VDCPSE: 100A @100VAC0.00969.170xxx---x7.00007.1250.009010.32xxx-xxx8.00008.1250.007720.23xxx-xxx10.0010.12535A @125 VAC/50A @125 VDC400A @32 VDCPSE: 100A @100VAC0.005626.46xxx-xxx12.0012.65150A @65VDC100A @65VAC400A @32VDC0.004947.97xx--xxx15.0015.650.003797.82xx----x20.0020.650.00244154x---xxxNotes: - l2t calculated at 8ms. - Resistance is measured at 10% of rated current, 25ºCFuse Datasheet© 2023 Littelfuse, Inc.Specifications are subject to change without notice.Revised: GD. 09/18/233451/453 Series Very Fast-Acting Fuse0.0010.010.11101000.010.1110100100010000TIME IN SECONDSCURRENT IN AMPSFast Acting Series TC Curve 8A10A12A5A6.3A7A15A3.5A3.15A3A4A2.5A2A1.5A1.25A1A800mA750mA630mA500mA375mA400mA315mA250mA200mA100mA125mA160mA80mA62mA1.6A20AAverage Time Current CurvesReflow ConditionPb – Free assemblyPre Heat- Temperature Min (Ts(min))150°C - Temperature Max (Ts(max))200°C- Time (Min to Max) (ts)60 – 180 secsAverage ramp up rate (Liquidus Temp (TL) to peak 5°C/second max.TS(max) to TL - Ramp-up Rate5°C/second max.Reflow- Temperature (TL) (Liquidus)217°C - Temperature (tL)60 – 150 secondsPeak Temperature (TP)260+0/–5 °CTime within 5°C of actual peak Temperature (tp)20 – 40 secondsRamp-down Rate5°C/second max.Time 25°C to peak Temperature (TP)8 minutes max.Do not exceed260°CSoldering ParametersTemperature Re-rating CurveNote:1. Rerating depicted in this curve is in addition to the standard derating of 25% for continuous operation.Wave Soldering Parameters260°C Peak Temperature, 10 seconds max.TimeTemperatureTPTLTS(max)TS(min)25tPtLtStime to peak temperature(t 25ºC to peak)Ramp-downRamp-upPreheatCritical ZoneTL to TPFuse Datasheet© 2023 Littelfuse, Inc.Specifications are subject to change without notice.Revised: GD. 09/18/234451/453 Series Very Fast-Acting FuseMaterialsBody: CeramicTerminations:Gold-Plated Caps / Sn-dipped Silver Plated Caps (451 RoHS/HF series)Silver-plated Caps (451MR RoHS ratings below 375mA and 453 RoHS Series)Product MarkingBrand, Ampere RatingOperating Temperature–55°C to 125°CMoisture Sensitivity LevelLevel 1, J-STD-020SolderabilityMIL-STD-202, Method 208Insulation Resistance (after Opening)MIL-STD-202, Method 302, Test Condition A (10,000 ohms minimum)Thermal ShockMIL-STD-202, Method 107, Test Condition B, 5 cycles, -65°C / +125°C, 15 minutes @ each extremeMechanical ShockMIL-STD-202, Method 213, Test I: Deenergized. 100G’s pk amplitude, sawtooth wave 6ms duration, 3 cycles XYZ+xyz = 18 shocksVibrationMIL-STD-202, Method 201: 0.03” amplitude, 10-55 Hz in 1 min. 2hrs each XYZ=6hrsMoisture ResistanceMIL-STD-202, Method 106, 10 cyclesSalt SprayMIL-STD-202, Method 101, Test Condition B (48hrs)Resistance to Soldering HeatMIL-STD-202, Method 210, Test condition B (10 sec at 260°C)Product CharacteristicsDimensions mm (inches)PackagingPart Numbering System6.86(.270")3.15(.124")2.95(.116")1.96(.077")2.69 ± .25(.106")2.69 ± .25(.106")1.45(.057")6.10 ± .20(.240")Recommended pad layoutF7 APackaging OptionPackaging SpecificationQuantityQuantity & Packaging Code12mm Tape and ReelEIA RS-481-2 (IEC 286, part 3)5000NR12mm Tape and ReelEIA RS-481-2 (IEC 286, part 3)1000MR0451 001. M R LSeriesAmp CodeQuantity codePackaging codeRefer to Electrical characteristics tableM = 1000 pcsN = 5000 pcsR = Tape and ReelL-RoHS Compliant & Halogen Free (Gold Plated Caps)451 = Gold / Sn-dipped Silver Plated Caps453 = Silver Plated CapsNote: “L” suffix applies to 451 series only- 453 series is available only as RoHS compliant version and does not require “L” suffix. Please do not include “L” suffix within 453 series ordering instructions.SN-RoHS Compliant & Halogen Free (Sn-dipped Caps)Disclaimer Notice - Littelfuse products are not designed for, and shall not be used for, any purpose (including, without limitation, automotive, military, aerospace, medical, life-saving, life-sustaining or nuclear facility applications, devices intended for surgical implant into the body, or any other application in which the failure or lack of desired operation of the product may result in personal injury, death, or property damage) other than those expressly set forth in applicable Littelfuse product documentation. Warranties granted by Littelfuse shall be deemed void for products used for any purpose not expressly set forth in applicable Littelfuse documentation. Littelfuse shall not be liable for any claims or damages arising out of products used in applications not expressly intended by Littelfuse as set forth in applicable Littelfuse documentation. The sale and use of Littelfuse products is subject to Littelfuse Terms and Conditions of Sale, unless otherwise agreed by Littelfuse. Information furnished is believed to be accurate and reliable. However, users should independently evaluate the suitability of and test each product selected for their own applications. Littelfuse products are not designed for, and may not be used in, all applications. Read complete Disclaimer Notice at www.littelfuse.com/disclaimer-electronics.
https://www.littelfuse.com/media?resourcetype=datasheets&itemid=d46c4a3b-863a-447f-80d6-ed897bba3f7c&filename=littelfuse_fuse_232_datasheet.pdf | fuses | © 2019 Littelfuse, Inc.Specifications are subject to change without notice.Revised: 08/21/19Axial Lead & Cartridge Fuses5×20 mm > Medium-Acting > 232 SeriesAgencyAgency File NumberAmpere RangePSECartridge: NBK180509-JP1021 A/C NBK020609-JP1021 A/CLeaded: NBK180509-JP1021 B/D NBK020609-JP1021 B/D1A – 5A6.3A – 10A1A – 5A6.3A – 10A SU05001-20151A – 10A N/A1A – 10A232 Series, 5×20 mm, Medium-Acting FuseAgency ApprovalsFeaturesElectrical Characteristics for Series• Available in cartridge and axial lead format• RoHS compliant and lead-free• Approved to DENAN’s Appendix 3% of Ampere RatingOpening Time130%1 hour, Minimum160%1 hour, Maximum200%2 minutes, MaximumApplicationsRoHSPbElectrical Characteristic Specifications by ItemAmp CodeAmp Rating(A)Voltage Rating (V)InterruptingRatingNominal Cold Resistance (Ohms)Nominal Melting I2t (A2 sec)Agency ApprovalsPSE001.1125/25010 kA @ 125VAC0.09231.37300xxx1.251.25125/2500.06854.11000xxx01.61.6125/2500.05376.96000xxx002.2125/2500.03708.25000xxx02.52.5125/2500.029113.87500xxx003.3125/2500.022617.19000xxx3.153.15125/2500.021521.9500xxx004.4125/2500.017437.73000xxx005.5125/2500.013456.72000xxx06.36.3125/250300A @ 125VAC0.0102151.54000xxx008.*8125/2500.0076182.58000xxx010.*10125/2500.0059290.66500xxxThe 232 Series Fuse is a 5x20mm, medium-acting, glass body cartridge fuse. It is specifically designed to meet the requirements of Appendix 3 of DENAN Technical Requirements & Enforcement Regulations (METI).Used as supplementary protection in appliance or utilization equipment to provide individual protection for components or internal circuits.PSEDescriptionTo order 125Vac rated, please add part no. suffix* Interrupting Rating for 8A & 10A is 100A@250VacApplication testing is strongly recommended.Additional InformationDatasheetSamplesResourcesAccessoriesFor recommended fuse accessories for this product series, see ‘Recommended Accessories’ section.© 2019 Littelfuse, Inc.Specifications are subject to change without notice.Revised: 08/21/19Axial Lead & Cartridge Fuses5×20 mm > Medium-Acting > 232 SeriesAverage Time Current CurvesTemperature Re-rating Curve0.0010.010.11101001000110100100010000CURRENT IN AMPERESTIME IN SECONDS1A1.25A1.6A2A2.5A3A3.15A4A6.3A8A10A5ASoldering Parameters - Wave SolderingDwell Time0204060801001201401601802002202402602803000102030405060708090100110120130140150160170180190200210220230240Time (Seconds)Temperature (°C) - Measured on bottom side of boardCooling TimePreheat TimeWave ParameterLead-Free RecommendationPreheat: (Depends on Flux Activation Temperature)(Typical Industry Recommendation) Temperature Minimum:100°C Temperature Maximum:150°C Preheat Time:60-180 secondsSolder Pot Temperature:260°C MaximumSolder Dwell Time:2-5 secondsRecommended Hand-Solder Parameters:Solder Iron Temperature: 350°C +/- 5°C Heating Time: 5 seconds max.Note: These devices are not recommended for IR or Convection Reflow process.Recommended Process Parameters:Note: Rerating depicted in this curve is in addition to the standard derating of 25% for continuous operation.PackagingPackaging OptionPackaging SpecificationQuantityQuantity & Packaging CodeTaping Width232 SeriesBulkN/A1000MXN/ABulkN/A1000MXEN/A© 2019 Littelfuse, Inc.Specifications are subject to change without notice.Revised: 08/21/19Axial Lead & Cartridge Fuses5×20 mm > Medium-Acting > 232 SeriesMaterialsBody: GlassCap: Nickel–plated brassLeads: Tin–plated CopperTerminal StrengthMIL-STD-202, Method 211.Test Condition ASolderabilityMIL-STD-202 Method 208Product MarkingCap 1: Brand log, current and voltage ratings, and agency approvalCap 2: BlankPackagingAvailable in Bulk (M=1000 pcs/pkg) or on Tape/Reel (MRET1=1000 pcs/reel)Product CharacteristicsOperating Temperature–60ºC to +125ºCThermal ShockMIL-STD-202, Method 107, Test Condition B: (5 cycles –65OC + 125OC) VibrationMIL-STD-202, Method 201HumidityMIL-STD-202, Method 103, Test Condition A high RH (95%) and elevated temperature (40O C) for 240 hours. Salt SprayMIL-STD-202, Method 101, Test Condition B0232 000P0232 000 XEP20+0.55.1+0.65.2+0.1-0.25.1+0.60.65±0.05*40±1.021.5±1.05.5±0.3All dimensions in mmNotes: * Ratings above 6.3A have 0.8±0.05 diameter lead.DimensionsPart Numbering System0232M X 125 PxxxxLead-freePackaging CodeQuantity CodeAmp CodeSeriesX = FillerUnder Option Code125 = To order 125Vac rated fuseBlank = 250Vac rated fuseM = 1000Refer to Amp Code column of Electrical Characteristics TableRecommended AccessoriesAccessory TypeSeriesDescriptionMax Application VoltageMax Application AmperageHolder345_ISFPanel Mount Shock-Safe Fuseholder25010345Shock-Safe Fuseholder with PC Mount, Solder Mount and Panel Mount options20830PC Mount Shock-Safe Miniature Fuseholder16Block520Metric OMNI-BLOK® Fuse Block 10646PC Mount Miniature Fuse Block 6.3658Surface Mount Miniature Fuse Block 10Clip520_WPC Mount Miniature Fuse Clip 6.3111PC Board Mount Fuse Clip 10445PC Board Mount Fuse Clip 10 Notes: 1. Do not use in applications above rating. 2. Please refer to fuseholder data sheet for specific re-rating information.3. Please contact factory for applications greater than the max voltage and amperage shown.Disclaimer Notice - Information furnished is believed to be accurate and reliable. However, users should independently evaluate the suitability of and test each product selected for their own applications. Littelfuse products are not designed for, and may not be used in, all applications. Read complete Disclaimer Notice at: www.littelfuse.com/disclaimer-electronics.
https://www.littelfuse.com/media?resourcetype=datasheets&itemid=63f61b85-5fc5-4f00-9ca9-8d59a6252d71&filename=littelfuse_fuse_154_154t_154l_154tl_datasheet.pdf | fuses | © 2020 Littelfuse, Inc.Specifications are subject to change without notice.Revised: 09/16/20NANO2® > 154 OMNI-BLOK® Fuse and Holder CombinationSurface Mount Fuses154/154T/154L/154TL Series OMNI-BLOK® Fuse and Holder AssemblyDescriptionThe RoHS compliant 154 Series OMNI-BLOK® Fuse and Holder Assembly offers a solution for efficient installation and easy replacement of miniature Nano2® surface mount fuses. Offered in a tape and reel package, this fuse and holder combination can be installed on a PC board as an efficient single step. Fuse replacement can be accomplished without exposing the PC board to the detrimental effects of solder heat.The fuse holder unit may be sold as a stand-alone item, shipped in bulk quantity using part number 01550900M and also pre-packaged in tape and reel cartridges using part number 01550900DR.Agency ApprovalsAgencyAgency File NumberAmpere RangeE147210.062A - 10A+ 0.375A - 7A++PSENBK030205-E10480ANBK030205-E10480BNBK101105-E184655NBK030205-E10480B1A - 1.6A+2A - 5A+6.3A - 10A+1A - 5A++FeaturesRoHSPSE• Easy fuse replacement • Miniature size• RoHS-compliant and Halogen-free• Very Fast-Acting and Time-Lag options available• Holder sized to fit a range of Nano2® type fuses• Wide range of current ratings available - Fast-Acting Fuses: 62mA - 10A - Slo-Blo Fuses: 375mA - 5A• Wide operating temperature range• Heat-resistant fuseholder, UL94 V-0• 260°C reflow capable fuseholder • Recognized to UL/CSA/NMX 248-1, UL/CSA/NMX 248-14 and UL/CSA/NMX 4248-1.Ordering Information Catalog NumberAmpere Rating (A)Amp CodeFuse Furnished*154.0620.0620.062453.062154.080.080.08453.08154.10.10.1453.1154.1250.1250.125453.125154.160.160.16453.16154.20.20.2453.2154.250.250.25453.25154.3150.3150.315453.315154.3750.3750.375453.375154.40.40.4453.4154.50.50.5453.5154.630.630.63453.63154.750.750.75453.75154.80.80.8453.8154001.011.0453001.01541.251.251.254531.2515401.51.51.545301.515401.61.61.645301.6154002.022.0453002.015402.52.52.545302.5154003.033.0453003.01543.153.153.154533.1515403.53.53.545303.5154004.044.0453004.0154005.055.0453005.015406.36.306.345306.3154007.077.0453007.0154008.088.0453008.0154010.01010.0453010.0With Very Fast-Acting Fuse InstalledCatalog NumberAmpere Rating (A)Amp CodeFuse Furnished*154.375 T0.3750.375454.375154.5 T0.50.5454.5154.75 T0.750.75454.75154001.0 T11.0454001.015401.5 T1.51.545401.5154002.0 T22.0454002.015402.5 T2.52.545402.5154003.0 T33.0454003.015403.5 T3.53.545403.5154004.0 T44.0454004.0154005.0 T55.0454005.0154007.0 T77.0454007.0With Slo-Blo® Fuse Installed* The 453 and 454 Series fuses identified above have silver-plated end caps, designed to accommodate solder reflow processes: For 453 Series fuse replacement, either 451, 453 or 448 Series may be used.For 454 Series fuse replacement, either 452, 454 or 449 Series may be used.For detailed operating characteristic and performance information for each of the fuse series mentioned above, please refer to their respective data available online at www.littelfuse.com.** 155900 is UL Recognized for the US and Canadian market. It is rated 125V, 10A.154/154T (Tan color holder like shown in this image)154L/154TL (Black color holder)+ Fast-acting Fuse++ Slo-Blo(R) FuseDatasheetAdditional InformationSamplesResources© 2020 Littelfuse, Inc.Specifications are subject to change without notice.Revised: 09/16/20NANO2® > 154 OMNI-BLOK® Fuse and Holder CombinationSurface Mount FusesLF7 ALF3.81(.150")2.13(.084")REF.10.62(.418")4.24(.167")9.73(.383") REF.3.81(.150")5.03(.198")155FUSERecommended Pad LayoutDimensionsPackagingPackaging OptionPackaging SpecificationQuantityQuantity & Packaging CodeReel PackEIA RS–481–2 (IEC 60286-3, part 3)1500DRSoldering ParametersTimeTemperatureTPTLTS(max)TS(min)25tPtLtStime to peak temperature(t 25ºC to peak)Ramp-downRamp-upPreheatCritical ZoneTL to TPPart Numbering SystemExample:1.5 amp Fast-acting product is 015401.5DR.1.5 amp Time-lag product is 015401.5DRT.(1 amp product shown above).0154 001. D R T LSeriesAMP CodeQuantity CodePackaging CodeRefer to Ordering information section on previous page.D = 1500 pcsR = Tape and ReelType Code“L” suffix for Black Color Holder“G” suffix for 451L (Au-Plated Caps)T = Time-Lag (Slo-Blo®)Reflow ConditionPb – Free assemblyPre Heat- Temperature Min (Ts(min))150°C - Temperature Max (Ts(max))200°C- Time (Min to Max) (ts)60 - 180 secondsAverage Ramp-up Rate (Liquidus Temp (TL) to peak)5°C/second max.TS(max) to TL - Ramp-up Rate5°C/second max.Reflow- Temperature (TL) (Liquidus)217°C - Temperature (tL)60 - 150 secondsPeak Temperature (TP)260+0/–5 °CTime within 5°C of actual peak Temperature (tp)20 – 40 secondsRamp-down Rate5°C/second max.Time 25°C to peak Temperature (TP)8 minutes max.Do not exceed260°CProduct CharacteristicsOperating Temperature-55ºC to 125ºCDisclaimer Notice - Information furnished is believed to be accurate and reliable. However, users should independently evaluate the suitability of and test each product selected for their own applications. Littelfuse products are not designed for, and may not be used in, all applications. Read complete Disclaimer Notice at: www.littelfuse.com/disclaimer-electronics.
https://www.littelfuse.com/media?resourcetype=datasheets&itemid=63f61b85-5fc5-4f00-9ca9-8d59a6252d71&filename=littelfuse_fuse_154_154t_154l_154tl_datasheet.pdf | fuses | © 2020 Littelfuse, Inc.Specifications are subject to change without notice.Revised: 09/16/20NANO2® > 154 OMNI-BLOK® Fuse and Holder CombinationSurface Mount Fuses154/154T/154L/154TL Series OMNI-BLOK® Fuse and Holder AssemblyDescriptionThe RoHS compliant 154 Series OMNI-BLOK® Fuse and Holder Assembly offers a solution for efficient installation and easy replacement of miniature Nano2® surface mount fuses. Offered in a tape and reel package, this fuse and holder combination can be installed on a PC board as an efficient single step. Fuse replacement can be accomplished without exposing the PC board to the detrimental effects of solder heat.The fuse holder unit may be sold as a stand-alone item, shipped in bulk quantity using part number 01550900M and also pre-packaged in tape and reel cartridges using part number 01550900DR.Agency ApprovalsAgencyAgency File NumberAmpere RangeE147210.062A - 10A+ 0.375A - 7A++PSENBK030205-E10480ANBK030205-E10480BNBK101105-E184655NBK030205-E10480B1A - 1.6A+2A - 5A+6.3A - 10A+1A - 5A++FeaturesRoHSPSE• Easy fuse replacement • Miniature size• RoHS-compliant and Halogen-free• Very Fast-Acting and Time-Lag options available• Holder sized to fit a range of Nano2® type fuses• Wide range of current ratings available - Fast-Acting Fuses: 62mA - 10A - Slo-Blo Fuses: 375mA - 5A• Wide operating temperature range• Heat-resistant fuseholder, UL94 V-0• 260°C reflow capable fuseholder • Recognized to UL/CSA/NMX 248-1, UL/CSA/NMX 248-14 and UL/CSA/NMX 4248-1.Ordering Information Catalog NumberAmpere Rating (A)Amp CodeFuse Furnished*154.0620.0620.062453.062154.080.080.08453.08154.10.10.1453.1154.1250.1250.125453.125154.160.160.16453.16154.20.20.2453.2154.250.250.25453.25154.3150.3150.315453.315154.3750.3750.375453.375154.40.40.4453.4154.50.50.5453.5154.630.630.63453.63154.750.750.75453.75154.80.80.8453.8154001.011.0453001.01541.251.251.254531.2515401.51.51.545301.515401.61.61.645301.6154002.022.0453002.015402.52.52.545302.5154003.033.0453003.01543.153.153.154533.1515403.53.53.545303.5154004.044.0453004.0154005.055.0453005.015406.36.306.345306.3154007.077.0453007.0154008.088.0453008.0154010.01010.0453010.0With Very Fast-Acting Fuse InstalledCatalog NumberAmpere Rating (A)Amp CodeFuse Furnished*154.375 T0.3750.375454.375154.5 T0.50.5454.5154.75 T0.750.75454.75154001.0 T11.0454001.015401.5 T1.51.545401.5154002.0 T22.0454002.015402.5 T2.52.545402.5154003.0 T33.0454003.015403.5 T3.53.545403.5154004.0 T44.0454004.0154005.0 T55.0454005.0154007.0 T77.0454007.0With Slo-Blo® Fuse Installed* The 453 and 454 Series fuses identified above have silver-plated end caps, designed to accommodate solder reflow processes: For 453 Series fuse replacement, either 451, 453 or 448 Series may be used.For 454 Series fuse replacement, either 452, 454 or 449 Series may be used.For detailed operating characteristic and performance information for each of the fuse series mentioned above, please refer to their respective data available online at www.littelfuse.com.** 155900 is UL Recognized for the US and Canadian market. It is rated 125V, 10A.154/154T (Tan color holder like shown in this image)154L/154TL (Black color holder)+ Fast-acting Fuse++ Slo-Blo(R) FuseDatasheetAdditional InformationSamplesResources© 2020 Littelfuse, Inc.Specifications are subject to change without notice.Revised: 09/16/20NANO2® > 154 OMNI-BLOK® Fuse and Holder CombinationSurface Mount FusesLF7 ALF3.81(.150")2.13(.084")REF.10.62(.418")4.24(.167")9.73(.383") REF.3.81(.150")5.03(.198")155FUSERecommended Pad LayoutDimensionsPackagingPackaging OptionPackaging SpecificationQuantityQuantity & Packaging CodeReel PackEIA RS–481–2 (IEC 60286-3, part 3)1500DRSoldering ParametersTimeTemperatureTPTLTS(max)TS(min)25tPtLtStime to peak temperature(t 25ºC to peak)Ramp-downRamp-upPreheatCritical ZoneTL to TPPart Numbering SystemExample:1.5 amp Fast-acting product is 015401.5DR.1.5 amp Time-lag product is 015401.5DRT.(1 amp product shown above).0154 001. D R T LSeriesAMP CodeQuantity CodePackaging CodeRefer to Ordering information section on previous page.D = 1500 pcsR = Tape and ReelType Code“L” suffix for Black Color Holder“G” suffix for 451L (Au-Plated Caps)T = Time-Lag (Slo-Blo®)Reflow ConditionPb – Free assemblyPre Heat- Temperature Min (Ts(min))150°C - Temperature Max (Ts(max))200°C- Time (Min to Max) (ts)60 - 180 secondsAverage Ramp-up Rate (Liquidus Temp (TL) to peak)5°C/second max.TS(max) to TL - Ramp-up Rate5°C/second max.Reflow- Temperature (TL) (Liquidus)217°C - Temperature (tL)60 - 150 secondsPeak Temperature (TP)260+0/–5 °CTime within 5°C of actual peak Temperature (tp)20 – 40 secondsRamp-down Rate5°C/second max.Time 25°C to peak Temperature (TP)8 minutes max.Do not exceed260°CProduct CharacteristicsOperating Temperature-55ºC to 125ºCDisclaimer Notice - Information furnished is believed to be accurate and reliable. However, users should independently evaluate the suitability of and test each product selected for their own applications. Littelfuse products are not designed for, and may not be used in, all applications. Read complete Disclaimer Notice at: www.littelfuse.com/disclaimer-electronics.
https://www.littelfuse.com/media?resourcetype=datasheets&itemid=42c9dd21-a88e-4328-8e67-2f832444faf1&filename=littelfuse_datasheet_297_mini32v.pdf | fuses | 1©2022 Littelfuse, Inc.Specifications are subject to change without notice. Revised: 05/26/2023DatasheetRated 32VMINI® Blade FusesDescriptionMINI® 32V automotive blade fuses boast aminiature design that allows automakers to packmore circuit protection into less space. Despite theirlight weight, MINI® fuses perform reliably in adverseenvironments and at extreme temperatures.ApplicationsFeatures & BenefitsCarsTrucksSUVsColor coding shows the amperage rating for each fuseSee-through housing makes it easy to check whether a fuse has blownCheckpoints on top make it possible to measure resistance without removing the fuseOffroad vehiclesBusesWatercraftHigh-contrast amperage stamp on the top of the housing aids identificationSimple to install and removeVoltage Rating:32 VDCInterrupting Rating:1000A @ 32 VDC*Recommended Environmental Temperature:-40˚C to +125˚C Terminals Material:Silver plated / Tin plated zinc alloyHousing Material:PA66 (U.L. 94 Flammability rating – V2)Net Weight Per Fuse:0.57±5% grComplies with: Ag plated: SAE J2077, ISO 8820-3, UL 248 Special Purpose Fuses Sn plated: SAE J2077, ISO 8820-3 not UL recognizedSpecifications*Tin plating’s temperature limit is ≈130˚C. Silver plating allows up to 150˚C at the terminal interface.Ordering InformationPart NumberRatingPackage Size2 - 30 0297xxx.WXNV3000& SHUNT0297xxx.U2 - 305000297xxx.H2 - 301000297xxx.L2 - 3050MINI® Sn Fuse0297xxx.WXT2 - 303000MINI® Shunt2©2022 Littelfuse, Inc.Specifications are subject to change without notice. Revised: 05/26/2023DatasheetRated 32VMINI® Blade FusesDimensions Dimensions in mm for reference only.See outline drawing for dimensions and tolerances.RatingsPart NumberCurrent Rating (A)Housing Material ColorTest Cable Size (mm2)Typ. Voltage Drop (mV) Typ. Cold Resistance (mΩ)Typ. I2t(A²s)0297002._2 0.5171 55.60 9 0297003._3 0.5153 33.75 20 0297004._4 0.5121 23.48 31 0297005._5 0.5129 17.75 37 029707.5_7.5 0.75135 10.85 82 0297010._10 1108 7.42 122 0297015._15 1.598 4.58 308 0297020._20 2.596 3.21 442 0297025._252.586 2.36 622 0297030._30 487 1.85 1 2300297900._SHUNT----The typical I2t is an average value calculated from the breaking capacity tests by using the melting time before the arcing occurs.0.8ST3©2022 Littelfuse, Inc.Specifications are subject to change without notice. Revised: 05/26/2023DatasheetRated 32VMINI® Blade FusesTime-Current Characteristic CurvesTemperature TableTypical Derating of Fuse Melting ElementTemperature Security Margin is 20%Please contact Littelfuse® for Details Regarding Derating Test Set-Up.DeratingLittelfuse EuropeMINI 32 V 2-30A0297xxx0204060801001201401601800510152025303540∆Т [K]Current [A]Temperature Increase2A3A4A5A7.5A10A15A20A25A30A05101520253035-50050100150200max. allowed current [A]Ambient Temperature [°C]Derating *)2A3A4A5A7.5A10A15A20A25A30ADerating curves may change depending on the final condition of the application (terminals characteristics, wire size etc..).Please ask Littelfuse® for more information.Max. Recommended EnvironmentalTemperatureTime-Current Characteristics% of RatingOpening Time Min / Max (s)110 360,000 / ∞135 0.75 / 600 200 0.15 / 5 350 0.08 / 0.5600 0.03 / 0.1 max. allowed current load [A] at ambient temperature (typical derating)-40°C-20°C0°C20°C40°C60°C80°C100°C2A2.02.02.01.91.71.61.41.33A3.02.82.72.52.42.22.01.84A4.03.83.63.43.22.92.72.45A5.04.84.54.34.03.73.43.07.5A7.57.16.86.46.05.55.14.510A10109.89.28.68.07.36.515A151514131212119.020A201918171615141225A252422212018171530A3029272624222018MINI SHUNT Maximum Continuous Load at 85°C: 20A
https://orionfans.com/productFiles/datasheet/AFM.pdf | others | Orion Fans10557 Metric DriveDallas, TX 75243800.323.2439A division of Knight Electronics,information and data are subject tochange without prior notiﬁ cation.Model No.Description WeightAFM-01NCAir-ﬂ ow switch, NC with mounting clip and clamp (for attaching to existing fan assembly)6 g (0.2 oz)AFM-01NOAir-ﬂ ow monitor, NO with mounting clip and clamp (for attaching to existing fan assembly)6 g (0.2 oz)AFM-80NCAir-ﬂ ow monitor, NC with 80 x 80mm (3.15”) plastic ﬁ nger guard20 g (0.7 oz)AFM-80NOAir-ﬂ ow monitor, NO with 80 x 80mm (3.15”) plastic ﬁ nger guard20 g (0.7 oz)AFM-92NCAir-ﬂ ow monitor, NC with 92 x 92mm (3.62”) plastic ﬁ nger guard20 g (0.7 oz)AFM-92NOAir-ﬂ ow monitor, NO with 92 x 92mm (3.62”) plastic ﬁ nger guard20 g (0.7 oz)AFM-120NCAir-ﬂ ow monitor, NC with 120 x 120mm (4.27”) plastic ﬁ nger guard31 g (1.1 oz)AFM-120NOAir-ﬂ ow monitor, NO with 120 x 120mm (4.27”) plastic ﬁ nger guard31 g (1.1 oz)AFM SeriesAir Flow MonitorThe air-ﬂ ow monitor provides a simple alternative to indicate positive or negative air ﬂwww.orionfans.comSpeciﬁ cationsContact Type: Reed/magnet contactNC (Normally Closed): Contact open with air ﬂ owNO (Normally Open): Contact closed with air ﬂ owSwitching Threshold of Air Flow Speed: >8.2 ft/s (2.5 m/s)Hysteresis: 3.3 ft/s (1m/s) - ﬁ xedContact Resistance Incl. Wire: 370m (1214”)Service Life: >100,000 cyclesMaximum Switching Capacity: 10W (resistive load)Maximum Switching Voltage: NC - AC/DC 240VNO - DC 60VMaximum Switching Current: NC - DC 500mANO - DC 170mA perpendicular to air ﬂ owOperating Temperature: -20 to 50°C (-4 to 122°F)Storage Temperature: -20 to 80°C (-4 to 176°F)Housing: Plastic, UL 94HB, blackDimensions: 34 x 17.5 x 7.5mm (1.3 x 0.7 x 0.3”)Protection Type: NEMA 1 (IP 20)Agency Approvals: CERoHS CompliantDimensions: mm (inch)Wiring Example+−80 x 80(3.15 x 3.15)92 x 92 / 120 x 120(3.62 x 3.62 / 4.72 x 4.72)7.5 (0.3)17.5(0.7)34 (1.3)e.g signaldeviceAFM-KITKit includes air-ﬂ ow switch (AFM-01NC), clip, three plastic guards (80, 92 and 120mm), LED and holder, buzzer, switch and wall-mount power supply. Delivered with a complete 10-foot wire assembly. ow of fans or blowers. When properly installed and connected in series with an optical (i.e. LED) or audible signaling device, a bi-directional switch will activate an electrical contact if the air ﬂ ow of the fan falls below 8.2 ft/s, turning the signaling device on or off. The AFM monitor can also be attached to an existing plastic grill or guard.protective plastic grill Mounting Position: Air-ﬂow monitoring openingAir-ﬂ ow monitor integrated in a protective plastic grillConnection: 2 x single strand AWG26, length 500mm (20”), tip of stranded wire stripped/tinned 5mm (0/20”)NC version (black wires), NO version (blue wires) Mounting: Attachment clamp and/or clip, or integrated in
https://publish.sanyodenki.com/San_Ace_PWM_Controller_E/book/ | others | San Ace PWM Controller JavaScript must be enabled.
https://www.hammfg.com/electronics/small-case/plastic/rp-rit | others | Water-Tight ABS & Polycarbonate Enclosures (RP Series) - Hammond Mfg. Quality Products. Service Excellence. Search Submit Quick Search Tips Enclosure sizes with LxW(xH) Default is inches (ie: 16x12 or 16x12x8 ) For millimetres, add "mm" (ie: 300x300mm ) Racks & Cabinets by rack units (ie: 36U or 44U ) Full or partial part numbers (ie: EJ664 or EJ ) Cross Reference competitor part number UNSPSC Advanced Part Search Home News Distributors Resources Product Guide Compliance Information Warranty Information Hammond Direct (Partner Portal) Product Videos Literature Corporate About Hammond Logo Downloads Career Opportunities Investor Information Press Releases Contact Us Water-Tight ABS & Polycarbonate Enclosures RP Series Clear Lid Options English ¦ Français Home / Small Enclosures / Plastic Enclosures / Ritec Plastic Enclosures Product Resources Specification Sheet Print Page Contact Us Links Part Details (2D/3D CAD) Similar Products Downloads Plastic Chemical Resistance Statement 10-2023 Share this Product Key Features Ideally suited for mounting printed circuit boards or components. Choice of two materials: General purpose ABS with a flame rating of UL94-HB Polycarbonate with a flame rating of UL94-V2 Gasketed lid with two piece "tongue & groove" construction provides protection against access of oil, dust, and water. For version with bottom flange, see RPBF Series . Rubber gasket is included and must be field installed. Lid includes smooth recessed area for membrane, label or silkscreen. Designed to meet IP 65. Lid is secured with self captivating M3.5 stainless steel machine screws (included), threaded into corrosion resistant bushings (for repetitive assembly & disassembly). Lid screws are self captivating (lid holes are threaded with the first installation of lid screws). Internal features are maximized for mounting options: Internal DIN rail mounting tabs PC board mounting posts Options vary with size, please refer to drawings by clicking on the part numbers below. Extra self-tapping M3.5-0.6 x 10mm lid screws: SC619-50 Extra self-tapping M3 x 6mm PC Board screws: SC622-50 Opaque Lid (ABS version shown) Clear Lid (polycarbonate version shown) Some models supplied with styled lid. Some models supplied with deep lids. Hardware includes lid screws, PC board screws, and gasket Features corrosion resistant inserts for lid assembly Internal mounting points for PC boards or panels Internal DIN rail mounting point. Part Details Click Part No , below, for details (e.g., Product drawings, assembly instructions, ship weight) RP Series (No Flange) Units shown: mm . Switch units to: inch Light Gray ABS Plastic Light Gray ABS Plastic Off-White Polycarbonate Off-White Polycarbonate Height Optional Inner Panels Replacement (Opaque Lid) (Clear Lid) (Opaque Lid) (Clear Lid) Length Width (Including Lid) Plastic Aluminum Gasket (2-pk) RP1015 RP1015C RP1010 RP1010C 65 60 28 STC102 STA102 RP102GASKET RP1025 RP1025C RP1020 RP1020C 65 60 40 STC102 STA102 RP102GASKET RP1055 RP1055C RP1050 RP1050C 85 80 40 STC106 STA106 RP106GASKET RP1065 RP1065C RP1060 RP1060C 85 80 55 STC106 STA106 RP106GASKET RP1035 RP1035C RP1030 RP1030C 95 50 40 STC104 STA104 RP103GASKET RP1045 RP1045C RP1040 RP1040C 95 50 50 STC104 STA104 RP103GASKET RP1085 RP1085C RP1080 RP1080C 105 75 40 STC109 STA109 RP108GASKET RP1095 RP1095C RP1090 RP1090C 105 75 55 STC109 STA109 RP108GASKET RP1125 RP1125C RP1120 RP1120C 126 86 40 STC113 STA113 RP113GASKET RP1135 RP1135C RP1130 RP1130C 126 86 53 STC113 STA113 RP113GASKET RP1145 RP1145C RP1140 RP1140C 125 85 70 STC113 STA113 RP113GASKET RP1155 RP1155C RP1150 RP1150C 125 85 85 STC113 STA113 RP113GASKET RP1205 RP1205C RP1200 RP1200C 145 105 45 STC121 STA121 RP120GASKET RP1215 RP1215C RP1210 RP1210C 145 105 65 STC121 STA121 RP120GASKET RP1165 RP1165C RP1160 RP1160C 165 85 40 STC117 STA117 RP117GASKET RP1195 RP1195C RP1190 RP1190C 165 85 70 STC117 STA117 RP117GASKET RP1175 RP1175C RP1170 RP1170C 165 85 55 STC117 STA117 RP117GASKET RP1185 RP1185C RP1180 RP1180C 165 85 85 STC117 STA117 RP117GASKET RP1235 RP1235C RP1230 RP1230C 165 125 55 STC124 STA124 RP124GASKET RP1245 RP1245C RP1240 RP1240C 165 125 75 STC124 STA124 RP124GASKET RP1275 RP1275C RP1270 RP1270C 186 146 55 STC128 STA128 RP128GASKET RP1285 RP1285C RP1280 RP1280C 186 146 75 STC128 STA128 RP128GASKET RP1375 RP1375C RP1370 RP1370C 186 146 90 STC128 STA128 RP128GASKET RP1385 RP1385C RP1380 RP1380C 186 146 110 STC128 STA128 RP128GASKET RP1455 RP1455C RP1450 RP1450C 220 165 60 STC146 STA146 RP145GASKET RP1465 RP1465C RP1460 RP1460C 220 165 85 STC146 STA146 RP145GASKET not available RP1615C RP1610 RP1610C 254 204 90 STC580 STA580 RP161GASKET not available RP1635C RP1630 RP1630C 254 204 130 STC580 STA580 RP161GASKET Mounting Feet Kits (sets of 4) Part No. Material Style Compatible RP Series Enclosures MF0040 Polycarbonate Cross Shape All except RP1450, 1455, 1460, 1465, 1610, 1615, 1630, 1635 MF0045 ABS Plastic Cross Shape All except RP1450, 1455, 1460, 1465, 1610, 1615, 1630, 1635 MF0060 Polycarbonate Closed Slot All except RP1450, 1455, 1460, 1465, 1610, 1615, 1630, 1635 MF0061 ABS Plastic Closed Slot All except RP1450, 1455, 1460, 1465, 1610, 1615, 1630, 1635 MF0300 Stainless Steel All except RP1450, 1455, 1460, 1465, 1610, 1615, 1630, 1635 MF0050 Polycarbonate Open "U" Slot RP1450, 1455, 1460, 1465, 1610, 1615, 1630 & 1635 only MF0055 ABS Plastic Open "U" Slot RP1450, 1455, 1460, 1465, 1610, 1615, 1630 & 1635 only 50-Pack of PC Board screws Part No. SC622-50 50-pack of Replacement Lid Screws Part No. SC619-50 Similar Products Water-Tight ABS & Polycarbonate Enclosures With Bottom Flange RP Series Need Assistance? Contact Us. Data subject to change without notice. Tags: plastic , project box , ABS , polycarbonate , watertight , inner panel Home Back to Top Contact Us Distributors Hammond Direct (Partner Portal) Login Twitter Instagram LinkedIn YouTube © 2024. Hammond Manufacturing Ltd. All rights reserved.
https://www.qualtekusa.com/images/Fan%20Accessories/PDFDrawings/qln.pdf | others | RivetsMaterial:PlasticColor:BlackFire Resistance:UL94-V0Equal Guideline:2002/95 / EG (RoHS Compliant)7610 Jenther Drive, Mentor, OH 44060Phome: 1-440-951-3300, Fax: 1-440-951-7252E-Mail: mailbox@qualteksua.comWeb: www.Qualtekusa.com11Ø 6Ø4With the specially designed rivets, metal fan guard grills can be attachedinto the holes of the mushroom formed pegs from the fan sleeves.Part NumberQLN-36-01-100
https://multimedia.3m.com/mws/media/1255423O/e-a-r-isodamp-versadamp-material-summary-sheet.pdf | others | Offering solutions for a wide range of applications such as...Lab and office equipmentComputers and peripheralsIndustrial equipmentMOLDING MATERIALS – THERMOPLASTICSMaterial Summary Sheet 7Aearo Technologies LLC • a 3M companyMATERIAL SUMMARY SHEET 7Molding Materials – ThermoplasticsMolding Materials – Thermoplastics E-A-R’s proprietary, highly damped ISODAMP™ thermoplastic and VersaDamp™ thermoplastic molding materials are standard- and custom-molded to provide high performance shock, vibration and noise control. As highly damped elastomers, these materials platforms exhibit extremely low rebound characteristics, ensuring very low amplification at resonance and rapid settling to equilibrium after shock or vibration input.Standard and custom configurations include numerous styles of isolation grommets (with or without metal inserts), bushings, mounting pads and feet, self-locking fan mounts, snubbers, gaskets, bumpers and pads.PROPERTYC-1002C-1100C-8002C-8012C-8070C-8130DescriptionVinyl Solid ThermoplasticVinyl Solid ThermoplasticvTPE Solid ThermoplasticTPE SolidThermoplasticTPE Solid ThermoplasticTPE Solid ThermoplasticHardness ASTM D2240 Type A Durometer 23C (73F) 15 sec impact 54 71 51 40 70 88Flammability UL 94 1.5 mm (0.06 in thick) 3.2 mm (0.125 in) Listed V-0 Listed V-0 Listed V-0 @ 3.4 mm (0.13in) Listed V-0 @ 6 mm (0.24in) Meets V-0 @ 3.2 mm (0.125 in) Listed V-0 @ 3.5 mm (0.14 in)FMVSS-302Compression Load Deflection kPa (psi) ASTM D575 at 0.51 cm/min (0.2 in/min) 10% kPa (psi) 20% kPa (psi) 30% kPa (psi) 393 (57) 1145 (166) 2468 (358) 1172 (170) 3688 (535) 7756 (1125) 455 (66) 883 (128) 1358 (197) 324 (47) 627 (91) 958 (139) 951 (138) 1799 (261) 2799 (406) 2495 (362) 6494 (942) 9087 (1318)Compression Set (%) ASTM D395 Method B 22 hr at 22C (72F) 22 hr at 70C (158F) *50C(122F) 14 62 25 60 15 99 12 100 15 98 35 90Tensile Strength kPa (psi) ASTM D412 8963 (1300) 13789 (2000) 5309 (770) 3309 (480) 10059 (1459) 11279 (1636)Tear Strength kN/m (lbf/in) ASTM D624 40 (224) 65 (370) 25 (141) 18 (100) 50 (285) 72 (410)Temperature Range C (F) Peak Damping Performance Temperature Range ASTM D4065 Loss Factor above 0.3% strain in shear mode at 10 Hz -13C to 37C (9F to 99F) 3C to 56C (37F to 132F) -4C to 40C (-25F to 104F) -22C to 21C (-8F to 70F) 4C to 42C (42F to 86F) 6C to 30C (42F to 86F)The data listed in this data sheet are typical or average values based on tests conducted by independent laboratories or by the manufacturer.They are indicative only of the results obtained in such tests and should not be considered as guaranteed maximums or minimums.Materials must be tested under actual service to determine their suitability for a particular purpose.Warranty and Limited Remedy: Aearo Technologies LLC warrants that each Aearo Technologies LLC product meets the applicable Aearo Technologies LLC product specification at the time Aearo Technologies LLC ships the product. Aearo Technologies LLC MAKES NO OTHER EXPRESS OR IMPLIED WARRANTIES OR CONDITIONS, INCLUDING ANY IMPLIED WARRANTY OR CONDITION OF MERCHANTABILITY OR FITNESS FOR A PARTICULAR PURPOSE. If the Aearo Technologies LLC product does not conform to this warranty, the sole and exclusive remedy is, at Aearo Technologies LLC’s option, replacement of the Aearo Technologies LLC product or refund of the purchase price.Limitation of Liability: Except where prohibited by law, Aearo Technologies LLC will not be liable for any loss or damage arising from the Aearo Technologies LLC product, whether direct, indirect, special, incidental or consequential, regardless of the legal theory asserted.E-A-R, 3M ISOLOSS, ISODAMP and VersaDamp are trademarks of 3M Company and its affiliatesprinted 2/16Aearo Technologies LLC • a 3M company7911 Zionsville Road, Indianapolis, IN 46268U.S. Toll Free: 877-327-4332 Web: www.earglobal.com solutions@earglobal.comTYPICAL PROPERTIESMATERIAL SUMMARY SHEET 7Molding Materials – ThermoplasticsMolding Materials – Thermoplastics VersaDamp materials also feature adjustable damping and stiffness, enabling custom-tuning of dynamic response. This materials family also offers an extended service temperature range.• Excellent physical integrity• Soft and pliable, yet physically strong • Good flame resistance • Excellent wear resistance • Very high loss factor, for effective structureborne shock, vibration and noise control at the source• Tight tolerancesPROPERTYV-2325V-2590V-2599V-2775DescriptionTPR ThermoplasticTPRThermoplasticTPR ThermoplasticTPR ThermoplasticHardness ASTM D2240 Type A Durometer 23C (73F) 15 sec post impact 33 52 50 60Flammability UL 94 1.5 mm (0.06 in thick) 3.2 mm (0.125 in) Listed HB FMVSS-302Meets at 3.2 mm (0.125 in)Meets at 3.2 mm (0.125 in)Meets at 3.2 mm (0.125 in)Meets at 3.2 mm (0.125 in)Compression Load Deflection kPa (psi) ASTM D575 at 5.1 mm/min (0.2 in/min) 10% kPa (psi) 20% kPa (psi) 30% kPa (psi) 290 (42) 538 (78) 841 (122) 650 (90) 1041 (151) 1558 (226) 600 (87) 1055 (153) 1606 (233) 772 (112) 1296 (188) 1917 (278)Compression Set (%) ASTM D395 Method B 22 hr at 22C (72F) 22 hr at 70C (158F) 12 25 18 30 31 50 18 29Tensile Strength kPa (psi) ASTM D412 2358 (342) 3523 (511) 3613 (524) 4068 (590)Tear Strength kN/m (lbf/in) ASTM D624 15 (83) 25 (139) 23 (129) 26 (148)Temperature Range C (F) Peak Damping ASTM D4065 Loss Factor above 0.3%at IOH2 -52C to 11C (-62F to 12F) -44C to 21C (-47F to 70F) -49C to 23C (-56F to 73F) -44C to 7C (-47F to 45F)Maximum Continuous Service Temperature ASTM D2000100C (212F)100C (212F)100C (212F)100C (212F)The data listed in this data sheet are typical or average values based on tests conducted by independent laboratories or by the manufacturer. They are indicative only of the results obtained in such tests and should not be considered as guaranteed maximums or minimums.Materials must be tested under actual service to determine their suitability for a particular purpose.Warranty and Limited Remedy: Aearo Technologies LLC warrants that each Aearo Technologies LLC product meets the applicable Aearo Technologies LLC product specification at the time Aearo Technologies LLC ships the product. Aearo Technologies LLC MAKES NO OTHER EXPRESS OR IMPLIED WARRANTIES OR CONDITIONS, INCLUDING ANY IMPLIED WARRANTY OR CONDITION OF MERCHANTABILITY OR FITNESS FOR A PARTICULAR PURPOSE. If the Aearo Technologies LLC product does not conform to this warranty, the sole and exclusive remedy is, at Aearo Technologies LLC’s option, replacement of the Aearo Technologies LLC product or refund of the purchase price.Limitation of Liability: Except where prohibited by law, Aearo Technologies LLC will not be liable for any loss or damage arising from the Aearo Technologies LLC product, whether direct, indirect, special, incidental or consequential, regardless of the legal theory asserted.Typical Standard ConfigurationsRibbed GrommetsFan MountsRings & BushingsFeetE-A-R, 3M ISOLOSS, ISODAMP and VersaDamp are trademarks of 3M company and its affiliatesprinted 5/16TYPICAL PROPERTIESAearo Technologies LLC • a 3M company7911 Zionsville Road, Indianapolis, IN 46268U.S. Toll Free: 877-327-4332 Office: 651-575-0151 Web: www.earglobal.com solutions@earglobal.comE-A-R, 3M ISOLOSS, ISODAMP and VersaDamp are trademarks of 3M Company and its affiliatesprinted 2/16Aearo Technologies LLC • a 3M company7911 Zionsville Road, Indianapolis, IN 46268U.S. Toll Free: 877-327-4332 Web: www.earglobal.com solutions@earglobal.com
https://multimedia.3m.com/mws/media/1252182O/e-a-r-f-345-fan-mount-print.pdf | others | ABCD124ABCD1234TITLESIZEDRAWING NO.MATERIAL:UNLESS OTHERWISE SPECIFIEDUNITS ARE: MM [IN]TOLERANCE FOR ANGLES: 1.0ALLOWABLE FLASH: GATE: REVISIONSBAEARO TECHNOLOGIES LLC * a 3M company3QUALITY CONTROL: NOTES:ANY FEATURE NOT DIMENSIONEDIN PRINT MUST BE VISIBLY PRESENT, UTILIZE 3D CAD FOR CREATIONMUST COMPLY WITH E-A-R SPECIALTY COMPOSITESSUPPLIER QUALITY MANUAL REQUIREMENTSPAGE NO.6.35[.25]*3.5[.14]3.5[.14]10[.394]27[1.063]1.5[.059]1.5[.059]*3.8[.150]1.3[.051]6.5[.256]DRAWN REVDESCRIPTIONDATEAPPROVEDDR00ORIGINAL9-6-00PM01NEW FORMAT, IMPROVED DIMENSIONING8-24-05JSKP/TC02UPDATED FORMAT, NOTES, TOLERANCES, ADDED WEIGHT, CAVITY LOCATION, MISSING DIMS AND -X TO NAMING CONVENTION. 9-8-11MSTC03ADDED 6.5MM DIA CALLOUT11-2-11MSF-345-V2375V-2375F-345-V2325V-2325F-345-C8012C-8012F-345-C8002C-8002F-345-C8001C-8001F-345-3C-1100F-345-2C-1105F-345-1C-1002PART NUMBERMATERIALRANGETOL0<DIM<=2 [0.078]0.15 [.006]2 [0.078]<DIM<=25 [0.98]0.25 [.010]25 [0.98]<DIM<=50 [1.969]0.4 [.016]50 [1.969]<DIM0.6 [.024]DRAWN REVDESCRIPTIONDATEAPPROVEDSEE TABLE ON LEFTF-345 FAN MOUNTF-345-X3. MAX DRAFT: 2 . 2. CRITICAL DIMENSIONS SHALL HAVE Cpk VALUE >= 1.33 WITH ONGOING SPC DATA REQUIRED. 1. CRITICAL DIMENSIONS ARE MARKED WITH "*". NOTES:0.59 GRAM REF.12MM [.005].25MM [.010]1 OF 1CAVITY #
https://multimedia.3m.com/mws/media/1255423O/e-a-r-isodamp-versadamp-material-summary-sheet.pdf | others | Offering solutions for a wide range of applications such as...Lab and office equipmentComputers and peripheralsIndustrial equipmentMOLDING MATERIALS – THERMOPLASTICSMaterial Summary Sheet 7Aearo Technologies LLC • a 3M companyMATERIAL SUMMARY SHEET 7Molding Materials – ThermoplasticsMolding Materials – Thermoplastics E-A-R’s proprietary, highly damped ISODAMP™ thermoplastic and VersaDamp™ thermoplastic molding materials are standard- and custom-molded to provide high performance shock, vibration and noise control. As highly damped elastomers, these materials platforms exhibit extremely low rebound characteristics, ensuring very low amplification at resonance and rapid settling to equilibrium after shock or vibration input.Standard and custom configurations include numerous styles of isolation grommets (with or without metal inserts), bushings, mounting pads and feet, self-locking fan mounts, snubbers, gaskets, bumpers and pads.PROPERTYC-1002C-1100C-8002C-8012C-8070C-8130DescriptionVinyl Solid ThermoplasticVinyl Solid ThermoplasticvTPE Solid ThermoplasticTPE SolidThermoplasticTPE Solid ThermoplasticTPE Solid ThermoplasticHardness ASTM D2240 Type A Durometer 23C (73F) 15 sec impact 54 71 51 40 70 88Flammability UL 94 1.5 mm (0.06 in thick) 3.2 mm (0.125 in) Listed V-0 Listed V-0 Listed V-0 @ 3.4 mm (0.13in) Listed V-0 @ 6 mm (0.24in) Meets V-0 @ 3.2 mm (0.125 in) Listed V-0 @ 3.5 mm (0.14 in)FMVSS-302Compression Load Deflection kPa (psi) ASTM D575 at 0.51 cm/min (0.2 in/min) 10% kPa (psi) 20% kPa (psi) 30% kPa (psi) 393 (57) 1145 (166) 2468 (358) 1172 (170) 3688 (535) 7756 (1125) 455 (66) 883 (128) 1358 (197) 324 (47) 627 (91) 958 (139) 951 (138) 1799 (261) 2799 (406) 2495 (362) 6494 (942) 9087 (1318)Compression Set (%) ASTM D395 Method B 22 hr at 22C (72F) 22 hr at 70C (158F) *50C(122F) 14 62 25 60 15 99 12 100 15 98 35 90Tensile Strength kPa (psi) ASTM D412 8963 (1300) 13789 (2000) 5309 (770) 3309 (480) 10059 (1459) 11279 (1636)Tear Strength kN/m (lbf/in) ASTM D624 40 (224) 65 (370) 25 (141) 18 (100) 50 (285) 72 (410)Temperature Range C (F) Peak Damping Performance Temperature Range ASTM D4065 Loss Factor above 0.3% strain in shear mode at 10 Hz -13C to 37C (9F to 99F) 3C to 56C (37F to 132F) -4C to 40C (-25F to 104F) -22C to 21C (-8F to 70F) 4C to 42C (42F to 86F) 6C to 30C (42F to 86F)The data listed in this data sheet are typical or average values based on tests conducted by independent laboratories or by the manufacturer.They are indicative only of the results obtained in such tests and should not be considered as guaranteed maximums or minimums.Materials must be tested under actual service to determine their suitability for a particular purpose.Warranty and Limited Remedy: Aearo Technologies LLC warrants that each Aearo Technologies LLC product meets the applicable Aearo Technologies LLC product specification at the time Aearo Technologies LLC ships the product. Aearo Technologies LLC MAKES NO OTHER EXPRESS OR IMPLIED WARRANTIES OR CONDITIONS, INCLUDING ANY IMPLIED WARRANTY OR CONDITION OF MERCHANTABILITY OR FITNESS FOR A PARTICULAR PURPOSE. If the Aearo Technologies LLC product does not conform to this warranty, the sole and exclusive remedy is, at Aearo Technologies LLC’s option, replacement of the Aearo Technologies LLC product or refund of the purchase price.Limitation of Liability: Except where prohibited by law, Aearo Technologies LLC will not be liable for any loss or damage arising from the Aearo Technologies LLC product, whether direct, indirect, special, incidental or consequential, regardless of the legal theory asserted.E-A-R, 3M ISOLOSS, ISODAMP and VersaDamp are trademarks of 3M Company and its affiliatesprinted 2/16Aearo Technologies LLC • a 3M company7911 Zionsville Road, Indianapolis, IN 46268U.S. Toll Free: 877-327-4332 Web: www.earglobal.com solutions@earglobal.comTYPICAL PROPERTIESMATERIAL SUMMARY SHEET 7Molding Materials – ThermoplasticsMolding Materials – Thermoplastics VersaDamp materials also feature adjustable damping and stiffness, enabling custom-tuning of dynamic response. This materials family also offers an extended service temperature range.• Excellent physical integrity• Soft and pliable, yet physically strong • Good flame resistance • Excellent wear resistance • Very high loss factor, for effective structureborne shock, vibration and noise control at the source• Tight tolerancesPROPERTYV-2325V-2590V-2599V-2775DescriptionTPR ThermoplasticTPRThermoplasticTPR ThermoplasticTPR ThermoplasticHardness ASTM D2240 Type A Durometer 23C (73F) 15 sec post impact 33 52 50 60Flammability UL 94 1.5 mm (0.06 in thick) 3.2 mm (0.125 in) Listed HB FMVSS-302Meets at 3.2 mm (0.125 in)Meets at 3.2 mm (0.125 in)Meets at 3.2 mm (0.125 in)Meets at 3.2 mm (0.125 in)Compression Load Deflection kPa (psi) ASTM D575 at 5.1 mm/min (0.2 in/min) 10% kPa (psi) 20% kPa (psi) 30% kPa (psi) 290 (42) 538 (78) 841 (122) 650 (90) 1041 (151) 1558 (226) 600 (87) 1055 (153) 1606 (233) 772 (112) 1296 (188) 1917 (278)Compression Set (%) ASTM D395 Method B 22 hr at 22C (72F) 22 hr at 70C (158F) 12 25 18 30 31 50 18 29Tensile Strength kPa (psi) ASTM D412 2358 (342) 3523 (511) 3613 (524) 4068 (590)Tear Strength kN/m (lbf/in) ASTM D624 15 (83) 25 (139) 23 (129) 26 (148)Temperature Range C (F) Peak Damping ASTM D4065 Loss Factor above 0.3%at IOH2 -52C to 11C (-62F to 12F) -44C to 21C (-47F to 70F) -49C to 23C (-56F to 73F) -44C to 7C (-47F to 45F)Maximum Continuous Service Temperature ASTM D2000100C (212F)100C (212F)100C (212F)100C (212F)The data listed in this data sheet are typical or average values based on tests conducted by independent laboratories or by the manufacturer. They are indicative only of the results obtained in such tests and should not be considered as guaranteed maximums or minimums.Materials must be tested under actual service to determine their suitability for a particular purpose.Warranty and Limited Remedy: Aearo Technologies LLC warrants that each Aearo Technologies LLC product meets the applicable Aearo Technologies LLC product specification at the time Aearo Technologies LLC ships the product. Aearo Technologies LLC MAKES NO OTHER EXPRESS OR IMPLIED WARRANTIES OR CONDITIONS, INCLUDING ANY IMPLIED WARRANTY OR CONDITION OF MERCHANTABILITY OR FITNESS FOR A PARTICULAR PURPOSE. If the Aearo Technologies LLC product does not conform to this warranty, the sole and exclusive remedy is, at Aearo Technologies LLC’s option, replacement of the Aearo Technologies LLC product or refund of the purchase price.Limitation of Liability: Except where prohibited by law, Aearo Technologies LLC will not be liable for any loss or damage arising from the Aearo Technologies LLC product, whether direct, indirect, special, incidental or consequential, regardless of the legal theory asserted.Typical Standard ConfigurationsRibbed GrommetsFan MountsRings & BushingsFeetE-A-R, 3M ISOLOSS, ISODAMP and VersaDamp are trademarks of 3M company and its affiliatesprinted 5/16TYPICAL PROPERTIESAearo Technologies LLC • a 3M company7911 Zionsville Road, Indianapolis, IN 46268U.S. Toll Free: 877-327-4332 Office: 651-575-0151 Web: www.earglobal.com solutions@earglobal.comE-A-R, 3M ISOLOSS, ISODAMP and VersaDamp are trademarks of 3M Company and its affiliatesprinted 2/16Aearo Technologies LLC • a 3M company7911 Zionsville Road, Indianapolis, IN 46268U.S. Toll Free: 877-327-4332 Web: www.earglobal.com solutions@earglobal.com
https://multimedia.3m.com/mws/media/1252182O/e-a-r-f-345-fan-mount-print.pdf | others | ABCD124ABCD1234TITLESIZEDRAWING NO.MATERIAL:UNLESS OTHERWISE SPECIFIEDUNITS ARE: MM [IN]TOLERANCE FOR ANGLES: 1.0ALLOWABLE FLASH: GATE: REVISIONSBAEARO TECHNOLOGIES LLC * a 3M company3QUALITY CONTROL: NOTES:ANY FEATURE NOT DIMENSIONEDIN PRINT MUST BE VISIBLY PRESENT, UTILIZE 3D CAD FOR CREATIONMUST COMPLY WITH E-A-R SPECIALTY COMPOSITESSUPPLIER QUALITY MANUAL REQUIREMENTSPAGE NO.6.35[.25]*3.5[.14]3.5[.14]10[.394]27[1.063]1.5[.059]1.5[.059]*3.8[.150]1.3[.051]6.5[.256]DRAWN REVDESCRIPTIONDATEAPPROVEDDR00ORIGINAL9-6-00PM01NEW FORMAT, IMPROVED DIMENSIONING8-24-05JSKP/TC02UPDATED FORMAT, NOTES, TOLERANCES, ADDED WEIGHT, CAVITY LOCATION, MISSING DIMS AND -X TO NAMING CONVENTION. 9-8-11MSTC03ADDED 6.5MM DIA CALLOUT11-2-11MSF-345-V2375V-2375F-345-V2325V-2325F-345-C8012C-8012F-345-C8002C-8002F-345-C8001C-8001F-345-3C-1100F-345-2C-1105F-345-1C-1002PART NUMBERMATERIALRANGETOL0<DIM<=2 [0.078]0.15 [.006]2 [0.078]<DIM<=25 [0.98]0.25 [.010]25 [0.98]<DIM<=50 [1.969]0.4 [.016]50 [1.969]<DIM0.6 [.024]DRAWN REVDESCRIPTIONDATEAPPROVEDSEE TABLE ON LEFTF-345 FAN MOUNTF-345-X3. MAX DRAFT: 2 . 2. CRITICAL DIMENSIONS SHALL HAVE Cpk VALUE >= 1.33 WITH ONGOING SPC DATA REQUIRED. 1. CRITICAL DIMENSIONS ARE MARKED WITH "*". NOTES:0.59 GRAM REF.12MM [.005].25MM [.010]1 OF 1CAVITY #
https://multimedia.3m.com/mws/media/1278448O/e-a-r-isodamp-c-6000-materials-product-bulletin.pdf | others | Product Bulletin 1849 ISODAMP™ C-6000 Series Materials The above technical information and data should be considered representative or typical only and should not be used for specification purposes. Technical Information: The technical information, recommendations and other statements contained in this document are based upon tests or experience that Aearo Technologies believes are reliable, but the accuracy or completeness of such information is not guaranteed. Product Use: Many factors beyond Aearo Technologies’s control and uniquely within user’s knowledge and control can affect the use and performance of a Aearo Technologies product in a particular application Given the variety of factors that can affect the use and performance of an Aearo Technologies product, user is solely responsible for evaluating the Aearo Technologies product and determining whether it is fit for a particular purpose and suitable for user’s method of application. Warranty, Limited Remedy and Disclaimer: Unless an additional warranty is specifically stated on the applicable Aearo Technologies product packaging or product literature, Aearo Technologies warrants that each Aearo Technologies product meets the applicable Aearo Technologies product specification at the time Aearo Technologies ships the product. Aearo Technologies MAKES NO OTHER WARRANTIES OR CONDITIONS, EXPRESS OR IMPLIED, INCLUDING, BUT NOT LIMITED TO, ANY IMPLIED WARRANTY OR CONDITION OF MERCHANTABILITY OR FITNESS FOR A PARTICULAR PURPOSE OR ANY IMPLIED WARRANTY OR CONDITION ARISING OUT OF A COURSE OF DEALING, CUSTOM OR USAGE OF TRADE. If the Aearo Technologies product does not conform to this warranty, then the sole and exclusive remedy is, at Aearo Technologies’s option, replacement of the Aearo Technologies product or refund of the purchase price. Limitation of Liability: Except where prohibited by law, Aearo Technologies will not be liable for any loss or damage arising from the Aearo Technologies product, whether direct, indirect, special, incidental or consequential, regardless of the legal theory asserted, including warranty, contract, negligence or strict liability.  ISODAMP C-6000 series is a highly damped thermoplastic vulcanizate, or TPV. It is available in 3 durometers in parts and assemblies  ISODAMP C-6000 Isolator parts and assemblies are used to enhance performance and protect electronic and mechanical devices from shock, vibration and noise.  ISODAMP C-6000 series parts are Halogen-free (per IEC 61249-2-21), complies with REACH substances of very high concern free (as of June 2015), meets JIG -101 and is RoHS 2 compliant Typical PropertiesC-6040C-6050C-6060Hardness, ASTM D2240(Type A, 15 sec, 1 kg, 23C (72F))405060Compression Force Deflection kPa (psi)ASTM D575 @ 0.51cm/min (0.2 in/min) 10% 20% 30%270 (39) 500 (73) 800 (120)410 (59)750 (110)1200 (170)580 (84)1100 (150)1600 (240)Compression Set ASTM D395, Method B 25% @ 22C (72F) 25% @ 70C (158F)20% 50%20%50%25%50%Abrasion H22 wheels, 1000 cycles, 1000 grams load weight ASTM D3390, weight loss per revolution (mg)0.6 mg0.3 mg0.5 mgTensile Strength kPa (psi) ASTM D412400550700Tear C kN/m (ppi) ASTM D62490110130Temperature Range C (F)Peak Damping PerformanceTemperature Range @ 10 Hz @ 100 Hz @ 1000 Hz-19ºC to 14ºC -15ºC to 26ºC -10ºC to 38ºC-17ºC to 24ºC-12ºC to 36ºC-8ºC to 46ºC-12ºC to 29ºC-8ºC to 38ºC-3ºC to 48ºCDynamic Properties via DMA , 20°C Tan δ @ 10 Hz Tan δ @ 100 Hz Tan δ @ 1000 Hz 0.3 0.5 0.80.30.50.80.40.60.8Flammability UL 94 6mm ThicknessMeets V-0Meets V-0Meets V-0RoHS Compliant YesYesYes ISODAMP™ C-6000 Series Molding Materials 7911 Zionsville Road, Indianapolis, IN 46268 Phone: 317-692-3000 Fax: 317-692-3111 Web: www.earglobal.com 3M , E-A-R and ISODAMP are trademarks of 3M Company and its affiliates ©2015 Aearo Technologies  Printed 7.15 Product Bulletin 1849
https://multimedia.3m.com/mws/media/1426847O/isodamp-c-8000-mss51.pdf | others | Offering solutions for a wide range of applications such as...Computer & PeripheralServer/Data CenterSmartphone & TabletIoT DevicesISODAMP™ C-8000 SERIESMaterial Summary Sheet 51Aearo Technologies LLC • a 3M companyMATERIAL SUMMARY SHEET 51ISODAMP™ C-8000 SERIESISODAMP™ C-8000 SERIES • Highly damped thermoplastic molded products for noise, shock and vibration control• RoHS Compliant• Non-halogenated• Listed UL 94 V-0 flame rating• Available in durometers from 40 to 88 Type APROPERTYC-8012C-8002C-8070C-8130DescriptionTPE Solid ThermoplasticTPE Solid ThermoplasticTPE Solid ThermoplasticTPE Solid ThermoplasticHardness ASTM D2240 Type A Durometer 23C (73F) 15 sec impact40517088Compression Load Deflection kPa (psi) ASTM D575 at 0.51 cm/min (0.2 in/min) 10% kPa (psi) 324 (47) 455 (66) 951 (138) 3619 (525) 20% kPa (psi)627 (91)883 (128)1799 (261)6494 (942) 30% kPa (psi)958 (139)1358 (197)2799 (406)9087 (1318)Compression Set (%) ASTM D395 Method B 22 hr at 22C (72F)12151535 22 hr at 70C (158F)100999890Tensile Strength kPa (psi) ASTM D4123309 (480)5309 (770)10059 (1459)11279 (1636)Tear Strength kN/m (lbf/in) ASTM D62418 (100)25 (141)50 (285)72 (410)Temperature Range C Peak Damping Performance Temperature Range @ 10 Hz -26 to 22-6 to 374 to 425 to 27 @ 100 Hz-19 to 35-2 to 508 to 5310 to 34 @ 1000 Hz-13 to 554 to 7114 to 6816 to 41Flammability UL 94Listed V-0 @ 6 mm (0.24 in)Listed V-0 @ 3.4 mm (0.13 in)Listed V-0 @ 3.2 mm (0.125 in)Listed V-0 @ 3.5 mm (0.14 in)RoHS CompliantYesYesYesYesHalogen Free*YesYesYesYesThe above technical information and data should be considered representative or typical only and should not be used for specification purpose. **Halogen-free per IEC 61249-2-21. 3M, E-A-R, and ISODAMP are trademarks of 3M Company and its affiliatesprinted 5/17Aearo Technologies LLC • a 3M company7911 Zionsville Road, Indianapolis, IN 46268U.S. Toll Free: 877-327-4332 Web: www.earglobal.com solutions@earglobal.comTYPICAL PROPERTIESprinted 5/17Aearo Technologies LLC • a 3M company7911 Zionsville Road, Indianapolis, IN 46268U.S. Toll Free: 877-327-4332 Office: 651-575-0151 Web: www.earglobal.com solutions@earglobal.comMATERIAL SUMMARY SHEET 51ISODAMP™ C-8000 SERIESC-8012Shear Modulus (MPa)/(Loss Factor)Reduced Frequency (Hz)Frequency (Hz)C-8002Shear Modulus (MPa)/(Loss Factor)Reduced Frequency (Hz)Frequency (Hz)C-8070Shear Modulus (MPa)/(Loss Factor)Reduced Frequency (Hz)Frequency (Hz)C-8130Shear Modulus (MPa)/(Loss Factor)Reduced Frequency (Hz)Frequency (Hz)3M, E-A-R, and ISODAMP are trademarks of 3M Company and its affiliates0.11101001000100001.E-011.E+001.E+011.E+021.E+031.E+041.00E-051.00E-031.00E-011.00E+011.00E+031.00E+051.00E+071.00E+091.00E+11Frequency (Hz)Shear Modulus (MPa) / (Loss Factor)Reduced Frequency (Hz)Isodamp C-800280 70 60 50 40 30 20 10 0 -10°C(1.0)(0.1) May 13, 2013 - Orig 0.11101001000100001.E-011.E+001.E+011.E+021.E+031.E+041.00E-041.00E-021.00E+001.00E+021.00E+041.00E+061.00E+081.00E+101.00E+12Frequency (Hz)Shear Modulus (MPa) / (Loss Factor)Reduced Frequency (Hz)Isodamp C-8012 40 30 20 10 0 -10 -20 -30°C(1.0)(0.1)May 13, 2013 - Orig 1101001000100001.E+001.E+011.E+021.E+031.E+041.00E-061.00E-041.00E-021.00E+001.00E+021.00E+041.00E+061.00E+081.00E+10Frequency (Hz)Shear Modulus (MPa) / (Loss Factor)Reduced Frequency (Hz)Isodamp C-8130(1.0)(0.1) 80 70 60 50 40 30 20 10 0 -10°CMay 13, 2013 - Orig 1101001000100001.E+001.E+011.E+021.E+031.E+041.00E-051.00E-031.00E-011.00E+011.00E+031.00E+051.00E+071.00E+091.00E+11Frequency (Hz)Shear Modulus (MPa) / Loss Factor Reduced Frequency (Hz)Isodamp C-8070(1.0)(0.1)80 70 60 50 40 30 20 10 0 -10°C May 29, 2013 - Preliminary printed 5/17Aearo Technologies LLC • a 3M company7911 Zionsville Road, Indianapolis, IN 46268U.S. Toll Free: 877-327-4332 Web: www.earglobal.com solutions@earglobal.comTechnical Information: The technical information, recommendations and other statements contained in this document are based upon tests or experience that Aearo Technologies LLC believes are reliable, but the accuracy or completeness of such information is not guaranteed. Product Use: Many factors beyond Aearo’s control and uniquely within user’s knowledge and control can affect the use and performance of an Aearo Technologies LLC product in a particular application. Given the variety of factors that can affect the use and performance of an Aearo Technologies LLC product, user is solely responsible for evaluating the Aearo Technologies LLC product and determining whether it is fit for a particular purpose and suitable for user’s method of application. Warranty, Limited Remedy, and Disclaimer: Unless an additional warranty is specifically stated on the applicable Aearo Technologies LLC product packaging or product literature, Aearo Technologies LLC warrants that each Aearo Technologies LLC product meets the applicable Aearo Technologies LLC product specification at the time Aearo Technologies LLC ships the product. Aearo Technologies LLC MAKES NO OTHER WARRANTIES OR CONDITIONS, EXPRESS OR IMPLIED, INCLUDING, BUT NOT LIMITED TO, ANY IMPLIED WARRANTY OR CONDITION OF MERCHANTABILITY OR FITNESS FOR A PARTICULAR PURPOSE OR ANY IMPLIED WARRANTY OR CONDITION ARISING OUT OF A COURSE OF DEALING, CUSTOM OR USAGE OF TRADE. If the Aearo Technologies LLC product does not conform to this warranty, then the sole and exclusive remedy is, at Aearo Technologies LLC’s option, replacement of the Aearo Technologies LLC product or refund of the purchase price. Limitation of Liability: Except where prohibited by law, Aearo Technologies LLC will not be liable for any loss or damage arising from the Aearo Technologies LLC product, whether direct, indirect, special, incidental or consequential, regardless of the legal theory asserted, including warranty, contract, negligence or strict liability.3M, E-A-R, and ISODAMP are trademarks of 3M Company and its affiliates
https://www.ebmpapst.com/content/dam/ebm-papst/loc/americas/accessories/Capacitors.pdf | others | CAPACITORS Part Number 2111-4-7320 99282-4-7320 99283-4-7320 2103-4-7320 68462-4-7320 99284-4-7320 2101-4-7320 99285-4-7320 99286-4-7320 99287-4-7320 Size (μF) 1 1.5 2 2.5 3 4 5 6 8 10 Temp. Range (0C) -25 to +85 -25 to +85 -25 to +85 -25 to +85 -25 to +85 -25 to +85 -25 to +85 -25 to +85 -25 to +85 -25 to +85 (For larger sizes consult factory) METAL CAPACITORS with ALUMINUM LID Size Part Number (μF) 2151-4-7320 1 2155-4-7320 1.5 2156-4-7320 2 2159-4-7320 2.5 2160-4-7320 3 2161-4-7320 4 2162-4-7320 5 2163-4-7320 6 2164-4-7320 7 2165-4-7320 8 2166-4-7320 10 2167-4-7320 12 90026-4-7320 14 2168-4-7320 16 2169-4-7320 20 2170-4-7320 25 Temp. Range (0C) -25 to +85-25 to +85-25 to +85-25 to +85-25 to +85-25 to +85-25 to +85-25 to +85-25 to +85-25 to +85-25 to +85-25 to +85-25 to +85-25 to +85-25 to +85-25 to +85I Housing Max. Dim in. (mm) Type a b d Plastic 1 1.9 0.5 (25) (49) (12) Aluminum 1 2 0.5 (25) (SO) (12) Plastic 1 1.9 0.5 (25) (49) (12) Plastic 1 1.9 0.5 (25) (48) (12) Plastic 1 1.9 0.5 (25) (48) (12) Plastic 1.2 1.9 0.5 (30) (48) (12) Plastic 1.2 2.3 0.5 (30) (58) (12) Aluminum 1.4 2.2 0.5 (35) (55) (12) Plastic 1.4 2.3 0.5 (35) (58) (12) Plastic 1.4 2.7 0.5 (35) (68) (12) Max. Dim in. (mm) a b C 1.2 3 3.3 (30)(77) (85) 1 3 3.3 (25)(77) (85) 1 3 3.3 (25)(77) (85) 1.2 3 3.3 (30)(77) (85) 1.2 3 3.3 (30)(77) (85) 1.2 4.2 4.4 (30)(107) (112) 1.2 4.24.4 (30)(107) (112) 1.2 4.24.4 (30)(107)(112) 1.4 4.2 4.4 (35)(107) (112) 1.4 4.2 4.4 (35)(107)(112) 1.4 44.2 (35)(102) (107) 1.4 44.2 (35)(102) (107) 1.6 44.2 (40)(102) (107) 1.6 44.2 (40)(102)(107) 1.6 4.85 (40)(122) (127) 1.8 4.8 5 (45) (122) (127) HOW 10 USE CAPACITORS FOR MULTI-SPEED BLOWERS It is possible to make any ebm blower with a PSC motor a multi­speed blower by adding a second or third capacitor on the load line (blue) at or near the value of the motor run capacitor. Actual capacitor value and RPM achieved are dependent on the nature of each application. b (46) 1,3 8(3 5") 9.3 235.';0 - Overpressure disconnecter: lhe protector responds to overload by the generated overpressure expanding the housing andsnapping off the internal lead at a predeter­mined breaking point- Installation: "c" is the overall dimension after operation of overpressure disoonnector whichhas to be taken into account when mountingthe partebmpapst Accessories - CapacitorsAccessories with UL and cUL Approvals Part Size Number (μF)450-21-00171 450-21-00181.5 450-21-00192 450-21-00202.5 450-21-00213 450-21-00224 450-21-00235 450-21-00246 450-21-00268 450-21-002710 450-21-002812 450-21-002916 450-21-003020 450-21-003125 Part Number for Boot * UL File# for capacitorsUL File# for Bootebmpapst Temp Range°C -40 to +85-40 to +85-40 to +85-40 to +85-40 to +85-40 to +85-40 to +85-40 to +85-40 to +85-40 to +85-40 to +85-40 to +85-40 to +85-40 to +85-40 to +85-40 to +85-40 to +85710-00-0042E229850 MH17276 ebm-papst Inc., 2024 © ebm-papst Inc. reserves the right to change any specifications or data without notice HB±0.030in±0.76mm±0.060 in±1.52 mm 0.750 in 19.05 mm0.810±0.060 in 20.6±1.52 mm0.500 in 12.7 mmMAX.LABEL ±0.060 in±1.52 mminmminmminmm2.0050.8 2.125 53.981.7544.5 1.875 47.633.875 98.433.125 79.382.0050.8DimensionsHBD710-00-0166Ainmminmm1.75 44.4DimensionsAB1.538.12.0050.81.538.1BD450-21-003330 450-21-003440 2.563.5 2.625 66.68710-00-01672.358.422.3 58.42inmminmmCDCD450-21-014814ebm-papst Inc. · 100 Hyde Rd. Farmington, CT · Phone: +1 (860) 674-1515· Fax: +1 (860) 674-8536 · sales@us.ebmpapst.com · www.ebmpapst.us
https://publish.sanyodenki.com/San_Ace_E/book/#target/page_no=603 | others | San Ace General Catalog JavaScript must be enabled.
https://orionfans.com/productFiles/datasheet/AFM.pdf | others | Orion Fans10557 Metric DriveDallas, TX 75243800.323.2439A division of Knight Electronics,information and data are subject tochange without prior notiﬁ cation.Model No.Description WeightAFM-01NCAir-ﬂ ow switch, NC with mounting clip and clamp (for attaching to existing fan assembly)6 g (0.2 oz)AFM-01NOAir-ﬂ ow monitor, NO with mounting clip and clamp (for attaching to existing fan assembly)6 g (0.2 oz)AFM-80NCAir-ﬂ ow monitor, NC with 80 x 80mm (3.15”) plastic ﬁ nger guard20 g (0.7 oz)AFM-80NOAir-ﬂ ow monitor, NO with 80 x 80mm (3.15”) plastic ﬁ nger guard20 g (0.7 oz)AFM-92NCAir-ﬂ ow monitor, NC with 92 x 92mm (3.62”) plastic ﬁ nger guard20 g (0.7 oz)AFM-92NOAir-ﬂ ow monitor, NO with 92 x 92mm (3.62”) plastic ﬁ nger guard20 g (0.7 oz)AFM-120NCAir-ﬂ ow monitor, NC with 120 x 120mm (4.27”) plastic ﬁ nger guard31 g (1.1 oz)AFM-120NOAir-ﬂ ow monitor, NO with 120 x 120mm (4.27”) plastic ﬁ nger guard31 g (1.1 oz)AFM SeriesAir Flow MonitorThe air-ﬂ ow monitor provides a simple alternative to indicate positive or negative air ﬂwww.orionfans.comSpeciﬁ cationsContact Type: Reed/magnet contactNC (Normally Closed): Contact open with air ﬂ owNO (Normally Open): Contact closed with air ﬂ owSwitching Threshold of Air Flow Speed: >8.2 ft/s (2.5 m/s)Hysteresis: 3.3 ft/s (1m/s) - ﬁ xedContact Resistance Incl. Wire: 370m (1214”)Service Life: >100,000 cyclesMaximum Switching Capacity: 10W (resistive load)Maximum Switching Voltage: NC - AC/DC 240VNO - DC 60VMaximum Switching Current: NC - DC 500mANO - DC 170mA perpendicular to air ﬂ owOperating Temperature: -20 to 50°C (-4 to 122°F)Storage Temperature: -20 to 80°C (-4 to 176°F)Housing: Plastic, UL 94HB, blackDimensions: 34 x 17.5 x 7.5mm (1.3 x 0.7 x 0.3”)Protection Type: NEMA 1 (IP 20)Agency Approvals: CERoHS CompliantDimensions: mm (inch)Wiring Example+−80 x 80(3.15 x 3.15)92 x 92 / 120 x 120(3.62 x 3.62 / 4.72 x 4.72)7.5 (0.3)17.5(0.7)34 (1.3)e.g signaldeviceAFM-KITKit includes air-ﬂ ow switch (AFM-01NC), clip, three plastic guards (80, 92 and 120mm), LED and holder, buzzer, switch and wall-mount power supply. Delivered with a complete 10-foot wire assembly. ow of fans or blowers. When properly installed and connected in series with an optical (i.e. LED) or audible signaling device, a bi-directional switch will activate an electrical contact if the air ﬂ ow of the fan falls below 8.2 ft/s, turning the signaling device on or off. The AFM monitor can also be attached to an existing plastic grill or guard.protective plastic grill Mounting Position: Air-ﬂow monitoring openingAir-ﬂ ow monitor integrated in a protective plastic grillConnection: 2 x single strand AWG26, length 500mm (20”), tip of stranded wire stripped/tinned 5mm (0/20”)NC version (black wires), NO version (blue wires) Mounting: Attachment clamp and/or clip, or integrated in
https://publish.sanyodenki.com/San_Ace_PWM_Controller_E/book/ | others | San Ace PWM Controller JavaScript must be enabled.
https://multimedia.3m.com/mws/media/1255423O/e-a-r-isodamp-versadamp-material-summary-sheet.pdf | others | Offering solutions for a wide range of applications such as...Lab and office equipmentComputers and peripheralsIndustrial equipmentMOLDING MATERIALS – THERMOPLASTICSMaterial Summary Sheet 7Aearo Technologies LLC • a 3M companyMATERIAL SUMMARY SHEET 7Molding Materials – ThermoplasticsMolding Materials – Thermoplastics E-A-R’s proprietary, highly damped ISODAMP™ thermoplastic and VersaDamp™ thermoplastic molding materials are standard- and custom-molded to provide high performance shock, vibration and noise control. As highly damped elastomers, these materials platforms exhibit extremely low rebound characteristics, ensuring very low amplification at resonance and rapid settling to equilibrium after shock or vibration input.Standard and custom configurations include numerous styles of isolation grommets (with or without metal inserts), bushings, mounting pads and feet, self-locking fan mounts, snubbers, gaskets, bumpers and pads.PROPERTYC-1002C-1100C-8002C-8012C-8070C-8130DescriptionVinyl Solid ThermoplasticVinyl Solid ThermoplasticvTPE Solid ThermoplasticTPE SolidThermoplasticTPE Solid ThermoplasticTPE Solid ThermoplasticHardness ASTM D2240 Type A Durometer 23C (73F) 15 sec impact 54 71 51 40 70 88Flammability UL 94 1.5 mm (0.06 in thick) 3.2 mm (0.125 in) Listed V-0 Listed V-0 Listed V-0 @ 3.4 mm (0.13in) Listed V-0 @ 6 mm (0.24in) Meets V-0 @ 3.2 mm (0.125 in) Listed V-0 @ 3.5 mm (0.14 in)FMVSS-302Compression Load Deflection kPa (psi) ASTM D575 at 0.51 cm/min (0.2 in/min) 10% kPa (psi) 20% kPa (psi) 30% kPa (psi) 393 (57) 1145 (166) 2468 (358) 1172 (170) 3688 (535) 7756 (1125) 455 (66) 883 (128) 1358 (197) 324 (47) 627 (91) 958 (139) 951 (138) 1799 (261) 2799 (406) 2495 (362) 6494 (942) 9087 (1318)Compression Set (%) ASTM D395 Method B 22 hr at 22C (72F) 22 hr at 70C (158F) *50C(122F) 14 62 25 60 15 99 12 100 15 98 35 90Tensile Strength kPa (psi) ASTM D412 8963 (1300) 13789 (2000) 5309 (770) 3309 (480) 10059 (1459) 11279 (1636)Tear Strength kN/m (lbf/in) ASTM D624 40 (224) 65 (370) 25 (141) 18 (100) 50 (285) 72 (410)Temperature Range C (F) Peak Damping Performance Temperature Range ASTM D4065 Loss Factor above 0.3% strain in shear mode at 10 Hz -13C to 37C (9F to 99F) 3C to 56C (37F to 132F) -4C to 40C (-25F to 104F) -22C to 21C (-8F to 70F) 4C to 42C (42F to 86F) 6C to 30C (42F to 86F)The data listed in this data sheet are typical or average values based on tests conducted by independent laboratories or by the manufacturer.They are indicative only of the results obtained in such tests and should not be considered as guaranteed maximums or minimums.Materials must be tested under actual service to determine their suitability for a particular purpose.Warranty and Limited Remedy: Aearo Technologies LLC warrants that each Aearo Technologies LLC product meets the applicable Aearo Technologies LLC product specification at the time Aearo Technologies LLC ships the product. Aearo Technologies LLC MAKES NO OTHER EXPRESS OR IMPLIED WARRANTIES OR CONDITIONS, INCLUDING ANY IMPLIED WARRANTY OR CONDITION OF MERCHANTABILITY OR FITNESS FOR A PARTICULAR PURPOSE. If the Aearo Technologies LLC product does not conform to this warranty, the sole and exclusive remedy is, at Aearo Technologies LLC’s option, replacement of the Aearo Technologies LLC product or refund of the purchase price.Limitation of Liability: Except where prohibited by law, Aearo Technologies LLC will not be liable for any loss or damage arising from the Aearo Technologies LLC product, whether direct, indirect, special, incidental or consequential, regardless of the legal theory asserted.E-A-R, 3M ISOLOSS, ISODAMP and VersaDamp are trademarks of 3M Company and its affiliatesprinted 2/16Aearo Technologies LLC • a 3M company7911 Zionsville Road, Indianapolis, IN 46268U.S. Toll Free: 877-327-4332 Web: www.earglobal.com solutions@earglobal.comTYPICAL PROPERTIESMATERIAL SUMMARY SHEET 7Molding Materials – ThermoplasticsMolding Materials – Thermoplastics VersaDamp materials also feature adjustable damping and stiffness, enabling custom-tuning of dynamic response. This materials family also offers an extended service temperature range.• Excellent physical integrity• Soft and pliable, yet physically strong • Good flame resistance • Excellent wear resistance • Very high loss factor, for effective structureborne shock, vibration and noise control at the source• Tight tolerancesPROPERTYV-2325V-2590V-2599V-2775DescriptionTPR ThermoplasticTPRThermoplasticTPR ThermoplasticTPR ThermoplasticHardness ASTM D2240 Type A Durometer 23C (73F) 15 sec post impact 33 52 50 60Flammability UL 94 1.5 mm (0.06 in thick) 3.2 mm (0.125 in) Listed HB FMVSS-302Meets at 3.2 mm (0.125 in)Meets at 3.2 mm (0.125 in)Meets at 3.2 mm (0.125 in)Meets at 3.2 mm (0.125 in)Compression Load Deflection kPa (psi) ASTM D575 at 5.1 mm/min (0.2 in/min) 10% kPa (psi) 20% kPa (psi) 30% kPa (psi) 290 (42) 538 (78) 841 (122) 650 (90) 1041 (151) 1558 (226) 600 (87) 1055 (153) 1606 (233) 772 (112) 1296 (188) 1917 (278)Compression Set (%) ASTM D395 Method B 22 hr at 22C (72F) 22 hr at 70C (158F) 12 25 18 30 31 50 18 29Tensile Strength kPa (psi) ASTM D412 2358 (342) 3523 (511) 3613 (524) 4068 (590)Tear Strength kN/m (lbf/in) ASTM D624 15 (83) 25 (139) 23 (129) 26 (148)Temperature Range C (F) Peak Damping ASTM D4065 Loss Factor above 0.3%at IOH2 -52C to 11C (-62F to 12F) -44C to 21C (-47F to 70F) -49C to 23C (-56F to 73F) -44C to 7C (-47F to 45F)Maximum Continuous Service Temperature ASTM D2000100C (212F)100C (212F)100C (212F)100C (212F)The data listed in this data sheet are typical or average values based on tests conducted by independent laboratories or by the manufacturer. They are indicative only of the results obtained in such tests and should not be considered as guaranteed maximums or minimums.Materials must be tested under actual service to determine their suitability for a particular purpose.Warranty and Limited Remedy: Aearo Technologies LLC warrants that each Aearo Technologies LLC product meets the applicable Aearo Technologies LLC product specification at the time Aearo Technologies LLC ships the product. Aearo Technologies LLC MAKES NO OTHER EXPRESS OR IMPLIED WARRANTIES OR CONDITIONS, INCLUDING ANY IMPLIED WARRANTY OR CONDITION OF MERCHANTABILITY OR FITNESS FOR A PARTICULAR PURPOSE. If the Aearo Technologies LLC product does not conform to this warranty, the sole and exclusive remedy is, at Aearo Technologies LLC’s option, replacement of the Aearo Technologies LLC product or refund of the purchase price.Limitation of Liability: Except where prohibited by law, Aearo Technologies LLC will not be liable for any loss or damage arising from the Aearo Technologies LLC product, whether direct, indirect, special, incidental or consequential, regardless of the legal theory asserted.Typical Standard ConfigurationsRibbed GrommetsFan MountsRings & BushingsFeetE-A-R, 3M ISOLOSS, ISODAMP and VersaDamp are trademarks of 3M company and its affiliatesprinted 5/16TYPICAL PROPERTIESAearo Technologies LLC • a 3M company7911 Zionsville Road, Indianapolis, IN 46268U.S. Toll Free: 877-327-4332 Office: 651-575-0151 Web: www.earglobal.com solutions@earglobal.comE-A-R, 3M ISOLOSS, ISODAMP and VersaDamp are trademarks of 3M Company and its affiliatesprinted 2/16Aearo Technologies LLC • a 3M company7911 Zionsville Road, Indianapolis, IN 46268U.S. Toll Free: 877-327-4332 Web: www.earglobal.com solutions@earglobal.com
https://multimedia.3m.com/mws/media/1278448O/e-a-r-isodamp-c-6000-materials-product-bulletin.pdf | others | Product Bulletin 1849 ISODAMP™ C-6000 Series Materials The above technical information and data should be considered representative or typical only and should not be used for specification purposes. Technical Information: The technical information, recommendations and other statements contained in this document are based upon tests or experience that Aearo Technologies believes are reliable, but the accuracy or completeness of such information is not guaranteed. Product Use: Many factors beyond Aearo Technologies’s control and uniquely within user’s knowledge and control can affect the use and performance of a Aearo Technologies product in a particular application Given the variety of factors that can affect the use and performance of an Aearo Technologies product, user is solely responsible for evaluating the Aearo Technologies product and determining whether it is fit for a particular purpose and suitable for user’s method of application. Warranty, Limited Remedy and Disclaimer: Unless an additional warranty is specifically stated on the applicable Aearo Technologies product packaging or product literature, Aearo Technologies warrants that each Aearo Technologies product meets the applicable Aearo Technologies product specification at the time Aearo Technologies ships the product. Aearo Technologies MAKES NO OTHER WARRANTIES OR CONDITIONS, EXPRESS OR IMPLIED, INCLUDING, BUT NOT LIMITED TO, ANY IMPLIED WARRANTY OR CONDITION OF MERCHANTABILITY OR FITNESS FOR A PARTICULAR PURPOSE OR ANY IMPLIED WARRANTY OR CONDITION ARISING OUT OF A COURSE OF DEALING, CUSTOM OR USAGE OF TRADE. If the Aearo Technologies product does not conform to this warranty, then the sole and exclusive remedy is, at Aearo Technologies’s option, replacement of the Aearo Technologies product or refund of the purchase price. Limitation of Liability: Except where prohibited by law, Aearo Technologies will not be liable for any loss or damage arising from the Aearo Technologies product, whether direct, indirect, special, incidental or consequential, regardless of the legal theory asserted, including warranty, contract, negligence or strict liability.  ISODAMP C-6000 series is a highly damped thermoplastic vulcanizate, or TPV. It is available in 3 durometers in parts and assemblies  ISODAMP C-6000 Isolator parts and assemblies are used to enhance performance and protect electronic and mechanical devices from shock, vibration and noise.  ISODAMP C-6000 series parts are Halogen-free (per IEC 61249-2-21), complies with REACH substances of very high concern free (as of June 2015), meets JIG -101 and is RoHS 2 compliant Typical PropertiesC-6040C-6050C-6060Hardness, ASTM D2240(Type A, 15 sec, 1 kg, 23C (72F))405060Compression Force Deflection kPa (psi)ASTM D575 @ 0.51cm/min (0.2 in/min) 10% 20% 30%270 (39) 500 (73) 800 (120)410 (59)750 (110)1200 (170)580 (84)1100 (150)1600 (240)Compression Set ASTM D395, Method B 25% @ 22C (72F) 25% @ 70C (158F)20% 50%20%50%25%50%Abrasion H22 wheels, 1000 cycles, 1000 grams load weight ASTM D3390, weight loss per revolution (mg)0.6 mg0.3 mg0.5 mgTensile Strength kPa (psi) ASTM D412400550700Tear C kN/m (ppi) ASTM D62490110130Temperature Range C (F)Peak Damping PerformanceTemperature Range @ 10 Hz @ 100 Hz @ 1000 Hz-19ºC to 14ºC -15ºC to 26ºC -10ºC to 38ºC-17ºC to 24ºC-12ºC to 36ºC-8ºC to 46ºC-12ºC to 29ºC-8ºC to 38ºC-3ºC to 48ºCDynamic Properties via DMA , 20°C Tan δ @ 10 Hz Tan δ @ 100 Hz Tan δ @ 1000 Hz 0.3 0.5 0.80.30.50.80.40.60.8Flammability UL 94 6mm ThicknessMeets V-0Meets V-0Meets V-0RoHS Compliant YesYesYes ISODAMP™ C-6000 Series Molding Materials 7911 Zionsville Road, Indianapolis, IN 46268 Phone: 317-692-3000 Fax: 317-692-3111 Web: www.earglobal.com 3M , E-A-R and ISODAMP are trademarks of 3M Company and its affiliates ©2015 Aearo Technologies  Printed 7.15 Product Bulletin 1849
https://multimedia.3m.com/mws/media/1426847O/isodamp-c-8000-mss51.pdf | others | Offering solutions for a wide range of applications such as...Computer & PeripheralServer/Data CenterSmartphone & TabletIoT DevicesISODAMP™ C-8000 SERIESMaterial Summary Sheet 51Aearo Technologies LLC • a 3M companyMATERIAL SUMMARY SHEET 51ISODAMP™ C-8000 SERIESISODAMP™ C-8000 SERIES • Highly damped thermoplastic molded products for noise, shock and vibration control• RoHS Compliant• Non-halogenated• Listed UL 94 V-0 flame rating• Available in durometers from 40 to 88 Type APROPERTYC-8012C-8002C-8070C-8130DescriptionTPE Solid ThermoplasticTPE Solid ThermoplasticTPE Solid ThermoplasticTPE Solid ThermoplasticHardness ASTM D2240 Type A Durometer 23C (73F) 15 sec impact40517088Compression Load Deflection kPa (psi) ASTM D575 at 0.51 cm/min (0.2 in/min) 10% kPa (psi) 324 (47) 455 (66) 951 (138) 3619 (525) 20% kPa (psi)627 (91)883 (128)1799 (261)6494 (942) 30% kPa (psi)958 (139)1358 (197)2799 (406)9087 (1318)Compression Set (%) ASTM D395 Method B 22 hr at 22C (72F)12151535 22 hr at 70C (158F)100999890Tensile Strength kPa (psi) ASTM D4123309 (480)5309 (770)10059 (1459)11279 (1636)Tear Strength kN/m (lbf/in) ASTM D62418 (100)25 (141)50 (285)72 (410)Temperature Range C Peak Damping Performance Temperature Range @ 10 Hz -26 to 22-6 to 374 to 425 to 27 @ 100 Hz-19 to 35-2 to 508 to 5310 to 34 @ 1000 Hz-13 to 554 to 7114 to 6816 to 41Flammability UL 94Listed V-0 @ 6 mm (0.24 in)Listed V-0 @ 3.4 mm (0.13 in)Listed V-0 @ 3.2 mm (0.125 in)Listed V-0 @ 3.5 mm (0.14 in)RoHS CompliantYesYesYesYesHalogen Free*YesYesYesYesThe above technical information and data should be considered representative or typical only and should not be used for specification purpose. **Halogen-free per IEC 61249-2-21. 3M, E-A-R, and ISODAMP are trademarks of 3M Company and its affiliatesprinted 5/17Aearo Technologies LLC • a 3M company7911 Zionsville Road, Indianapolis, IN 46268U.S. Toll Free: 877-327-4332 Web: www.earglobal.com solutions@earglobal.comTYPICAL PROPERTIESprinted 5/17Aearo Technologies LLC • a 3M company7911 Zionsville Road, Indianapolis, IN 46268U.S. Toll Free: 877-327-4332 Office: 651-575-0151 Web: www.earglobal.com solutions@earglobal.comMATERIAL SUMMARY SHEET 51ISODAMP™ C-8000 SERIESC-8012Shear Modulus (MPa)/(Loss Factor)Reduced Frequency (Hz)Frequency (Hz)C-8002Shear Modulus (MPa)/(Loss Factor)Reduced Frequency (Hz)Frequency (Hz)C-8070Shear Modulus (MPa)/(Loss Factor)Reduced Frequency (Hz)Frequency (Hz)C-8130Shear Modulus (MPa)/(Loss Factor)Reduced Frequency (Hz)Frequency (Hz)3M, E-A-R, and ISODAMP are trademarks of 3M Company and its affiliates0.11101001000100001.E-011.E+001.E+011.E+021.E+031.E+041.00E-051.00E-031.00E-011.00E+011.00E+031.00E+051.00E+071.00E+091.00E+11Frequency (Hz)Shear Modulus (MPa) / (Loss Factor)Reduced Frequency (Hz)Isodamp C-800280 70 60 50 40 30 20 10 0 -10°C(1.0)(0.1) May 13, 2013 - Orig 0.11101001000100001.E-011.E+001.E+011.E+021.E+031.E+041.00E-041.00E-021.00E+001.00E+021.00E+041.00E+061.00E+081.00E+101.00E+12Frequency (Hz)Shear Modulus (MPa) / (Loss Factor)Reduced Frequency (Hz)Isodamp C-8012 40 30 20 10 0 -10 -20 -30°C(1.0)(0.1)May 13, 2013 - Orig 1101001000100001.E+001.E+011.E+021.E+031.E+041.00E-061.00E-041.00E-021.00E+001.00E+021.00E+041.00E+061.00E+081.00E+10Frequency (Hz)Shear Modulus (MPa) / (Loss Factor)Reduced Frequency (Hz)Isodamp C-8130(1.0)(0.1) 80 70 60 50 40 30 20 10 0 -10°CMay 13, 2013 - Orig 1101001000100001.E+001.E+011.E+021.E+031.E+041.00E-051.00E-031.00E-011.00E+011.00E+031.00E+051.00E+071.00E+091.00E+11Frequency (Hz)Shear Modulus (MPa) / Loss Factor Reduced Frequency (Hz)Isodamp C-8070(1.0)(0.1)80 70 60 50 40 30 20 10 0 -10°C May 29, 2013 - Preliminary printed 5/17Aearo Technologies LLC • a 3M company7911 Zionsville Road, Indianapolis, IN 46268U.S. Toll Free: 877-327-4332 Web: www.earglobal.com solutions@earglobal.comTechnical Information: The technical information, recommendations and other statements contained in this document are based upon tests or experience that Aearo Technologies LLC believes are reliable, but the accuracy or completeness of such information is not guaranteed. Product Use: Many factors beyond Aearo’s control and uniquely within user’s knowledge and control can affect the use and performance of an Aearo Technologies LLC product in a particular application. Given the variety of factors that can affect the use and performance of an Aearo Technologies LLC product, user is solely responsible for evaluating the Aearo Technologies LLC product and determining whether it is fit for a particular purpose and suitable for user’s method of application. Warranty, Limited Remedy, and Disclaimer: Unless an additional warranty is specifically stated on the applicable Aearo Technologies LLC product packaging or product literature, Aearo Technologies LLC warrants that each Aearo Technologies LLC product meets the applicable Aearo Technologies LLC product specification at the time Aearo Technologies LLC ships the product. Aearo Technologies LLC MAKES NO OTHER WARRANTIES OR CONDITIONS, EXPRESS OR IMPLIED, INCLUDING, BUT NOT LIMITED TO, ANY IMPLIED WARRANTY OR CONDITION OF MERCHANTABILITY OR FITNESS FOR A PARTICULAR PURPOSE OR ANY IMPLIED WARRANTY OR CONDITION ARISING OUT OF A COURSE OF DEALING, CUSTOM OR USAGE OF TRADE. If the Aearo Technologies LLC product does not conform to this warranty, then the sole and exclusive remedy is, at Aearo Technologies LLC’s option, replacement of the Aearo Technologies LLC product or refund of the purchase price. Limitation of Liability: Except where prohibited by law, Aearo Technologies LLC will not be liable for any loss or damage arising from the Aearo Technologies LLC product, whether direct, indirect, special, incidental or consequential, regardless of the legal theory asserted, including warranty, contract, negligence or strict liability.3M, E-A-R, and ISODAMP are trademarks of 3M Company and its affiliates
https://multimedia.3m.com/mws/media/1426847O/isodamp-c-8000-mss51.pdf | others | Offering solutions for a wide range of applications such as...Computer & PeripheralServer/Data CenterSmartphone & TabletIoT DevicesISODAMP™ C-8000 SERIESMaterial Summary Sheet 51Aearo Technologies LLC • a 3M companyMATERIAL SUMMARY SHEET 51ISODAMP™ C-8000 SERIESISODAMP™ C-8000 SERIES • Highly damped thermoplastic molded products for noise, shock and vibration control• RoHS Compliant• Non-halogenated• Listed UL 94 V-0 flame rating• Available in durometers from 40 to 88 Type APROPERTYC-8012C-8002C-8070C-8130DescriptionTPE Solid ThermoplasticTPE Solid ThermoplasticTPE Solid ThermoplasticTPE Solid ThermoplasticHardness ASTM D2240 Type A Durometer 23C (73F) 15 sec impact40517088Compression Load Deflection kPa (psi) ASTM D575 at 0.51 cm/min (0.2 in/min) 10% kPa (psi) 324 (47) 455 (66) 951 (138) 3619 (525) 20% kPa (psi)627 (91)883 (128)1799 (261)6494 (942) 30% kPa (psi)958 (139)1358 (197)2799 (406)9087 (1318)Compression Set (%) ASTM D395 Method B 22 hr at 22C (72F)12151535 22 hr at 70C (158F)100999890Tensile Strength kPa (psi) ASTM D4123309 (480)5309 (770)10059 (1459)11279 (1636)Tear Strength kN/m (lbf/in) ASTM D62418 (100)25 (141)50 (285)72 (410)Temperature Range C Peak Damping Performance Temperature Range @ 10 Hz -26 to 22-6 to 374 to 425 to 27 @ 100 Hz-19 to 35-2 to 508 to 5310 to 34 @ 1000 Hz-13 to 554 to 7114 to 6816 to 41Flammability UL 94Listed V-0 @ 6 mm (0.24 in)Listed V-0 @ 3.4 mm (0.13 in)Listed V-0 @ 3.2 mm (0.125 in)Listed V-0 @ 3.5 mm (0.14 in)RoHS CompliantYesYesYesYesHalogen Free*YesYesYesYesThe above technical information and data should be considered representative or typical only and should not be used for specification purpose. **Halogen-free per IEC 61249-2-21. 3M, E-A-R, and ISODAMP are trademarks of 3M Company and its affiliatesprinted 5/17Aearo Technologies LLC • a 3M company7911 Zionsville Road, Indianapolis, IN 46268U.S. Toll Free: 877-327-4332 Web: www.earglobal.com solutions@earglobal.comTYPICAL PROPERTIESprinted 5/17Aearo Technologies LLC • a 3M company7911 Zionsville Road, Indianapolis, IN 46268U.S. Toll Free: 877-327-4332 Office: 651-575-0151 Web: www.earglobal.com solutions@earglobal.comMATERIAL SUMMARY SHEET 51ISODAMP™ C-8000 SERIESC-8012Shear Modulus (MPa)/(Loss Factor)Reduced Frequency (Hz)Frequency (Hz)C-8002Shear Modulus (MPa)/(Loss Factor)Reduced Frequency (Hz)Frequency (Hz)C-8070Shear Modulus (MPa)/(Loss Factor)Reduced Frequency (Hz)Frequency (Hz)C-8130Shear Modulus (MPa)/(Loss Factor)Reduced Frequency (Hz)Frequency (Hz)3M, E-A-R, and ISODAMP are trademarks of 3M Company and its affiliates0.11101001000100001.E-011.E+001.E+011.E+021.E+031.E+041.00E-051.00E-031.00E-011.00E+011.00E+031.00E+051.00E+071.00E+091.00E+11Frequency (Hz)Shear Modulus (MPa) / (Loss Factor)Reduced Frequency (Hz)Isodamp C-800280 70 60 50 40 30 20 10 0 -10°C(1.0)(0.1) May 13, 2013 - Orig 0.11101001000100001.E-011.E+001.E+011.E+021.E+031.E+041.00E-041.00E-021.00E+001.00E+021.00E+041.00E+061.00E+081.00E+101.00E+12Frequency (Hz)Shear Modulus (MPa) / (Loss Factor)Reduced Frequency (Hz)Isodamp C-8012 40 30 20 10 0 -10 -20 -30°C(1.0)(0.1)May 13, 2013 - Orig 1101001000100001.E+001.E+011.E+021.E+031.E+041.00E-061.00E-041.00E-021.00E+001.00E+021.00E+041.00E+061.00E+081.00E+10Frequency (Hz)Shear Modulus (MPa) / (Loss Factor)Reduced Frequency (Hz)Isodamp C-8130(1.0)(0.1) 80 70 60 50 40 30 20 10 0 -10°CMay 13, 2013 - Orig 1101001000100001.E+001.E+011.E+021.E+031.E+041.00E-051.00E-031.00E-011.00E+011.00E+031.00E+051.00E+071.00E+091.00E+11Frequency (Hz)Shear Modulus (MPa) / Loss Factor Reduced Frequency (Hz)Isodamp C-8070(1.0)(0.1)80 70 60 50 40 30 20 10 0 -10°C May 29, 2013 - Preliminary printed 5/17Aearo Technologies LLC • a 3M company7911 Zionsville Road, Indianapolis, IN 46268U.S. Toll Free: 877-327-4332 Web: www.earglobal.com solutions@earglobal.comTechnical Information: The technical information, recommendations and other statements contained in this document are based upon tests or experience that Aearo Technologies LLC believes are reliable, but the accuracy or completeness of such information is not guaranteed. Product Use: Many factors beyond Aearo’s control and uniquely within user’s knowledge and control can affect the use and performance of an Aearo Technologies LLC product in a particular application. Given the variety of factors that can affect the use and performance of an Aearo Technologies LLC product, user is solely responsible for evaluating the Aearo Technologies LLC product and determining whether it is fit for a particular purpose and suitable for user’s method of application. Warranty, Limited Remedy, and Disclaimer: Unless an additional warranty is specifically stated on the applicable Aearo Technologies LLC product packaging or product literature, Aearo Technologies LLC warrants that each Aearo Technologies LLC product meets the applicable Aearo Technologies LLC product specification at the time Aearo Technologies LLC ships the product. Aearo Technologies LLC MAKES NO OTHER WARRANTIES OR CONDITIONS, EXPRESS OR IMPLIED, INCLUDING, BUT NOT LIMITED TO, ANY IMPLIED WARRANTY OR CONDITION OF MERCHANTABILITY OR FITNESS FOR A PARTICULAR PURPOSE OR ANY IMPLIED WARRANTY OR CONDITION ARISING OUT OF A COURSE OF DEALING, CUSTOM OR USAGE OF TRADE. If the Aearo Technologies LLC product does not conform to this warranty, then the sole and exclusive remedy is, at Aearo Technologies LLC’s option, replacement of the Aearo Technologies LLC product or refund of the purchase price. Limitation of Liability: Except where prohibited by law, Aearo Technologies LLC will not be liable for any loss or damage arising from the Aearo Technologies LLC product, whether direct, indirect, special, incidental or consequential, regardless of the legal theory asserted, including warranty, contract, negligence or strict liability.3M, E-A-R, and ISODAMP are trademarks of 3M Company and its affiliates
https://multimedia.3m.com/mws/media/1278448O/e-a-r-isodamp-c-6000-materials-product-bulletin.pdf | others | Product Bulletin 1849 ISODAMP™ C-6000 Series Materials The above technical information and data should be considered representative or typical only and should not be used for specification purposes. Technical Information: The technical information, recommendations and other statements contained in this document are based upon tests or experience that Aearo Technologies believes are reliable, but the accuracy or completeness of such information is not guaranteed. Product Use: Many factors beyond Aearo Technologies’s control and uniquely within user’s knowledge and control can affect the use and performance of a Aearo Technologies product in a particular application Given the variety of factors that can affect the use and performance of an Aearo Technologies product, user is solely responsible for evaluating the Aearo Technologies product and determining whether it is fit for a particular purpose and suitable for user’s method of application. Warranty, Limited Remedy and Disclaimer: Unless an additional warranty is specifically stated on the applicable Aearo Technologies product packaging or product literature, Aearo Technologies warrants that each Aearo Technologies product meets the applicable Aearo Technologies product specification at the time Aearo Technologies ships the product. Aearo Technologies MAKES NO OTHER WARRANTIES OR CONDITIONS, EXPRESS OR IMPLIED, INCLUDING, BUT NOT LIMITED TO, ANY IMPLIED WARRANTY OR CONDITION OF MERCHANTABILITY OR FITNESS FOR A PARTICULAR PURPOSE OR ANY IMPLIED WARRANTY OR CONDITION ARISING OUT OF A COURSE OF DEALING, CUSTOM OR USAGE OF TRADE. If the Aearo Technologies product does not conform to this warranty, then the sole and exclusive remedy is, at Aearo Technologies’s option, replacement of the Aearo Technologies product or refund of the purchase price. Limitation of Liability: Except where prohibited by law, Aearo Technologies will not be liable for any loss or damage arising from the Aearo Technologies product, whether direct, indirect, special, incidental or consequential, regardless of the legal theory asserted, including warranty, contract, negligence or strict liability.  ISODAMP C-6000 series is a highly damped thermoplastic vulcanizate, or TPV. It is available in 3 durometers in parts and assemblies  ISODAMP C-6000 Isolator parts and assemblies are used to enhance performance and protect electronic and mechanical devices from shock, vibration and noise.  ISODAMP C-6000 series parts are Halogen-free (per IEC 61249-2-21), complies with REACH substances of very high concern free (as of June 2015), meets JIG -101 and is RoHS 2 compliant Typical PropertiesC-6040C-6050C-6060Hardness, ASTM D2240(Type A, 15 sec, 1 kg, 23C (72F))405060Compression Force Deflection kPa (psi)ASTM D575 @ 0.51cm/min (0.2 in/min) 10% 20% 30%270 (39) 500 (73) 800 (120)410 (59)750 (110)1200 (170)580 (84)1100 (150)1600 (240)Compression Set ASTM D395, Method B 25% @ 22C (72F) 25% @ 70C (158F)20% 50%20%50%25%50%Abrasion H22 wheels, 1000 cycles, 1000 grams load weight ASTM D3390, weight loss per revolution (mg)0.6 mg0.3 mg0.5 mgTensile Strength kPa (psi) ASTM D412400550700Tear C kN/m (ppi) ASTM D62490110130Temperature Range C (F)Peak Damping PerformanceTemperature Range @ 10 Hz @ 100 Hz @ 1000 Hz-19ºC to 14ºC -15ºC to 26ºC -10ºC to 38ºC-17ºC to 24ºC-12ºC to 36ºC-8ºC to 46ºC-12ºC to 29ºC-8ºC to 38ºC-3ºC to 48ºCDynamic Properties via DMA , 20°C Tan δ @ 10 Hz Tan δ @ 100 Hz Tan δ @ 1000 Hz 0.3 0.5 0.80.30.50.80.40.60.8Flammability UL 94 6mm ThicknessMeets V-0Meets V-0Meets V-0RoHS Compliant YesYesYes ISODAMP™ C-6000 Series Molding Materials 7911 Zionsville Road, Indianapolis, IN 46268 Phone: 317-692-3000 Fax: 317-692-3111 Web: www.earglobal.com 3M , E-A-R and ISODAMP are trademarks of 3M Company and its affiliates ©2015 Aearo Technologies  Printed 7.15 Product Bulletin 1849
https://multimedia.3m.com/mws/media/1278448O/e-a-r-isodamp-c-6000-materials-product-bulletin.pdf | others | Product Bulletin 1849 ISODAMP™ C-6000 Series Materials The above technical information and data should be considered representative or typical only and should not be used for specification purposes. Technical Information: The technical information, recommendations and other statements contained in this document are based upon tests or experience that Aearo Technologies believes are reliable, but the accuracy or completeness of such information is not guaranteed. Product Use: Many factors beyond Aearo Technologies’s control and uniquely within user’s knowledge and control can affect the use and performance of a Aearo Technologies product in a particular application Given the variety of factors that can affect the use and performance of an Aearo Technologies product, user is solely responsible for evaluating the Aearo Technologies product and determining whether it is fit for a particular purpose and suitable for user’s method of application. Warranty, Limited Remedy and Disclaimer: Unless an additional warranty is specifically stated on the applicable Aearo Technologies product packaging or product literature, Aearo Technologies warrants that each Aearo Technologies product meets the applicable Aearo Technologies product specification at the time Aearo Technologies ships the product. Aearo Technologies MAKES NO OTHER WARRANTIES OR CONDITIONS, EXPRESS OR IMPLIED, INCLUDING, BUT NOT LIMITED TO, ANY IMPLIED WARRANTY OR CONDITION OF MERCHANTABILITY OR FITNESS FOR A PARTICULAR PURPOSE OR ANY IMPLIED WARRANTY OR CONDITION ARISING OUT OF A COURSE OF DEALING, CUSTOM OR USAGE OF TRADE. If the Aearo Technologies product does not conform to this warranty, then the sole and exclusive remedy is, at Aearo Technologies’s option, replacement of the Aearo Technologies product or refund of the purchase price. Limitation of Liability: Except where prohibited by law, Aearo Technologies will not be liable for any loss or damage arising from the Aearo Technologies product, whether direct, indirect, special, incidental or consequential, regardless of the legal theory asserted, including warranty, contract, negligence or strict liability.  ISODAMP C-6000 series is a highly damped thermoplastic vulcanizate, or TPV. It is available in 3 durometers in parts and assemblies  ISODAMP C-6000 Isolator parts and assemblies are used to enhance performance and protect electronic and mechanical devices from shock, vibration and noise.  ISODAMP C-6000 series parts are Halogen-free (per IEC 61249-2-21), complies with REACH substances of very high concern free (as of June 2015), meets JIG -101 and is RoHS 2 compliant Typical PropertiesC-6040C-6050C-6060Hardness, ASTM D2240(Type A, 15 sec, 1 kg, 23C (72F))405060Compression Force Deflection kPa (psi)ASTM D575 @ 0.51cm/min (0.2 in/min) 10% 20% 30%270 (39) 500 (73) 800 (120)410 (59)750 (110)1200 (170)580 (84)1100 (150)1600 (240)Compression Set ASTM D395, Method B 25% @ 22C (72F) 25% @ 70C (158F)20% 50%20%50%25%50%Abrasion H22 wheels, 1000 cycles, 1000 grams load weight ASTM D3390, weight loss per revolution (mg)0.6 mg0.3 mg0.5 mgTensile Strength kPa (psi) ASTM D412400550700Tear C kN/m (ppi) ASTM D62490110130Temperature Range C (F)Peak Damping PerformanceTemperature Range @ 10 Hz @ 100 Hz @ 1000 Hz-19ºC to 14ºC -15ºC to 26ºC -10ºC to 38ºC-17ºC to 24ºC-12ºC to 36ºC-8ºC to 46ºC-12ºC to 29ºC-8ºC to 38ºC-3ºC to 48ºCDynamic Properties via DMA , 20°C Tan δ @ 10 Hz Tan δ @ 100 Hz Tan δ @ 1000 Hz 0.3 0.5 0.80.30.50.80.40.60.8Flammability UL 94 6mm ThicknessMeets V-0Meets V-0Meets V-0RoHS Compliant YesYesYes ISODAMP™ C-6000 Series Molding Materials 7911 Zionsville Road, Indianapolis, IN 46268 Phone: 317-692-3000 Fax: 317-692-3111 Web: www.earglobal.com 3M , E-A-R and ISODAMP are trademarks of 3M Company and its affiliates ©2015 Aearo Technologies  Printed 7.15 Product Bulletin 1849
https://multimedia.3m.com/mws/media/1426847O/isodamp-c-8000-mss51.pdf | others | Offering solutions for a wide range of applications such as...Computer & PeripheralServer/Data CenterSmartphone & TabletIoT DevicesISODAMP™ C-8000 SERIESMaterial Summary Sheet 51Aearo Technologies LLC • a 3M companyMATERIAL SUMMARY SHEET 51ISODAMP™ C-8000 SERIESISODAMP™ C-8000 SERIES • Highly damped thermoplastic molded products for noise, shock and vibration control• RoHS Compliant• Non-halogenated• Listed UL 94 V-0 flame rating• Available in durometers from 40 to 88 Type APROPERTYC-8012C-8002C-8070C-8130DescriptionTPE Solid ThermoplasticTPE Solid ThermoplasticTPE Solid ThermoplasticTPE Solid ThermoplasticHardness ASTM D2240 Type A Durometer 23C (73F) 15 sec impact40517088Compression Load Deflection kPa (psi) ASTM D575 at 0.51 cm/min (0.2 in/min) 10% kPa (psi) 324 (47) 455 (66) 951 (138) 3619 (525) 20% kPa (psi)627 (91)883 (128)1799 (261)6494 (942) 30% kPa (psi)958 (139)1358 (197)2799 (406)9087 (1318)Compression Set (%) ASTM D395 Method B 22 hr at 22C (72F)12151535 22 hr at 70C (158F)100999890Tensile Strength kPa (psi) ASTM D4123309 (480)5309 (770)10059 (1459)11279 (1636)Tear Strength kN/m (lbf/in) ASTM D62418 (100)25 (141)50 (285)72 (410)Temperature Range C Peak Damping Performance Temperature Range @ 10 Hz -26 to 22-6 to 374 to 425 to 27 @ 100 Hz-19 to 35-2 to 508 to 5310 to 34 @ 1000 Hz-13 to 554 to 7114 to 6816 to 41Flammability UL 94Listed V-0 @ 6 mm (0.24 in)Listed V-0 @ 3.4 mm (0.13 in)Listed V-0 @ 3.2 mm (0.125 in)Listed V-0 @ 3.5 mm (0.14 in)RoHS CompliantYesYesYesYesHalogen Free*YesYesYesYesThe above technical information and data should be considered representative or typical only and should not be used for specification purpose. **Halogen-free per IEC 61249-2-21. 3M, E-A-R, and ISODAMP are trademarks of 3M Company and its affiliatesprinted 5/17Aearo Technologies LLC • a 3M company7911 Zionsville Road, Indianapolis, IN 46268U.S. Toll Free: 877-327-4332 Web: www.earglobal.com solutions@earglobal.comTYPICAL PROPERTIESprinted 5/17Aearo Technologies LLC • a 3M company7911 Zionsville Road, Indianapolis, IN 46268U.S. Toll Free: 877-327-4332 Office: 651-575-0151 Web: www.earglobal.com solutions@earglobal.comMATERIAL SUMMARY SHEET 51ISODAMP™ C-8000 SERIESC-8012Shear Modulus (MPa)/(Loss Factor)Reduced Frequency (Hz)Frequency (Hz)C-8002Shear Modulus (MPa)/(Loss Factor)Reduced Frequency (Hz)Frequency (Hz)C-8070Shear Modulus (MPa)/(Loss Factor)Reduced Frequency (Hz)Frequency (Hz)C-8130Shear Modulus (MPa)/(Loss Factor)Reduced Frequency (Hz)Frequency (Hz)3M, E-A-R, and ISODAMP are trademarks of 3M Company and its affiliates0.11101001000100001.E-011.E+001.E+011.E+021.E+031.E+041.00E-051.00E-031.00E-011.00E+011.00E+031.00E+051.00E+071.00E+091.00E+11Frequency (Hz)Shear Modulus (MPa) / (Loss Factor)Reduced Frequency (Hz)Isodamp C-800280 70 60 50 40 30 20 10 0 -10°C(1.0)(0.1) May 13, 2013 - Orig 0.11101001000100001.E-011.E+001.E+011.E+021.E+031.E+041.00E-041.00E-021.00E+001.00E+021.00E+041.00E+061.00E+081.00E+101.00E+12Frequency (Hz)Shear Modulus (MPa) / (Loss Factor)Reduced Frequency (Hz)Isodamp C-8012 40 30 20 10 0 -10 -20 -30°C(1.0)(0.1)May 13, 2013 - Orig 1101001000100001.E+001.E+011.E+021.E+031.E+041.00E-061.00E-041.00E-021.00E+001.00E+021.00E+041.00E+061.00E+081.00E+10Frequency (Hz)Shear Modulus (MPa) / (Loss Factor)Reduced Frequency (Hz)Isodamp C-8130(1.0)(0.1) 80 70 60 50 40 30 20 10 0 -10°CMay 13, 2013 - Orig 1101001000100001.E+001.E+011.E+021.E+031.E+041.00E-051.00E-031.00E-011.00E+011.00E+031.00E+051.00E+071.00E+091.00E+11Frequency (Hz)Shear Modulus (MPa) / Loss Factor Reduced Frequency (Hz)Isodamp C-8070(1.0)(0.1)80 70 60 50 40 30 20 10 0 -10°C May 29, 2013 - Preliminary printed 5/17Aearo Technologies LLC • a 3M company7911 Zionsville Road, Indianapolis, IN 46268U.S. Toll Free: 877-327-4332 Web: www.earglobal.com solutions@earglobal.comTechnical Information: The technical information, recommendations and other statements contained in this document are based upon tests or experience that Aearo Technologies LLC believes are reliable, but the accuracy or completeness of such information is not guaranteed. Product Use: Many factors beyond Aearo’s control and uniquely within user’s knowledge and control can affect the use and performance of an Aearo Technologies LLC product in a particular application. Given the variety of factors that can affect the use and performance of an Aearo Technologies LLC product, user is solely responsible for evaluating the Aearo Technologies LLC product and determining whether it is fit for a particular purpose and suitable for user’s method of application. Warranty, Limited Remedy, and Disclaimer: Unless an additional warranty is specifically stated on the applicable Aearo Technologies LLC product packaging or product literature, Aearo Technologies LLC warrants that each Aearo Technologies LLC product meets the applicable Aearo Technologies LLC product specification at the time Aearo Technologies LLC ships the product. Aearo Technologies LLC MAKES NO OTHER WARRANTIES OR CONDITIONS, EXPRESS OR IMPLIED, INCLUDING, BUT NOT LIMITED TO, ANY IMPLIED WARRANTY OR CONDITION OF MERCHANTABILITY OR FITNESS FOR A PARTICULAR PURPOSE OR ANY IMPLIED WARRANTY OR CONDITION ARISING OUT OF A COURSE OF DEALING, CUSTOM OR USAGE OF TRADE. If the Aearo Technologies LLC product does not conform to this warranty, then the sole and exclusive remedy is, at Aearo Technologies LLC’s option, replacement of the Aearo Technologies LLC product or refund of the purchase price. Limitation of Liability: Except where prohibited by law, Aearo Technologies LLC will not be liable for any loss or damage arising from the Aearo Technologies LLC product, whether direct, indirect, special, incidental or consequential, regardless of the legal theory asserted, including warranty, contract, negligence or strict liability.3M, E-A-R, and ISODAMP are trademarks of 3M Company and its affiliates
https://multimedia.3m.com/mws/media/1255423O/e-a-r-isodamp-versadamp-material-summary-sheet.pdf | others | Offering solutions for a wide range of applications such as...Lab and office equipmentComputers and peripheralsIndustrial equipmentMOLDING MATERIALS – THERMOPLASTICSMaterial Summary Sheet 7Aearo Technologies LLC • a 3M companyMATERIAL SUMMARY SHEET 7Molding Materials – ThermoplasticsMolding Materials – Thermoplastics E-A-R’s proprietary, highly damped ISODAMP™ thermoplastic and VersaDamp™ thermoplastic molding materials are standard- and custom-molded to provide high performance shock, vibration and noise control. As highly damped elastomers, these materials platforms exhibit extremely low rebound characteristics, ensuring very low amplification at resonance and rapid settling to equilibrium after shock or vibration input.Standard and custom configurations include numerous styles of isolation grommets (with or without metal inserts), bushings, mounting pads and feet, self-locking fan mounts, snubbers, gaskets, bumpers and pads.PROPERTYC-1002C-1100C-8002C-8012C-8070C-8130DescriptionVinyl Solid ThermoplasticVinyl Solid ThermoplasticvTPE Solid ThermoplasticTPE SolidThermoplasticTPE Solid ThermoplasticTPE Solid ThermoplasticHardness ASTM D2240 Type A Durometer 23C (73F) 15 sec impact 54 71 51 40 70 88Flammability UL 94 1.5 mm (0.06 in thick) 3.2 mm (0.125 in) Listed V-0 Listed V-0 Listed V-0 @ 3.4 mm (0.13in) Listed V-0 @ 6 mm (0.24in) Meets V-0 @ 3.2 mm (0.125 in) Listed V-0 @ 3.5 mm (0.14 in)FMVSS-302Compression Load Deflection kPa (psi) ASTM D575 at 0.51 cm/min (0.2 in/min) 10% kPa (psi) 20% kPa (psi) 30% kPa (psi) 393 (57) 1145 (166) 2468 (358) 1172 (170) 3688 (535) 7756 (1125) 455 (66) 883 (128) 1358 (197) 324 (47) 627 (91) 958 (139) 951 (138) 1799 (261) 2799 (406) 2495 (362) 6494 (942) 9087 (1318)Compression Set (%) ASTM D395 Method B 22 hr at 22C (72F) 22 hr at 70C (158F) *50C(122F) 14 62 25 60 15 99 12 100 15 98 35 90Tensile Strength kPa (psi) ASTM D412 8963 (1300) 13789 (2000) 5309 (770) 3309 (480) 10059 (1459) 11279 (1636)Tear Strength kN/m (lbf/in) ASTM D624 40 (224) 65 (370) 25 (141) 18 (100) 50 (285) 72 (410)Temperature Range C (F) Peak Damping Performance Temperature Range ASTM D4065 Loss Factor above 0.3% strain in shear mode at 10 Hz -13C to 37C (9F to 99F) 3C to 56C (37F to 132F) -4C to 40C (-25F to 104F) -22C to 21C (-8F to 70F) 4C to 42C (42F to 86F) 6C to 30C (42F to 86F)The data listed in this data sheet are typical or average values based on tests conducted by independent laboratories or by the manufacturer.They are indicative only of the results obtained in such tests and should not be considered as guaranteed maximums or minimums.Materials must be tested under actual service to determine their suitability for a particular purpose.Warranty and Limited Remedy: Aearo Technologies LLC warrants that each Aearo Technologies LLC product meets the applicable Aearo Technologies LLC product specification at the time Aearo Technologies LLC ships the product. Aearo Technologies LLC MAKES NO OTHER EXPRESS OR IMPLIED WARRANTIES OR CONDITIONS, INCLUDING ANY IMPLIED WARRANTY OR CONDITION OF MERCHANTABILITY OR FITNESS FOR A PARTICULAR PURPOSE. If the Aearo Technologies LLC product does not conform to this warranty, the sole and exclusive remedy is, at Aearo Technologies LLC’s option, replacement of the Aearo Technologies LLC product or refund of the purchase price.Limitation of Liability: Except where prohibited by law, Aearo Technologies LLC will not be liable for any loss or damage arising from the Aearo Technologies LLC product, whether direct, indirect, special, incidental or consequential, regardless of the legal theory asserted.E-A-R, 3M ISOLOSS, ISODAMP and VersaDamp are trademarks of 3M Company and its affiliatesprinted 2/16Aearo Technologies LLC • a 3M company7911 Zionsville Road, Indianapolis, IN 46268U.S. Toll Free: 877-327-4332 Web: www.earglobal.com solutions@earglobal.comTYPICAL PROPERTIESMATERIAL SUMMARY SHEET 7Molding Materials – ThermoplasticsMolding Materials – Thermoplastics VersaDamp materials also feature adjustable damping and stiffness, enabling custom-tuning of dynamic response. This materials family also offers an extended service temperature range.• Excellent physical integrity• Soft and pliable, yet physically strong • Good flame resistance • Excellent wear resistance • Very high loss factor, for effective structureborne shock, vibration and noise control at the source• Tight tolerancesPROPERTYV-2325V-2590V-2599V-2775DescriptionTPR ThermoplasticTPRThermoplasticTPR ThermoplasticTPR ThermoplasticHardness ASTM D2240 Type A Durometer 23C (73F) 15 sec post impact 33 52 50 60Flammability UL 94 1.5 mm (0.06 in thick) 3.2 mm (0.125 in) Listed HB FMVSS-302Meets at 3.2 mm (0.125 in)Meets at 3.2 mm (0.125 in)Meets at 3.2 mm (0.125 in)Meets at 3.2 mm (0.125 in)Compression Load Deflection kPa (psi) ASTM D575 at 5.1 mm/min (0.2 in/min) 10% kPa (psi) 20% kPa (psi) 30% kPa (psi) 290 (42) 538 (78) 841 (122) 650 (90) 1041 (151) 1558 (226) 600 (87) 1055 (153) 1606 (233) 772 (112) 1296 (188) 1917 (278)Compression Set (%) ASTM D395 Method B 22 hr at 22C (72F) 22 hr at 70C (158F) 12 25 18 30 31 50 18 29Tensile Strength kPa (psi) ASTM D412 2358 (342) 3523 (511) 3613 (524) 4068 (590)Tear Strength kN/m (lbf/in) ASTM D624 15 (83) 25 (139) 23 (129) 26 (148)Temperature Range C (F) Peak Damping ASTM D4065 Loss Factor above 0.3%at IOH2 -52C to 11C (-62F to 12F) -44C to 21C (-47F to 70F) -49C to 23C (-56F to 73F) -44C to 7C (-47F to 45F)Maximum Continuous Service Temperature ASTM D2000100C (212F)100C (212F)100C (212F)100C (212F)The data listed in this data sheet are typical or average values based on tests conducted by independent laboratories or by the manufacturer. They are indicative only of the results obtained in such tests and should not be considered as guaranteed maximums or minimums.Materials must be tested under actual service to determine their suitability for a particular purpose.Warranty and Limited Remedy: Aearo Technologies LLC warrants that each Aearo Technologies LLC product meets the applicable Aearo Technologies LLC product specification at the time Aearo Technologies LLC ships the product. Aearo Technologies LLC MAKES NO OTHER EXPRESS OR IMPLIED WARRANTIES OR CONDITIONS, INCLUDING ANY IMPLIED WARRANTY OR CONDITION OF MERCHANTABILITY OR FITNESS FOR A PARTICULAR PURPOSE. If the Aearo Technologies LLC product does not conform to this warranty, the sole and exclusive remedy is, at Aearo Technologies LLC’s option, replacement of the Aearo Technologies LLC product or refund of the purchase price.Limitation of Liability: Except where prohibited by law, Aearo Technologies LLC will not be liable for any loss or damage arising from the Aearo Technologies LLC product, whether direct, indirect, special, incidental or consequential, regardless of the legal theory asserted.Typical Standard ConfigurationsRibbed GrommetsFan MountsRings & BushingsFeetE-A-R, 3M ISOLOSS, ISODAMP and VersaDamp are trademarks of 3M company and its affiliatesprinted 5/16TYPICAL PROPERTIESAearo Technologies LLC • a 3M company7911 Zionsville Road, Indianapolis, IN 46268U.S. Toll Free: 877-327-4332 Office: 651-575-0151 Web: www.earglobal.com solutions@earglobal.comE-A-R, 3M ISOLOSS, ISODAMP and VersaDamp are trademarks of 3M Company and its affiliatesprinted 2/16Aearo Technologies LLC • a 3M company7911 Zionsville Road, Indianapolis, IN 46268U.S. Toll Free: 877-327-4332 Web: www.earglobal.com solutions@earglobal.com
https://multimedia.3m.com/mws/media/1255423O/e-a-r-isodamp-versadamp-material-summary-sheet.pdf | others | Offering solutions for a wide range of applications such as...Lab and office equipmentComputers and peripheralsIndustrial equipmentMOLDING MATERIALS – THERMOPLASTICSMaterial Summary Sheet 7Aearo Technologies LLC • a 3M companyMATERIAL SUMMARY SHEET 7Molding Materials – ThermoplasticsMolding Materials – Thermoplastics E-A-R’s proprietary, highly damped ISODAMP™ thermoplastic and VersaDamp™ thermoplastic molding materials are standard- and custom-molded to provide high performance shock, vibration and noise control. As highly damped elastomers, these materials platforms exhibit extremely low rebound characteristics, ensuring very low amplification at resonance and rapid settling to equilibrium after shock or vibration input.Standard and custom configurations include numerous styles of isolation grommets (with or without metal inserts), bushings, mounting pads and feet, self-locking fan mounts, snubbers, gaskets, bumpers and pads.PROPERTYC-1002C-1100C-8002C-8012C-8070C-8130DescriptionVinyl Solid ThermoplasticVinyl Solid ThermoplasticvTPE Solid ThermoplasticTPE SolidThermoplasticTPE Solid ThermoplasticTPE Solid ThermoplasticHardness ASTM D2240 Type A Durometer 23C (73F) 15 sec impact 54 71 51 40 70 88Flammability UL 94 1.5 mm (0.06 in thick) 3.2 mm (0.125 in) Listed V-0 Listed V-0 Listed V-0 @ 3.4 mm (0.13in) Listed V-0 @ 6 mm (0.24in) Meets V-0 @ 3.2 mm (0.125 in) Listed V-0 @ 3.5 mm (0.14 in)FMVSS-302Compression Load Deflection kPa (psi) ASTM D575 at 0.51 cm/min (0.2 in/min) 10% kPa (psi) 20% kPa (psi) 30% kPa (psi) 393 (57) 1145 (166) 2468 (358) 1172 (170) 3688 (535) 7756 (1125) 455 (66) 883 (128) 1358 (197) 324 (47) 627 (91) 958 (139) 951 (138) 1799 (261) 2799 (406) 2495 (362) 6494 (942) 9087 (1318)Compression Set (%) ASTM D395 Method B 22 hr at 22C (72F) 22 hr at 70C (158F) *50C(122F) 14 62 25 60 15 99 12 100 15 98 35 90Tensile Strength kPa (psi) ASTM D412 8963 (1300) 13789 (2000) 5309 (770) 3309 (480) 10059 (1459) 11279 (1636)Tear Strength kN/m (lbf/in) ASTM D624 40 (224) 65 (370) 25 (141) 18 (100) 50 (285) 72 (410)Temperature Range C (F) Peak Damping Performance Temperature Range ASTM D4065 Loss Factor above 0.3% strain in shear mode at 10 Hz -13C to 37C (9F to 99F) 3C to 56C (37F to 132F) -4C to 40C (-25F to 104F) -22C to 21C (-8F to 70F) 4C to 42C (42F to 86F) 6C to 30C (42F to 86F)The data listed in this data sheet are typical or average values based on tests conducted by independent laboratories or by the manufacturer.They are indicative only of the results obtained in such tests and should not be considered as guaranteed maximums or minimums.Materials must be tested under actual service to determine their suitability for a particular purpose.Warranty and Limited Remedy: Aearo Technologies LLC warrants that each Aearo Technologies LLC product meets the applicable Aearo Technologies LLC product specification at the time Aearo Technologies LLC ships the product. Aearo Technologies LLC MAKES NO OTHER EXPRESS OR IMPLIED WARRANTIES OR CONDITIONS, INCLUDING ANY IMPLIED WARRANTY OR CONDITION OF MERCHANTABILITY OR FITNESS FOR A PARTICULAR PURPOSE. If the Aearo Technologies LLC product does not conform to this warranty, the sole and exclusive remedy is, at Aearo Technologies LLC’s option, replacement of the Aearo Technologies LLC product or refund of the purchase price.Limitation of Liability: Except where prohibited by law, Aearo Technologies LLC will not be liable for any loss or damage arising from the Aearo Technologies LLC product, whether direct, indirect, special, incidental or consequential, regardless of the legal theory asserted.E-A-R, 3M ISOLOSS, ISODAMP and VersaDamp are trademarks of 3M Company and its affiliatesprinted 2/16Aearo Technologies LLC • a 3M company7911 Zionsville Road, Indianapolis, IN 46268U.S. Toll Free: 877-327-4332 Web: www.earglobal.com solutions@earglobal.comTYPICAL PROPERTIESMATERIAL SUMMARY SHEET 7Molding Materials – ThermoplasticsMolding Materials – Thermoplastics VersaDamp materials also feature adjustable damping and stiffness, enabling custom-tuning of dynamic response. This materials family also offers an extended service temperature range.• Excellent physical integrity• Soft and pliable, yet physically strong • Good flame resistance • Excellent wear resistance • Very high loss factor, for effective structureborne shock, vibration and noise control at the source• Tight tolerancesPROPERTYV-2325V-2590V-2599V-2775DescriptionTPR ThermoplasticTPRThermoplasticTPR ThermoplasticTPR ThermoplasticHardness ASTM D2240 Type A Durometer 23C (73F) 15 sec post impact 33 52 50 60Flammability UL 94 1.5 mm (0.06 in thick) 3.2 mm (0.125 in) Listed HB FMVSS-302Meets at 3.2 mm (0.125 in)Meets at 3.2 mm (0.125 in)Meets at 3.2 mm (0.125 in)Meets at 3.2 mm (0.125 in)Compression Load Deflection kPa (psi) ASTM D575 at 5.1 mm/min (0.2 in/min) 10% kPa (psi) 20% kPa (psi) 30% kPa (psi) 290 (42) 538 (78) 841 (122) 650 (90) 1041 (151) 1558 (226) 600 (87) 1055 (153) 1606 (233) 772 (112) 1296 (188) 1917 (278)Compression Set (%) ASTM D395 Method B 22 hr at 22C (72F) 22 hr at 70C (158F) 12 25 18 30 31 50 18 29Tensile Strength kPa (psi) ASTM D412 2358 (342) 3523 (511) 3613 (524) 4068 (590)Tear Strength kN/m (lbf/in) ASTM D624 15 (83) 25 (139) 23 (129) 26 (148)Temperature Range C (F) Peak Damping ASTM D4065 Loss Factor above 0.3%at IOH2 -52C to 11C (-62F to 12F) -44C to 21C (-47F to 70F) -49C to 23C (-56F to 73F) -44C to 7C (-47F to 45F)Maximum Continuous Service Temperature ASTM D2000100C (212F)100C (212F)100C (212F)100C (212F)The data listed in this data sheet are typical or average values based on tests conducted by independent laboratories or by the manufacturer. They are indicative only of the results obtained in such tests and should not be considered as guaranteed maximums or minimums.Materials must be tested under actual service to determine their suitability for a particular purpose.Warranty and Limited Remedy: Aearo Technologies LLC warrants that each Aearo Technologies LLC product meets the applicable Aearo Technologies LLC product specification at the time Aearo Technologies LLC ships the product. Aearo Technologies LLC MAKES NO OTHER EXPRESS OR IMPLIED WARRANTIES OR CONDITIONS, INCLUDING ANY IMPLIED WARRANTY OR CONDITION OF MERCHANTABILITY OR FITNESS FOR A PARTICULAR PURPOSE. If the Aearo Technologies LLC product does not conform to this warranty, the sole and exclusive remedy is, at Aearo Technologies LLC’s option, replacement of the Aearo Technologies LLC product or refund of the purchase price.Limitation of Liability: Except where prohibited by law, Aearo Technologies LLC will not be liable for any loss or damage arising from the Aearo Technologies LLC product, whether direct, indirect, special, incidental or consequential, regardless of the legal theory asserted.Typical Standard ConfigurationsRibbed GrommetsFan MountsRings & BushingsFeetE-A-R, 3M ISOLOSS, ISODAMP and VersaDamp are trademarks of 3M company and its affiliatesprinted 5/16TYPICAL PROPERTIESAearo Technologies LLC • a 3M company7911 Zionsville Road, Indianapolis, IN 46268U.S. Toll Free: 877-327-4332 Office: 651-575-0151 Web: www.earglobal.com solutions@earglobal.comE-A-R, 3M ISOLOSS, ISODAMP and VersaDamp are trademarks of 3M Company and its affiliatesprinted 2/16Aearo Technologies LLC • a 3M company7911 Zionsville Road, Indianapolis, IN 46268U.S. Toll Free: 877-327-4332 Web: www.earglobal.com solutions@earglobal.com
https://multimedia.3m.com/mws/media/1426847O/isodamp-c-8000-mss51.pdf | others | Offering solutions for a wide range of applications such as...Computer & PeripheralServer/Data CenterSmartphone & TabletIoT DevicesISODAMP™ C-8000 SERIESMaterial Summary Sheet 51Aearo Technologies LLC • a 3M companyMATERIAL SUMMARY SHEET 51ISODAMP™ C-8000 SERIESISODAMP™ C-8000 SERIES • Highly damped thermoplastic molded products for noise, shock and vibration control• RoHS Compliant• Non-halogenated• Listed UL 94 V-0 flame rating• Available in durometers from 40 to 88 Type APROPERTYC-8012C-8002C-8070C-8130DescriptionTPE Solid ThermoplasticTPE Solid ThermoplasticTPE Solid ThermoplasticTPE Solid ThermoplasticHardness ASTM D2240 Type A Durometer 23C (73F) 15 sec impact40517088Compression Load Deflection kPa (psi) ASTM D575 at 0.51 cm/min (0.2 in/min) 10% kPa (psi) 324 (47) 455 (66) 951 (138) 3619 (525) 20% kPa (psi)627 (91)883 (128)1799 (261)6494 (942) 30% kPa (psi)958 (139)1358 (197)2799 (406)9087 (1318)Compression Set (%) ASTM D395 Method B 22 hr at 22C (72F)12151535 22 hr at 70C (158F)100999890Tensile Strength kPa (psi) ASTM D4123309 (480)5309 (770)10059 (1459)11279 (1636)Tear Strength kN/m (lbf/in) ASTM D62418 (100)25 (141)50 (285)72 (410)Temperature Range C Peak Damping Performance Temperature Range @ 10 Hz -26 to 22-6 to 374 to 425 to 27 @ 100 Hz-19 to 35-2 to 508 to 5310 to 34 @ 1000 Hz-13 to 554 to 7114 to 6816 to 41Flammability UL 94Listed V-0 @ 6 mm (0.24 in)Listed V-0 @ 3.4 mm (0.13 in)Listed V-0 @ 3.2 mm (0.125 in)Listed V-0 @ 3.5 mm (0.14 in)RoHS CompliantYesYesYesYesHalogen Free*YesYesYesYesThe above technical information and data should be considered representative or typical only and should not be used for specification purpose. **Halogen-free per IEC 61249-2-21. 3M, E-A-R, and ISODAMP are trademarks of 3M Company and its affiliatesprinted 5/17Aearo Technologies LLC • a 3M company7911 Zionsville Road, Indianapolis, IN 46268U.S. Toll Free: 877-327-4332 Web: www.earglobal.com solutions@earglobal.comTYPICAL PROPERTIESprinted 5/17Aearo Technologies LLC • a 3M company7911 Zionsville Road, Indianapolis, IN 46268U.S. Toll Free: 877-327-4332 Office: 651-575-0151 Web: www.earglobal.com solutions@earglobal.comMATERIAL SUMMARY SHEET 51ISODAMP™ C-8000 SERIESC-8012Shear Modulus (MPa)/(Loss Factor)Reduced Frequency (Hz)Frequency (Hz)C-8002Shear Modulus (MPa)/(Loss Factor)Reduced Frequency (Hz)Frequency (Hz)C-8070Shear Modulus (MPa)/(Loss Factor)Reduced Frequency (Hz)Frequency (Hz)C-8130Shear Modulus (MPa)/(Loss Factor)Reduced Frequency (Hz)Frequency (Hz)3M, E-A-R, and ISODAMP are trademarks of 3M Company and its affiliates0.11101001000100001.E-011.E+001.E+011.E+021.E+031.E+041.00E-051.00E-031.00E-011.00E+011.00E+031.00E+051.00E+071.00E+091.00E+11Frequency (Hz)Shear Modulus (MPa) / (Loss Factor)Reduced Frequency (Hz)Isodamp C-800280 70 60 50 40 30 20 10 0 -10°C(1.0)(0.1) May 13, 2013 - Orig 0.11101001000100001.E-011.E+001.E+011.E+021.E+031.E+041.00E-041.00E-021.00E+001.00E+021.00E+041.00E+061.00E+081.00E+101.00E+12Frequency (Hz)Shear Modulus (MPa) / (Loss Factor)Reduced Frequency (Hz)Isodamp C-8012 40 30 20 10 0 -10 -20 -30°C(1.0)(0.1)May 13, 2013 - Orig 1101001000100001.E+001.E+011.E+021.E+031.E+041.00E-061.00E-041.00E-021.00E+001.00E+021.00E+041.00E+061.00E+081.00E+10Frequency (Hz)Shear Modulus (MPa) / (Loss Factor)Reduced Frequency (Hz)Isodamp C-8130(1.0)(0.1) 80 70 60 50 40 30 20 10 0 -10°CMay 13, 2013 - Orig 1101001000100001.E+001.E+011.E+021.E+031.E+041.00E-051.00E-031.00E-011.00E+011.00E+031.00E+051.00E+071.00E+091.00E+11Frequency (Hz)Shear Modulus (MPa) / Loss Factor Reduced Frequency (Hz)Isodamp C-8070(1.0)(0.1)80 70 60 50 40 30 20 10 0 -10°C May 29, 2013 - Preliminary printed 5/17Aearo Technologies LLC • a 3M company7911 Zionsville Road, Indianapolis, IN 46268U.S. Toll Free: 877-327-4332 Web: www.earglobal.com solutions@earglobal.comTechnical Information: The technical information, recommendations and other statements contained in this document are based upon tests or experience that Aearo Technologies LLC believes are reliable, but the accuracy or completeness of such information is not guaranteed. Product Use: Many factors beyond Aearo’s control and uniquely within user’s knowledge and control can affect the use and performance of an Aearo Technologies LLC product in a particular application. Given the variety of factors that can affect the use and performance of an Aearo Technologies LLC product, user is solely responsible for evaluating the Aearo Technologies LLC product and determining whether it is fit for a particular purpose and suitable for user’s method of application. Warranty, Limited Remedy, and Disclaimer: Unless an additional warranty is specifically stated on the applicable Aearo Technologies LLC product packaging or product literature, Aearo Technologies LLC warrants that each Aearo Technologies LLC product meets the applicable Aearo Technologies LLC product specification at the time Aearo Technologies LLC ships the product. Aearo Technologies LLC MAKES NO OTHER WARRANTIES OR CONDITIONS, EXPRESS OR IMPLIED, INCLUDING, BUT NOT LIMITED TO, ANY IMPLIED WARRANTY OR CONDITION OF MERCHANTABILITY OR FITNESS FOR A PARTICULAR PURPOSE OR ANY IMPLIED WARRANTY OR CONDITION ARISING OUT OF A COURSE OF DEALING, CUSTOM OR USAGE OF TRADE. If the Aearo Technologies LLC product does not conform to this warranty, then the sole and exclusive remedy is, at Aearo Technologies LLC’s option, replacement of the Aearo Technologies LLC product or refund of the purchase price. Limitation of Liability: Except where prohibited by law, Aearo Technologies LLC will not be liable for any loss or damage arising from the Aearo Technologies LLC product, whether direct, indirect, special, incidental or consequential, regardless of the legal theory asserted, including warranty, contract, negligence or strict liability.3M, E-A-R, and ISODAMP are trademarks of 3M Company and its affiliates
https://multimedia.3m.com/mws/media/1278448O/e-a-r-isodamp-c-6000-materials-product-bulletin.pdf | others | Product Bulletin 1849 ISODAMP™ C-6000 Series Materials The above technical information and data should be considered representative or typical only and should not be used for specification purposes. Technical Information: The technical information, recommendations and other statements contained in this document are based upon tests or experience that Aearo Technologies believes are reliable, but the accuracy or completeness of such information is not guaranteed. Product Use: Many factors beyond Aearo Technologies’s control and uniquely within user’s knowledge and control can affect the use and performance of a Aearo Technologies product in a particular application Given the variety of factors that can affect the use and performance of an Aearo Technologies product, user is solely responsible for evaluating the Aearo Technologies product and determining whether it is fit for a particular purpose and suitable for user’s method of application. Warranty, Limited Remedy and Disclaimer: Unless an additional warranty is specifically stated on the applicable Aearo Technologies product packaging or product literature, Aearo Technologies warrants that each Aearo Technologies product meets the applicable Aearo Technologies product specification at the time Aearo Technologies ships the product. Aearo Technologies MAKES NO OTHER WARRANTIES OR CONDITIONS, EXPRESS OR IMPLIED, INCLUDING, BUT NOT LIMITED TO, ANY IMPLIED WARRANTY OR CONDITION OF MERCHANTABILITY OR FITNESS FOR A PARTICULAR PURPOSE OR ANY IMPLIED WARRANTY OR CONDITION ARISING OUT OF A COURSE OF DEALING, CUSTOM OR USAGE OF TRADE. If the Aearo Technologies product does not conform to this warranty, then the sole and exclusive remedy is, at Aearo Technologies’s option, replacement of the Aearo Technologies product or refund of the purchase price. Limitation of Liability: Except where prohibited by law, Aearo Technologies will not be liable for any loss or damage arising from the Aearo Technologies product, whether direct, indirect, special, incidental or consequential, regardless of the legal theory asserted, including warranty, contract, negligence or strict liability.  ISODAMP C-6000 series is a highly damped thermoplastic vulcanizate, or TPV. It is available in 3 durometers in parts and assemblies  ISODAMP C-6000 Isolator parts and assemblies are used to enhance performance and protect electronic and mechanical devices from shock, vibration and noise.  ISODAMP C-6000 series parts are Halogen-free (per IEC 61249-2-21), complies with REACH substances of very high concern free (as of June 2015), meets JIG -101 and is RoHS 2 compliant Typical PropertiesC-6040C-6050C-6060Hardness, ASTM D2240(Type A, 15 sec, 1 kg, 23C (72F))405060Compression Force Deflection kPa (psi)ASTM D575 @ 0.51cm/min (0.2 in/min) 10% 20% 30%270 (39) 500 (73) 800 (120)410 (59)750 (110)1200 (170)580 (84)1100 (150)1600 (240)Compression Set ASTM D395, Method B 25% @ 22C (72F) 25% @ 70C (158F)20% 50%20%50%25%50%Abrasion H22 wheels, 1000 cycles, 1000 grams load weight ASTM D3390, weight loss per revolution (mg)0.6 mg0.3 mg0.5 mgTensile Strength kPa (psi) ASTM D412400550700Tear C kN/m (ppi) ASTM D62490110130Temperature Range C (F)Peak Damping PerformanceTemperature Range @ 10 Hz @ 100 Hz @ 1000 Hz-19ºC to 14ºC -15ºC to 26ºC -10ºC to 38ºC-17ºC to 24ºC-12ºC to 36ºC-8ºC to 46ºC-12ºC to 29ºC-8ºC to 38ºC-3ºC to 48ºCDynamic Properties via DMA , 20°C Tan δ @ 10 Hz Tan δ @ 100 Hz Tan δ @ 1000 Hz 0.3 0.5 0.80.30.50.80.40.60.8Flammability UL 94 6mm ThicknessMeets V-0Meets V-0Meets V-0RoHS Compliant YesYesYes ISODAMP™ C-6000 Series Molding Materials 7911 Zionsville Road, Indianapolis, IN 46268 Phone: 317-692-3000 Fax: 317-692-3111 Web: www.earglobal.com 3M , E-A-R and ISODAMP are trademarks of 3M Company and its affiliates ©2015 Aearo Technologies  Printed 7.15 Product Bulletin 1849
https://multimedia.3m.com/mws/media/1278448O/e-a-r-isodamp-c-6000-materials-product-bulletin.pdf | others | Product Bulletin 1849 ISODAMP™ C-6000 Series Materials The above technical information and data should be considered representative or typical only and should not be used for specification purposes. Technical Information: The technical information, recommendations and other statements contained in this document are based upon tests or experience that Aearo Technologies believes are reliable, but the accuracy or completeness of such information is not guaranteed. Product Use: Many factors beyond Aearo Technologies’s control and uniquely within user’s knowledge and control can affect the use and performance of a Aearo Technologies product in a particular application Given the variety of factors that can affect the use and performance of an Aearo Technologies product, user is solely responsible for evaluating the Aearo Technologies product and determining whether it is fit for a particular purpose and suitable for user’s method of application. Warranty, Limited Remedy and Disclaimer: Unless an additional warranty is specifically stated on the applicable Aearo Technologies product packaging or product literature, Aearo Technologies warrants that each Aearo Technologies product meets the applicable Aearo Technologies product specification at the time Aearo Technologies ships the product. Aearo Technologies MAKES NO OTHER WARRANTIES OR CONDITIONS, EXPRESS OR IMPLIED, INCLUDING, BUT NOT LIMITED TO, ANY IMPLIED WARRANTY OR CONDITION OF MERCHANTABILITY OR FITNESS FOR A PARTICULAR PURPOSE OR ANY IMPLIED WARRANTY OR CONDITION ARISING OUT OF A COURSE OF DEALING, CUSTOM OR USAGE OF TRADE. If the Aearo Technologies product does not conform to this warranty, then the sole and exclusive remedy is, at Aearo Technologies’s option, replacement of the Aearo Technologies product or refund of the purchase price. Limitation of Liability: Except where prohibited by law, Aearo Technologies will not be liable for any loss or damage arising from the Aearo Technologies product, whether direct, indirect, special, incidental or consequential, regardless of the legal theory asserted, including warranty, contract, negligence or strict liability.  ISODAMP C-6000 series is a highly damped thermoplastic vulcanizate, or TPV. It is available in 3 durometers in parts and assemblies  ISODAMP C-6000 Isolator parts and assemblies are used to enhance performance and protect electronic and mechanical devices from shock, vibration and noise.  ISODAMP C-6000 series parts are Halogen-free (per IEC 61249-2-21), complies with REACH substances of very high concern free (as of June 2015), meets JIG -101 and is RoHS 2 compliant Typical PropertiesC-6040C-6050C-6060Hardness, ASTM D2240(Type A, 15 sec, 1 kg, 23C (72F))405060Compression Force Deflection kPa (psi)ASTM D575 @ 0.51cm/min (0.2 in/min) 10% 20% 30%270 (39) 500 (73) 800 (120)410 (59)750 (110)1200 (170)580 (84)1100 (150)1600 (240)Compression Set ASTM D395, Method B 25% @ 22C (72F) 25% @ 70C (158F)20% 50%20%50%25%50%Abrasion H22 wheels, 1000 cycles, 1000 grams load weight ASTM D3390, weight loss per revolution (mg)0.6 mg0.3 mg0.5 mgTensile Strength kPa (psi) ASTM D412400550700Tear C kN/m (ppi) ASTM D62490110130Temperature Range C (F)Peak Damping PerformanceTemperature Range @ 10 Hz @ 100 Hz @ 1000 Hz-19ºC to 14ºC -15ºC to 26ºC -10ºC to 38ºC-17ºC to 24ºC-12ºC to 36ºC-8ºC to 46ºC-12ºC to 29ºC-8ºC to 38ºC-3ºC to 48ºCDynamic Properties via DMA , 20°C Tan δ @ 10 Hz Tan δ @ 100 Hz Tan δ @ 1000 Hz 0.3 0.5 0.80.30.50.80.40.60.8Flammability UL 94 6mm ThicknessMeets V-0Meets V-0Meets V-0RoHS Compliant YesYesYes ISODAMP™ C-6000 Series Molding Materials 7911 Zionsville Road, Indianapolis, IN 46268 Phone: 317-692-3000 Fax: 317-692-3111 Web: www.earglobal.com 3M , E-A-R and ISODAMP are trademarks of 3M Company and its affiliates ©2015 Aearo Technologies  Printed 7.15 Product Bulletin 1849
https://multimedia.3m.com/mws/media/1255423O/e-a-r-isodamp-versadamp-material-summary-sheet.pdf | others | Offering solutions for a wide range of applications such as...Lab and office equipmentComputers and peripheralsIndustrial equipmentMOLDING MATERIALS – THERMOPLASTICSMaterial Summary Sheet 7Aearo Technologies LLC • a 3M companyMATERIAL SUMMARY SHEET 7Molding Materials – ThermoplasticsMolding Materials – Thermoplastics E-A-R’s proprietary, highly damped ISODAMP™ thermoplastic and VersaDamp™ thermoplastic molding materials are standard- and custom-molded to provide high performance shock, vibration and noise control. As highly damped elastomers, these materials platforms exhibit extremely low rebound characteristics, ensuring very low amplification at resonance and rapid settling to equilibrium after shock or vibration input.Standard and custom configurations include numerous styles of isolation grommets (with or without metal inserts), bushings, mounting pads and feet, self-locking fan mounts, snubbers, gaskets, bumpers and pads.PROPERTYC-1002C-1100C-8002C-8012C-8070C-8130DescriptionVinyl Solid ThermoplasticVinyl Solid ThermoplasticvTPE Solid ThermoplasticTPE SolidThermoplasticTPE Solid ThermoplasticTPE Solid ThermoplasticHardness ASTM D2240 Type A Durometer 23C (73F) 15 sec impact 54 71 51 40 70 88Flammability UL 94 1.5 mm (0.06 in thick) 3.2 mm (0.125 in) Listed V-0 Listed V-0 Listed V-0 @ 3.4 mm (0.13in) Listed V-0 @ 6 mm (0.24in) Meets V-0 @ 3.2 mm (0.125 in) Listed V-0 @ 3.5 mm (0.14 in)FMVSS-302Compression Load Deflection kPa (psi) ASTM D575 at 0.51 cm/min (0.2 in/min) 10% kPa (psi) 20% kPa (psi) 30% kPa (psi) 393 (57) 1145 (166) 2468 (358) 1172 (170) 3688 (535) 7756 (1125) 455 (66) 883 (128) 1358 (197) 324 (47) 627 (91) 958 (139) 951 (138) 1799 (261) 2799 (406) 2495 (362) 6494 (942) 9087 (1318)Compression Set (%) ASTM D395 Method B 22 hr at 22C (72F) 22 hr at 70C (158F) *50C(122F) 14 62 25 60 15 99 12 100 15 98 35 90Tensile Strength kPa (psi) ASTM D412 8963 (1300) 13789 (2000) 5309 (770) 3309 (480) 10059 (1459) 11279 (1636)Tear Strength kN/m (lbf/in) ASTM D624 40 (224) 65 (370) 25 (141) 18 (100) 50 (285) 72 (410)Temperature Range C (F) Peak Damping Performance Temperature Range ASTM D4065 Loss Factor above 0.3% strain in shear mode at 10 Hz -13C to 37C (9F to 99F) 3C to 56C (37F to 132F) -4C to 40C (-25F to 104F) -22C to 21C (-8F to 70F) 4C to 42C (42F to 86F) 6C to 30C (42F to 86F)The data listed in this data sheet are typical or average values based on tests conducted by independent laboratories or by the manufacturer.They are indicative only of the results obtained in such tests and should not be considered as guaranteed maximums or minimums.Materials must be tested under actual service to determine their suitability for a particular purpose.Warranty and Limited Remedy: Aearo Technologies LLC warrants that each Aearo Technologies LLC product meets the applicable Aearo Technologies LLC product specification at the time Aearo Technologies LLC ships the product. Aearo Technologies LLC MAKES NO OTHER EXPRESS OR IMPLIED WARRANTIES OR CONDITIONS, INCLUDING ANY IMPLIED WARRANTY OR CONDITION OF MERCHANTABILITY OR FITNESS FOR A PARTICULAR PURPOSE. If the Aearo Technologies LLC product does not conform to this warranty, the sole and exclusive remedy is, at Aearo Technologies LLC’s option, replacement of the Aearo Technologies LLC product or refund of the purchase price.Limitation of Liability: Except where prohibited by law, Aearo Technologies LLC will not be liable for any loss or damage arising from the Aearo Technologies LLC product, whether direct, indirect, special, incidental or consequential, regardless of the legal theory asserted.E-A-R, 3M ISOLOSS, ISODAMP and VersaDamp are trademarks of 3M Company and its affiliatesprinted 2/16Aearo Technologies LLC • a 3M company7911 Zionsville Road, Indianapolis, IN 46268U.S. Toll Free: 877-327-4332 Web: www.earglobal.com solutions@earglobal.comTYPICAL PROPERTIESMATERIAL SUMMARY SHEET 7Molding Materials – ThermoplasticsMolding Materials – Thermoplastics VersaDamp materials also feature adjustable damping and stiffness, enabling custom-tuning of dynamic response. This materials family also offers an extended service temperature range.• Excellent physical integrity• Soft and pliable, yet physically strong • Good flame resistance • Excellent wear resistance • Very high loss factor, for effective structureborne shock, vibration and noise control at the source• Tight tolerancesPROPERTYV-2325V-2590V-2599V-2775DescriptionTPR ThermoplasticTPRThermoplasticTPR ThermoplasticTPR ThermoplasticHardness ASTM D2240 Type A Durometer 23C (73F) 15 sec post impact 33 52 50 60Flammability UL 94 1.5 mm (0.06 in thick) 3.2 mm (0.125 in) Listed HB FMVSS-302Meets at 3.2 mm (0.125 in)Meets at 3.2 mm (0.125 in)Meets at 3.2 mm (0.125 in)Meets at 3.2 mm (0.125 in)Compression Load Deflection kPa (psi) ASTM D575 at 5.1 mm/min (0.2 in/min) 10% kPa (psi) 20% kPa (psi) 30% kPa (psi) 290 (42) 538 (78) 841 (122) 650 (90) 1041 (151) 1558 (226) 600 (87) 1055 (153) 1606 (233) 772 (112) 1296 (188) 1917 (278)Compression Set (%) ASTM D395 Method B 22 hr at 22C (72F) 22 hr at 70C (158F) 12 25 18 30 31 50 18 29Tensile Strength kPa (psi) ASTM D412 2358 (342) 3523 (511) 3613 (524) 4068 (590)Tear Strength kN/m (lbf/in) ASTM D624 15 (83) 25 (139) 23 (129) 26 (148)Temperature Range C (F) Peak Damping ASTM D4065 Loss Factor above 0.3%at IOH2 -52C to 11C (-62F to 12F) -44C to 21C (-47F to 70F) -49C to 23C (-56F to 73F) -44C to 7C (-47F to 45F)Maximum Continuous Service Temperature ASTM D2000100C (212F)100C (212F)100C (212F)100C (212F)The data listed in this data sheet are typical or average values based on tests conducted by independent laboratories or by the manufacturer. They are indicative only of the results obtained in such tests and should not be considered as guaranteed maximums or minimums.Materials must be tested under actual service to determine their suitability for a particular purpose.Warranty and Limited Remedy: Aearo Technologies LLC warrants that each Aearo Technologies LLC product meets the applicable Aearo Technologies LLC product specification at the time Aearo Technologies LLC ships the product. Aearo Technologies LLC MAKES NO OTHER EXPRESS OR IMPLIED WARRANTIES OR CONDITIONS, INCLUDING ANY IMPLIED WARRANTY OR CONDITION OF MERCHANTABILITY OR FITNESS FOR A PARTICULAR PURPOSE. If the Aearo Technologies LLC product does not conform to this warranty, the sole and exclusive remedy is, at Aearo Technologies LLC’s option, replacement of the Aearo Technologies LLC product or refund of the purchase price.Limitation of Liability: Except where prohibited by law, Aearo Technologies LLC will not be liable for any loss or damage arising from the Aearo Technologies LLC product, whether direct, indirect, special, incidental or consequential, regardless of the legal theory asserted.Typical Standard ConfigurationsRibbed GrommetsFan MountsRings & BushingsFeetE-A-R, 3M ISOLOSS, ISODAMP and VersaDamp are trademarks of 3M company and its affiliatesprinted 5/16TYPICAL PROPERTIESAearo Technologies LLC • a 3M company7911 Zionsville Road, Indianapolis, IN 46268U.S. Toll Free: 877-327-4332 Office: 651-575-0151 Web: www.earglobal.com solutions@earglobal.comE-A-R, 3M ISOLOSS, ISODAMP and VersaDamp are trademarks of 3M Company and its affiliatesprinted 2/16Aearo Technologies LLC • a 3M company7911 Zionsville Road, Indianapolis, IN 46268U.S. Toll Free: 877-327-4332 Web: www.earglobal.com solutions@earglobal.com
https://multimedia.3m.com/mws/media/1278448O/e-a-r-isodamp-c-6000-materials-product-bulletin.pdf | others | Product Bulletin 1849 ISODAMP™ C-6000 Series Materials The above technical information and data should be considered representative or typical only and should not be used for specification purposes. Technical Information: The technical information, recommendations and other statements contained in this document are based upon tests or experience that Aearo Technologies believes are reliable, but the accuracy or completeness of such information is not guaranteed. Product Use: Many factors beyond Aearo Technologies’s control and uniquely within user’s knowledge and control can affect the use and performance of a Aearo Technologies product in a particular application Given the variety of factors that can affect the use and performance of an Aearo Technologies product, user is solely responsible for evaluating the Aearo Technologies product and determining whether it is fit for a particular purpose and suitable for user’s method of application. Warranty, Limited Remedy and Disclaimer: Unless an additional warranty is specifically stated on the applicable Aearo Technologies product packaging or product literature, Aearo Technologies warrants that each Aearo Technologies product meets the applicable Aearo Technologies product specification at the time Aearo Technologies ships the product. Aearo Technologies MAKES NO OTHER WARRANTIES OR CONDITIONS, EXPRESS OR IMPLIED, INCLUDING, BUT NOT LIMITED TO, ANY IMPLIED WARRANTY OR CONDITION OF MERCHANTABILITY OR FITNESS FOR A PARTICULAR PURPOSE OR ANY IMPLIED WARRANTY OR CONDITION ARISING OUT OF A COURSE OF DEALING, CUSTOM OR USAGE OF TRADE. If the Aearo Technologies product does not conform to this warranty, then the sole and exclusive remedy is, at Aearo Technologies’s option, replacement of the Aearo Technologies product or refund of the purchase price. Limitation of Liability: Except where prohibited by law, Aearo Technologies will not be liable for any loss or damage arising from the Aearo Technologies product, whether direct, indirect, special, incidental or consequential, regardless of the legal theory asserted, including warranty, contract, negligence or strict liability.  ISODAMP C-6000 series is a highly damped thermoplastic vulcanizate, or TPV. It is available in 3 durometers in parts and assemblies  ISODAMP C-6000 Isolator parts and assemblies are used to enhance performance and protect electronic and mechanical devices from shock, vibration and noise.  ISODAMP C-6000 series parts are Halogen-free (per IEC 61249-2-21), complies with REACH substances of very high concern free (as of June 2015), meets JIG -101 and is RoHS 2 compliant Typical PropertiesC-6040C-6050C-6060Hardness, ASTM D2240(Type A, 15 sec, 1 kg, 23C (72F))405060Compression Force Deflection kPa (psi)ASTM D575 @ 0.51cm/min (0.2 in/min) 10% 20% 30%270 (39) 500 (73) 800 (120)410 (59)750 (110)1200 (170)580 (84)1100 (150)1600 (240)Compression Set ASTM D395, Method B 25% @ 22C (72F) 25% @ 70C (158F)20% 50%20%50%25%50%Abrasion H22 wheels, 1000 cycles, 1000 grams load weight ASTM D3390, weight loss per revolution (mg)0.6 mg0.3 mg0.5 mgTensile Strength kPa (psi) ASTM D412400550700Tear C kN/m (ppi) ASTM D62490110130Temperature Range C (F)Peak Damping PerformanceTemperature Range @ 10 Hz @ 100 Hz @ 1000 Hz-19ºC to 14ºC -15ºC to 26ºC -10ºC to 38ºC-17ºC to 24ºC-12ºC to 36ºC-8ºC to 46ºC-12ºC to 29ºC-8ºC to 38ºC-3ºC to 48ºCDynamic Properties via DMA , 20°C Tan δ @ 10 Hz Tan δ @ 100 Hz Tan δ @ 1000 Hz 0.3 0.5 0.80.30.50.80.40.60.8Flammability UL 94 6mm ThicknessMeets V-0Meets V-0Meets V-0RoHS Compliant YesYesYes ISODAMP™ C-6000 Series Molding Materials 7911 Zionsville Road, Indianapolis, IN 46268 Phone: 317-692-3000 Fax: 317-692-3111 Web: www.earglobal.com 3M , E-A-R and ISODAMP are trademarks of 3M Company and its affiliates ©2015 Aearo Technologies  Printed 7.15 Product Bulletin 1849
https://multimedia.3m.com/mws/media/1426851O/isoloss-sl-mss52.pdf | others | Offering solutions for a wide range of applications such as...Server/Data CenterRugged Laptop, Tablet, & SmartphoneComputer & PeripheralDrone/UAVISOLOSS™ SL MATERIALSMaterial Summary Sheet 52Aearo Technologies LLC • a 3M companyMATERIAL SUMMARY SHEET 52ISOLOSS™ SL MATERIALSISOLOSS™ SL MATERIALS • Highly damped thermoset molded products for noise, shock and vibration control• RoHS Compliant• Non-halogenated• Available in durometers from 20 to 60 Type A• Available in listed UL 94 and non-listed formulationsPROPERTYSL-20300SL-35300SL-50300SL-60300DescriptionSynthetic RubberSynthetic RubberSynthetic RubberSynthetic RubberHardness ASTM D2240 Type A Durometer 23C (73F) 15 sec impact19304556Compression Load Deflection kPa (psi) ASTM D575 at 0.51 cm/min (0.2 in/min) 10% kPa (psi) 117 (17) 193 (28) 338 (49) 517 (68) 20% kPa (psi)221 (32)379 (55)669 (97)1013 (132) 30% kPa (psi)352 (51)607 (88)1096 (159)1689 (222)Compression Set (%) ASTM D395 Method B 22 hr at 22C (72F)3423 22 hr at 70C (158F)7674Tensile Strength kPa (psi) ASTM D4124185 (600)5667 (822)10149 (1472)10721 (1555)Tear Strength kN/m (lbf/in) ASTM D62411.4 (65)20.1 (115)18.9 (108)24.15 (138)Temperature Range C Peak Damping Performance Temperature Range @ 10 Hz -23 to 29-21 to 30-5 to 42-10 to 35 @ 100 Hz-18 to 47-16 to 47-2 to 63-4 to 47 @ 1000 Hz-14 to 71-12 to 724 to 821 to 60Flammability UL 94Listed HB @ 2.3-2.5 mmMeets HB @ 3.0 mmListed HB @ 3.0 mmMeets HB @ 3.0 mmRoHS CompliantYesYesYesYesHalogen Free*YesYesYesYesThe above technical information and data should be considered representative or typical only and should not be used for specification purpose. **Halogen-free per IEC 61249-2-21. 3M, E-A-R, and ISOLOSS are trademarks of 3M Company and its affiliatesprinted 6/17Aearo Technologies LLC • a 3M company7911 Zionsville Road, Indianapolis, IN 46268U.S. Toll Free: 877-327-4332 Web: www.earglobal.com solutions@earglobal.comTYPICAL PROPERTIESprinted 6/17Aearo Technologies LLC • a 3M company7911 Zionsville Road, Indianapolis, IN 46268U.S. Toll Free: 877-327-4332 Office: 651-575-0151 Web: www.earglobal.com solutions@earglobal.comMATERIAL SUMMARY SHEET 52ISOLOSS™ SL MATERIALSSL-20300Shear Modulus (MPa)/(Loss Factor)Reduced Frequency (Hz)Frequency (Hz)SL-35300Shear Modulus (MPa)/(Loss Factor)Reduced Frequency (Hz)Frequency (Hz)SL-50300Shear Modulus (MPa)/(Loss Factor)Reduced Frequency (Hz)Frequency (Hz)SL-60300Shear Modulus (MPa)/(Loss Factor)Reduced Frequency (Hz)Frequency (Hz)3M, E-A-R, and ISOLOSS are trademarks of 3M Company and its affiliates0.11101001000100001.E-011.E+001.E+011.E+021.E+031.E+041.00E-041.00E-021.00E+001.00E+021.00E+041.00E+061.00E+081.00E+101.00E+12Frequency (Hz)Shear Modulus (MPa) / (Loss Factor)Reduced Frequency (Hz)Isoloss SL-20300 70 60 50 40 30 20 10 0 -10 -20 °C(1.0) (0.1) July 9, 2013 - Orig 0.11101001000100001.E-011.E+001.E+011.E+021.E+031.E+041.00E-041.00E-021.00E+001.00E+021.00E+041.00E+061.00E+081.00E+101.00E+12Frequency (Hz)Shear Modulus (MPa) / (Loss Factor)Reduced Frequency (Hz)Isoloss SL-35300(1.0)(0.1)70 60 50 40 30 20 10 0 -10 -20°C July 9, 2013 - Orig 0.11101001000100001.E-011.E+001.E+011.E+021.E+031.E+041.00E-051.00E-031.00E-011.00E+011.00E+031.00E+051.00E+071.00E+091.00E+11Frequency (Hz)Shear Modulus (MPa) / (Loss Factor)Reduced Frequency (Hz)Isoloss SL-50300 80 70 60 50 40 30 20 10 0 -10° C(1.0)(0.1) July 9, 2013 - Orig 1101001000100001.E+001.E+011.E+021.E+031.E+041.00E-041.00E-021.00E+001.00E+021.00E+041.00E+061.00E+081.00E+101.00E+12Frequency (Hz)Shear Modulus (MPa) / (Loss Factor)Reduced Frequency (Hz)Isoloss SL-6030070 60 50 40 30 20 10 0 -10 -20°C(1.0)(0.1)July 9, 2013 - Orig printed 6/17Aearo Technologies LLC • a 3M company7911 Zionsville Road, Indianapolis, IN 46268U.S. Toll Free: 877-327-4332 Web: www.earglobal.com solutions@earglobal.comTechnical Information: The technical information, recommendations and other statements contained in this document are based upon tests or experience that Aearo Technologies LLC believes are reliable, but the accuracy or completeness of such information is not guaranteed. Product Use: Many factors beyond Aearo’s control and uniquely within user’s knowledge and control can affect the use and performance of an Aearo Technologies LLC product in a particular application. Given the variety of factors that can affect the use and performance of an Aearo Technologies LLC product, user is solely responsible for evaluating the Aearo Technologies LLC product and determining whether it is fit for a particular purpose and suitable for user’s method of application. Warranty, Limited Remedy, and Disclaimer: Unless an additional warranty is specifically stated on the applicable Aearo Technologies LLC product packaging or product literature, Aearo Technologies LLC warrants that each Aearo Technologies LLC product meets the applicable Aearo Technologies LLC product specification at the time Aearo Technologies LLC ships the product. Aearo Technologies LLC MAKES NO OTHER WARRANTIES OR CONDITIONS, EXPRESS OR IMPLIED, INCLUDING, BUT NOT LIMITED TO, ANY IMPLIED WARRANTY OR CONDITION OF MERCHANTABILITY OR FITNESS FOR A PARTICULAR PURPOSE OR ANY IMPLIED WARRANTY OR CONDITION ARISING OUT OF A COURSE OF DEALING, CUSTOM OR USAGE OF TRADE. If the Aearo Technologies LLC product does not conform to this warranty, then the sole and exclusive remedy is, at Aearo Technologies LLC’s option, replacement of the Aearo Technologies LLC product or refund of the purchase price. Limitation of Liability: Except where prohibited by law, Aearo Technologies LLC will not be liable for any loss or damage arising from the Aearo Technologies LLC product, whether direct, indirect, special, incidental or consequential, regardless of the legal theory asserted, including warranty, contract, negligence or strict liability.3M, E-A-R, and ISOLOSS are trademarks of 3M Company and its affiliates
https://multimedia.3m.com/mws/media/1255423O/e-a-r-isodamp-versadamp-material-summary-sheet.pdf | others | Offering solutions for a wide range of applications such as...Lab and office equipmentComputers and peripheralsIndustrial equipmentMOLDING MATERIALS – THERMOPLASTICSMaterial Summary Sheet 7Aearo Technologies LLC • a 3M companyMATERIAL SUMMARY SHEET 7Molding Materials – ThermoplasticsMolding Materials – Thermoplastics E-A-R’s proprietary, highly damped ISODAMP™ thermoplastic and VersaDamp™ thermoplastic molding materials are standard- and custom-molded to provide high performance shock, vibration and noise control. As highly damped elastomers, these materials platforms exhibit extremely low rebound characteristics, ensuring very low amplification at resonance and rapid settling to equilibrium after shock or vibration input.Standard and custom configurations include numerous styles of isolation grommets (with or without metal inserts), bushings, mounting pads and feet, self-locking fan mounts, snubbers, gaskets, bumpers and pads.PROPERTYC-1002C-1100C-8002C-8012C-8070C-8130DescriptionVinyl Solid ThermoplasticVinyl Solid ThermoplasticvTPE Solid ThermoplasticTPE SolidThermoplasticTPE Solid ThermoplasticTPE Solid ThermoplasticHardness ASTM D2240 Type A Durometer 23C (73F) 15 sec impact 54 71 51 40 70 88Flammability UL 94 1.5 mm (0.06 in thick) 3.2 mm (0.125 in) Listed V-0 Listed V-0 Listed V-0 @ 3.4 mm (0.13in) Listed V-0 @ 6 mm (0.24in) Meets V-0 @ 3.2 mm (0.125 in) Listed V-0 @ 3.5 mm (0.14 in)FMVSS-302Compression Load Deflection kPa (psi) ASTM D575 at 0.51 cm/min (0.2 in/min) 10% kPa (psi) 20% kPa (psi) 30% kPa (psi) 393 (57) 1145 (166) 2468 (358) 1172 (170) 3688 (535) 7756 (1125) 455 (66) 883 (128) 1358 (197) 324 (47) 627 (91) 958 (139) 951 (138) 1799 (261) 2799 (406) 2495 (362) 6494 (942) 9087 (1318)Compression Set (%) ASTM D395 Method B 22 hr at 22C (72F) 22 hr at 70C (158F) *50C(122F) 14 62 25 60 15 99 12 100 15 98 35 90Tensile Strength kPa (psi) ASTM D412 8963 (1300) 13789 (2000) 5309 (770) 3309 (480) 10059 (1459) 11279 (1636)Tear Strength kN/m (lbf/in) ASTM D624 40 (224) 65 (370) 25 (141) 18 (100) 50 (285) 72 (410)Temperature Range C (F) Peak Damping Performance Temperature Range ASTM D4065 Loss Factor above 0.3% strain in shear mode at 10 Hz -13C to 37C (9F to 99F) 3C to 56C (37F to 132F) -4C to 40C (-25F to 104F) -22C to 21C (-8F to 70F) 4C to 42C (42F to 86F) 6C to 30C (42F to 86F)The data listed in this data sheet are typical or average values based on tests conducted by independent laboratories or by the manufacturer.They are indicative only of the results obtained in such tests and should not be considered as guaranteed maximums or minimums.Materials must be tested under actual service to determine their suitability for a particular purpose.Warranty and Limited Remedy: Aearo Technologies LLC warrants that each Aearo Technologies LLC product meets the applicable Aearo Technologies LLC product specification at the time Aearo Technologies LLC ships the product. Aearo Technologies LLC MAKES NO OTHER EXPRESS OR IMPLIED WARRANTIES OR CONDITIONS, INCLUDING ANY IMPLIED WARRANTY OR CONDITION OF MERCHANTABILITY OR FITNESS FOR A PARTICULAR PURPOSE. If the Aearo Technologies LLC product does not conform to this warranty, the sole and exclusive remedy is, at Aearo Technologies LLC’s option, replacement of the Aearo Technologies LLC product or refund of the purchase price.Limitation of Liability: Except where prohibited by law, Aearo Technologies LLC will not be liable for any loss or damage arising from the Aearo Technologies LLC product, whether direct, indirect, special, incidental or consequential, regardless of the legal theory asserted.E-A-R, 3M ISOLOSS, ISODAMP and VersaDamp are trademarks of 3M Company and its affiliatesprinted 2/16Aearo Technologies LLC • a 3M company7911 Zionsville Road, Indianapolis, IN 46268U.S. Toll Free: 877-327-4332 Web: www.earglobal.com solutions@earglobal.comTYPICAL PROPERTIESMATERIAL SUMMARY SHEET 7Molding Materials – ThermoplasticsMolding Materials – Thermoplastics VersaDamp materials also feature adjustable damping and stiffness, enabling custom-tuning of dynamic response. This materials family also offers an extended service temperature range.• Excellent physical integrity• Soft and pliable, yet physically strong • Good flame resistance • Excellent wear resistance • Very high loss factor, for effective structureborne shock, vibration and noise control at the source• Tight tolerancesPROPERTYV-2325V-2590V-2599V-2775DescriptionTPR ThermoplasticTPRThermoplasticTPR ThermoplasticTPR ThermoplasticHardness ASTM D2240 Type A Durometer 23C (73F) 15 sec post impact 33 52 50 60Flammability UL 94 1.5 mm (0.06 in thick) 3.2 mm (0.125 in) Listed HB FMVSS-302Meets at 3.2 mm (0.125 in)Meets at 3.2 mm (0.125 in)Meets at 3.2 mm (0.125 in)Meets at 3.2 mm (0.125 in)Compression Load Deflection kPa (psi) ASTM D575 at 5.1 mm/min (0.2 in/min) 10% kPa (psi) 20% kPa (psi) 30% kPa (psi) 290 (42) 538 (78) 841 (122) 650 (90) 1041 (151) 1558 (226) 600 (87) 1055 (153) 1606 (233) 772 (112) 1296 (188) 1917 (278)Compression Set (%) ASTM D395 Method B 22 hr at 22C (72F) 22 hr at 70C (158F) 12 25 18 30 31 50 18 29Tensile Strength kPa (psi) ASTM D412 2358 (342) 3523 (511) 3613 (524) 4068 (590)Tear Strength kN/m (lbf/in) ASTM D624 15 (83) 25 (139) 23 (129) 26 (148)Temperature Range C (F) Peak Damping ASTM D4065 Loss Factor above 0.3%at IOH2 -52C to 11C (-62F to 12F) -44C to 21C (-47F to 70F) -49C to 23C (-56F to 73F) -44C to 7C (-47F to 45F)Maximum Continuous Service Temperature ASTM D2000100C (212F)100C (212F)100C (212F)100C (212F)The data listed in this data sheet are typical or average values based on tests conducted by independent laboratories or by the manufacturer. They are indicative only of the results obtained in such tests and should not be considered as guaranteed maximums or minimums.Materials must be tested under actual service to determine their suitability for a particular purpose.Warranty and Limited Remedy: Aearo Technologies LLC warrants that each Aearo Technologies LLC product meets the applicable Aearo Technologies LLC product specification at the time Aearo Technologies LLC ships the product. Aearo Technologies LLC MAKES NO OTHER EXPRESS OR IMPLIED WARRANTIES OR CONDITIONS, INCLUDING ANY IMPLIED WARRANTY OR CONDITION OF MERCHANTABILITY OR FITNESS FOR A PARTICULAR PURPOSE. If the Aearo Technologies LLC product does not conform to this warranty, the sole and exclusive remedy is, at Aearo Technologies LLC’s option, replacement of the Aearo Technologies LLC product or refund of the purchase price.Limitation of Liability: Except where prohibited by law, Aearo Technologies LLC will not be liable for any loss or damage arising from the Aearo Technologies LLC product, whether direct, indirect, special, incidental or consequential, regardless of the legal theory asserted.Typical Standard ConfigurationsRibbed GrommetsFan MountsRings & BushingsFeetE-A-R, 3M ISOLOSS, ISODAMP and VersaDamp are trademarks of 3M company and its affiliatesprinted 5/16TYPICAL PROPERTIESAearo Technologies LLC • a 3M company7911 Zionsville Road, Indianapolis, IN 46268U.S. Toll Free: 877-327-4332 Office: 651-575-0151 Web: www.earglobal.com solutions@earglobal.comE-A-R, 3M ISOLOSS, ISODAMP and VersaDamp are trademarks of 3M Company and its affiliatesprinted 2/16Aearo Technologies LLC • a 3M company7911 Zionsville Road, Indianapolis, IN 46268U.S. Toll Free: 877-327-4332 Web: www.earglobal.com solutions@earglobal.com
https://multimedia.3m.com/mws/media/1255423O/e-a-r-isodamp-versadamp-material-summary-sheet.pdf | others | Offering solutions for a wide range of applications such as...Lab and office equipmentComputers and peripheralsIndustrial equipmentMOLDING MATERIALS – THERMOPLASTICSMaterial Summary Sheet 7Aearo Technologies LLC • a 3M companyMATERIAL SUMMARY SHEET 7Molding Materials – ThermoplasticsMolding Materials – Thermoplastics E-A-R’s proprietary, highly damped ISODAMP™ thermoplastic and VersaDamp™ thermoplastic molding materials are standard- and custom-molded to provide high performance shock, vibration and noise control. As highly damped elastomers, these materials platforms exhibit extremely low rebound characteristics, ensuring very low amplification at resonance and rapid settling to equilibrium after shock or vibration input.Standard and custom configurations include numerous styles of isolation grommets (with or without metal inserts), bushings, mounting pads and feet, self-locking fan mounts, snubbers, gaskets, bumpers and pads.PROPERTYC-1002C-1100C-8002C-8012C-8070C-8130DescriptionVinyl Solid ThermoplasticVinyl Solid ThermoplasticvTPE Solid ThermoplasticTPE SolidThermoplasticTPE Solid ThermoplasticTPE Solid ThermoplasticHardness ASTM D2240 Type A Durometer 23C (73F) 15 sec impact 54 71 51 40 70 88Flammability UL 94 1.5 mm (0.06 in thick) 3.2 mm (0.125 in) Listed V-0 Listed V-0 Listed V-0 @ 3.4 mm (0.13in) Listed V-0 @ 6 mm (0.24in) Meets V-0 @ 3.2 mm (0.125 in) Listed V-0 @ 3.5 mm (0.14 in)FMVSS-302Compression Load Deflection kPa (psi) ASTM D575 at 0.51 cm/min (0.2 in/min) 10% kPa (psi) 20% kPa (psi) 30% kPa (psi) 393 (57) 1145 (166) 2468 (358) 1172 (170) 3688 (535) 7756 (1125) 455 (66) 883 (128) 1358 (197) 324 (47) 627 (91) 958 (139) 951 (138) 1799 (261) 2799 (406) 2495 (362) 6494 (942) 9087 (1318)Compression Set (%) ASTM D395 Method B 22 hr at 22C (72F) 22 hr at 70C (158F) *50C(122F) 14 62 25 60 15 99 12 100 15 98 35 90Tensile Strength kPa (psi) ASTM D412 8963 (1300) 13789 (2000) 5309 (770) 3309 (480) 10059 (1459) 11279 (1636)Tear Strength kN/m (lbf/in) ASTM D624 40 (224) 65 (370) 25 (141) 18 (100) 50 (285) 72 (410)Temperature Range C (F) Peak Damping Performance Temperature Range ASTM D4065 Loss Factor above 0.3% strain in shear mode at 10 Hz -13C to 37C (9F to 99F) 3C to 56C (37F to 132F) -4C to 40C (-25F to 104F) -22C to 21C (-8F to 70F) 4C to 42C (42F to 86F) 6C to 30C (42F to 86F)The data listed in this data sheet are typical or average values based on tests conducted by independent laboratories or by the manufacturer.They are indicative only of the results obtained in such tests and should not be considered as guaranteed maximums or minimums.Materials must be tested under actual service to determine their suitability for a particular purpose.Warranty and Limited Remedy: Aearo Technologies LLC warrants that each Aearo Technologies LLC product meets the applicable Aearo Technologies LLC product specification at the time Aearo Technologies LLC ships the product. Aearo Technologies LLC MAKES NO OTHER EXPRESS OR IMPLIED WARRANTIES OR CONDITIONS, INCLUDING ANY IMPLIED WARRANTY OR CONDITION OF MERCHANTABILITY OR FITNESS FOR A PARTICULAR PURPOSE. If the Aearo Technologies LLC product does not conform to this warranty, the sole and exclusive remedy is, at Aearo Technologies LLC’s option, replacement of the Aearo Technologies LLC product or refund of the purchase price.Limitation of Liability: Except where prohibited by law, Aearo Technologies LLC will not be liable for any loss or damage arising from the Aearo Technologies LLC product, whether direct, indirect, special, incidental or consequential, regardless of the legal theory asserted.E-A-R, 3M ISOLOSS, ISODAMP and VersaDamp are trademarks of 3M Company and its affiliatesprinted 2/16Aearo Technologies LLC • a 3M company7911 Zionsville Road, Indianapolis, IN 46268U.S. Toll Free: 877-327-4332 Web: www.earglobal.com solutions@earglobal.comTYPICAL PROPERTIESMATERIAL SUMMARY SHEET 7Molding Materials – ThermoplasticsMolding Materials – Thermoplastics VersaDamp materials also feature adjustable damping and stiffness, enabling custom-tuning of dynamic response. This materials family also offers an extended service temperature range.• Excellent physical integrity• Soft and pliable, yet physically strong • Good flame resistance • Excellent wear resistance • Very high loss factor, for effective structureborne shock, vibration and noise control at the source• Tight tolerancesPROPERTYV-2325V-2590V-2599V-2775DescriptionTPR ThermoplasticTPRThermoplasticTPR ThermoplasticTPR ThermoplasticHardness ASTM D2240 Type A Durometer 23C (73F) 15 sec post impact 33 52 50 60Flammability UL 94 1.5 mm (0.06 in thick) 3.2 mm (0.125 in) Listed HB FMVSS-302Meets at 3.2 mm (0.125 in)Meets at 3.2 mm (0.125 in)Meets at 3.2 mm (0.125 in)Meets at 3.2 mm (0.125 in)Compression Load Deflection kPa (psi) ASTM D575 at 5.1 mm/min (0.2 in/min) 10% kPa (psi) 20% kPa (psi) 30% kPa (psi) 290 (42) 538 (78) 841 (122) 650 (90) 1041 (151) 1558 (226) 600 (87) 1055 (153) 1606 (233) 772 (112) 1296 (188) 1917 (278)Compression Set (%) ASTM D395 Method B 22 hr at 22C (72F) 22 hr at 70C (158F) 12 25 18 30 31 50 18 29Tensile Strength kPa (psi) ASTM D412 2358 (342) 3523 (511) 3613 (524) 4068 (590)Tear Strength kN/m (lbf/in) ASTM D624 15 (83) 25 (139) 23 (129) 26 (148)Temperature Range C (F) Peak Damping ASTM D4065 Loss Factor above 0.3%at IOH2 -52C to 11C (-62F to 12F) -44C to 21C (-47F to 70F) -49C to 23C (-56F to 73F) -44C to 7C (-47F to 45F)Maximum Continuous Service Temperature ASTM D2000100C (212F)100C (212F)100C (212F)100C (212F)The data listed in this data sheet are typical or average values based on tests conducted by independent laboratories or by the manufacturer. They are indicative only of the results obtained in such tests and should not be considered as guaranteed maximums or minimums.Materials must be tested under actual service to determine their suitability for a particular purpose.Warranty and Limited Remedy: Aearo Technologies LLC warrants that each Aearo Technologies LLC product meets the applicable Aearo Technologies LLC product specification at the time Aearo Technologies LLC ships the product. Aearo Technologies LLC MAKES NO OTHER EXPRESS OR IMPLIED WARRANTIES OR CONDITIONS, INCLUDING ANY IMPLIED WARRANTY OR CONDITION OF MERCHANTABILITY OR FITNESS FOR A PARTICULAR PURPOSE. If the Aearo Technologies LLC product does not conform to this warranty, the sole and exclusive remedy is, at Aearo Technologies LLC’s option, replacement of the Aearo Technologies LLC product or refund of the purchase price.Limitation of Liability: Except where prohibited by law, Aearo Technologies LLC will not be liable for any loss or damage arising from the Aearo Technologies LLC product, whether direct, indirect, special, incidental or consequential, regardless of the legal theory asserted.Typical Standard ConfigurationsRibbed GrommetsFan MountsRings & BushingsFeetE-A-R, 3M ISOLOSS, ISODAMP and VersaDamp are trademarks of 3M company and its affiliatesprinted 5/16TYPICAL PROPERTIESAearo Technologies LLC • a 3M company7911 Zionsville Road, Indianapolis, IN 46268U.S. Toll Free: 877-327-4332 Office: 651-575-0151 Web: www.earglobal.com solutions@earglobal.comE-A-R, 3M ISOLOSS, ISODAMP and VersaDamp are trademarks of 3M Company and its affiliatesprinted 2/16Aearo Technologies LLC • a 3M company7911 Zionsville Road, Indianapolis, IN 46268U.S. Toll Free: 877-327-4332 Web: www.earglobal.com solutions@earglobal.com
https://multimedia.3m.com/mws/media/1255423O/e-a-r-isodamp-versadamp-material-summary-sheet.pdf | others | Offering solutions for a wide range of applications such as...Lab and office equipmentComputers and peripheralsIndustrial equipmentMOLDING MATERIALS – THERMOPLASTICSMaterial Summary Sheet 7Aearo Technologies LLC • a 3M companyMATERIAL SUMMARY SHEET 7Molding Materials – ThermoplasticsMolding Materials – Thermoplastics E-A-R’s proprietary, highly damped ISODAMP™ thermoplastic and VersaDamp™ thermoplastic molding materials are standard- and custom-molded to provide high performance shock, vibration and noise control. As highly damped elastomers, these materials platforms exhibit extremely low rebound characteristics, ensuring very low amplification at resonance and rapid settling to equilibrium after shock or vibration input.Standard and custom configurations include numerous styles of isolation grommets (with or without metal inserts), bushings, mounting pads and feet, self-locking fan mounts, snubbers, gaskets, bumpers and pads.PROPERTYC-1002C-1100C-8002C-8012C-8070C-8130DescriptionVinyl Solid ThermoplasticVinyl Solid ThermoplasticvTPE Solid ThermoplasticTPE SolidThermoplasticTPE Solid ThermoplasticTPE Solid ThermoplasticHardness ASTM D2240 Type A Durometer 23C (73F) 15 sec impact 54 71 51 40 70 88Flammability UL 94 1.5 mm (0.06 in thick) 3.2 mm (0.125 in) Listed V-0 Listed V-0 Listed V-0 @ 3.4 mm (0.13in) Listed V-0 @ 6 mm (0.24in) Meets V-0 @ 3.2 mm (0.125 in) Listed V-0 @ 3.5 mm (0.14 in)FMVSS-302Compression Load Deflection kPa (psi) ASTM D575 at 0.51 cm/min (0.2 in/min) 10% kPa (psi) 20% kPa (psi) 30% kPa (psi) 393 (57) 1145 (166) 2468 (358) 1172 (170) 3688 (535) 7756 (1125) 455 (66) 883 (128) 1358 (197) 324 (47) 627 (91) 958 (139) 951 (138) 1799 (261) 2799 (406) 2495 (362) 6494 (942) 9087 (1318)Compression Set (%) ASTM D395 Method B 22 hr at 22C (72F) 22 hr at 70C (158F) *50C(122F) 14 62 25 60 15 99 12 100 15 98 35 90Tensile Strength kPa (psi) ASTM D412 8963 (1300) 13789 (2000) 5309 (770) 3309 (480) 10059 (1459) 11279 (1636)Tear Strength kN/m (lbf/in) ASTM D624 40 (224) 65 (370) 25 (141) 18 (100) 50 (285) 72 (410)Temperature Range C (F) Peak Damping Performance Temperature Range ASTM D4065 Loss Factor above 0.3% strain in shear mode at 10 Hz -13C to 37C (9F to 99F) 3C to 56C (37F to 132F) -4C to 40C (-25F to 104F) -22C to 21C (-8F to 70F) 4C to 42C (42F to 86F) 6C to 30C (42F to 86F)The data listed in this data sheet are typical or average values based on tests conducted by independent laboratories or by the manufacturer.They are indicative only of the results obtained in such tests and should not be considered as guaranteed maximums or minimums.Materials must be tested under actual service to determine their suitability for a particular purpose.Warranty and Limited Remedy: Aearo Technologies LLC warrants that each Aearo Technologies LLC product meets the applicable Aearo Technologies LLC product specification at the time Aearo Technologies LLC ships the product. Aearo Technologies LLC MAKES NO OTHER EXPRESS OR IMPLIED WARRANTIES OR CONDITIONS, INCLUDING ANY IMPLIED WARRANTY OR CONDITION OF MERCHANTABILITY OR FITNESS FOR A PARTICULAR PURPOSE. If the Aearo Technologies LLC product does not conform to this warranty, the sole and exclusive remedy is, at Aearo Technologies LLC’s option, replacement of the Aearo Technologies LLC product or refund of the purchase price.Limitation of Liability: Except where prohibited by law, Aearo Technologies LLC will not be liable for any loss or damage arising from the Aearo Technologies LLC product, whether direct, indirect, special, incidental or consequential, regardless of the legal theory asserted.E-A-R, 3M ISOLOSS, ISODAMP and VersaDamp are trademarks of 3M Company and its affiliatesprinted 2/16Aearo Technologies LLC • a 3M company7911 Zionsville Road, Indianapolis, IN 46268U.S. Toll Free: 877-327-4332 Web: www.earglobal.com solutions@earglobal.comTYPICAL PROPERTIESMATERIAL SUMMARY SHEET 7Molding Materials – ThermoplasticsMolding Materials – Thermoplastics VersaDamp materials also feature adjustable damping and stiffness, enabling custom-tuning of dynamic response. This materials family also offers an extended service temperature range.• Excellent physical integrity• Soft and pliable, yet physically strong • Good flame resistance • Excellent wear resistance • Very high loss factor, for effective structureborne shock, vibration and noise control at the source• Tight tolerancesPROPERTYV-2325V-2590V-2599V-2775DescriptionTPR ThermoplasticTPRThermoplasticTPR ThermoplasticTPR ThermoplasticHardness ASTM D2240 Type A Durometer 23C (73F) 15 sec post impact 33 52 50 60Flammability UL 94 1.5 mm (0.06 in thick) 3.2 mm (0.125 in) Listed HB FMVSS-302Meets at 3.2 mm (0.125 in)Meets at 3.2 mm (0.125 in)Meets at 3.2 mm (0.125 in)Meets at 3.2 mm (0.125 in)Compression Load Deflection kPa (psi) ASTM D575 at 5.1 mm/min (0.2 in/min) 10% kPa (psi) 20% kPa (psi) 30% kPa (psi) 290 (42) 538 (78) 841 (122) 650 (90) 1041 (151) 1558 (226) 600 (87) 1055 (153) 1606 (233) 772 (112) 1296 (188) 1917 (278)Compression Set (%) ASTM D395 Method B 22 hr at 22C (72F) 22 hr at 70C (158F) 12 25 18 30 31 50 18 29Tensile Strength kPa (psi) ASTM D412 2358 (342) 3523 (511) 3613 (524) 4068 (590)Tear Strength kN/m (lbf/in) ASTM D624 15 (83) 25 (139) 23 (129) 26 (148)Temperature Range C (F) Peak Damping ASTM D4065 Loss Factor above 0.3%at IOH2 -52C to 11C (-62F to 12F) -44C to 21C (-47F to 70F) -49C to 23C (-56F to 73F) -44C to 7C (-47F to 45F)Maximum Continuous Service Temperature ASTM D2000100C (212F)100C (212F)100C (212F)100C (212F)The data listed in this data sheet are typical or average values based on tests conducted by independent laboratories or by the manufacturer. They are indicative only of the results obtained in such tests and should not be considered as guaranteed maximums or minimums.Materials must be tested under actual service to determine their suitability for a particular purpose.Warranty and Limited Remedy: Aearo Technologies LLC warrants that each Aearo Technologies LLC product meets the applicable Aearo Technologies LLC product specification at the time Aearo Technologies LLC ships the product. Aearo Technologies LLC MAKES NO OTHER EXPRESS OR IMPLIED WARRANTIES OR CONDITIONS, INCLUDING ANY IMPLIED WARRANTY OR CONDITION OF MERCHANTABILITY OR FITNESS FOR A PARTICULAR PURPOSE. If the Aearo Technologies LLC product does not conform to this warranty, the sole and exclusive remedy is, at Aearo Technologies LLC’s option, replacement of the Aearo Technologies LLC product or refund of the purchase price.Limitation of Liability: Except where prohibited by law, Aearo Technologies LLC will not be liable for any loss or damage arising from the Aearo Technologies LLC product, whether direct, indirect, special, incidental or consequential, regardless of the legal theory asserted.Typical Standard ConfigurationsRibbed GrommetsFan MountsRings & BushingsFeetE-A-R, 3M ISOLOSS, ISODAMP and VersaDamp are trademarks of 3M company and its affiliatesprinted 5/16TYPICAL PROPERTIESAearo Technologies LLC • a 3M company7911 Zionsville Road, Indianapolis, IN 46268U.S. Toll Free: 877-327-4332 Office: 651-575-0151 Web: www.earglobal.com solutions@earglobal.comE-A-R, 3M ISOLOSS, ISODAMP and VersaDamp are trademarks of 3M Company and its affiliatesprinted 2/16Aearo Technologies LLC • a 3M company7911 Zionsville Road, Indianapolis, IN 46268U.S. Toll Free: 877-327-4332 Web: www.earglobal.com solutions@earglobal.com
https://multimedia.3m.com/mws/media/1426847O/isodamp-c-8000-mss51.pdf | others | Offering solutions for a wide range of applications such as...Computer & PeripheralServer/Data CenterSmartphone & TabletIoT DevicesISODAMP™ C-8000 SERIESMaterial Summary Sheet 51Aearo Technologies LLC • a 3M companyMATERIAL SUMMARY SHEET 51ISODAMP™ C-8000 SERIESISODAMP™ C-8000 SERIES • Highly damped thermoplastic molded products for noise, shock and vibration control• RoHS Compliant• Non-halogenated• Listed UL 94 V-0 flame rating• Available in durometers from 40 to 88 Type APROPERTYC-8012C-8002C-8070C-8130DescriptionTPE Solid ThermoplasticTPE Solid ThermoplasticTPE Solid ThermoplasticTPE Solid ThermoplasticHardness ASTM D2240 Type A Durometer 23C (73F) 15 sec impact40517088Compression Load Deflection kPa (psi) ASTM D575 at 0.51 cm/min (0.2 in/min) 10% kPa (psi) 324 (47) 455 (66) 951 (138) 3619 (525) 20% kPa (psi)627 (91)883 (128)1799 (261)6494 (942) 30% kPa (psi)958 (139)1358 (197)2799 (406)9087 (1318)Compression Set (%) ASTM D395 Method B 22 hr at 22C (72F)12151535 22 hr at 70C (158F)100999890Tensile Strength kPa (psi) ASTM D4123309 (480)5309 (770)10059 (1459)11279 (1636)Tear Strength kN/m (lbf/in) ASTM D62418 (100)25 (141)50 (285)72 (410)Temperature Range C Peak Damping Performance Temperature Range @ 10 Hz -26 to 22-6 to 374 to 425 to 27 @ 100 Hz-19 to 35-2 to 508 to 5310 to 34 @ 1000 Hz-13 to 554 to 7114 to 6816 to 41Flammability UL 94Listed V-0 @ 6 mm (0.24 in)Listed V-0 @ 3.4 mm (0.13 in)Listed V-0 @ 3.2 mm (0.125 in)Listed V-0 @ 3.5 mm (0.14 in)RoHS CompliantYesYesYesYesHalogen Free*YesYesYesYesThe above technical information and data should be considered representative or typical only and should not be used for specification purpose. **Halogen-free per IEC 61249-2-21. 3M, E-A-R, and ISODAMP are trademarks of 3M Company and its affiliatesprinted 5/17Aearo Technologies LLC • a 3M company7911 Zionsville Road, Indianapolis, IN 46268U.S. Toll Free: 877-327-4332 Web: www.earglobal.com solutions@earglobal.comTYPICAL PROPERTIESprinted 5/17Aearo Technologies LLC • a 3M company7911 Zionsville Road, Indianapolis, IN 46268U.S. Toll Free: 877-327-4332 Office: 651-575-0151 Web: www.earglobal.com solutions@earglobal.comMATERIAL SUMMARY SHEET 51ISODAMP™ C-8000 SERIESC-8012Shear Modulus (MPa)/(Loss Factor)Reduced Frequency (Hz)Frequency (Hz)C-8002Shear Modulus (MPa)/(Loss Factor)Reduced Frequency (Hz)Frequency (Hz)C-8070Shear Modulus (MPa)/(Loss Factor)Reduced Frequency (Hz)Frequency (Hz)C-8130Shear Modulus (MPa)/(Loss Factor)Reduced Frequency (Hz)Frequency (Hz)3M, E-A-R, and ISODAMP are trademarks of 3M Company and its affiliates0.11101001000100001.E-011.E+001.E+011.E+021.E+031.E+041.00E-051.00E-031.00E-011.00E+011.00E+031.00E+051.00E+071.00E+091.00E+11Frequency (Hz)Shear Modulus (MPa) / (Loss Factor)Reduced Frequency (Hz)Isodamp C-800280 70 60 50 40 30 20 10 0 -10°C(1.0)(0.1) May 13, 2013 - Orig 0.11101001000100001.E-011.E+001.E+011.E+021.E+031.E+041.00E-041.00E-021.00E+001.00E+021.00E+041.00E+061.00E+081.00E+101.00E+12Frequency (Hz)Shear Modulus (MPa) / (Loss Factor)Reduced Frequency (Hz)Isodamp C-8012 40 30 20 10 0 -10 -20 -30°C(1.0)(0.1)May 13, 2013 - Orig 1101001000100001.E+001.E+011.E+021.E+031.E+041.00E-061.00E-041.00E-021.00E+001.00E+021.00E+041.00E+061.00E+081.00E+10Frequency (Hz)Shear Modulus (MPa) / (Loss Factor)Reduced Frequency (Hz)Isodamp C-8130(1.0)(0.1) 80 70 60 50 40 30 20 10 0 -10°CMay 13, 2013 - Orig 1101001000100001.E+001.E+011.E+021.E+031.E+041.00E-051.00E-031.00E-011.00E+011.00E+031.00E+051.00E+071.00E+091.00E+11Frequency (Hz)Shear Modulus (MPa) / Loss Factor Reduced Frequency (Hz)Isodamp C-8070(1.0)(0.1)80 70 60 50 40 30 20 10 0 -10°C May 29, 2013 - Preliminary printed 5/17Aearo Technologies LLC • a 3M company7911 Zionsville Road, Indianapolis, IN 46268U.S. Toll Free: 877-327-4332 Web: www.earglobal.com solutions@earglobal.comTechnical Information: The technical information, recommendations and other statements contained in this document are based upon tests or experience that Aearo Technologies LLC believes are reliable, but the accuracy or completeness of such information is not guaranteed. Product Use: Many factors beyond Aearo’s control and uniquely within user’s knowledge and control can affect the use and performance of an Aearo Technologies LLC product in a particular application. Given the variety of factors that can affect the use and performance of an Aearo Technologies LLC product, user is solely responsible for evaluating the Aearo Technologies LLC product and determining whether it is fit for a particular purpose and suitable for user’s method of application. Warranty, Limited Remedy, and Disclaimer: Unless an additional warranty is specifically stated on the applicable Aearo Technologies LLC product packaging or product literature, Aearo Technologies LLC warrants that each Aearo Technologies LLC product meets the applicable Aearo Technologies LLC product specification at the time Aearo Technologies LLC ships the product. Aearo Technologies LLC MAKES NO OTHER WARRANTIES OR CONDITIONS, EXPRESS OR IMPLIED, INCLUDING, BUT NOT LIMITED TO, ANY IMPLIED WARRANTY OR CONDITION OF MERCHANTABILITY OR FITNESS FOR A PARTICULAR PURPOSE OR ANY IMPLIED WARRANTY OR CONDITION ARISING OUT OF A COURSE OF DEALING, CUSTOM OR USAGE OF TRADE. If the Aearo Technologies LLC product does not conform to this warranty, then the sole and exclusive remedy is, at Aearo Technologies LLC’s option, replacement of the Aearo Technologies LLC product or refund of the purchase price. Limitation of Liability: Except where prohibited by law, Aearo Technologies LLC will not be liable for any loss or damage arising from the Aearo Technologies LLC product, whether direct, indirect, special, incidental or consequential, regardless of the legal theory asserted, including warranty, contract, negligence or strict liability.3M, E-A-R, and ISODAMP are trademarks of 3M Company and its affiliates
https://multimedia.3m.com/mws/media/1255423O/e-a-r-isodamp-versadamp-material-summary-sheet.pdf | others | Offering solutions for a wide range of applications such as...Lab and office equipmentComputers and peripheralsIndustrial equipmentMOLDING MATERIALS – THERMOPLASTICSMaterial Summary Sheet 7Aearo Technologies LLC • a 3M companyMATERIAL SUMMARY SHEET 7Molding Materials – ThermoplasticsMolding Materials – Thermoplastics E-A-R’s proprietary, highly damped ISODAMP™ thermoplastic and VersaDamp™ thermoplastic molding materials are standard- and custom-molded to provide high performance shock, vibration and noise control. As highly damped elastomers, these materials platforms exhibit extremely low rebound characteristics, ensuring very low amplification at resonance and rapid settling to equilibrium after shock or vibration input.Standard and custom configurations include numerous styles of isolation grommets (with or without metal inserts), bushings, mounting pads and feet, self-locking fan mounts, snubbers, gaskets, bumpers and pads.PROPERTYC-1002C-1100C-8002C-8012C-8070C-8130DescriptionVinyl Solid ThermoplasticVinyl Solid ThermoplasticvTPE Solid ThermoplasticTPE SolidThermoplasticTPE Solid ThermoplasticTPE Solid ThermoplasticHardness ASTM D2240 Type A Durometer 23C (73F) 15 sec impact 54 71 51 40 70 88Flammability UL 94 1.5 mm (0.06 in thick) 3.2 mm (0.125 in) Listed V-0 Listed V-0 Listed V-0 @ 3.4 mm (0.13in) Listed V-0 @ 6 mm (0.24in) Meets V-0 @ 3.2 mm (0.125 in) Listed V-0 @ 3.5 mm (0.14 in)FMVSS-302Compression Load Deflection kPa (psi) ASTM D575 at 0.51 cm/min (0.2 in/min) 10% kPa (psi) 20% kPa (psi) 30% kPa (psi) 393 (57) 1145 (166) 2468 (358) 1172 (170) 3688 (535) 7756 (1125) 455 (66) 883 (128) 1358 (197) 324 (47) 627 (91) 958 (139) 951 (138) 1799 (261) 2799 (406) 2495 (362) 6494 (942) 9087 (1318)Compression Set (%) ASTM D395 Method B 22 hr at 22C (72F) 22 hr at 70C (158F) *50C(122F) 14 62 25 60 15 99 12 100 15 98 35 90Tensile Strength kPa (psi) ASTM D412 8963 (1300) 13789 (2000) 5309 (770) 3309 (480) 10059 (1459) 11279 (1636)Tear Strength kN/m (lbf/in) ASTM D624 40 (224) 65 (370) 25 (141) 18 (100) 50 (285) 72 (410)Temperature Range C (F) Peak Damping Performance Temperature Range ASTM D4065 Loss Factor above 0.3% strain in shear mode at 10 Hz -13C to 37C (9F to 99F) 3C to 56C (37F to 132F) -4C to 40C (-25F to 104F) -22C to 21C (-8F to 70F) 4C to 42C (42F to 86F) 6C to 30C (42F to 86F)The data listed in this data sheet are typical or average values based on tests conducted by independent laboratories or by the manufacturer.They are indicative only of the results obtained in such tests and should not be considered as guaranteed maximums or minimums.Materials must be tested under actual service to determine their suitability for a particular purpose.Warranty and Limited Remedy: Aearo Technologies LLC warrants that each Aearo Technologies LLC product meets the applicable Aearo Technologies LLC product specification at the time Aearo Technologies LLC ships the product. Aearo Technologies LLC MAKES NO OTHER EXPRESS OR IMPLIED WARRANTIES OR CONDITIONS, INCLUDING ANY IMPLIED WARRANTY OR CONDITION OF MERCHANTABILITY OR FITNESS FOR A PARTICULAR PURPOSE. If the Aearo Technologies LLC product does not conform to this warranty, the sole and exclusive remedy is, at Aearo Technologies LLC’s option, replacement of the Aearo Technologies LLC product or refund of the purchase price.Limitation of Liability: Except where prohibited by law, Aearo Technologies LLC will not be liable for any loss or damage arising from the Aearo Technologies LLC product, whether direct, indirect, special, incidental or consequential, regardless of the legal theory asserted.E-A-R, 3M ISOLOSS, ISODAMP and VersaDamp are trademarks of 3M Company and its affiliatesprinted 2/16Aearo Technologies LLC • a 3M company7911 Zionsville Road, Indianapolis, IN 46268U.S. Toll Free: 877-327-4332 Web: www.earglobal.com solutions@earglobal.comTYPICAL PROPERTIESMATERIAL SUMMARY SHEET 7Molding Materials – ThermoplasticsMolding Materials – Thermoplastics VersaDamp materials also feature adjustable damping and stiffness, enabling custom-tuning of dynamic response. This materials family also offers an extended service temperature range.• Excellent physical integrity• Soft and pliable, yet physically strong • Good flame resistance • Excellent wear resistance • Very high loss factor, for effective structureborne shock, vibration and noise control at the source• Tight tolerancesPROPERTYV-2325V-2590V-2599V-2775DescriptionTPR ThermoplasticTPRThermoplasticTPR ThermoplasticTPR ThermoplasticHardness ASTM D2240 Type A Durometer 23C (73F) 15 sec post impact 33 52 50 60Flammability UL 94 1.5 mm (0.06 in thick) 3.2 mm (0.125 in) Listed HB FMVSS-302Meets at 3.2 mm (0.125 in)Meets at 3.2 mm (0.125 in)Meets at 3.2 mm (0.125 in)Meets at 3.2 mm (0.125 in)Compression Load Deflection kPa (psi) ASTM D575 at 5.1 mm/min (0.2 in/min) 10% kPa (psi) 20% kPa (psi) 30% kPa (psi) 290 (42) 538 (78) 841 (122) 650 (90) 1041 (151) 1558 (226) 600 (87) 1055 (153) 1606 (233) 772 (112) 1296 (188) 1917 (278)Compression Set (%) ASTM D395 Method B 22 hr at 22C (72F) 22 hr at 70C (158F) 12 25 18 30 31 50 18 29Tensile Strength kPa (psi) ASTM D412 2358 (342) 3523 (511) 3613 (524) 4068 (590)Tear Strength kN/m (lbf/in) ASTM D624 15 (83) 25 (139) 23 (129) 26 (148)Temperature Range C (F) Peak Damping ASTM D4065 Loss Factor above 0.3%at IOH2 -52C to 11C (-62F to 12F) -44C to 21C (-47F to 70F) -49C to 23C (-56F to 73F) -44C to 7C (-47F to 45F)Maximum Continuous Service Temperature ASTM D2000100C (212F)100C (212F)100C (212F)100C (212F)The data listed in this data sheet are typical or average values based on tests conducted by independent laboratories or by the manufacturer. They are indicative only of the results obtained in such tests and should not be considered as guaranteed maximums or minimums.Materials must be tested under actual service to determine their suitability for a particular purpose.Warranty and Limited Remedy: Aearo Technologies LLC warrants that each Aearo Technologies LLC product meets the applicable Aearo Technologies LLC product specification at the time Aearo Technologies LLC ships the product. Aearo Technologies LLC MAKES NO OTHER EXPRESS OR IMPLIED WARRANTIES OR CONDITIONS, INCLUDING ANY IMPLIED WARRANTY OR CONDITION OF MERCHANTABILITY OR FITNESS FOR A PARTICULAR PURPOSE. If the Aearo Technologies LLC product does not conform to this warranty, the sole and exclusive remedy is, at Aearo Technologies LLC’s option, replacement of the Aearo Technologies LLC product or refund of the purchase price.Limitation of Liability: Except where prohibited by law, Aearo Technologies LLC will not be liable for any loss or damage arising from the Aearo Technologies LLC product, whether direct, indirect, special, incidental or consequential, regardless of the legal theory asserted.Typical Standard ConfigurationsRibbed GrommetsFan MountsRings & BushingsFeetE-A-R, 3M ISOLOSS, ISODAMP and VersaDamp are trademarks of 3M company and its affiliatesprinted 5/16TYPICAL PROPERTIESAearo Technologies LLC • a 3M company7911 Zionsville Road, Indianapolis, IN 46268U.S. Toll Free: 877-327-4332 Office: 651-575-0151 Web: www.earglobal.com solutions@earglobal.comE-A-R, 3M ISOLOSS, ISODAMP and VersaDamp are trademarks of 3M Company and its affiliatesprinted 2/16Aearo Technologies LLC • a 3M company7911 Zionsville Road, Indianapolis, IN 46268U.S. Toll Free: 877-327-4332 Web: www.earglobal.com solutions@earglobal.com
https://multimedia.3m.com/mws/media/1426847O/isodamp-c-8000-mss51.pdf | others | Offering solutions for a wide range of applications such as...Computer & PeripheralServer/Data CenterSmartphone & TabletIoT DevicesISODAMP™ C-8000 SERIESMaterial Summary Sheet 51Aearo Technologies LLC • a 3M companyMATERIAL SUMMARY SHEET 51ISODAMP™ C-8000 SERIESISODAMP™ C-8000 SERIES • Highly damped thermoplastic molded products for noise, shock and vibration control• RoHS Compliant• Non-halogenated• Listed UL 94 V-0 flame rating• Available in durometers from 40 to 88 Type APROPERTYC-8012C-8002C-8070C-8130DescriptionTPE Solid ThermoplasticTPE Solid ThermoplasticTPE Solid ThermoplasticTPE Solid ThermoplasticHardness ASTM D2240 Type A Durometer 23C (73F) 15 sec impact40517088Compression Load Deflection kPa (psi) ASTM D575 at 0.51 cm/min (0.2 in/min) 10% kPa (psi) 324 (47) 455 (66) 951 (138) 3619 (525) 20% kPa (psi)627 (91)883 (128)1799 (261)6494 (942) 30% kPa (psi)958 (139)1358 (197)2799 (406)9087 (1318)Compression Set (%) ASTM D395 Method B 22 hr at 22C (72F)12151535 22 hr at 70C (158F)100999890Tensile Strength kPa (psi) ASTM D4123309 (480)5309 (770)10059 (1459)11279 (1636)Tear Strength kN/m (lbf/in) ASTM D62418 (100)25 (141)50 (285)72 (410)Temperature Range C Peak Damping Performance Temperature Range @ 10 Hz -26 to 22-6 to 374 to 425 to 27 @ 100 Hz-19 to 35-2 to 508 to 5310 to 34 @ 1000 Hz-13 to 554 to 7114 to 6816 to 41Flammability UL 94Listed V-0 @ 6 mm (0.24 in)Listed V-0 @ 3.4 mm (0.13 in)Listed V-0 @ 3.2 mm (0.125 in)Listed V-0 @ 3.5 mm (0.14 in)RoHS CompliantYesYesYesYesHalogen Free*YesYesYesYesThe above technical information and data should be considered representative or typical only and should not be used for specification purpose. **Halogen-free per IEC 61249-2-21. 3M, E-A-R, and ISODAMP are trademarks of 3M Company and its affiliatesprinted 5/17Aearo Technologies LLC • a 3M company7911 Zionsville Road, Indianapolis, IN 46268U.S. Toll Free: 877-327-4332 Web: www.earglobal.com solutions@earglobal.comTYPICAL PROPERTIESprinted 5/17Aearo Technologies LLC • a 3M company7911 Zionsville Road, Indianapolis, IN 46268U.S. Toll Free: 877-327-4332 Office: 651-575-0151 Web: www.earglobal.com solutions@earglobal.comMATERIAL SUMMARY SHEET 51ISODAMP™ C-8000 SERIESC-8012Shear Modulus (MPa)/(Loss Factor)Reduced Frequency (Hz)Frequency (Hz)C-8002Shear Modulus (MPa)/(Loss Factor)Reduced Frequency (Hz)Frequency (Hz)C-8070Shear Modulus (MPa)/(Loss Factor)Reduced Frequency (Hz)Frequency (Hz)C-8130Shear Modulus (MPa)/(Loss Factor)Reduced Frequency (Hz)Frequency (Hz)3M, E-A-R, and ISODAMP are trademarks of 3M Company and its affiliates0.11101001000100001.E-011.E+001.E+011.E+021.E+031.E+041.00E-051.00E-031.00E-011.00E+011.00E+031.00E+051.00E+071.00E+091.00E+11Frequency (Hz)Shear Modulus (MPa) / (Loss Factor)Reduced Frequency (Hz)Isodamp C-800280 70 60 50 40 30 20 10 0 -10°C(1.0)(0.1) May 13, 2013 - Orig 0.11101001000100001.E-011.E+001.E+011.E+021.E+031.E+041.00E-041.00E-021.00E+001.00E+021.00E+041.00E+061.00E+081.00E+101.00E+12Frequency (Hz)Shear Modulus (MPa) / (Loss Factor)Reduced Frequency (Hz)Isodamp C-8012 40 30 20 10 0 -10 -20 -30°C(1.0)(0.1)May 13, 2013 - Orig 1101001000100001.E+001.E+011.E+021.E+031.E+041.00E-061.00E-041.00E-021.00E+001.00E+021.00E+041.00E+061.00E+081.00E+10Frequency (Hz)Shear Modulus (MPa) / (Loss Factor)Reduced Frequency (Hz)Isodamp C-8130(1.0)(0.1) 80 70 60 50 40 30 20 10 0 -10°CMay 13, 2013 - Orig 1101001000100001.E+001.E+011.E+021.E+031.E+041.00E-051.00E-031.00E-011.00E+011.00E+031.00E+051.00E+071.00E+091.00E+11Frequency (Hz)Shear Modulus (MPa) / Loss Factor Reduced Frequency (Hz)Isodamp C-8070(1.0)(0.1)80 70 60 50 40 30 20 10 0 -10°C May 29, 2013 - Preliminary printed 5/17Aearo Technologies LLC • a 3M company7911 Zionsville Road, Indianapolis, IN 46268U.S. Toll Free: 877-327-4332 Web: www.earglobal.com solutions@earglobal.comTechnical Information: The technical information, recommendations and other statements contained in this document are based upon tests or experience that Aearo Technologies LLC believes are reliable, but the accuracy or completeness of such information is not guaranteed. Product Use: Many factors beyond Aearo’s control and uniquely within user’s knowledge and control can affect the use and performance of an Aearo Technologies LLC product in a particular application. Given the variety of factors that can affect the use and performance of an Aearo Technologies LLC product, user is solely responsible for evaluating the Aearo Technologies LLC product and determining whether it is fit for a particular purpose and suitable for user’s method of application. Warranty, Limited Remedy, and Disclaimer: Unless an additional warranty is specifically stated on the applicable Aearo Technologies LLC product packaging or product literature, Aearo Technologies LLC warrants that each Aearo Technologies LLC product meets the applicable Aearo Technologies LLC product specification at the time Aearo Technologies LLC ships the product. Aearo Technologies LLC MAKES NO OTHER WARRANTIES OR CONDITIONS, EXPRESS OR IMPLIED, INCLUDING, BUT NOT LIMITED TO, ANY IMPLIED WARRANTY OR CONDITION OF MERCHANTABILITY OR FITNESS FOR A PARTICULAR PURPOSE OR ANY IMPLIED WARRANTY OR CONDITION ARISING OUT OF A COURSE OF DEALING, CUSTOM OR USAGE OF TRADE. If the Aearo Technologies LLC product does not conform to this warranty, then the sole and exclusive remedy is, at Aearo Technologies LLC’s option, replacement of the Aearo Technologies LLC product or refund of the purchase price. Limitation of Liability: Except where prohibited by law, Aearo Technologies LLC will not be liable for any loss or damage arising from the Aearo Technologies LLC product, whether direct, indirect, special, incidental or consequential, regardless of the legal theory asserted, including warranty, contract, negligence or strict liability.3M, E-A-R, and ISODAMP are trademarks of 3M Company and its affiliates
https://multimedia.3m.com/mws/media/1252182O/e-a-r-f-345-fan-mount-print.pdf | others | ABCD124ABCD1234TITLESIZEDRAWING NO.MATERIAL:UNLESS OTHERWISE SPECIFIEDUNITS ARE: MM [IN]TOLERANCE FOR ANGLES: 1.0ALLOWABLE FLASH: GATE: REVISIONSBAEARO TECHNOLOGIES LLC * a 3M company3QUALITY CONTROL: NOTES:ANY FEATURE NOT DIMENSIONEDIN PRINT MUST BE VISIBLY PRESENT, UTILIZE 3D CAD FOR CREATIONMUST COMPLY WITH E-A-R SPECIALTY COMPOSITESSUPPLIER QUALITY MANUAL REQUIREMENTSPAGE NO.6.35[.25]*3.5[.14]3.5[.14]10[.394]27[1.063]1.5[.059]1.5[.059]*3.8[.150]1.3[.051]6.5[.256]DRAWN REVDESCRIPTIONDATEAPPROVEDDR00ORIGINAL9-6-00PM01NEW FORMAT, IMPROVED DIMENSIONING8-24-05JSKP/TC02UPDATED FORMAT, NOTES, TOLERANCES, ADDED WEIGHT, CAVITY LOCATION, MISSING DIMS AND -X TO NAMING CONVENTION. 9-8-11MSTC03ADDED 6.5MM DIA CALLOUT11-2-11MSF-345-V2375V-2375F-345-V2325V-2325F-345-C8012C-8012F-345-C8002C-8002F-345-C8001C-8001F-345-3C-1100F-345-2C-1105F-345-1C-1002PART NUMBERMATERIALRANGETOL0<DIM<=2 [0.078]0.15 [.006]2 [0.078]<DIM<=25 [0.98]0.25 [.010]25 [0.98]<DIM<=50 [1.969]0.4 [.016]50 [1.969]<DIM0.6 [.024]DRAWN REVDESCRIPTIONDATEAPPROVEDSEE TABLE ON LEFTF-345 FAN MOUNTF-345-X3. MAX DRAFT: 2 . 2. CRITICAL DIMENSIONS SHALL HAVE Cpk VALUE >= 1.33 WITH ONGOING SPC DATA REQUIRED. 1. CRITICAL DIMENSIONS ARE MARKED WITH "*". NOTES:0.59 GRAM REF.12MM [.005].25MM [.010]1 OF 1CAVITY #
https://multimedia.3m.com/mws/media/1278448O/e-a-r-isodamp-c-6000-materials-product-bulletin.pdf | others | Product Bulletin 1849 ISODAMP™ C-6000 Series Materials The above technical information and data should be considered representative or typical only and should not be used for specification purposes. Technical Information: The technical information, recommendations and other statements contained in this document are based upon tests or experience that Aearo Technologies believes are reliable, but the accuracy or completeness of such information is not guaranteed. Product Use: Many factors beyond Aearo Technologies’s control and uniquely within user’s knowledge and control can affect the use and performance of a Aearo Technologies product in a particular application Given the variety of factors that can affect the use and performance of an Aearo Technologies product, user is solely responsible for evaluating the Aearo Technologies product and determining whether it is fit for a particular purpose and suitable for user’s method of application. Warranty, Limited Remedy and Disclaimer: Unless an additional warranty is specifically stated on the applicable Aearo Technologies product packaging or product literature, Aearo Technologies warrants that each Aearo Technologies product meets the applicable Aearo Technologies product specification at the time Aearo Technologies ships the product. Aearo Technologies MAKES NO OTHER WARRANTIES OR CONDITIONS, EXPRESS OR IMPLIED, INCLUDING, BUT NOT LIMITED TO, ANY IMPLIED WARRANTY OR CONDITION OF MERCHANTABILITY OR FITNESS FOR A PARTICULAR PURPOSE OR ANY IMPLIED WARRANTY OR CONDITION ARISING OUT OF A COURSE OF DEALING, CUSTOM OR USAGE OF TRADE. If the Aearo Technologies product does not conform to this warranty, then the sole and exclusive remedy is, at Aearo Technologies’s option, replacement of the Aearo Technologies product or refund of the purchase price. Limitation of Liability: Except where prohibited by law, Aearo Technologies will not be liable for any loss or damage arising from the Aearo Technologies product, whether direct, indirect, special, incidental or consequential, regardless of the legal theory asserted, including warranty, contract, negligence or strict liability.  ISODAMP C-6000 series is a highly damped thermoplastic vulcanizate, or TPV. It is available in 3 durometers in parts and assemblies  ISODAMP C-6000 Isolator parts and assemblies are used to enhance performance and protect electronic and mechanical devices from shock, vibration and noise.  ISODAMP C-6000 series parts are Halogen-free (per IEC 61249-2-21), complies with REACH substances of very high concern free (as of June 2015), meets JIG -101 and is RoHS 2 compliant Typical PropertiesC-6040C-6050C-6060Hardness, ASTM D2240(Type A, 15 sec, 1 kg, 23C (72F))405060Compression Force Deflection kPa (psi)ASTM D575 @ 0.51cm/min (0.2 in/min) 10% 20% 30%270 (39) 500 (73) 800 (120)410 (59)750 (110)1200 (170)580 (84)1100 (150)1600 (240)Compression Set ASTM D395, Method B 25% @ 22C (72F) 25% @ 70C (158F)20% 50%20%50%25%50%Abrasion H22 wheels, 1000 cycles, 1000 grams load weight ASTM D3390, weight loss per revolution (mg)0.6 mg0.3 mg0.5 mgTensile Strength kPa (psi) ASTM D412400550700Tear C kN/m (ppi) ASTM D62490110130Temperature Range C (F)Peak Damping PerformanceTemperature Range @ 10 Hz @ 100 Hz @ 1000 Hz-19ºC to 14ºC -15ºC to 26ºC -10ºC to 38ºC-17ºC to 24ºC-12ºC to 36ºC-8ºC to 46ºC-12ºC to 29ºC-8ºC to 38ºC-3ºC to 48ºCDynamic Properties via DMA , 20°C Tan δ @ 10 Hz Tan δ @ 100 Hz Tan δ @ 1000 Hz 0.3 0.5 0.80.30.50.80.40.60.8Flammability UL 94 6mm ThicknessMeets V-0Meets V-0Meets V-0RoHS Compliant YesYesYes ISODAMP™ C-6000 Series Molding Materials 7911 Zionsville Road, Indianapolis, IN 46268 Phone: 317-692-3000 Fax: 317-692-3111 Web: www.earglobal.com 3M , E-A-R and ISODAMP are trademarks of 3M Company and its affiliates ©2015 Aearo Technologies  Printed 7.15 Product Bulletin 1849
https://multimedia.3m.com/mws/media/1278448O/e-a-r-isodamp-c-6000-materials-product-bulletin.pdf | others | Product Bulletin 1849 ISODAMP™ C-6000 Series Materials The above technical information and data should be considered representative or typical only and should not be used for specification purposes. Technical Information: The technical information, recommendations and other statements contained in this document are based upon tests or experience that Aearo Technologies believes are reliable, but the accuracy or completeness of such information is not guaranteed. Product Use: Many factors beyond Aearo Technologies’s control and uniquely within user’s knowledge and control can affect the use and performance of a Aearo Technologies product in a particular application Given the variety of factors that can affect the use and performance of an Aearo Technologies product, user is solely responsible for evaluating the Aearo Technologies product and determining whether it is fit for a particular purpose and suitable for user’s method of application. Warranty, Limited Remedy and Disclaimer: Unless an additional warranty is specifically stated on the applicable Aearo Technologies product packaging or product literature, Aearo Technologies warrants that each Aearo Technologies product meets the applicable Aearo Technologies product specification at the time Aearo Technologies ships the product. Aearo Technologies MAKES NO OTHER WARRANTIES OR CONDITIONS, EXPRESS OR IMPLIED, INCLUDING, BUT NOT LIMITED TO, ANY IMPLIED WARRANTY OR CONDITION OF MERCHANTABILITY OR FITNESS FOR A PARTICULAR PURPOSE OR ANY IMPLIED WARRANTY OR CONDITION ARISING OUT OF A COURSE OF DEALING, CUSTOM OR USAGE OF TRADE. If the Aearo Technologies product does not conform to this warranty, then the sole and exclusive remedy is, at Aearo Technologies’s option, replacement of the Aearo Technologies product or refund of the purchase price. Limitation of Liability: Except where prohibited by law, Aearo Technologies will not be liable for any loss or damage arising from the Aearo Technologies product, whether direct, indirect, special, incidental or consequential, regardless of the legal theory asserted, including warranty, contract, negligence or strict liability.  ISODAMP C-6000 series is a highly damped thermoplastic vulcanizate, or TPV. It is available in 3 durometers in parts and assemblies  ISODAMP C-6000 Isolator parts and assemblies are used to enhance performance and protect electronic and mechanical devices from shock, vibration and noise.  ISODAMP C-6000 series parts are Halogen-free (per IEC 61249-2-21), complies with REACH substances of very high concern free (as of June 2015), meets JIG -101 and is RoHS 2 compliant Typical PropertiesC-6040C-6050C-6060Hardness, ASTM D2240(Type A, 15 sec, 1 kg, 23C (72F))405060Compression Force Deflection kPa (psi)ASTM D575 @ 0.51cm/min (0.2 in/min) 10% 20% 30%270 (39) 500 (73) 800 (120)410 (59)750 (110)1200 (170)580 (84)1100 (150)1600 (240)Compression Set ASTM D395, Method B 25% @ 22C (72F) 25% @ 70C (158F)20% 50%20%50%25%50%Abrasion H22 wheels, 1000 cycles, 1000 grams load weight ASTM D3390, weight loss per revolution (mg)0.6 mg0.3 mg0.5 mgTensile Strength kPa (psi) ASTM D412400550700Tear C kN/m (ppi) ASTM D62490110130Temperature Range C (F)Peak Damping PerformanceTemperature Range @ 10 Hz @ 100 Hz @ 1000 Hz-19ºC to 14ºC -15ºC to 26ºC -10ºC to 38ºC-17ºC to 24ºC-12ºC to 36ºC-8ºC to 46ºC-12ºC to 29ºC-8ºC to 38ºC-3ºC to 48ºCDynamic Properties via DMA , 20°C Tan δ @ 10 Hz Tan δ @ 100 Hz Tan δ @ 1000 Hz 0.3 0.5 0.80.30.50.80.40.60.8Flammability UL 94 6mm ThicknessMeets V-0Meets V-0Meets V-0RoHS Compliant YesYesYes ISODAMP™ C-6000 Series Molding Materials 7911 Zionsville Road, Indianapolis, IN 46268 Phone: 317-692-3000 Fax: 317-692-3111 Web: www.earglobal.com 3M , E-A-R and ISODAMP are trademarks of 3M Company and its affiliates ©2015 Aearo Technologies  Printed 7.15 Product Bulletin 1849
https://multimedia.3m.com/mws/media/1278448O/e-a-r-isodamp-c-6000-materials-product-bulletin.pdf | others | Product Bulletin 1849 ISODAMP™ C-6000 Series Materials The above technical information and data should be considered representative or typical only and should not be used for specification purposes. Technical Information: The technical information, recommendations and other statements contained in this document are based upon tests or experience that Aearo Technologies believes are reliable, but the accuracy or completeness of such information is not guaranteed. Product Use: Many factors beyond Aearo Technologies’s control and uniquely within user’s knowledge and control can affect the use and performance of a Aearo Technologies product in a particular application Given the variety of factors that can affect the use and performance of an Aearo Technologies product, user is solely responsible for evaluating the Aearo Technologies product and determining whether it is fit for a particular purpose and suitable for user’s method of application. Warranty, Limited Remedy and Disclaimer: Unless an additional warranty is specifically stated on the applicable Aearo Technologies product packaging or product literature, Aearo Technologies warrants that each Aearo Technologies product meets the applicable Aearo Technologies product specification at the time Aearo Technologies ships the product. Aearo Technologies MAKES NO OTHER WARRANTIES OR CONDITIONS, EXPRESS OR IMPLIED, INCLUDING, BUT NOT LIMITED TO, ANY IMPLIED WARRANTY OR CONDITION OF MERCHANTABILITY OR FITNESS FOR A PARTICULAR PURPOSE OR ANY IMPLIED WARRANTY OR CONDITION ARISING OUT OF A COURSE OF DEALING, CUSTOM OR USAGE OF TRADE. If the Aearo Technologies product does not conform to this warranty, then the sole and exclusive remedy is, at Aearo Technologies’s option, replacement of the Aearo Technologies product or refund of the purchase price. Limitation of Liability: Except where prohibited by law, Aearo Technologies will not be liable for any loss or damage arising from the Aearo Technologies product, whether direct, indirect, special, incidental or consequential, regardless of the legal theory asserted, including warranty, contract, negligence or strict liability.  ISODAMP C-6000 series is a highly damped thermoplastic vulcanizate, or TPV. It is available in 3 durometers in parts and assemblies  ISODAMP C-6000 Isolator parts and assemblies are used to enhance performance and protect electronic and mechanical devices from shock, vibration and noise.  ISODAMP C-6000 series parts are Halogen-free (per IEC 61249-2-21), complies with REACH substances of very high concern free (as of June 2015), meets JIG -101 and is RoHS 2 compliant Typical PropertiesC-6040C-6050C-6060Hardness, ASTM D2240(Type A, 15 sec, 1 kg, 23C (72F))405060Compression Force Deflection kPa (psi)ASTM D575 @ 0.51cm/min (0.2 in/min) 10% 20% 30%270 (39) 500 (73) 800 (120)410 (59)750 (110)1200 (170)580 (84)1100 (150)1600 (240)Compression Set ASTM D395, Method B 25% @ 22C (72F) 25% @ 70C (158F)20% 50%20%50%25%50%Abrasion H22 wheels, 1000 cycles, 1000 grams load weight ASTM D3390, weight loss per revolution (mg)0.6 mg0.3 mg0.5 mgTensile Strength kPa (psi) ASTM D412400550700Tear C kN/m (ppi) ASTM D62490110130Temperature Range C (F)Peak Damping PerformanceTemperature Range @ 10 Hz @ 100 Hz @ 1000 Hz-19ºC to 14ºC -15ºC to 26ºC -10ºC to 38ºC-17ºC to 24ºC-12ºC to 36ºC-8ºC to 46ºC-12ºC to 29ºC-8ºC to 38ºC-3ºC to 48ºCDynamic Properties via DMA , 20°C Tan δ @ 10 Hz Tan δ @ 100 Hz Tan δ @ 1000 Hz 0.3 0.5 0.80.30.50.80.40.60.8Flammability UL 94 6mm ThicknessMeets V-0Meets V-0Meets V-0RoHS Compliant YesYesYes ISODAMP™ C-6000 Series Molding Materials 7911 Zionsville Road, Indianapolis, IN 46268 Phone: 317-692-3000 Fax: 317-692-3111 Web: www.earglobal.com 3M , E-A-R and ISODAMP are trademarks of 3M Company and its affiliates ©2015 Aearo Technologies  Printed 7.15 Product Bulletin 1849
https://timesmicrowave.com/wp-content/uploads/2022/03/lmr-600-coax-cables-datasheet.pdf | cable | (800) TMS-COAX • www.timesmicrowave.com32TIMES MICROWAVE SYSTEMSLMR-600Ideal for… • Jumper Assemblies in Wireless Communications Systems • Short Antenna Feeder runs • Any application (e.g. WLL, GPS, LMR, WLAN, WISP, WiMax, SCADA, Mobile Antennas) requiring an easily routed, low loss RF cableElectrical Specifications Performance Property Units US (metric) Velocity of Propagation % 85 Dielectric Constant NA 1.32 Time Delay nS/ft (nS/m) 1.17 (3.83) Impedance ohms 50 Capacitance pF/ft (pF/m) 23.4 (76.6) Inductance uH/ft (uH/m) 0.058 (0.19) Shielding Effectiveness dB >90 DC Resistance Inner Conductor ohms/1000ft (/km) 0.53 (1.7) Outer Conductor ohms/1000ft (/km) 1.2 (3.9) Voltage Withstand Volts DC 4000 Jacket Spark Volts RMS 8000 Peak Power kW 40 Mechanical Specifications Performance Property Units US (metric) Bend Radius: installation in. (mm) 1.50 (38.1) Bend Radius: repeated in. (mm) 6.0 (152.4) Bending Moment ft-lb (N-m) 2.75 (3.73) Weight lb/ft (kg/m) 0.131 (0.20) Tensile Strength lb (kg) 350 (158.9) Flat Plate Crush lb/in. (kg/mm) 60 (1.07)LMR®-600 Flexible Low Loss Communications Coax Environmental Specifications Performance Property 0F oC Installation Temperature Range -40/+185 -40/+85 Storage Temperature Range -94/+185 -70/+85 Operating Temperature Range -40/+185 -40/+85Construction Specifications Description Material In. (mm) Inner Conductor Solid BCCAl 0.176 (4.47) Dielectric Foam PE 0.455 (11.56) Outer Conductor Aluminum Tape 0.461 (11.71) Overall Braid Tinned Copper 0.490 (12.45) Jacket (see table) 0.590 (14.99) Part Description Stock Part Number Application Jacket Color Code LMR-600 Outdoor PE Black 54003 LMR-600-DB Outdoor/Watertight PE Black 54093 LMR-600-FR Indoor/Outdoor Riser CMR FRPE Black 54032 LMR-600-FR-PVC Indoor/Outdoor Riser CMR FRPVC Black 54074 LMR-600-PVC General Purpose PVC Black 54219 LMR-600-PVC-W General Purpose PVC White 54206(800) TMS-COAX • www.timesmicrowave.com33TIMES MICROWAVE SYSTEMSAttenuation vs. Frequency (typical)Attenuation(db per 100 feet)10.01.00.110 100 1,000 10,000Frequency (MHz)LMR-600 Calculate Attenuation =(0.075550) • FMHz + (0.000260) • FMHz (interactive calculator available at http://www.timesmicrowave.com/cable_calculators)Attenuation: VSWR=1.0; Ambient = +25°C (77°F) Power: VSWR=1.0; Ambient = +40°C; Inner Conductor = 100°C (212°F); Sea Level; dry air; atmospheric pressure; no solar loading Frequency (MHz) 30 50 150 220 450 900 1500 1800 2000 2500 5800 8000 Attenuation dB/100 ft 0.4 0.5 1.0 1.2 1.7 2.5 3.3 3.7 3.9 4.4 7.3 8.8 Attenuation dB/100 m 1.4 1.8 3.2 3.9 5.6 8.2 10.9 12.1 12.8 14.5 23.8 29.0 Avg. Power kW 5.51 4.24 2.41 1.97 1.35 0.93 0.70 0.63 0.59 0.52 0.32 0.26(800) TMS-COAX • www.timesmicrowave.com34TIMES MICROWAVE SYSTEMSLMR-600LMR®-600 Flexible Low Loss Communications CoaxEZ-600-NMC-2-D3190-2641EZ-600-NF-BH3190-616TC-600-NF-BH3190-589TC-600-NFC-BH3190-466EZ-600-NF-BH3190-616EZ-600-TM-RP3190-796TC-600-716MC3190-502TC-600-716FC3190-375EZ-600-716M-X3190-2643TC-600-716M-X3190-2642 Inner Outer Finish* Part Stock VSWR** Coupling Contact Contact Body Length Width Weight Interface Description Number Code Freq. (GHz) Nut Attach Attach /Pin in (mm) in (mm) lb (g)1. 7/8 EIA Flange EZ-600-78EIA 3190-1373 <1.25:1 (2.5) NA Spring Finger Clamp S/S 2.3 (58) 2.60 (66.0) 0.873 (396.0) 2. 7-16 DIN Female Straight Jack TC-600-716FC 3190-375 <1.25:1 (2.5) NA Solder Clamp S/S 1.1 (28) 1.00 (25.4) 0.249 (112.9) 3. 7-16 DIN Straight Plug EZ-600-716M-X 3190-2643 <1.30:1 (6) Hex Spring Finger Crimp A/S 1.6 (42) 1.38 (35.0) 0.209 (94.80 4. 7-16 DIN Straight Plug TC-600-716M-X 3190-2642 <1.30:1 (6) Hex Solder Crimp A/S 1.6 (40) 1.38 (35.0) 0.191 (86.6 5. 7-16 DIN Straight Plug TC-600-716MC 3190-502 <1.25:1 (2.5) Hex Solder Clamp S/S 2.0 (51) 1.30 (33.0) 0.347 (157.4) 6. 7/16 Male Right Angle EZ-600-716M-RA-X 3190-2546 <1.35:1 (6) Hex Spring Finger Crimp A/G 1.6 (40) 1.38 (35.0) 0.462 (210.0) 7. 7-16 DIN Right Angle TC-600-716M-RA-D 3190-2599 <1.35:1 (6) Hex Solder Crimp A/S 1.7 (44) 2.00 (50.9) 0.362 (164.2) 8. 7-16 DIN Straight Jack EZ-600-716F 3190-2447 <1.25:1 (6) Hex Spring Finger Crimp A/G 1.8 (45) 1.32 (33.6) 0.158 (71.7) 9. HN Male Straight Plug TC-600-HNMC 3190-1429 <1.25:1 (<1) Knurl Solder Clamp S/g 2.3 (59.2) 0.88 (22.4) 0.25 (113) 10. LC Male Straight Plug TC-600-LCM 3190-1406 <1.25:1 (<1) Hex Solder Clamp N/S 3.1 (78.0) 1.62 (41.1) 1.20 (544) 11. N Female Straight Jack TC-600-NF-X 3190-2816 <1.30:1 (6) NA Solder Crimp A/G 1.7 (43) 0.69 (17.6) 0.076 (34.6) 12. N Female Straight Jack EZ-600-NF-X 3190-2817 <1.30:1 (6) NA Spring Finger Crimp A/G 1.7 (43) 0.69 (17.6) 0.090 (40.6) 13. N Female Bulkhead Jack EZ-600-NF-BH 3190-616 <1.25:1 (2.5) NA Spring Finger Crimp S/G 2.4 (61) 0.88 (22.4) 0.195 (88.5) 14. N Female Bulkhead Jack TC-600-NF-BH 3190-589 <1.25:1 (2.5) NA Solder Crimp S/G 2.4 (61) 0.88 (22.4) 0.195 (88.5) 15. N Female Bulkhead Jack TC-600-NFC-BH 3190-466 <1.25:1 (2.5) NA Solder Clamp S/G 2.2 (56) 0.94 (23.9) 0.214 (97.1) 16. N Male Straight Plug EZ-600-NMK 3190-669 <1.25:1 (2.5) Knurl Spring Finger Crimp S/G 2.1 (53) 0.92 (23.4) 0.164 (74.4) 17. N Male Straight Plug EZ-600-NMC-2-D 3190-2641 <1.25:1 (6) Hex/Knurl Spring Finger Clamp A/G 2.1 (53) 0.92 (23.4) 0.202 (91.6) 18. N Male Straight Plug EZ-600-NMH-X 3190-2627 <1.25:1 (8) Hex/Knurl Spring Finger Crimp A/G 2.1 (53) 0.92 (23.4) 0.164 (74.4) 19. N Male Straight Plug TC-600-NMH-X 3190-2628 <1.25:1 (8) Hex/Knurl Solder Crimp A/G 2.1 (53) 0.92 (23.4) 0.166 (75.3) 20. N Male Right Angle EZ-600-NMH-RA-X 3190-2639 <1.35:1 (6) Hex Spring Finger Crimp A/G 2.0 (50) 1.42 (36.0) 0.224 ( 101.7) 21. N Male Right Angle TC-600-NMH-RA-D 3190-2427 <1.35:1 (6) Hex Solder Crimp A/G 1.8 (46.5) 1.62 (41.2) 0.185 (84.3) 22. N Male Straight Plug TC-600-NMH-75-50 3190-1610 <1.35:1 (6) Hex Solder Crimp N/G 2.1 (52.8) 0.91 (23.1) 0.130 (59.0) 23. BNC Male Right Angle TC-600-BM-RA 3190-2734 1.30:1 (4) Knurl Solder Crimp A/G 1.8 (45.5) 1.54 (39.0) 0.164 (74.3) 24. TNC Male Straight Plug TC-600-TM-X 3190-2530 <1.25:1 (6) Hex/Knurl Solder Crimp A/G 2.3 (57.6) 0.75 (19.0) 0.100 (45.6) 25. TNC Male Straight Plug EZ-600-TM-X 3190-2531 <1.25:1 (6) Hex/Knurl Spring Finger Crimp A/G 2.3 (57.6 0.75 (19.0) 0.100 (45.6) 26. TNC Male Reverse Polarity EZ-600-TM-RP 3190-796 <1.25:1 (2.5) Knurl Spring Finger Crimp A/G 2.2 (56) 0.87 (22.0) 0.112 (50.8) 27. TNC Male Reverse Polarity TC-600-TM-RP 3190-1064 <1.25:1 (6) Knurl Solder Crimp N/G 2.1 (53.3) 0.68 (17.3) 0.112 (50.8) 28. TNC Male Right Angle TC-600-TM-RA-D 3190-2707 <1.35:1 (6) Hex/Knurl Solder Crimp A/G 1.6 (41) 1.75 (44.5) 0.164 (74.3) 29. TNC Female Reverse Polarity EZ-600-TF-RP 3190-797 <1.25:1 (2.5) NA Spring Finger Crimp A/G 2.3 (58) 0.87 (22.0) 0.100 (45.4) 30. TNC Female Reverse Polarity TC-600-TF-RP 3190-1065 <1.35:1 (6) Knurl Solder Crimp N/G 2.2 (55.8) 0.68 (17.3) 0.100 (45.4) 31. UHF Male Straight Plug EZ-600-UM 3190-615 <1.25:1 (2.5) Knurl Spring Finger Crimp S/G 1.7 (43) 0.88 (22.4) 0.164 (74.4) 32. UHF Male Straight Plug TC-600-UMC 3190-213 <1.25:1 (2.5) Knurl Solder Clamp S/G 1.7 (43) 0.88 (22.4) 0.198 (89.8) Finsh metals: N=Nickel, S=Silver, G=Gold, SS=Stainless Steel, A=Alballoy **VSWR spec based on 3 foot cable with a connector pair #Available in bulk packEZ-600-NMK3190-669EZ-600-78EIA3190-1373TC-600-HNMC3190-1429TC-600-LCM3190-1406EZ-600-716M-RA-X 3190-2546EZ-600-716F3190-2447TC-600-TM-X 3190-2530EZ-600-TM-X3190-2531EZ-600-NMH-RA-X3190-2639TC-600-NMH-X3190-2628EZ-600-NMH-X3190-2627TC-600-BM-RA 3190-2734TC-600-NMH-75-503190-1610TC-600-NMH-RA-D3190-2427Connectors1234567891318202624/252221191715141110EZ-600-NF-X 3190-2817TC-600-NF-X3190-2816TC-600-716M-RA-D3190-2599121623TC-600-716M-X3190-2642(800) TMS-COAX • www.timesmicrowave.com35TIMES MICROWAVE SYSTEMSLMR-600EZ-600-UM3190-615TC-600-UMC3190-213TC-600-TM-RA-D3190-2707EZ-600-TF-RP3190-797CR-6003190-831GST-600A3190-1051DBT-U3192-001CST-600 - 3192-052CT-U3192-181Y17203190-203WR-6003190-1435CCT-023192-165RB-4563190-421RB-CST3192-086 Part Stock Type Number Code Description Ground Kit GK-S600TT GK-S600TT Standard Grounding Kit (each) Hoisting Grip HG-600T HG-600T Split/Laced Type (each) Cold Shrink CS-A600T CS-A600T Cable to Antenna Junction (each) Cold Shrink CS-60120T CS-60120T LMR-600 to -1200 Junction (each) Cold Shrink CS-60170T CS-60170T LMR-600 to -1700 Junction (each) Hanger Blocks CB-600T CB-600T Dual Cable Support Block (kit of 10) Stand. Entry Port Cushion SC-600T-3 Three cables (each) Snap-In Hangers SH-U600T SH-U600T Snap-In Hangers (Kit of 10) Hanger Block Supporting Hardware Complete Range of Supporting Hardware & Adapters Available Weather Proof Boot IPB-600-NM 3109-600-NM LMR-600 Male IP boot suitable for type N, TNC, BNC, 4310, 4195 Weather Proof Boot IPB-600-NF 3109-600-NF LMR-600 Female IP boot suitable for type N, TNC, BNC, 4310, 4195 Weather seal boots WSB-600 3109-401 Weather seal strain relief boot (10 pk) for use with most popular LMR-600-X series connectorsCB-600TCS-A600T, CS-60120T, CS-60170TGK-S600TTHG-600TSH-U600THanger Support HardwareSC-600T Part Stock Type Number Code Description Crimp Tool CT-U 3192-181 Crimp Handle Crimp Dies Y1720 3190-203 .610" Hex Dies Crimp Rings CR-600 3190-831 Crimp Rings for TC/EZ-600 connectors (pkg of 10) Strip Tool CST-600 3192-052 Combination prep tool for LMR-600 crimp and clamp style connectors Crimp Tool CT-600 3192-170 Crimp tool for LMR 600 connectors Replacement Blades RB-456 3190-421 Replacement Blades for Strip Tools Deburr Tool DBT-U 3192-001 Removes center conductor rough edges Midspan Strip Tool GST-600A 3190-1051 For ground strap attachment Wrench WR-600 3190-1435 15/16" Box Wrench (2 required for EZ-600-NMC-2) Cutting Tool CCT-02 3192-165 Cable end flush cut tool Replacement Blade RB-02 3192-166 Replacement blade for cutting tool Replacement Blade Kit RB-CST 3192-086 Replacement blade kit for all CST strip tools Tool Kit TK-600EZ 3190-1602 Tool kit for LMR crimp/clamp connectors (includes CCT-02, CST-600, CT-600, Tool Pouch)TK-600EZ3190-160228TC-600-TF-RP3190-1065TC-600-TM-RP3190-10642930313227CT-6003192-170Install ToolsHardware AccessoriesIPB-600-NM3109-417-4IPB-600-NF3109-417-5WSB-6003109-401
https://www.alphawire.com/products/cable/alpha-essentials/coaxial-cable/9058ac/ | cable | Coaxial Cable ¦ Alpha Essentials ¦ 9058AC ¦ Alpha Wire English English Spanish 简体中文 Region Africa & Middle East APAC Europe North America South America Dashboard Join Welcome User LOGOUT LOGIN 0 Unsupported Browser It looks like you’re using a web browser that we don’t support. To get the best experience, please use one of these supported browsers. ✓ Chrome ✓ Firefox ✓ Edge ✓ Opera ✓ Safari Products Cable Wire Accessories Custom Markets Aerospace and Defense Automated Systems Consumer Electronics Energy Industrial Packaging Medical Devices Pulp and Paper Robotics Semiconductor Resources Knowledge Center Regulation and Compliance Terms and Conditions Tools RoHS Certification Search Help Partners Find a Distributor Alpha Wire > Products > Cable > Alpha Essentials > Coaxial Cable > 9058AC > Coaxial Cable 9058AC Products > Cable > Alpha Essentials > Coaxial Cable > 9058AC > Cable Alpha Essentials Alpha Wire Industrial Series Cable EcoGen®️ Pro-Tekt™: The European Cable System Xtra-Guard® Performance Cable Coaxial Cable 9058AC This picture is representative only and may not match the specific configuration of the product listed on this page. Please refer to the product specifications for more information on this part number and its exact configuration. Download RoHS Certificate Coaxial Cable 9058AC Part Number: 9058AC Download RoHS Certificate Share Alpha Wire's Coaxial Cable 9058AC twitter linkedin email facebook copy url send as sms Alpha Wire offers 50-, 75-, 93-, and 100-ohm coaxial, twinaxial, and triaxial cables in a wide range of insulation and jacket materials and rated for UL, CSA and military specifications. We now also provide non-magnetic coaxial cable options 9849 and 9851 , which provide better signal transmission with minimal distortion while handling higher frequencies. Looking for a space-saving option? We also offer Micro Coaxial cable, ideal for customers looking for uninterrupted signal transmission in compact spaces. Request Samples View Pricing Add to Cart Find a Stocking Distributor Construction Applicable specifications Environmental Other Properties View Pricing View Pricing Find a Stocking Distributor Construction Diameter ("in") 1) Component 1 1 x 1 COAX a) Conductor 21 (19/.0071) AWG TC 0.036 b) Insulation 0.040" Wall, Nom. Polyethylene (PE) 0.116 (1) Color(s) Cond Color Cond Color Cond Color 1 CLEAR 2) Shield TC BRAID Shield,95% Coverage, Min. 3) Jacket 0.028" Wall, Nom., Type I PVC 0.195+/- 0.004 a) Color(s) BLACK b) Print ALPHA WIRE-* P/N 9058AC RG 58A/U 21 AWG UL TYPE CL2 SHIELDED CE ROHS * = Factory Code Applicable Specifications 1) UL CL2 60°C 2) Military JAN-C-17A/RG 58A/U TYPE 3) CE EU Low Voltage Directive 2006/95/EC Environmental 1) CE: EU Directive 2011/65/EU(RoHS2) This product complies with European Directive 2011/65/EU (RoHS Directive) of the European Parliament and of the Council of 8 June 2011. No exemptions are required for RoHS Compliance on this item. Refer to the RoHS Certificate of Compliance . 2) REACH Regulation (EC 1907/2006) This product does not contain Substances of Very High Concern (SVHC) listed on the European Union's REACH candidate list in excess of 0.1% mass of the item. For up-to-date information, please see REACH SVHC Declaration . 3) California Proposition 65 Outer surface materials used in manufacturing this part meet the requirements of California Proposition 65. Properties Physical & Mechanical Properties 1) Temperature Range -20 to 60°C 2) Bend Radius 10X Cable Diameter 3) Pull Tension 12.1 lbs. max. Electrical Properties Engineering purposes only 1) Voltage Rating 1400 V RMS 2) Characteristic Impedance 50 Ω +/- 2 3) Ground Capacitance 30.8 pf/ft @1 kHz, Nominal 4) Velocity of Propagation 66 % 5) Conductor DCR 11.9 Ω/1000ft @20°C, Nominal 6) OA Shield DCR 4.5 Ω/1000ft @20°C, Nominal 7) Voltage Withstanding 5 kV (min.) 8) Corona Extinction 1.9 kV (min.) 9) Attenuation (max. dB/100ft) 5.8 @ 100 MHz 28 @ 1 GHz Other Packaging Flange x Traverse x Barrel (inches) a) 2500 FT 16 x 11 x 8 Continuous Length b) 1000 FT 12 x 6 x 3.5 Continuous Length c) BOX 1000FT 11-3/4 EASY REEL: Continuous Length d) 500 FT 12 x 4.5 x 3.5 Continuous Length e) 100 FT 6.5 x 4 x 2.5 Continuous Length Spool dimensions may vary slightly. Prompt Text I Agree OK Cart Added ( ) ' ' to your cart Get a Sample Request a free product sample Get Sample Quick Links RoHS Search Competitor Cross REACH Find a Distributor Resources Request a Sample Heat Shrink Size Guide Regulation and Compliance Speak to Sales Product Changes About Alpha Wire About Alpha Wire About Eco Gen News and Events Career Opportunities Help ISO Certifications Follow Us Facebook LinkedIn 1-800-52-ALPHA Terms and Conditions Privacy Policy Customer Support Sitemap Copyright © 2024 Alpha Wire, All Rights Reserved. Cookie Settings
https://catalog.belden.com/techdata/EN/89207_techdata.pdf | cable | Product: 89207 100Ω Twinax, 1 Pr #20 Str-1c TC/1c BC, FEP ins, FEP Inner Jkt, Duofoil®+TCBraid, FEP Jkt, CMPProduct DescriptionTwinax 100Ω, 1 Pair, 20 AWG (7x28) one tinned, one bare copper conductor, FEP insulation, FEP inner jacket, Duofoil® + tinned copper braid shield 85%,FEP jacket, CMPTechnical SpecificationsProduct OverviewSuitable Applications:Computer, InstrumentationConstruction DetailsConductorSizeStrandingNom. DiameterMaterial20 AWG7x280.036 inTC - Tinned Copper20 AWG7x280.036 inBC - Bare CopperInsulationMaterialNom. Insulation Diameter Color CodeNotesFEP - Fluorinated Ethylene Propylene0.072 in (1.8 mm)ClearFEP on both conductorsFEP - Fluorinated Ethylene Propylene0.201 in (5.11 mm)ClearFEP over pairOuter ShieldLayerOuter Shield TypeMaterialMaterial Trade NameCoverage1TapeTri-Laminate (Alum+Poly+Alum) Duofoil®100%2BraidTinned Copper (TC)85%Outer JacketMaterialNom. DiameterFEP - Fluorinated Ethylene Propylene0.259 in (6.58 mm)Overall Cable Diameter (Nominal):0.259 in (6.58 mm)Electrical CharacteristicsAttenuationFrequency Nom. Attenuation1 MHz0.30 dB/100m10 MHz1.20 dB/100m50 MHz2.80 dB/100m100 MHz4.10 dB/100m200 MHz6.40 dB/100m300 MHz8.40 dB/100m400 MHz10.20 dB/100mElectricalsNom. ConductorDCRNom. Outer Shield DCRNom. Capacitance Cond-to-Cond (Mutual)Nom. Capacitance Cond-to-ShieldNom. Characteristic ImpedanceNom. Velocity of Prop.9.5 Ohm/1000ft2.5 Ohm/1000ft (8.2 Ohm/km)14.0 pF/ft (45.9 pF/m)23.0 pF/ft (75.5 pF/m)100 Ohm70%VoltageUL Voltage Rating300 V (CMP)Mechanical CharacteristicsTemperatureUL TemperatureOperating200°C-70°C to +200°CBend RadiusInstallation Min.3.0 in (76 mm)Max. Pull Tension:88 lbs (40 kg)Bulk Cable Weight:52 lbs/1000ftStandards and ComplianceEnvironmental Suitability:Indoor - Plenum, IndoorSustainability:CA Prop 65Flammability / Reaction to Fire:NFPA 262CPR Compliance:CPR Euroclass: EcaNEC / UL Compliance:CMPCEC / C(UL) Compliance:CMPEuropean Directive Compliance:EU CE Mark, EU Directive 2015/863/EU (RoHS 2 amendment), REACH, EU Directive 2011/65/EU (RoHS 2), EU Directive 2012/19/EU (WEEE)UK Regulation Compliance:UKCA MarkAPAC Compliance:China RoHS II (GB/T 26572-2011)Non-Plenum Number:9207HistoryUpdate and Revision:Revision Number: 0.491 Revision Date: 04-29-2024Part NumbersVariantsItem #ColorPutup TypeLengthUPCFootnote89207 010100BlackReel100 ft612825220756C89207 010500BlackReel500 ft612825220770C89207 0101000BlackReel1,000 ft612825220763C© 2024 Belden, IncAll Rights Reserved.Although Belden makes every reasonable effort to ensure their accuracy at the time of this publication, information and specifications described here in are subject to error or omission and to change withoutnotice, and the listing of such information and specifications does not ensure product availability.Belden provides the information and specifications herein on an "ASIS" basis, with no representations or warranties, whether express, statutory or implied. In no event will Belden be liable for any damages(including consequential, indirect, incidental, special, punitive, or exemplary damages) whatsoever, even if Belden has been advised of the possibility of such damages, whether in an action under contract,negligence or any other theory, arising out of or in connection with the use, or inability to use, the information or specifications described herein.All sales of Belden products are subject to Belden's standard terms and conditions of sale.Belden believes this product to be in compliance with all applicable environmental programs as listed in the data sheet. The information provided is correct to the best of Belden's knowledge, information and beliefat the date of its publication. This information is designed only as a general guide for the safe handling, storage, and any other operation of the product itself or the one that it becomes a part of. The ProductDisclosure is not to be considered a warranty or quality specification. Regulatory information is for guidance purposes only. Product users are responsible for determining the applicability of legislation andregulations based on their individual usage of the product.
https://timesmicrowave.com/wp-content/uploads/2022/06/lmr-195-datasheet.pdf | cable | (800) TMS-COAX • www.timesmicrowave.com12TIMES MICROWAVE SYSTEMSLMR®-195 Flexible Low Loss Communications CoaxLMR-195Ideal for… • Jumper Assemblies in Wireless Communications Systems • Short Antenna Feeder runs • Any application (e.g. WLL, GPS, LMR, WLAN, WISP, WiMax, SCADA, Mobile Antennas) requiring an easily routed, low loss RF cable • Drop-in replacement for RG-58 and RG-142Mechanical Specifications Performance Property Units US (metric) Bend Radius: installation in. (mm) 0.5 (12.7) Bend Radius: repeated in. (mm) 2.0 (50.8) Bending Moment ft-lb (N-m) 0.2 (0.27) Weight lb/ft (kg/m) 0.021 (0.03) Tensile Strength lb (kg) 40 (18.2) Flat Plate Crush lb/in. (kg/mm) 15 (0.27)Electrical Specifications Performance Property Units US (metric) Velocity of Propagation % 80 Dielectric Constant NA 1.56 Time Delay nS/ft (nS/m) 1.27 (4.17) Impedance ohms 50 Capacitance pF/ft (pF/m) 25.4 (83.3) Inductance uH/ft (uH/m) 0.064 (0.21) Shielding Effectiveness dB >90 DC Resistance Inner Conductor ohms/1000ft (/km) 7.6 (24.9) Outer Conductor ohms/1000ft (/km) 4.9 (16.1) Voltage Withstand Volts DC 1000 Jacket Spark Volts RMS 3000 Peak Power kW 2.5 Environmental Specifications Performance Property 0F oC Installation Temperature Range -40/+185 -40/+85 Storage Temperature Range -94/+185 -70/+85 Operating Temperature Range -40/+185 -40/+85 Part Description Stock Part Number Application Jacket Color Code LMR-195 Outdoor PE Black 54110 LMR-195-DB Outdoor/Watertight PE Black 54113 LMR-195-FR Indoor/Outdoor Riser CMR FRPE Black 54111 LMR-195-FR-W Indoor/Outdoor Riser CMR FRPE White 54158 LMR-195-FR-PVC Indoor/Outdoor Riser CMR FRPVC Black 54105 LMR-195-MA Mobile Antennas PVC Black 54210 LMR-195-PVC General Purpose PVC Black 54215 LMR-195-PVC-W General Purpose PVC White 54199Construction Specifications Description Material In. (mm) Inner Conductor Solid BC 0.037 (0.94) Dielectric Foam PE 0.110 (2.79) Outer Conductor Aluminum Tape 0.116 (2.95) Overall Braid Tinned Copper 0.139 (3.53) Jacket (see table) 0.195 (4.95)Attenuation vs. Frequency (typical)Attenuation(db per 100 feet)100.010.0 1.010 100 1,000 10,000Frequency (MHz) Frequency (MHz) 30 50 150 220 450 900 1500 1800 2000 2500 5800 8000 Attenuation dB/100 ft 2.0 2.5 4.4 5.4 7.8 11.1 14.5 16.0 16.9 19.0 29.9 35.7 Attenuation dB/100 m 6.5 8.4 14.6 17.7 25.5 36.5 47.7 52.5 55.4 62.4 98.1 117.1 Avg. Power kW 0.89 0.68 0.39 0.32 0.22 0.16 0.12 0.11 0.10 0.09 0.06 0.04(800) TMS-COAX • www.timesmicrowave.com13TIMES MICROWAVE SYSTEMSCCT-023192-165RB-CST3192-086LMR-195 Calculate Attenuation = (0.356859) • FMHz + (0.000470) • FMHz (interactive calculator available at http://www.timesmicrowave.com/cable_calculators)Attenuation: VSWR=1.0; Ambient = +25°C (77°F) Power: VSWR=1.0; Ambient = +40°C; Inner Conductor = 100°C (212°F);Sea Level; dry air; atmospheric pressure; no solar loadingInstall Tools Type Part Number Stock Code Description Crimp CT-240/200/195/100 3190-667 Crimp tool for LMR-100,195, Tool 200 and 240 connectors Cutting Tool CCT-02 3192-165 Cable end flush cut tool Combination Strip Tool CST-195/200 3192-102 Prep tool for LMR-195/200 Deburr Tool DBT-U 3192-001 Removes center conductor rough edges Replacement RB-CST 3192-086 Replacement blade kit for Blade Kit all CST cutting toolsDBT-U3192-001CT-240/200/195/100 - 3190-667 Connectors Inner Outer Finish* Part Stock VSWR** Coupling Contact Contact Body Length Width Weight Interface Description Number Code Freq. (GHz) Nut Attach Attach /Pin in (mm) in (mm) lb (g) 1. N Male Straight Plug TC-195-NMH-X 3190-2880 <1.25:1 (2.5) Knurl Solder Crimp S/G 1.5 (38.1) 0.75 (19.1) 0.073 (33.1) 2. N Male Right Angle TC-195-NMH-RA-D 3190-2425 <1.35:1 (6) Hex/Knurl Solder Crimp A/G 1.3 (32.1) 1.19 (30.1) 0.083 (37.5) 3. SMA Male Straight Plug TC-195-SM-SS-X 3190-2878 <1.25:1 (2.5) Hex Solder Crimp SS/G 1.0 (25.4) 0.32 (8.1) 0.015 (6.8) 4. TNC Male Straight Plug TC-195-TM-X 3190-2879 <1.25:1 (2.5) Knurl Solder Crimp S/G 1.4 (35.6) 0.59 (15.0) 0.045 (20.4) 5. SMA Male Straight Plug EZ-195-SM-X 3190-6140 <1.30:1 (6) Hex Spring Finger Crimp A/G 0.9 (22.0) 0.37 (9.4) 0.019 (8.6) 6. BNC Male Straight Plug EZ-195-BM-X 3190-6141 <1.30:1 (4) Knurl Spring Finger Crimp A/G 1.1 28.4 0.60 (14.5) 0.045 (20.4) 7. TNC Male Reverse Polarity EZ-195-TM-RP-X 3190-6142 <1.35:1 (6) Hex Spring Finger Crimp A/G 1.1 (28.3) 0.87 (22.0) 0.045 (20.4) * Finish metals: N=Nickel, S=Silver, G=Gold, SS=Stainless Steel, A=Alballoy **VSWR spec based on 3 foot cable with a connector pairTC-195-SM-SS-X3190-2878TC-195-NMH-X3190-2880TC-195-TM-X3190-2879TC-195-NMH-RA-D3190-2425EZ-195-SM-X 3190-6140EZ-195-BM-X 3190-6141CST-195/2003192-102 EZ-195-TM-RP-X 3190-61421234567
https://www.alphawire.com/disteAPI/SpecPDF/DownloadProductSpecPdf?productPartNumber=9434 | cable | %PDF-1.4%����1 0 obj<</CreationDate(D:20240802185600+00'00')/Creator(PDFsharp 1.50.5147 \(www.pdfsharp.com\))/Producer(PDFsharp 1.50.5147 \(www.pdfsharp.com\))>>endobj2 0 obj<</Type/Catalog/Pages 3 0 R>>endobj3 0 obj<</Type/Pages/Count 4/Kids[22 0 R 30 0 R 32 0 R 48 0 R]>>endobj4 0 obj<</Type/ExtGState/ca 1>>endobj5 0 obj<</Type/ExtGState/CA 1>>endobj6 0 obj<</Type/XObject/Subtype/Image/Length 1997/Filter/FlateDecode/Width 166/Height 45/BitsPerComponent 8/ColorSpace[/Indexed/DeviceRGB 127 7 0 R]/Interpolate true>>streamx�͙{W�H�}10�(�`(**V�(�O���u��W�B5UK˺�Wߙ�H���lW�?Ln2�/w�+�J¦�e{u2�¦]_��Qz�'�(,ˢ�˞��w��Io�>��a�,¦�H�6ɂ��\��F>0����D�#R3B�p�/[n�k�i���`OW�$Asv���f����3�۲C^�/.�fۍM��N���xa�6�5����n鉙z^VZ�A~0SMJO������&N)���/����l>�n4���N�D���%���FSJWZ�����K����li�oƦ��=*�{D9�1Eoz�^7����g��F�M�L�؏1&J����E�;BW���.��g��וo滾��ؓ��.���)�N����/������1�3��am�G�3ѱ�SZ�L��v��HJf�R'ϒ¡N9K6�_y�r�_��Cl#d���↎�ͧl[ݒet����J��&^���3��4����E�������A��¦ʀ����5}�%2�����6M\&�4>�3���z���pY�S�9w�D�����CS~W��'�Mm^�7<�Xm�J0D�T��}��2�#w���1�mk�-�Z)�-�8���&��i�Ӈw}e�&�'�Su��s�d&TV�Ⲳ�6�7��8��u8��땜��ܢ�?�,֯!�����Ζ���~�&*�I�R���.�ga͖�x����XB�q�cG���E�)��/uS���0����(�8h*�.�L��脙�z�N�Ζ�R�@�^��j�_����%�ǡL��X���9)�ϗ�M'����w��▇��p�)��wm��g�5G�gl$/6\���1�������Q��r�������F�G��p��C�'R9����2��9W!!T�� ر���+�%��Ed2)e�Z�̈́� W!��¦��mZ븞LaDR�LӴ,��=�@���`��)�_� $8^�S��B�='W����D�N��~#I$I��G�1����6�>I�!z�v�P�딟�q�,?B��V�z�!8b˟���BYz�����r1�>��J��c_T���Ԛw@Hf��&j�T��^��.r17��{�jo�<���-;*9ȯK�_*�r/D+.RGw��k�<���z�ؕ�L+5�ɕ��[?�TZo�Y�A�Ru^�1۲�%���F�5�Ƚ԰ڱY(3T��n�����7����>C�^È�G�e���蔤]Q��$�󎇸MA�*]�J�9�ą��;���F��M>Z��{��Ҫv���(�bF��C0]��a_��ْ>���N���JY^$w����.TT�A�w�����R#%��{�k��Nj,�SjRj�D�c3�"����A��ϒ�(_���$geD�Q�ZƳ9dr����cՖ0RZ>���VJ1E��c�7��ܦU�:�¦ہ�Yɨ�a�J�\;�[9��V!%߾���<�9���*Ef��ߝK&��ƩoK��}E���p�Hh]q`u�;!�����PA�(i����=���&Y����ޢ��l(r~P�D5Ɲy�;������n*���8��j�q�R���on߻�U;P���պaS��0I�c#��ʠ��~��tK�_��d�����f�e�ed�N�)�����$�����A���̜�dk��w�b[��r���H��)ij�G?�������Ζ�KF�0Ų��D:>����u?�^��b���6�=�Z>D��/.�endstreamendobj7 0 obj<</Length 384>>stream�������j������؈���������z(�ֽ����u!��]���,���r��S����x&�}.���q�����X������5����ƣ�����b�p��������:C�����g��������#���Ý���������ͭ������<���������������E��G����Ѵ�Ժ�������{�u ����������� �w#����t�����������Ӹ�������������������������{+�˫�����W��o��p��7������q�ӹ���������endstreamendobj8 0 obj<</Type/Font/Subtype/Type0/Encoding/Identity-H/ToUnicode 9 0 R/BaseFont/DKBBJI+Segoe#20UI/DescendantFonts[10 0 R]>>endobj9 0 obj<</Filter/FlateDecode/Length 676>>streamx�]�݊�@��y����L�WA4��ú��ia�!:��&u�ka/� eUu�����mw��n�?��q���t��!߮��1���q�f�5��x�'��r�gS��q��ˮ;]�je�?�?o��a����=�̿m�݇y���_��Ͼ��/����ȴ�4v�z�.�̹�u׎��ױb�0����gc���N��6���1��#?�VUU9ZU�6��,w��)�������t�s�tbnA�$IbvCJ�@�7��K��I��PŌR8L%ϓ2֒���$k�\:����Mb���d��H�����t�^xz0��"e�J�&e�"����F�FJۈ�)����_͝@'�j��d.�2H�_�2��wF�K�%�[K�Otr5OZѠ���o�+�Nֵ����B�7q�p�ŧkR��>10��r���#e�~!�2I-�eB+y�h�,����L������I�6�L��O�-�qh�����/�_�2E���e&�_�������h`����g��K��œ��D����-)�xm��2n$oAJ_�M)���a�F��؂O�-Id6�$e,�yR&�iŪ��O��BהyyЖ9�(�/����$lxŉvR1V}���N�yK�(��\/qO�}0���f�F:~�x��Ƿ�t����d��X5��du�Uendstreamendobj10 0 obj<</Type/Font/Subtype/CIDFontType2/CIDSystemInfo<</Ordering(Identity)/Registry(Adobe)/Supplement 0>>/FontDescriptor 11 0 R/BaseFont/DKBBJI+Segoe#20UI/W[3[273]5[392]8[818]10[229]11[301]12[301]14[684]15[216]16[399]17[216]18[389]19[539]20[539]21[539]22[539]23[539]24[539]25[539]26[539]27[539]28[539]29[216]35[955]36[645]37[573]38[619]39[701]40[505]41[488]42[686]43[709]44[266]45[356]47[470]48[897]49[748]50[753]51[560]53[598]54[531]55[523]56[687]57[621]58[934]59[589]60[552]68[508]69[587]70[461]71[588]72[522]73[312]74[588]75[565]76[242]77[242]78[497]79[242]80[861]81[565]82[585]83[587]84[588]85[347]86[424]87[338]88[565]89[479]90[722]91[458]92[483]93[452]131[376]140[890]180[376]181[376]469[808]]>>endobj11 0 obj<</Type/FontDescriptor/Ascent 1079/CapHeight 700/Descent 251/Flags 32/FontBBox[-573 -411 1999 1298]/ItalicAngle 0/StemV 0/XHeight 500/FontName/DKBBJI+Segoe#20UI/FontFile2 12 0 R>>endobj12 0 obj<</Length1 65992/Filter/FlateDecode/Length 23956>>streamx��y¦TU�7\�n���^�/�Nb@l @B�1A��������� *( "���0�� ����㠌2�OuT`�a���[��n��������¦����=��s�Tթ�S�6� "�I*�FM��K�!j���L�����߿����7N�9f�����:�{È����%�v�vcQ���h=�ø�l��Sf7�j���DW�9�Q#�/�PA��\ϿyČI9���D����I�o������q}�3���"}5ež?Y5ѣ�E��f�跲=����ʡ�W�����]��d��{bOѯ�R�z�L��\�nn��qڠY����[m¦����H������"����占�ʏ����ôĦl���Q:���?���Z:"��{w�����GB��QWCK�1�s�7�7�rM��h`�}o���{7K� ������m�GSh4f�Et�ƣm?�3�^�uk�y���ȯR���F���y�F�J�o�1���iݮ¦� J�VF�E��'h���9ƙ���9��v���Z��h���x��9!Q2G��\?-zWt�~L���O;��ֲi"��>J���e��F��翟�~����翟�?��G�����V��fFm���i��u���g�����U�1�c������zY}I_�x���,}ݐ�A�W�߯o�޽��٭�k�KE�N��Xޡ}����mZ�*i٢y�f�7mR¦YQaA�q~��ܜ�̌��Ԁ��MI�$�]N��k�"��Ȋdu��1>�ݭ.�)�^�F<N�/�P ���,-�ma�������U�l�p�ڈj�d@D-�}]����{D�b�-�3bt��Ꚃ"ߟs��k�L$�[MAAnD)��޸��}FGG¦U�/ȵjzG���aW�����������.kk/F$���d�}�<�ݺG(my>�P:7;��h���!�CI�F%��uD�FDz�¦��ا.���=]w���,�W��KQ�D���:�f[��[Q�ܨ YA��I�I�t1i��TYP<=:nSș����#�{�P(���N�;����$�"<+�Z%����-Ⰸ���GD�����/�壑u!���#��D�h����cE��VA�ԍ����/^����b\s�:¦ug��W?z�u�&���;�,,؟���C�d4K��H���Gָ _.^�0Yr��7� �/�Q���Y��,���ؤ6�-��wD0r����X���ž��H����A�����3��G�4{�.��9�%rj��`����Ah?]�����[��܀�8jq�g"�!~p��L�Ѡ�"7���k"7$@O�Hx�D4H�#�Gt����C�1�S׽����;�F���E��ܣ�8����{�[4�[]ӣ{��}D�V����ܯP�[�Yh���\�G}�.�;�҂����A�V�GS����PV�!�{��[��gQ����#vE�Y�-���,�ԣ.(W�@��{s#=��F¦ucEG���gu�H���X<=�cGXƢKQA��m�Mեn����u��w�y`�r�=ټ�Uȍ�:�2%��`��:+��>�F繼R���㮶m����@����wW�F�"r���:H#s�S�$�����;���;cw��AVY}���N�����@��D�_��ё��0��"���S�ը��]RrU.�C0_�"�!� �Vr��(�fQ����j��v���0omz�x����YtP���4_Dt���'�Ri����W�`��u�v%N�v��^¦nh�+��r���@��ui�lK]ܓ�Rn�բOm$��q$�����j��>X�e!�#8���u�f�67�zW�Ӻ�l�@27ɵ��k�׵���wB��.�펄���eV��A56�:�ګ����S9�~���6r����e�P���kPM�g(֕u}e(7�W�۽c���{3S�:�W���*ؑٹ��?QD�"q��maq��Cj��*���T�]J����m��~��AC�V�Z�� _P_��+N�>��0ѝ�&+���]�d�3V'h�.Ū�Y5��I�ͺ���P���u�x�a�v�]a����n\�5��Kг�,r��jY�Kܹ�εZ܉a��{�97�5Cj������?`��`x�Ƹ.�c!"��s�.����Ԇؤ}�vp�d[���*qNC#i}��ˍ����@��ק�J�'9�����.�J�Ku9ԺU���_\�/ؠ~¦v�����>���������r��Z�PN�j���E�M�4�j(U�.��ڈ�7�u+�/BgE~�v��h����*^d@�KU��FX�PeR.5�Rz&�&;K-����0%/�eum^�A���%��T�Z���������b��ސ'������$��{a�>���8˃/j���T���]���Hw�.ݻW�Å��V��gQ���B�����<�\^R2���(��r߲t�%�]a����J� �6�B#=-��B�&ŢH�^�X�<���G~����'N6¦�8�ڳcPn�<�gͪM{ﭻYV+������m��2��Y3.�}�3C��g�^^����Oo~C������u�¦h7$#�J�x�U�!Qb̷8Oh��ܭF;u�t_��/���"���qC'Jr:���qW}�B`��?�.]��PH��'J�z���h��<`�#������L�13P�����dDO=�N&��B{��8�[��*��C;��q\��G�r9��¦Ӄ��y`9�v�i�[�oq��`����汏��r--�.PS4g�#��á���:D���镺�!�jРg1s#���a�*�~���?@��9Y��¦_axV邲?V��ܜ���Y<�@,W\�[ ==_U��`��C3���w�%��#ͯW-X�wȃc���z�>�T���/+D&7�5&,���o�<^�fȜ~��5g���8�M��B�T�W����RÛ�Ԝ^��Z��x��lE���2������4�W��[���"i��)�Z�k׺����?��ԼL�{�̉���W�ψ�������y���oޟ6����¦?Z��:� �Yu�'�Bud��7u���ʱ����]�o\�bL���+�"w^9�7�<�h���f������<��nF��Z��j�/�̭k_2h*�f$��אM�Z rG�k����{F��\3�G�W7��s��Yː�q�p�A���'�Γ�Rӟi�-�*^Ĵ40��[�-��_"p��b>/�Л��X��í��w�m�v7��[�u���>wS�n#T��l����{�<�//���P��닂���dR]��~�.o�4�\-�W�U�j1�~�!�}�J�Z,��-�d�/�w�Բ]/�.��ղQ��K��A��$��J8?�gIb�5�tYh�*�����a4L� 1��Y�~<=�cq=RA���]�wĜ�kK��^��/����OS��K�Ox�\o�n�g�.~)ʿ�i��\nvo��� ����p���8��eb��?n�L��tȻ����w�T1Ԭ3_5��o�#���D�9�¦����r�i�¦���Y�]�,����f�9b�!\>�Vq��I")9ūjU!¦��YLO�Į��\�@���R)�RJ�˭�I'�?�p ���;����^����$�J�+��t]� ���p˙��7��)tm�08q*)�7O���}/��>�^F-A@,��������[�/}�~Ą����H���M�U�^U����&[?�����?��<PF�Wv.����=��%���1�5�q%#�X0@c*[B�Y~ֲZ�?[P��Z߲Z���=O����gv#l9�E���Kp�Q#����H������lf\6WesU�lcNs��q¦�'�q�F�*���j���k���Y6;�R�@Z���X�{Ī��?e�V���3[?f~��#˟47�w>xێ&���廎��z�̷�Wן]r��~mx�(z;��G��nћDUx3�Gu��x�E*/]w�sE7���S��e�J*%�]RR�3yY�S��V�R]��I�>f���曭�P֙Iz*8��3�@�4!x�K�R�T�8a�c��R�.��i�-y�+�O�R�x��ջ�G������u$�����`s�y� ^*Fo܈��ҢG�J�9��IX!�.��0�*ֹ����l�9��ċ�xѓSNΝ����9�3�snwJ���$��>�)�x������/UB��vP�v���QQ���Y����j{5�u:�vM�OIϳ>ɮS6ۤ�8I�Ϻ%��Y����Y�ƽt�q��{��.�����m�#�Ok�������JX_}ƴym���K���利��Ij�Ter�ȐaEr,���@{.e�ݕl����]����a�a�aؖ��¦�Q*;�L�HMNX1<�?�����2��� ����OV*'V�;�LԄ�����(D�@`���&d�'J�ɿNѲR͌j33=Cs��X�*����Q_��Ԉ+~خ�l5j��ς)g�n-��Q=bqFG������19I�P�l!�X��(�{�6_N#¦�(+ t��V]�{�J�?���gV���l��'�Nn��Nn�����AE����Z��憼@hl1C��$3�gB�2��S}~^�pn���ɚ{�6=T�����W��hϜ�����꨾֒w s����L5<�4ZC�7;�V�t;��X�Q��V�Jzz�����^~�;[eS��m�s���̻��J=��H����¦�\&��J�L�d.1����B�~tB���Y�A�k�I�^�s����m~�?{E[�.�D;;JКA�n������4���C�j=U�I0 ��u��s�r;f�x}���b�g���¦i�����g+�(���FJQ�d����0a�¦�/�e��8$;����_ԛ_�cod�sfDɯ�L_��믛g�#�;_&��Y�Ǭ�)����+�p�����Ng>L���(�Ѳ�$U�3]~����<��f�g*�6!�آ�ME��,�)~mօ\���/�ֺܶ���mGny��3��l�����R�TR� ��vo�(�T�d�-�M�W3�?�����z���kߒ�Ŗ�O�lq��ޗ��*iT��H��4_q�x��Um2��W��=P�w�����Y�+Kԫ�O7����s1��ѣ����2��pz�2ѧ��Y,�爞�mB�+X���KKM���#�Q��]W��B-�uz�E����s�4�"p�ukcYm�����̵Bft!3�pvj�h�u͹�9�5��b����.W{ᴬ�\�l���'S2r��,�!����c�ȟ�e���7�T��T��F,����d����,�~���>R:d֕}�k?xɳ��q�+�'n׬�־���¦�}���;���V�['t¦e�˚>�j��-K��d���E��ʊ�&���^5���͒��3͠���'�0�bC�}�T��g��\D����7t��N�٣0{f�2G�0L��������s�y���,�2��,���\^쿻�;��<�ȍ�(�o�r����6!N¦4&�m�֊;�F�p*I����У��6[ >�LJ�d�F��������s�A5�.�ܚu�d3���=�l�I[H{�����6�)�ƍJ���J�泏�W�M�/Aq\�BFs��ݳ����Hy�Y���D�����Z+�j�d��ey�h��)ḜW��U/� 5{�I7�ЂY�����Jqv��V�*o)Mg�6�M�7���:����p����\B�j ǥ�5Qؚ(�e�\�p�4�z�l"�!�m�A/4����1�r����!NvC��n@¦�ՙM7��/��F#՝'��?;�����.����W�N��!��,J�ƴ)\m��[>͐������I>i�"]���V��^���כH^Q��������¦�X;�o���p&�=Q�͞��pP���)� +=6���W4�d�m�-�C�YI`_q��H.������k7���ӢZ������� ƭ�~�jo{¦��uw��%!���Xg޵��7�ƾ�o�Ǳ���A��Q#Z�[�5]�{�W�z3����.�F3���0�C%����VVVcCp�7p��¦�������1sㄔ�y1�́�����y���h�t'���b��~�6��>9��k��c�o[�������u��_}iF�ה�ܱ��k�_z�Z--H���jT��f{�$JG�#s�+j��:YQ��Q�(�E����I�\��p�7O�wtn�%�K�CB�%��;_ҺǉŐ-��%;����^����C�_���7N��W�>~���+E��Ջ�6�?���Z�"f��l)>��5 �<��J���,�Sғ �$����7��ni�i[sO�����8�'����f�s��p��2����BL��%B$�B��X�&i���,Qj���䓿�Rлo�A�����Խ�6o= R�2E��m?���۷���m�X�V?��M�������1�HJ�e�����fgk^���f@�}w J�ఀ��pмTy�N���0�vd��9�KM���0��"�yf����F�l�B��p�����L�Π ���F �if�C����Y����pZx��F�pƔu��ͻ'�)2��!Z�g�,���ws�PXk(�h��'Б���uz��dϊ�do@���0�f�GOq�\<-O�5�m�%�6>_�[q.)#�$CK�'����*⡒sg�~������d�ӭ���J�]���U�-�N=��3����\���cK�.Q�,�
https://catalog.belden.com/techdata/EN/1694A_techdata.pdf | cable | Product: 1694A 75 Ohm SDI Coax, RG-6, 18 AWG, Solid BC, Foil + 95% TC Braid, PVC Jkt,CMRProduct Description75 Ohm SDI Coax, RG-6, 18 AWG Solid Bare Copper Conductor, PE Insulation, Foil + 95% Tinned Copper Braid Shield, PVC Jacket, CMRTechnical SpecificationsProduct OverviewSuitable Applications:Digital Video, 6 Gb/s UHDTV, HD-SDI 1080pConstruction DetailsRG Type:6ConductorSizeStrandingNom. DiameterMaterial18 AWGSolid0.040 inBC - Bare CopperInsulationMaterialNom. Insulation Diameter Color CodePE - Polyethylene (Foam)0.180 in (4.57 mm)WhiteOuter ShieldLayerOuter Shield TypeMaterialMaterial Trade NameCoverage1TapeTri-Laminate (Alum+Poly+Alum) Duofoil®100%2BraidTinned Copper (TC)95%Outer JacketMaterialNom. DiameterPVC - Polyvinyl Chloride 0.274 in (6.96 mm)Overall Cable Diameter (Nominal): 0.274 in (6.96 mm)Electrical CharacteristicsReturn Loss (RL)FrequencyMin. Return Loss5 - 1600 MHz23 dB1600 - 4500 MHz21 dB4500 - 6000 MHz15 dBAttenuationFrequency Nom. Attenuation1 MHz0.24 dB/100ft3.58 MHz0.44 dB/100ft5 MHz0.52 dB/100ft6 MHz0.57 dB/100ft7 MHz0.61 dB/100ft10 MHz0.71 dB/100ft12 MHz0.78 dB/100ft25 MHz1.08 dB/100ft67.5 MHz1.65 dB/100ft71.5 MHz1.69 dB/100ft88.5 MHz1.86 dB/100ft100 MHz1.95 dB/100ft135 MHz2.24 dB/100ft143 MHz2.3 dB/100ft180 MHz2.57 dB/100ft270 MHz3.17 dB/100ft360 MHz3.69 dB/100ft540 MHz4.5 dB/100ft720 MHz5.3 dB/100ft750 MHz5.4 dB/100ft1000 MHz6.3 dB/100ft1500 MHz7.8 dB/100ft2000 MHz9.2 dB/100ft2250 MHz9.8 dB/100ft3000 MHz11.5 dB/100ft4500 MHz14.5 dB/100ft6000 MHz17.7 dB/100ftElectricalsNom. Conductor DCRNom. Outer Shield DCRNom. Capacitance Cond-to-ShieldNom. Characteristic ImpedanceNom. Velocity of Prop.6.4 Ohm/1000ft3.8 Ohm/1000ft (12 Ohm/km)16.2 pF/ft (53.1 pF/m)75 Ohm82%VoltageUL Voltage Rating300 V (CMR, CMG)Mechanical CharacteristicsTemperatureUL TemperatureOperating60°C-30°C to +75°CBend RadiusInstallation Min.2.75 in (69.9 mm)Max. Pull Tension:69 lbs (31 kg)Bulk Cable Weight:41 lbs/1000ftStandards and ComplianceEnvironmental Suitability:Indoor/Outdoor, Indoor, UV Resistance, Aerial - Black only, When supported by messenger wireSustainability:CA Prop 65Flammability / Reaction to Fire:UL1666 Vertical ShaftCPR Compliance:CPR Euroclass: Eca; CPR UKCA Class: EcaNEC / UL Compliance:CMRCEC / C(UL) Compliance:CMGEuropean Directive Compliance:EU CE Mark, EU Directive 2015/863/EU (RoHS 2 amendment), REACH, EU Directive 2011/65/EU (RoHS 2), EU Directive 2012/19/EU (WEEE)UK Regulation Compliance:UKCA MarkAPAC Compliance:China RoHS II (GB/T 26572-2011)Plenum Number:1695AProduct NotesNotes:Also available in multi-coax bundled versions. See 7710A through 7713A. Print legend includes sequential footage marks.HistoryUpdate and Revision:Revision Number: 0.586 Revision Date: 07-03-2023Part NumbersVariantsItem #ColorPutup TypeLengthUPC/EANFootnote1694A.00152BlackReel152 m87196050033171694A.00305BlackReel305 m87196050033241694A 010500BlackReel500 ft612825358169C1694A 010Z500BlackReelTuff Box500 ft6128254347261694A.00500BlackReel500 m87196050033311694A 0101000BlackReel1,000 ft612825358190C1694A 010N1000BlackReel w/Small Barrel1,000 ft1694A 010Z1000BlackReelTuff Box1,000 ft6128254347021694A.001000BlackReel1,000 m87196050032941694A.001372BlackReel1,372 m87196050033001694A 0105000BlackReel5,000 ft612825358183C N1694A 01010000BlackReel10,000 ft 6128254356311694A.05305BlueReel305 m87196050034471694A.051372BlueReel1,372 m87196050034301694A 0061000Blue, LightReel1,000 ft612825358220C1694A 006Z1000Blue, LightReelTuff Box1,000 ft6128254345971694A 0065000Blue, LightReel5,000 ft612825356189C N1694A 00610000Blue, LightReel10,000 ft 6128254403521694A 0011000BrownReel1,000 ft612825358268C1694A 0015000BrownReel5,000 ft612825356240C N1694A 00110000BrownReel10,000 ft 6128254403691694A.09500CreamReel500 m87196050035461694A 0081000GrayReel1,000 ft612825356165C1694A 0085000GrayReel5,000 ft612825356158C N1694A 00810000GrayReel10,000 ft 6128254356171694A.08305Gray, SlateReel305 m87196050035391694A.081372Gray, SlateReel1,372 m87196050035221694A.06152GreenReel152 m87196050034781694A.06305GreenReel305 m87196050034851694A.061219GreenReel1,219 m87196050034541694A.061372GreenReel1,372 m87196050034611694A.064000GreenReel4,000 m87196050034921694A N3U1000Green, MilReel1,000 ft612825358275C1694A N3UN1000Green, MilReel w/Small Barrel1,000 ft1694A N3U5000Green, MilReel5,000 ft612825356257C N1694A N3U10000Green, MilReel10,000 ft 6128254356481694A.03305OrangeReel305 m87196050034091694A 0031000OrangeReel1,000 ft612825358251C1694A 003Z1000OrangeReelTuff Box1,000 ft6128254345351694A.031372OrangeReel1,372 m87196050033931694A 00310000OrangeReel10,000 ft 6128254356551694A.01305RedReel305 m87196050033551694A 0021000RedReel1,000 ft612825358244C1694A 002Z1000RedReelTuff Box1,000 ft6128254344431694A.011372RedReel1,372 m87196050033481694A 0025000RedReel5,000 ft612825356264C N1694A 00210000RedReel10,000 ft 6128254403761694A.02305VioletReel305 m87196050033861694A 0071000VioletReel1,000 ft612825358213C1694A 007N1000VioletReel w/Small Barrel1,000 ft6128253669661694A 007Z1000VioletReelTuff Box1,000 ft6128254346651694A.021000VioletReel1,000 m87196050033621694A.021372VioletReel1,372 m87196050033791694A 0075000VioletReel5,000 ft612825356172C N1694A 00710000VioletReel10,000 ft 6128254353031694A.07305WhiteReel305 m87196050035151694A 0091000WhiteReel1,000 ft612825358206C1694A 009N1000WhiteReel w/Small Barrel1,000 ft1694A 009Z1000WhiteReelTuff Box1,000 ft6128254346721694A.071372WhiteReel1,372 m87196050035081694A 00910000WhiteReel10,000 ft 6128254356241694A.04305YellowReel305 m87196050034231694A 0041000YellowReel1,000 ft612825358237C1694A 004N1000YellowReel w/Small Barrel1,000 ft1694A 004Z1000YellowReelTuff Box1,000 ft6128254345421694A.041372YellowReel1,372 m87196050034161694A 00410000YellowReel10,000 ft 612825440383© 2024 Belden, IncAll Rights Reserved.Although Belden makes every reasonable effort to ensure their accuracy at the time of this publication, information and specifications described here in are subject to error or omission and to change withoutnotice, and the listing of such information and specifications does not ensure product availability.Belden provides the information and specifications herein on an "ASIS" basis, with no representations or warranties, whether express, statutory or implied. In no event will Belden be liable for any damages(including consequential, indirect, incidental, special, punitive, or exemplary damages) whatsoever, even if Belden has been advised of the possibility of such damages, whether in an action under contract,negligence or any other theory, arising out of or in connection with the use, or inability to use, the information or specifications described herein.All sales of Belden products are subject to Belden's standard terms and conditions of sale.Belden believes this product to be in compliance with all applicable environmental programs as listed in the data sheet. The information provided is correct to the best of Belden's knowledge, information and beliefat the date of its publication. This information is designed only as a general guide for the safe handling, storage, and any other operation of the product itself or the one that it becomes a part of. The ProductDisclosure is not to be considered a warranty or quality specification. Regulatory information is for guidance purposes only. Product users are responsible for determining the applicability of legislation andregulations based on their individual usage of the product.
https://timesmicrowave.com/wp-content/uploads/2022/06/lmr-400-datasheet.pdf | cable | (800) TMS-COAX • www.timesmicrowave.com24TIMES MICROWAVE SYSTEMSLMR®-400 Flexible Low Loss Communications CoaxIdeal for… • Drop-in replacement for RG-8/9913 Air-Dielectric type Cable • Jumper Assemblies in Wireless Communications Systems • Short Antenna Feeder runs • Any application (e.g. WLL, GPS, LMR, WLAN, WISP, WiMax, SCADA, Mobile Antennas) requiring an easily routed, low loss RF cable • NEW! Times Protect® LP-18-400 protector-seriesElectrical Specifications Performance Property Units US (metric) Velocity of Propagation % 84 Dielectric Constant NA 1.38 Time Delay nS/ft (nS/m) 1.20 (3.92) Impedance ohms 50 Capacitance pF/ft (pF/m) 23.9 (78.4) Inductance uH/ft (uH/m) 0.060 (0.20) Shielding Effectiveness dB >90 DC Resistance Inner Conductor ohms/1000ft (/km) 1.39 (4.6) Outer Conductor ohms/1000ft (/km) 1.65 (5.4) Voltage Withstand Volts DC 2500 Jacket Spark Volts RMS 8000 Peak Power kW 16 LMR-400Mechanical Specifications Performance Property Units US (metric) Bend Radius: installation in. (mm) 1.00 (25.4) Bend Radius: repeated in. (mm) 4.0 (101.6) Bending Moment ft-lb (N-m) 0.5 (0.68) Weight lb/ft (kg/m) 0.068 (0.10) Tensile Strength lb (kg) 160 (72.6) Flat Plate Crush lb/in. (kg/mm) 40 (0.71) Environmental Specifications Performance Property 0F oC Installation Temperature Range -40/+185 -40/+85 Storage Temperature Range -94/+185 -70/+85 Operating Temperature Range -40/+185 -40/+85Construction Specifications Description Material In. (mm) Inner Conductor Solid BCCAI 0.108 (2.74) Dielectric Foam PE 0.285 (7.24) Outer Conductor Aluminum Tape 0.291 (7.39) Overall Braid Tinned Copper 0.320 (8.13) Jacket (see table) 0.405 (10.29) Part Description Stock Part Number Application Jacket Color Code LMR-400 Outdoor PE Black 54001 LMR-400-DB Outdoor/Watertight PE Black 54091 LMR-400-FR Indoor/Outdoor Riser CMR FRPE Black 54030 LMR-400-FR-PVC Indoor/Outdoor Riser CMR FRPVC Black 54073 LMR-400-PVC General Purpose PVC Black 54218 LMR-400-PVC-W General Purpose PVC White 54204(800) TMS-COAX • www.timesmicrowave.com25TIMES MICROWAVE SYSTEMSAttenuation vs. Frequency (typical)Attenuation(db per 100 feet)10.01.00.110 100 1,000 10,000LMR-400 Calculate Attenuation = (0.122290) • FMHz + (0.000260) • FMHz (interactive calculator available at http://www.timesmicrowave.com/cable_calculators)Attenuation: VSWR=1.0 ; Ambient = +25°C (77°F) Power: VSWR=1.0; Ambient = +40°C; Inner Conductor = 100°C (212°F); Sea Level; dry air; atmospheric pressure; no solar loadingFrequency (MHz) Frequency (MHz) 30 50 150 220 450 900 1500 1800 2000 2500 5800 8000 Attenuation dB/100 ft 0.7 0.9 1.5 1.9 2.7 3.9 5.1 5.7 6.0 6.8 10.8 13.0Attenuation dB/100 m 2.2 2.9 5.0 6.1 8.9 12.8 16.8 18.6 19.6 22.2 35.5 42.7Avg. Power kW 3.33 2.57 1.47 1.20 0.83 0.58 0.44 0.40 0.37 0.33 0.21 0.17(800) TMS-COAX • www.timesmicrowave.com26TIMES MICROWAVE SYSTEMSLMR-400 Connectors Inner Outer Finish* Part Stock VSWR ** Coupling Contact Contact Body Length Width Weight Interface Description Number Code Freq. (GHz) Nut Attach Attach /Pin in (mm) in (mm) lb (g) 1. 4.1-9.5 mini Straight Jack EZ-400-4195F-X 3190-2968 <1.25:1 (6) Hex Spring Finger Crimp A/G 1.8 (45.0) 0.55 (14.0) 0.074 (33.6) DIN Female 2. 4.1-9.5 mini Straight Plug EZ-400-4195M-X 3190-2969 <1.25:1 (6) Hex Spring Finger Crimp A/G 1.5 (38.1) 0.89 (22.6) 0.103 (46.8) DIN Female 3. 716 DIN Female Straight Jack TC-400-716-FC 3190-376 <1.25:1 (2.5) N/A Solder Clamp S/S 1.6 (41) 1.13 (28.7) 0.281 (127.5) 4. 7-16 DIN Right Angle TC-400-716M-RA-D 3190-2598 <1.35:1 (6) Hex Solder Crimp A/S 1.7 (43..20 1.98 (50.3) 0.374 (169.5) 5. 7-16 DIN Male Straight Plug EZ-400-716M-X 3190-2524 <1.25:1 (6) Hex Spring Finger Crimp A/G 1.6 (39.5) 1.38 (35) 0.277 (126.0) 6. 7-16 DIN Male Straight Plug TC-400-716M-X 3190-2597 <1.25:1 (6) Hex Solder Crimp A/S 1.6 (39.5) 1.42 (36.0) 0.320 (145.0) 7. 7-16 DIN Male Straight Plug TC-400-716-MC 3190-279 <1.25:1 (2.5) Hex Solder Clamp S/S 1.4 (36) 1.40 (35.6) 0.268 (121.6) 8. 7-16 DIN Male Right Angle TC-400-716MC-RA 3190-1671 <1.25:1 (<3) Hex Solder Clamp A/S 2.4 (61.5) 1.88 (47.8) 0.35 (159) 9. 7-16 DIN Male Right Angle EZ-400-716M-RA-X 3190-2545 <1.35:1 (6) Hex Spring Finger Crimp A/G 1.6 (41.7) 1.75 (44.3) 0.374 (0.17) 10. BNC Male Straight Plug TC-400-BM-X 3190-6232 <1.30:1 (4) Knurl Solder Crimp A/G 1.8 (46.8) 0.60 (14.5) 0.630 (28.6) 11. BNC Male Straight Plug EZ-400-BM-X 3190-2852 <1.35:1 (2) Knurl Spring Finger Crimp A/G 1.7 (42.7) 0.56 (14.2) 0.066 (29.9) 12. BNC Male Right Angle EZ-400-BM-RA-X 3190-2847 <1.35:1 (2) Knurl Spring Finger Crimp A/G 1.9 (48.0) 1.32 (33.5) 0.097 (44.0) 13. HN Male Straight Plug TC-400-HNM 3190-923 <1.25: (<1) Knurl Solder Clamp S/G 2.3 (59.2) 0.88 (22.4) 0.25 (113.4) 14. HN Male Right Angle TC-400-HNM-RA 3190-2541 <1.25:1 (2.5) Hex Solder Crimp A/G 1.6 (41.4) 1.56 (39.6) 0.198 (90.0) 15. UHF Male Straight Plug EZ-400-UM 3190-997 <1.25:1 (2.5) Knurl Spring Finger Crimp N/G 1.8 (48) 0.80 (20.3) 0.076 (34.4) 16. Mini-UHF Straight Plug TC-400-MUHF 3190-520 <1.25:1 (2.5) Knurl Solder Crimp N/G 1.1 (28) 0.50 (12.7) 0.020 (9.1) 17. N Female Straight Jack TC-400-NFC 3190-299 <1.25:1 (2.5) N/A Solder Clamp N/S 1.6 (41) 0.75 (19.1) 0.119 (54.0) 18. N Female Straight Jack EZ-400-NF-X 3190-2818 <1.25:1 (2.5) N/A Spring Finger Crimp N/G 1.8 (45) 0.66 (16.8) 0.105 (47.6) 19. N Female Straight Jack TC-400-NF-X 3190-2815 <1.25:1 (2.5) N/A Solder Crimp N/G 1.8 (45) 0.66 (16.8) 0.105 (47.6) 20. N Female Bulkhead Jack EZ-400-NF-BH 3190-518# <1.25:1 (2.5) N/A Spring Finger Crimp N/G 1.8 (46) 0.88 (22.4) 0.102 (46.3) 21. N Female Bulkhead Jack TC-400-NFC-BH (A) 3190-872 <1.25:1 (2.5) N/A Solder Clamp A/G 1.8 (46) 0.88 (22.4) 0.145 (65.8) 22. N Male Straight Plug SC-400-NM 3190-1454 <1.25:1 (2.5) Knurl Solder Crimp N/G 1.5 (38) 0.75 (19.1) 0.090 (40.8) 23. N Male Straight Plug TC-400-NMC 3190-6077 <1.25:1 (2.5) Knurl Solder Clamp N/G 1.5 (38) 0.70 (17.8) 0.121 (54.9) 24. N Male Straight Plug EZ-400-NMC-2-D 3190-2640 <1.25:1 (2.5) Hex/Knurl Spring Finger Clamp N/G 1.5 (38) 0.75 (19.1) 0.121 (54.9) 25. N Male Straight Plug EZ-400-NMH-X 3190-2590 <1.25:1 (10) Hex/Knurl Spring Finger Crimp A/G 1.5 (38) 0.89 (22.6) 0.103 (46.8) 26. N Male Straight Plug TC-400-NMH-X 3190-2626 <1.25:1 (10) Hex/Knurl Solder Crimp A/G 1.5 (38) 0.89 (22.6) 0.113 (51.3) 27. N Male Right Angle EZ-400-NMH-RA-X 3190-2638 <1.35:1 (6) Hex/Knurl Spring Finger Crimp A/G 1.87 (47) 1.42 (36.0) 0.177 (80.2) 28. N Male Right Angle TC-400-NMH-RA-SS 3190-1668 <1.25:1 (2.5) Hex Solder Crimp SS/G 1.5 (38.1) 0.89 (2.6) 0.130 (59.0) 29. N Male Right Angle TC-400-NMH-RA-D 3190-2293# <1.35:1 (6) Hex/Knurl Solder Crimp A/G 1.8 (46) 1.25 (31.8) 0.130 (59.0) 30. N Male Right Angle TC-400-NMC-RA (A) 3190-870 <1.35:1 (2.5) Hex Solder Clamp A/G 1.8 (46) 1.25 (31.8) 0.150 (68.0) 31. N Male Reverse Polarity TC-400-NM-RP 3190-960 <1.25:1 (2.5) Knurl Solder Crimp N/G 1.5 (38) 0.75 (19.1) 0.090 (40.8) 32. QN Male Straight Plug EZ-400-QNM-X 3190-2979 <1.25:1 (6) Hex Spring Finger Crimp A/G 1.5 (38) 0.89 (22.6) 0.103 (46.8) 33. QN Male Staright Plug TC-400-QNM-X 3190-6212 <1.25:1 (6) Hex Solder Crimp A/G 2.0 (50.2) 0.74 (18.9) 0.103 (46.8) 34. QN Male Right Angle EZ-400-QNM-RA-X 3190-2981 <1.25:1 (6) Hex Spring Finger Crimp A/G 1.9 (47.0) 1.42 (36.0) 0.177 (80.2) 35. QN Female Straight Jack EZ-400-QNF-X 3190-2980 <1.25:1 (6) N/A Spring Finger Crimp A/G 1.8 (45.0) 0.66 (16.8) 0.105 (47.6) 36. SMA Male Straight Plug TC-400-SM-X 3190-3046 <1.25:1 (8) Hex Solder Crimp N/G 1.2 (29) 0.50 (12.7) 0.032 (14.5) 37. SMA Female Straight Jack TC-400-SF-X 3190-6174 <1.35:1 (6) N/A Solder Crimp A/G 1.2 (29.7) 0.50 (12.7) 0.026 (12.0) 38. TNC Female Reverse Polarity TC-400-TF-RP 3190-1063 <1.25:1 (2.5) N/A Solder Crimp N/G 1.8 (46) 0.55 (14.0) 0.074 (33.6) 39. TNC Female Reverse Polarity EZ-400-TF-RP 3190-795 <1.25:1 (2.5) N/A Spring Finger Crimp A/G 1.8 (46) 0.55 (14.0) 0.074 (33.6) 40. TNC Female Straight Jack EZ-400-TF-X 3190-3049 <1.25:1 (6) N/A Spring Finger Crimp A/G 1.8 (45) 0.55 (14.0) 0.074 (33.6) 41. TNC Female Straight Jack TC-400-TF-X 3190-3051 <1.25:1 (6) N/A Solder Crimp A/G 1.8 (45.0) 0.55 (14.0) 0.074 (33.6) 42. TNC Male Straight Plug TC-400-TM-X 3190-2532 <1.25:1 (6) Hex/Knurl Solder Crimp A/G 1.9 (48) 0.67 (17.5) 0.075 (34.3) 43. TNC Male Straight Plug EZ-400-TM-X 3190-2533 <1.25:1 (6) Hex/Knurl Spring Finger Crimp A/G 1.9 (48) 0.67 (17.5) 0.075 (34.3) 44. TNC Male Reverse Polarity TC-400-TM-RP 3190-1062 <1.25:1 (2.5) Knurl Solder Crimp N/G 1.7 (43) 0.59 (15.0) 0.074 (33.6) 45. TNC Male Reverse Polarity EZ-400-TM-RP 3190-794 <1.25:1 (2.5) Knurl Spring Finger Crimp A/G 1.7 (43) 0.59 (15.0) 0.074 (33.6) 46. TNC Male Right Angle TC-400-TM-RA-D 3190-2671 <1.35:1 (6) Hex/Knurl Solder Crimp A/G 1.4 (35) 1.41 (35.8) 0.130 (59.0) 47. TNC Male Right Angle EZ-400-TM-RA-X 3190-2800 <1.24:1 (6) Hex Spring Finger Crimp A/G 2.0 (50.0) 0.62 (15.7) 0.130 (59.0) 48. TNC Male Right Angle RP TC-400-TM-RP-RA-D 3190-6147 <1.35:1 (6) Hex Solder Crimp A/G 1.4 (36.0) 1.20 (30.3) 0.130 (59.0) LMR®-400 Flexible Low Loss Communications * Finish metals: N=Nickel, S=Silver, G=Gold, SS=Stainless Steel, A=Alballoy **VSWR spec based on 3 foot cable with a connector *Available in bulk pack(800) TMS-COAX • www.timesmicrowave.com27TIMES MICROWAVE SYSTEMSLMR-400TC-400-NMC3190-6077EZ-400-NMH-X3190-2590TC-400-NMH-X3190-2626TC-400-NFC3190-299EZ-400-NF-BH3190-518TC-400-MUHF3190-520EZ-400-UM3190-997TC-400-716FC3190-376TC-400-HNM3190-923TC-400-NFC-BH (A)3190-872TC-400-716M-X3190-2597SC-400-NM3190-1454TC-400-716MC3190-279EZ-400-716M-X3190-2524TC-400-HNM-RA3190-2541EZ-400-716M-RA-X3190-2545EZ-400-NMH-RA-X3190-2638EZ-400-NMC-2-D3190-2640EZ-400-BM-X3190-2852EZ-400-BM-RA-X3190-2847TC-400-BM-X3190-6232TC-400-716MC-RA3190-1671TC-400-NF-X3190-28153914192427262523222162018171615131211875410EZ-400-NF-X3190-2818TC-400-716M-RA-D3190-25981-2EZ-400-4195F-X /3190-2968TC-400-4195M-X / 3190-2969(800) TMS-COAX • www.timesmicrowave.com28TIMES MICROWAVE SYSTEMSHG-400TGK-S400TTIPB-400-NM3109-417-1IPB-400-NF3109-417-2WSB-4003109-394 Part Stock Type Number Code Description Hoisting Grip HG-400T HG-400T Laced Type (each) Ground Kit GK-S400TT GK-S400TT Standard Ground Kit (each) Weather Proof Boots 3109-417-1 IPB-400 NM LMR-400 Male IP boot suitable for type N, TNC, BNC, 4310, 4195 Weather Proof Boots 3109-417-2 IPB-400 NM LMR-400 Female IP boots suitable for type N, TNC, BNC, 4310, 4195 Weather Seal Strain 3109-394 WSB-400 Weather seal strain relief boots (10 pk) for use with most popular Relief Boots LMR-400-X series connectors Hardware48TC-400-TM-RP-RA-D 3190-614746-47TC-400-TM-RA-D3190-2671 EZ-400-TM-RA-X 3190-2800TC-400-TM-RP / 3190-1062EZ-400-TM-RP / 3190-79444-45TC-400-TM-X / 3190-2532EZ-400-TM-X / 3190-2533EZ-400-TF / 3190-3049TC-400-TF-X / 3190-305142-4340-41TC-400-TF-RP / 3190-1063EZ-400-TF-RP / 3190-795TC-400-SM-X3190-30463736353438-39TC-400-SF-X3190-6174EZ-400-QNM-RA-X3190-2981EZ-400-QNF-X3190-298033TC-400-QNM-X3190-6212TC-400-NMH-RA-D3190-2293TC-400-NM-RP3190-96029323130EZ-400-QNM-X3190-2979TC-400-NMC-RA (A)3190-87028TC-400-NMH-RA-SS3190-1668LMR-400(800) TMS-COAX • www.timesmicrowave.com29TIMES MICROWAVE SYSTEMSCT-U3192-181CT-400/3003190-666CST-4003192-004CCT-023192-165RB-4563190-421RB-CST3192-086DBT-U3192-001ST-400C-23190-1972GST-4003190-2174TK-400EZ3190-1601 Part Stock Type Number Code Description Crimp Tool CT-U 3192-181 Crimp Handle Crimp Dies Y1719 3190-202 .429" Hex Dies Crimp Tool CT-400/300 3190-666 Crimp tool for LMR 400 connectors Crimp Rings CR-400 3190-830 Crimp rings for TC/EZ-400 connectors (package of 10) Strip Tool ST-400C-2 3190-1972 Prep tool for EZ-400-NMC-2 two piece clamp style connector Strip Tool CST-400 3192-004 Combination prep tool for LMR-400 crimp and clamp style connectors Mid-Span Strip Tool GST-400 3190-2174 For ground strap attachment Replacement Blades RB-456 3190-421 Replacement blades for Strip Tool Deburr Tool DBT-U 3192-001 Removes center conductor rough edges Cutting Tool CCT-02 3192-165 Cable end flush cut tool Replacement Blade RB-02 3192-166 Replacement blade for cutting tool Tool Kit TK-400EZ 3190-1601 Tool kit for LMR-400 Crimp Connectors (includes CCT-02, CST-400, CT-400/300, Tool Pouch) Replacement Blade Kit RB-CST 3192-086 Replacement blade kit for all CST strip toolsInstall Tools LMR-400
https://www.alphawire.com/products/cable/alpha-essentials/coaxial-cable/9213/ | cable | Coaxial Cable ¦ Alpha Essentials ¦ 9213 ¦ Alpha Wire English English Spanish 简体中文 Region Africa & Middle East APAC Europe North America South America Dashboard Join Welcome User LOGOUT LOGIN 0 Unsupported Browser It looks like you’re using a web browser that we don’t support. To get the best experience, please use one of these supported browsers. ✓ Chrome ✓ Firefox ✓ Edge ✓ Opera ✓ Safari Products Cable Wire Accessories Custom Markets Aerospace and Defense Automated Systems Consumer Electronics Energy Industrial Packaging Medical Devices Pulp and Paper Robotics Semiconductor Resources Knowledge Center Regulation and Compliance Terms and Conditions Tools RoHS Certification Search Help Partners Find a Distributor Alpha Wire > Products > Cable > Alpha Essentials > Coaxial Cable > 9213 > Coaxial Cable 9213 Products > Cable > Alpha Essentials > Coaxial Cable > 9213 > Cable Alpha Essentials Alpha Wire Industrial Series Cable EcoGen®️ Pro-Tekt™: The European Cable System Xtra-Guard® Performance Cable Coaxial Cable 9213 This picture is representative only and may not match the specific configuration of the product listed on this page. Please refer to the product specifications for more information on this part number and its exact configuration. Download RoHS Certificate Coaxial Cable 9213 Part Number: 9213 Download RoHS Certificate Share Alpha Wire's Coaxial Cable 9213 twitter linkedin email facebook copy url send as sms Alpha Wire offers 50-, 75-, 93-, and 100-ohm coaxial, twinaxial, and triaxial cables in a wide range of insulation and jacket materials and rated for UL, CSA and military specifications. We now also provide non-magnetic coaxial cable options 9849 and 9851 , which provide better signal transmission with minimal distortion while handling higher frequencies. Looking for a space-saving option? We also offer Micro Coaxial cable, ideal for customers looking for uninterrupted signal transmission in compact spaces. Request Samples View Pricing Add to Cart Find a Stocking Distributor Construction Applicable specifications Environmental Other Properties View Pricing View Pricing Find a Stocking Distributor Construction Diameter ("in") 1) Component 1 1 x 1 COAX a) Conductor 13 (7/.0296) AWG BC 0.089 b) Insulation 0.098" Wall, Nom. Polyethylene (PE) 0.285 (1) Color(s) Cond Color Cond Color Cond Color 1 NATURAL 2) Shield BC BRAID Shield, 96% Coverage (min.) 3) Jacket 0.045" Wall, Nom., Type IIA PVC 0.405+/- 0.010 a) Color(s) BLACK b) Print ALPHA WIRE-* P/N 9213 RG 213/U TYPE ROHS * = Factory Code Applicable Specifications 1) Military MIL-C-17D/74A RG-213/U Type 80°C / 3700 V RMS Environmental 1) EU Directive 2011/65/EU(RoHS2) All materials used in manufacturing this part are in compliance with European Directive 2011/65/EU regarding the restriction of use of certain hazardous substances in electrical and electronic equipment. Refer to the RoHS Certificate of Compliance for more detail. 2) REACH Regulation (EC 1907/2006) This product does not contain Substances of Very High Concern (SVHC) listed on the European Union's REACH candidate list in excess of 0.1% mass of the item. For up-to-date information, please see Alpha's REACH SVHC Declaration . 3) California Proposition 65 Outer surface materials used in manufacturing this part meet the requirements of California Proposition 65. Properties Physical & Mechanical Properties 1) Temperature Range -15 to 80°C 2) Bend Radius 10X Cable Diameter 3) Pull Tension 64 lbs. max. Electrical Properties Engineering purposes only 1) Voltage Rating 3700 V RMS 2) Characteristic Impedance 50 Ω +/- 2 3) Ground Capacitance 30.8 pf/ft @1 kHz, Nominal 4) Velocity of Propagation 66 % 5) Conductor DCR 1.7 Ω/1000ft @20°C, Nominal 6) OA Shield DCR 1.2 Ω/1000ft @20°C, Nominal 7) Voltage Withstanding 10 kV, min. 8) Corona Extinction 5 kV, min. 9) Attenuation (max. dB/100ft.) 2.3 @ 100 MHz 4.8 @ 400 MHz 9 @ 1 GHz Other Packaging Flange x Traverse x Barrel (inches) a) 1000 FT 20 x 11 x 8 Continuous Length b) 500 FT 16 x 11 x 8 Continuous Length c) 100 FT 12 x 10 x 5 Continuous Length Spool dimensions may vary slightly. Prompt Text I Agree OK Cart Added ( ) ' ' to your cart Get a Sample Request a free product sample Get Sample Quick Links RoHS Search Competitor Cross REACH Find a Distributor Resources Request a Sample Heat Shrink Size Guide Regulation and Compliance Speak to Sales Product Changes About Alpha Wire About Alpha Wire About Eco Gen News and Events Career Opportunities Help ISO Certifications Follow Us Facebook LinkedIn 1-800-52-ALPHA Terms and Conditions Privacy Policy Customer Support Sitemap Copyright © 2024 Alpha Wire, All Rights Reserved. Cookie Settings
https://catalog.belden.com/techdata/EN/9222_techdata.pdf | cable | Product: 9222 50Ω Triax RG-58A/U Type, #20, PO, TC Braids, PVC JktProduct Description50 Ohm Triax RG-58A/U Type, 20 AWG stranded (7x28) .037" tinned copper conductor, polyethylene insulation, double tinned copper braid shields (95%coverage), PVC jacket.Technical SpecificationsProduct OverviewSuitable Applications:Analog video, Composite Video, Video DistributionConstruction DetailsRG Type:58ConductorElementNo. of ElementsSizeStrandingNom. DiameterMaterialCoax(es) 120 AWG7x280.038 inTC - Tinned CopperInsulationElementMaterialNom. Insulation Diameter Color CodeCoax(es) PE - Polyethylene0.12 in (3.0 mm)WhiteInner ShieldElementLayerShield TypeMaterialCoverageCoax(es) 1BraidTinned Copper (TC) 95%Inner JacketMaterialNom. DiameterPE - Polyethylene0.177 in (4.50 mm)Outer ShieldLayerOuter Shield TypeMaterialCoverage1BraidTinned Copper (TC) 95%Outer JacketMaterialNom. DiameterPVC - Polyvinyl Chloride 0.241 in (6.12 mm)Electrical CharacteristicsAttenuationFrequency Nom. Attenuation1 MHz0.5 dB/100ft10 MHz1.5 dB/100ft50 MHz3.3 dB/100ft100 MHz4.9 dB/100ft200 MHz7.2 dB/100ft400 MHz12 dB/100ft500 MHz14 dB/100ft700 MHz18 dB/100ft900 MHz22 dB/100ft1000 MHz24 dB/100ftElectricalsNom. ConductorDCRNom. Inner Shield DCRNom. Outer Shield DCRNom. Capacitance Cond-to-ShieldNom. Characteristic ImpedanceNom. Velocity of Prop.Max. Delay Skew9.5 Ohm/1000ft4.7 Ohm/1000ft (15 Ohm/km)4.3 Ohm/1000ft (14 Ohm/km)30.8 pF/ft (101 pF/m)50 Ohm66%66 ns/100mVoltageVoltage Rating1400 V RMSMechanical CharacteristicsTemperatureUL TemperatureOperating75°C-40°C To +75°CBend RadiusStationary Min.Installation Min.2.41 in (61.2 mm)2.41 in (61.2 mm)Max. Pull Tension:92 lbs (42 kg)Bulk Cable Weight:39 lbs/1000ftStandards and ComplianceEnvironmental Suitability:Indoor, IndoorCPR Compliance:CPR Euroclass: FcaEuropean Directive Compliance:EU CE Mark, EU Directive 2015/863/EU (RoHS 2 amendment), EU Directive 2011/65/EU (RoHS 2), EU Directive 2012/19/EU (WEEE)HistoryUpdate and Revision:Revision Number: 0.478 Revision Date: 04-29-2024Part NumbersVariantsItem #ColorPutup TypeLengthUPCFootnote9222 004100YellowReel100 ft6128252254309222 004500YellowReel500 ft612825225447C9222 004U500 YellowUnReel500 ft612825225423© 2024 Belden, IncAll Rights Reserved.Although Belden makes every reasonable effort to ensure their accuracy at the time of this publication, information and specifications described here in are subject to error or omission and to change withoutnotice, and the listing of such information and specifications does not ensure product availability.Belden provides the information and specifications herein on an "ASIS" basis, with no representations or warranties, whether express, statutory or implied. In no event will Belden be liable for any damages(including consequential, indirect, incidental, special, punitive, or exemplary damages) whatsoever, even if Belden has been advised of the possibility of such damages, whether in an action under contract,negligence or any other theory, arising out of or in connection with the use, or inability to use, the information or specifications described herein.All sales of Belden products are subject to Belden's standard terms and conditions of sale.Belden believes this product to be in compliance with all applicable environmental programs as listed in the data sheet. The information provided is correct to the best of Belden's knowledge, information and beliefat the date of its publication. This information is designed only as a general guide for the safe handling, storage, and any other operation of the product itself or the one that it becomes a part of. The ProductDisclosure is not to be considered a warranty or quality specification. Regulatory information is for guidance purposes only. Product users are responsible for determining the applicability of legislation andregulations based on their individual usage of the product.
https://catalog.belden.com/techdata/EN/8262_techdata.pdf | cable | Product: 8262 Mil-Spec Coax, 50 Ohm, RG-58, 20 AWG Str TC, 95% TC Braid, PVC Jkt,Commercial Non-QPLProduct DescriptionMil-Spec Coax, 50 Ohm, RG-58, 20 AWG (19x33) Tinned Copper Conductor, PE Insulation, 95% Tinned Copper Braid Shield, PVC Jacket(Non-Contaminating), Commercial, non-QPLTechnical SpecificationsProduct OverviewSuitable Applications:Point-to-point and point-to-multipoint wireless antenna communication; Wireless microphones, Two-Way Radios, Amateur (Ham) Radio, Low Power FM, GPS, RFID (RadioFrequency Identification)Construction DetailsRG Type:58ConductorSizeStrandingNom. DiameterMaterial20 AWG19x330.035 inTC - Tinned CopperInsulationMaterialNom. Insulation Diameter Color CodePE - Polyethylene0.115 in (2.92 mm)WhiteOuter ShieldOuter Shield TypeMaterialCoverageBraidTinned Copper (TC) 95%Outer JacketMaterialNom. DiameterPVC - Polyvinyl Chloride (Non-Contaminating)0.195 in (4.95 mm)Overall Cable Diameter(Nominal):0.195 in (4.95 mm)Electrical CharacteristicsAttenuationFrequency Nom. Attenuation1 MHz0.4 dB/100ft10 MHz1.4 dB/100ft50 MHz3.3 dB/100ft100 MHz4.9 dB/100ft200 MHz7.3 dB/100ft400 MHz11.5 dB/100ft700 MHz17.0 dB/100ft900 MHz20.0 dB/100ft1000 MHz21.5 dB/100ftPower RatingFrequency Max. Power Rating50 MHz300 W100 MHz200 W400 MHz90 W1,000 MHz55 WElectricalsNom. Conductor DCRNom. Outer Shield DCRNom. Capacitance Cond-to-ShieldNom. Characteristic ImpedanceNom. Velocity of Prop.10.8 Ohm/1000ft4.1 Ohm/1000ft (13 Ohm/km)30.8 pF/ft (101 pF/m)50 Ohm66%VoltageVoltage Rating1400 V (Mil-Spec)Mechanical CharacteristicsTemperatureOperating-40°C to +85°CBend RadiusInstallation Min.2 in (51 mm)Max. Pull Tension:42 lbs (19 kg)Bulk Cable Weight:24 lbs/1000ftStandards and ComplianceEnvironmental Suitability:Outdoor - Aerial, Indoor, Aerial - Black only, When supported by messenger wireSustainability:CA Prop 65CPR Compliance:CPR Euroclass: EcaMilitary Compliance:Commercial, non-QPL product (M17/155-00001)European DirectiveCompliance:EU CE Mark, EU Directive 2015/863/EU (RoHS 2 amendment), REACH, EU Directive 2011/65/EU (RoHS 2), EU Directive 2012/19/EU (WEEE)UK Regulation Compliance:UKCA MarkAPAC Compliance:China RoHS II (GB/T 26572-2011)HistoryUpdate and Revision:Revision Number: 0.528 Revision Date: 04-29-2024Part NumbersVariantsItem #ColorPutup TypeLengthUPCFootnote8262 010500BlackReel500 ft612825197423C8262 010U500BlackUnReel500 ft6128253581148262 0101000BlackReel1,000 ft612825197454C8262 010U1000BlackUnReel1,000 ft612825197430© 2024 Belden, IncAll Rights Reserved.Although Belden makes every reasonable effort to ensure their accuracy at the time of this publication, information and specifications described here in are subject to error or omission and to change withoutnotice, and the listing of such information and specifications does not ensure product availability.Belden provides the information and specifications herein on an "ASIS" basis, with no representations or warranties, whether express, statutory or implied. In no event will Belden be liable for any damages(including consequential, indirect, incidental, special, punitive, or exemplary damages) whatsoever, even if Belden has been advised of the possibility of such damages, whether in an action under contract,negligence or any other theory, arising out of or in connection with the use, or inability to use, the information or specifications described herein.All sales of Belden products are subject to Belden's standard terms and conditions of sale.Belden believes this product to be in compliance with all applicable environmental programs as listed in the data sheet. The information provided is correct to the best of Belden's knowledge, information and beliefat the date of its publication. This information is designed only as a general guide for the safe handling, storage, and any other operation of the product itself or the one that it becomes a part of. The ProductDisclosure is not to be considered a warranty or quality specification. Regulatory information is for guidance purposes only. Product users are responsible for determining the applicability of legislation andregulations based on their individual usage of the product.
https://catalog.belden.com/techdata/EN/7806A_techdata.pdf | cable | Product: 7806A 50 Ohm Wireless Transmission Coax, RF 195, RG58, 19 AWG Solid BC, Foil+ 90% TC Braid, PE JktProduct Description50 Ohm Wireless Transmission Coax, RF 195, RG58, 19 AWG Solid Bare Copper Conductor, PE Insulation, Duofoil® + 90% Tinned Copper Braid Shield, PEJacketTechnical SpecificationsProduct OverviewSuitable Applications:Point-to-point and point-to-multipoint wireless antenna communication; Wireless microphones, Two-Way Radios, Amateur (Ham) Radio, Low Power FM, GPS, RFID (RadioFrequency Identification)Construction DetailsRG Type:58ConductorSizeStrandingNom. DiameterMaterial19 AWGSolid0.037 inBC - Bare CopperInsulationMaterialNom. Insulation Diameter Color CodePE - Polyethylene (Foam)0.110 in (2.79 mm)WhiteOuter ShieldLayerOuter Shield TypeMaterialMaterial Trade NameCoverage1TapeTri-Laminate (Alum+Poly+Alum) Duofoil®100%2BraidTinned Copper (TC)90%Outer JacketMaterialNom. DiameterPE - Polyethylene0.195 in (4.95 mm)Overall Cable Diameter(Nominal):0.195 in (4.95 mm)Electrical CharacteristicsVSWRFrequencyMax. VSWR5 - 6000 MHz1.25:1AttenuationFrequency Nom. Attenuation5 MHz0.75 dB/100ft10 MHz1 dB/100ft30 MHz1.8 dB/100ft50 MHz2.5 dB/100ft150 MHz4 dB/100ft220 MHz4.9 dB/100ft450 MHz7.1 dB/100ft900 MHz10.3 dB/100ft1500 MHz13.7 dB/100ft1800 MHz15.2 dB/100ft2000 MHz16.1 dB/100ft2500 MHz18.3 dB/100ft3000 MHz20.5 dB/100ft4500 MHz26.5 dB/100ft5800 MHz31.2 dB/100ft6000 MHz32 dB/100ftPower RatingFrequency Max. Power Rating30 MHz890 W50 MHz694 W150 MHz403 W220 MHz336 W450 MHz231 W900 MHz162 W1,500 MHz124 W2,000 MHz107 W2,500 MHz95 W3,500 MHz80 W4,500 MHz70 W6,000 MHz61 WElectricalsNom. Conductor DCRNom. Outer Shield DCRNom. Capacitance Cond-to-ShieldNom. Characteristic ImpedanceNom. Velocity of Prop.7.6 Ohm/1000ft4.2 Ohm/1000ft (14 Ohm/km)24.3 pF/ft (79.7 pF/m)50 Ohm77%VoltageVoltage Rating300 VMechanical CharacteristicsTemperatureOperating-40°C to +80°CBend RadiusInstallation Min.0.5 in (13 mm)Max. Pull Tension:40 lbs (18 kg)Bulk Cable Weight:23 lbs/1000ftStandards and ComplianceEnvironmental Suitability:Indoor/Outdoor, Indoor, Aerial - Black only, When supported by messenger wireSustainability:CA Prop 65European DirectiveCompliance:EU CE Mark, EU Directive 2015/863/EU (RoHS 2 amendment), REACH, EU Directive 2011/65/EU (RoHS 2), EU Directive 2012/19/EU (WEEE)APAC Compliance:China RoHS II (GB/T 26572-2011)HistoryUpdate and Revision:Revision Number: 0.511 Revision Date: 04-29-2024Part NumbersVariantsItem #ColorPutup TypeLengthUPCFootnote7806A 010500BlackReel500 ft612825189602C7806A 0101000 BlackReel1,000 ft612825189596C© 2024 Belden, IncAll Rights Reserved.Although Belden makes every reasonable effort to ensure their accuracy at the time of this publication, information and specifications described here in are subject to error or omission and to change withoutnotice, and the listing of such information and specifications does not ensure product availability.Belden provides the information and specifications herein on an "ASIS" basis, with no representations or warranties, whether express, statutory or implied. In no event will Belden be liable for any damages(including consequential, indirect, incidental, special, punitive, or exemplary damages) whatsoever, even if Belden has been advised of the possibility of such damages, whether in an action under contract,negligence or any other theory, arising out of or in connection with the use, or inability to use, the information or specifications described herein.All sales of Belden products are subject to Belden's standard terms and conditions of sale.Belden believes this product to be in compliance with all applicable environmental programs as listed in the data sheet. The information provided is correct to the best of Belden's knowledge, information and beliefat the date of its publication. This information is designed only as a general guide for the safe handling, storage, and any other operation of the product itself or the one that it becomes a part of. The ProductDisclosure is not to be considered a warranty or quality specification. Regulatory information is for guidance purposes only. Product users are responsible for determining the applicability of legislation andregulations based on their individual usage of the product.
https://www.alphawire.com/disteAPI/SpecPDF/DownloadProductSpecPdf?productPartNumber=9436 | cable | %PDF-1.4%����1 0 obj<</CreationDate(D:20240802185603+00'00')/Creator(PDFsharp 1.50.5147 \(www.pdfsharp.com\))/Producer(PDFsharp 1.50.5147 \(www.pdfsharp.com\))>>endobj2 0 obj<</Type/Catalog/Pages 3 0 R>>endobj3 0 obj<</Type/Pages/Count 3/Kids[22 0 R 30 0 R 46 0 R]>>endobj4 0 obj<</Type/ExtGState/ca 1>>endobj5 0 obj<</Type/ExtGState/CA 1>>endobj6 0 obj<</Type/XObject/Subtype/Image/Length 1997/Filter/FlateDecode/Width 166/Height 45/BitsPerComponent 8/ColorSpace[/Indexed/DeviceRGB 127 7 0 R]/Interpolate true>>streamx�͙{W�H�}10�(�`(**V�(�O���u��W�B5UK˺�Wߙ�H���lW�?Ln2�/w�+�J¦�e{u2�¦]_��Qz�'�(,ˢ�˞��w��Io�>��a�,¦�H�6ɂ��\��F>0����D�#R3B�p�/[n�k�i���`OW�$Asv���f����3�۲C^�/.�fۍM��N���xa�6�5����n鉙z^VZ�A~0SMJO������&N)���/����l>�n4���N�D���%���FSJWZ�����K����li�oƦ��=*�{D9�1Eoz�^7����g��F�M�L�؏1&J����E�;BW���.��g��וo滾��ؓ��.���)�N����/������1�3��am�G�3ѱ�SZ�L��v��HJf�R'ϒ¡N9K6�_y�r�_��Cl#d���↎�ͧl[ݒet����J��&^���3��4����E�������A��¦ʀ����5}�%2�����6M\&�4>�3���z���pY�S�9w�D�����CS~W��'�Mm^�7<�Xm�J0D�T��}��2�#w���1�mk�-�Z)�-�8���&��i�Ӈw}e�&�'�Su��s�d&TV�Ⲳ�6�7��8��u8��땜��ܢ�?�,֯!�����Ζ���~�&*�I�R���.�ga͖�x����XB�q�cG���E�)��/uS���0����(�8h*�.�L��脙�z�N�Ζ�R�@�^��j�_����%�ǡL��X���9)�ϗ�M'����w��▇��p�)��wm��g�5G�gl$/6\���1�������Q��r�������F�G��p��C�'R9����2��9W!!T�� ر���+�%��Ed2)e�Z�̈́� W!��¦��mZ븞LaDR�LӴ,��=�@���`��)�_� $8^�S��B�='W����D�N��~#I$I��G�1����6�>I�!z�v�P�딟�q�,?B��V�z�!8b˟���BYz�����r1�>��J��c_T���Ԛw@Hf��&j�T��^��.r17��{�jo�<���-;*9ȯK�_*�r/D+.RGw��k�<���z�ؕ�L+5�ɕ��[?�TZo�Y�A�Ru^�1۲�%���F�5�Ƚ԰ڱY(3T��n�����7����>C�^È�G�e���蔤]Q��$�󎇸MA�*]�J�9�ą��;���F��M>Z��{��Ҫv���(�bF��C0]��a_��ْ>���N���JY^$w����.TT�A�w�����R#%��{�k��Nj,�SjRj�D�c3�"����A��ϒ�(_���$geD�Q�ZƳ9dr����cՖ0RZ>���VJ1E��c�7��ܦU�:�¦ہ�Yɨ�a�J�\;�[9��V!%߾���<�9���*Ef��ߝK&��ƩoK��}E���p�Hh]q`u�;!�����PA�(i����=���&Y����ޢ��l(r~P�D5Ɲy�;������n*���8��j�q�R���on߻�U;P���պaS��0I�c#��ʠ��~��tK�_��d�����f�e�ed�N�)�����$�����A���̜�dk��w�b[��r���H��)ij�G?�������Ζ�KF�0Ų��D:>����u?�^��b���6�=�Z>D��/.�endstreamendobj7 0 obj<</Length 384>>stream�������j������؈���������z(�ֽ����u!��]���,���r��S����x&�}.���q�����X������5����ƣ�����b�p��������:C�����g��������#���Ý���������ͭ������<���������������E��G����Ѵ�Ժ�������{�u ����������� �w#����t�����������Ӹ�������������������������{+�˫�����W��o��p��7������q�ӹ���������endstreamendobj8 0 obj<</Type/Font/Subtype/Type0/Encoding/Identity-H/ToUnicode 9 0 R/BaseFont/ABLSOB+Segoe#20UI/DescendantFonts[10 0 R]>>endobj9 0 obj<</Filter/FlateDecode/Length 684>>streamx�]�M�"A�����:���SA�΀��`���]��6�s��ow�T���$��IY�f��u给���}��ӹk�¦�~�l��ǹ��ִ��]�1��C?�����=_v��jV+3�9�x��e�^���������}�/����¦����%wwS�6��,_���%�9Ǽ�������2FL�=~=�l,GԨ�xm�?�p�>��lUU��UUo=�r���¦?���)�%�)]�[�2�ER�ݐ�/`�)�RlkR�$6D1���S�󤌵�qv0�5G�Nb�%e¦�b&�-$R&/�B� PwF� T��[�դ�����(gTo���hڐ�Ko�3�^�՜t����@'��D� ~~A�(x��RK�%�[��':�G�݃V4�y�����¦"��\˙@/�,y�MB����隔��O�e�Y9Њ~��2I�H�$�o�Њ_����Ȳ�/��݃I4p��^v�A��l&j^�r�u8�=@[�8h%�eE@/��\-����LRs�݃V4�KRz���j�WR�7�xڠ-��3���ے�ˮ�WRF�g���iI�P��ƃ�����Q��'e���X9Њ~�pS��7�������5�s����b���=�D�W6�NӃ�U�h�ۉ޶���0�F�F�\/�v�1�#�cg��:~��@��/��&����f��5}��_endstreamendobj10 0 obj<</Type/Font/Subtype/CIDFontType2/CIDSystemInfo<</Ordering(Identity)/Registry(Adobe)/Supplement 0>>/FontDescriptor 11 0 R/BaseFont/ABLSOB+Segoe#20UI/W[3[273]5[392]8[818]10[229]11[301]12[301]14[684]15[216]16[399]17[216]18[389]19[539]20[539]21[539]22[539]23[539]24[539]25[539]26[539]27[539]28[539]29[216]35[955]36[645]37[573]38[619]39[701]40[505]41[488]42[686]43[709]44[266]45[356]46[580]47[470]48[897]49[748]50[753]51[560]53[598]54[531]55[523]56[687]57[621]58[934]59[589]60[552]68[508]69[587]70[461]71[588]72[522]73[312]74[588]75[565]76[242]77[242]78[497]79[242]80[861]81[565]82[585]83[587]84[588]85[347]86[424]87[338]88[565]89[479]90[722]91[458]92[483]93[452]131[376]140[890]180[376]181[376]469[808]]>>endobj11 0 obj<</Type/FontDescriptor/Ascent 1079/CapHeight 700/Descent 251/Flags 32/FontBBox[-573 -411 1999 1298]/ItalicAngle 0/StemV 0/XHeight 500/FontName/ABLSOB+Segoe#20UI/FontFile2 12 0 R>>endobj12 0 obj<</Length1 66216/Filter/FlateDecode/Length 24091>>streamx��y¦TE�7¦�n�&�d_�Ā�@� �f������,�("���("2 6� " �8(*���Q�qT`�a���{��n��������¦����[�nU���9u�6� "�N*�GM��C�!jV���L��>=޿�}���M�1��W]D��O��ձ׎�/�����x��XT��6ZGtE���a����e�q�p��G�����*��/�z�#�Oʍ�%:��C�&_;����z,�3��L"}eǿ�?Y5�ñEg�́f��w�=���������㔢��]����{rO���2�:�Dw�\�fn��qڠY����m¦=�&�n$]��g���?Q�@���̌�ʏ������Ğ�<���t��O>ş5tH��9����?����4�.�?�?D]-,�g>o�o�r:M�[i`�}o���{7H¦?����Ѓ�m�OSh4�J¦�b:@�Ѷ?�G��Z�5���<�EP)��p�����G�h%�3w��`��4�f)�C?�R���� �9\O����t�v�yT;Hc�I��v�b����¦"12G��P?5vGl�~D���W;���rh"��>B���e����翟�~����翟�?��G���؂���fF:m���e��u���g������c¦F�R?D�c���e5��g�H�!�H�r�談���l�������}i��ݺF�Tv����ڷ+o[֦u�Җ-��/ivq�&%�4��������HO������r:]SA�Ev4�{M��ќ�uQoq�b(�xb@i��y�ŁPYim�UTG)�_4��f+E:�F�p�&�j���B<< /�3���oq���W������_�g���k�J���-��;"4:�B}a�U�'JU5;c�w@%u(��wuM� ~Y[{�I"���k0́b��7�{�(�o%��Q��f': ��8���Q��QiT�iQ�1S>{~����A���{����;��GC�C��ke(�I���ry�V��{q�kݨ YA[��x�]L�*��Boώ[r��}A�nO�����u(��p'�̝��}K�o��Ҭ�5���=�&����ݡ���-^��O#����ţG���#�`+�%=������*�bq��_,�Pϱ�Ÿ�u�.��B?�~��k�XMD]q�su�YX�//���)h�r� /C����܎��Ov�:;��N�^��)vI�S���¦u�f���X����Л�Q8�w�ٗש6������U+�f������Q�)*2��`K�IW�:�fByB=��ڕL��F�=?mh�/yyV�@��)¦]�4�R��ⵔWh��[Me{M=&�0߼�5!X���e!�34�����f�6/�zg�Ӻl�0en�g�5�-֞�k�\�o���]R;��\B�V��A56�:�٫���ä�}?��x�s��o�YWI��C(����?�&�+�ʺ�4��¦ٻ��>��N�}���?�Ϊ�¦#V���[ٟ(���bq��[#�+����u{�O�kP�6E(���n��k�!���r%_������Mq��y�E�n�w5Y!�G�$��:A�v*V����(B�h֝H���:�Uw�������G�z�qE�J���Up�6��D.A�xE��ۊ��e�Nq�VW$�jq;ZD��u噡�R����@��v��Wa-a���~"«h(�@�b?��hm�M�l�AM������iM�W}u^TԶ@�z"m�>�TrPn���F���4*=�(=��`�Ve��@Ia�p����ʎ����S��k������*�Cq$ݧ5�J��74]�\��8T���l#J�֭߰D��D�e�e�*��x��.UŎ=Jʢ �*,�����oq��n��K�v.��~� ���"�B�QC%�8�����8��~�?���`�g���tA���aQL�(×2�~�U�n����%F*�%&��M���13Q����sd�N<�N&�A��K�A��t�wIᡝa���Q�\>'OK��~��ܿ_��T����e�_�C��y��t��\C��D�T͙ꈸ��ph{k}��:(Uhz7��{4h�3�\�H���e�^3¦X8����l����1<�taya+E[nNX`� X �+A.�)0o��M͓��DzFU����Q�i�t1�ەH ���3v�Ge̪���b�`�A����܃L��8MtZs�-��tq�i[*N)۔�!?�W������p#$�(�-��*��?V�ĩ��ܤ�QQE��'��ѫ)��tc�zS���o���\V�Ҳkז�ݺevkٲ{��-���ءXPm!u.'�2M�{h���RZJr�����E}���}տ�w���}��ַ����Y$���"n_�*�D�ZU���5�%��>�kH����FqQ�&Jy�`�ve!�_��]g>3y�o�t�r��n�`~d-D3�����F]�C�6��?��(���?"R��wQ*5���8h�p:��Àe����e�[aۗ�:�+��e�;���\}m�v3nۤR{/�u�K��}e]z2Wo R?U�P�HAA�"7j�7Z)�F��F׆��n=U_U��q*�.�"�*Nc��kl�EۖJqQ��(�m��t�SՌ��J�JU՚]Zס�Ы./�if�ʉ]�^6��k�h��z���0p\$O+�6�k(�e�i���e#��r�:�S[��K�.�3�cƌügB�a��hr�k�ܴ�TgQ��E¦��3'W�r�G���n�����`ZZpUmZ�����S���9U��t�u�-7I�0棤�L�t�_@mV�j*�mZ�X������B���E�^��3T��>vM:8c���f\UjN�v�i~�ЂE{��?����Ϭ!eb��n��ܤ���ȹ[8��Xu�!s��_\�9��L��!m����Tʠ�H�*��Fğj�,���9WպD ��3Pe+B�����)���r��m��e-�(�v������;w��>¦��+�̋đ~wΘ��:=`��������<��M�({��i�]�/����K1UG��/��ʲx^�l7n����{�6�2�!��X�7�4,�gq�\��m"5*:�ZZ��`�ͯ���ၳkJw?�(��Zy���F�������*v��xk�N[�����s�c�����ͫ�Ӎ�3/o��M�M��R��EA7-*,l��B�o��67?��/L���E�*iQ�ٳ=���w^�����[��MV��wF����^�S��=��1aӴ�+~��!7ά[5�WڨC����&����yl��%��E*���X�<.z��C~���ϋ�Lm�H��_¦�3�[�N�7}P�����U߹u�K�²���d�ϑC�F¦N'��õ���_����\f{��(��v� V*̮�Mᰱ�_��]3~�9��ե��*6��y��n���#��W/ǀ4$vD��bjO���Hi�E�n��zFЉ?���e�-�P�^ֹs٪�Ν��4n�pm㜔KWզ8��4B����p$� ��ī+Gv����M׍�8��f����e��p���U�м����֭��4)�\զ��.Ebi�ͣ���>1�;G��0�΁��h�]=���o���q����7����n��U��^�-��kI��W�i[�a��;vF�i�3��o^��z���Dg5�w��n��'Y޲���/�b�RE�E�h߱�+�_¦�iG<<��6���U�*{�������ik����_��&\ߵ��~a�����wol���U�칮�֍���U���}�]#�K���g��W4�ŴI��e�ȸS$Ӡ�Ն��^�Ms�O7���bZs��+͑A�M\l=���B���6V;��G"p맷%�B�c=���jC�鹈��T����/G����">����G���#^��u�PвQ�B��Uֿ��k��V��k}�O-A`ӿ6�Q��HIQ�B%���%����N�Z��m���Y�[6�}q�g��� �T�UF���鳤1ښ��,�n�`�x�0&X��=ڳ����g�s,���G*l�>ð��N���vm���ϋ~����7�5�9�tڄ��u���{�,q������zs��]�-���޿������n�eb��W7}.�};�_U������D�j֙��ͅճ��g�(1Q¦nN0�?n���{z�]?��g�~W$� �i���i��U�.�GxRR}��U5�¯����_���/�!�J�RS\nM�x���x#���^#��)�ʲZx=�C���Q�TW��i��NBG�T�3e�o襁2�ڰap�TZ�n���/�_����Z��X��KݷϿ_��}����j�(KS�4-6���P����W�ly�3�Gs�¦"�7�yާ�*�ֹ���lw�{��'>����׈ו"v�`�Ƴl�sf��j�A9�j)(��j����L���/,��F�r<�:�����V�F:7�gߖ!2x'd�39̸��᪜9�Ɯ�>���>�:�;O*�E�0����U;���*�5�1�lvr�:22��b5 ��0�w��v�e��e[̓Nm^�����-�\���q��ۛh���<�+f�3ު_Uzɭ&����P�m�~��z�E}U��^��J���t�����(gd�)i�j�4�Ǔ�LYV���ӊU�tѓ�g���k�ٺe������M1g�eI��]�ʤ�0�}�Ql�K���X֦��䱯�?�Kţ���;W��!~�#�?�i�X,"�Fl��3���1�y��W�E��WЃ�&�bg�E.�NV�ũ�L5�6;eg�[c��)�X��F��$%%�bR]L����5G������s��Q�ńifj��bR!V�b]�¦o^m>�ΟE��X�C_U���nޠ+?�-E��Re�vP�I���1�{_ne��]AE��@��$J1� ���?��E�wf����#oKD/1@l�k"4�y�<�]���%��?3"��0�NCwBDP�UCu�@�Bop2�1AV��Ը��-4n���mC��+H/m`�¼��+���\c��͆���/7(��O��߭�(��e~����赊.D�g��21z���;��Q���,N��sA���T���4���m笟�/z�EONI�;�ׇ�s��X����;hI*,�}�S¦���=V P����ݠv��m����/��7s�U6��bv~Zɟ�*��V�*���Q(�l/l��Sp�q��<"]�;�/t����M��OBw¦3�)��[g)X�����:a� �!^BN�~�T���m)�B�iv�������$Q&��G���ءmؠ�f+�o�?�,-I��I�����T_e�H]�t�3���>�����2���BzX�=~�-�ϸ$��v7��s4Kؚ���I�ɶ�6�Ҷv�,�J]W��A��N��,(�ѮHƭ��4�$�]�29SdJN�ę/���\���+��AU;Gir�"��k��mG9�)�1��p#-%�0=�9���l�`��a�m@Kð2IX�%"���AB���.)�����!�(3&�&U�N33�ͬ�L͹�c���g�s���G}q�#.�q�֫ը�8��ξ�bjG���5�FOER�y�d�����Bxx� �s�¦9���cȠ�5�[u߹v" ̏@�Y�grp#��ѝ���m���9�e���U˝��Z��憼@�o1C&�z�M�ez�O��Aù�/ʟZ�h�ڴpi��V_��#�r+W��X{���F��_͍PA���:���g�IZ�2He��P22r¦��������*J�-��9�9�d� �[?۾�b�o���T�M4כK�w>7�i~�d���C�js���¦���1w�?���Vd�¦�Ύ��f�����4Ҭ�!��j^ZV���JP��<��e�3a.f�y}���b(`�eJ��t�`j-egj��^���J)*�La��&��pm2����\��[!L�X�e���?�D� ��*mT��P��6_q����em���W���W�o�Ȟi��Y�KK�+�O6�����sA͌�a�ch¦9�O$�_���R�*=rE��6�%,q�����9̑�(���yZ���:=�a���s�58Zp�ukcYm봼��E̵"ft3�hvZ�h�u͹�9�5��b����.W{ᴬ�\�l����n2.��l�A�������װ�����T��T��M �j��-���d���U��n�%M��U5����<���f�J��ỏxTI����P*���<��).��:�v�٣0{f�2G� S������������xG$�G�2��<���\^�t9s<�y͑�Q��t唩+�mD�.�B�FZ+�AyЩx4��a�W��sm:6x¦���0Y���9���9��c��f�Ş[�����8�~�u��6p��ޭ����b��n�ң~��S�����b�zfW����+�L�����T�¦�+x8�H�0p1@k�Z-��_����v�����yusx$��3���PTU���i^Ҍ#�w1���,_�B�r��Y��T*�ny_�!V&��"������X�qk_��\����=in͙#V bou_�ޝzj7r�K���Et��f��bj���"n��[\b�"�BP�\�J�e낚����<Τ^���8.+�C¦�Kyhǌq�q)��n���<~ ��2w��]o6.�گ��?���wV���o��ɲ]��i��%t_Z������4��,�ۗ�P�Β'������Y������<)�kEE�t��7X;�=�3��+v�1T"v���μ���i�f�������h���z����h�wjZ�(a�h��/���Gh��{�+�Z����mkU���U�V���L��-)b�WLq�[�g�iL_@��B���^b�R�Ӓ�I)7KH���p%��/;�J�%9�8��k2w5�Gue�=��L�(�㒱7q���ut���㒙f���$�����:h��5w���O�S�ןDI�L-�-Z��쬔��jU���r�t�iӭ�����^�u��\)���K]����&[Űl��IaɔfPO�M�3$݆�A�x�ĭ!��^�T>$�o>$�Y��t�Y���j4R���1����J���~��Q;�ϥ��K�Ӳ)���H���L�5C�==+k=~i�"C���W��>���ϗLYQ�¦�¦��Ӹ��/k�o9�b�'}9�^�٠�:���#eg�&lֆ�3a��[. �!(,.�R����<:#��V�Ӯ��D�({���Q�[���)����ؚ�k��K�B���μcy�����]�iǎ��+�ǰom��k���o�"×��֗��s孨u�5j�W��m���*y%�[$���J���y���K_`���ȅ��'%¦Ί!m$¦PR�a�Z��3���O�mS\d��ںuڌ#����Mx��}t�}[�/׏�׽n~��3_S��w��C�mz�ehj�`$� �D��Q�˗�S<���GfBW�*�21����,"��E�Q0�I�\�i��I:7ԋ��A�!!��p��j݊��Ȗ�ے�XRm��M]���/Q����&���{�sj饢���EY�U�=���Z�"�����t��b�Th%O�c�����Q ��Fw��-�=ik��%Rsg3��L`6�=�ɫÙ����v&1Y�B���Vb�"�T-�Y���������w߮�<��Y��ɻmڲ_�}m�6�[�ۃ�6��ŭ�[T�A�Aʡ��s�h�s-<��8�ڜ��ҠÙ�Lh��6D�����&�O��4��َ,��!�riiy9�&�aV$;��l����ۈ�C��P�HN�����i1�f��3�f4m¬p�շТ��Z���N߁� N��6M��i��U#EV�?D��W��>��N�ʡkm�s�:rn?�N����]Q��*�\�j��!/y�T��b�\L�k���Jlm¦����LYfFi���-+k��c�C�gN�2�م�b22��'����d���U��'N<��ӻ���\����KN/Q�,Y���A��Y��!�l*�W#~�&T_*�z��ex�O��d&���Ǚ$Ł���.N)��Y��Fi�VԦ�����s���.��E0qr�f�]M�7q�7�����~Vti�3��d����ݳ���:��k���e1���d�/o�������ԯŭ�-�ȏyc4��3���]�������:q���D�K�������[�¦��/��'RO�he�b�/�ׯ�W�W�i��n:�a�ɺ�W��H�\�iކ���.�b�i3��!S9ig���.�Ljaq�����GpC=���t�sm�_�e��<��~7L���k�KA���¦40RLƨ�)՗���xՑ�V}��{n)��RR~Ka?����E�.����a>��WV6oѥK�u�֩e�Ν[6� Q�яC�S.Q5O�u�n�f��B��$��%�'#�nC�)�Vt+coH=��#v���s������i,����еbR;�}uū���u5KՅ���Z9NǊZ�Ou8�a�]��o@�¦�O����9¦fJ�r�9�?.⟉����*5��U���f�o�~~I��u��\e��QF�"�¦��R�_kh��[��.����%�����(7#�ϰI�h��?�so^���)O�����!]���}b�͏��<��}h����u�v5��6��1[^΢�¦����^,c>�.�>�E���_m�(�w@�8q�Ws�W��r��>57�$*��6��k�¦�֠�A�>;��)�]z"����>���S��[Ie��E�fk���>�Y�^�Ϛ}�W���,1_�g�9[w�>�p�;�n�}�<�����e����~Z�o��S���b�¦n��_�<��/B+_�{�C˷�¦�x�[e�����n���DmW���������r���u��Z���b�����y~��%�6���ˀ�&��5����,�:aՒ�7&�&hZ����`!�n�Ph��G�"R8�C�<����PƱ�PfJ�p����l0N�����1u#��[��P�(50�)�^�u���K�<�gȅ��.�(� W�*�G�& C����J��XG��f�����ڷ4\_���aڭ���ڭ>�tm�_�ݎR�;M�'�f������55�o���I:fP��0���R*���ؗ��×j5h/�j씆h�i�����R�S�R�,/����=먞����!Z��Z���S^����Xe�qo��.��P���r�O���񇊣����閴�n�9N��?��< �Xz6`N5��1�ۀ��5�+T�Vw&@>;�Yj�֩i�6�@ΎƢ��1t���+�h�ZE���t����<WcUKyδ������i��*C�����U�N����F@K�Zc����'�(��3���_Le��P��#Z����z���NA�x�D�.�L侴M�g�;�^�4_A�c��4�A���~���R��qm�*)����ӕ��i�?QΓt�����rcl�be&U*�D��J%U�uT� �����T�o�ԛ8�}�}�]��J`�?�Z��s`�Y�l�k4��X���x��e��c�Y߰&y]����¦�F�:VPX�;�1�㼈cu��.u�Q��fB��u�0�P��"�!��=i�&:?�<0�{��A�=����c"�TV�����ʻ4��m�>�ë<��8���[l^l�Rt�M�ɧ �4�����U�e{�kl[�m�}�`���z�!?b��l���%�c�~���>�1Z����7ĉ���lC��t���XݜHKŴV-���+-�OJ��_�xKc4Z���:b��������g�ձ���ض�O`~C�~���;1�h��Q���(�:)���i�a��r��m�]Y������P����+#�7ZS��Eԟ뵭4B�kY����g���ɫ�Gl[���4]%�H^��!cMü��uQ�vӹNڒU�s�v<��x.�����^�\A���:�l���A;?�/!�a�#vT��~��3m>�Ḋ-�߈����¦e�A?�v}i��!���P~��=Ж�-l���.�,��Z̻3h��u���I��eT��G�zKO������?j�ƶU{S��E�@��zm�4z�ʻ�@�)�1�lP�\c�"����@�ٯ��7���b��5�v���������)ХQ���q&`�+���������6b=l���ӛ���b�1�����͆�߲t`l_o:_=�?Ǟ��c�����٣$���}��U��]��8�ihS�V�o����96������k��#n�y-@�1b ��h�J¦vr.�ۅ��I1������Dl�}����[-�e���AL��,����>P�I?�xZ?����fy>���ثoC�m�}�=����0Z���:�v��^��w��.L����y�G�T#��W=¦2�O�$�[k�q/�¦η�a���q'b�5g�,��Ob��ƒ�>�����Vc���=�_�փ���Ϻ��{��6_@g[k��l���?����m���w��\Z��3ri�ݻ��n�w���7����G�!�.Ge��s`il3�%�3�%i���/�?�98ű������"��m�m{:�q��<g�Ѝ��m�=�ņ�.�������(�¦Nd�#�)�5��(?�p���M�5@�}}�n��P)p��m� *���Ol{c��q���ì�L\�[���� �v���}�X�E�/�.GL��x�Z�87UC�`?����?!Ɖ��rO����q_�F{uQ�#�Ò���{�y��m�9�1b�GώYcw����'�� 2���J�q؟H����ȕ9Jo�����-�ۮ�¦J��:�_��U��+=b=���>��}s�&�^;��!o��l�rU�Q>@���7���i$�c';�z<������v�~�1:���;La��7{)l�P9t�!�����0��^2�zP��*1h5�A����`)�Xk�0��__��5؍C���f�Z��{u�T��zj=bǠ˽�-Е�`>G\��փ���5�^�1:�;�[�`��M��mi��~[����L�$���謏o���U&ɽ�z��[�S!��c�t@¦���{�o���o��X��?֗�mT�3�B�#�� �B�6��Ym���0�`MΡ�P�y�ƛb�4�>��؉9��Ʉ�����1�)I��rk�e��f���6�x��󺟚�1��8��y��s����'�^����Tb�d��{�x<w�U���1�G��s��q�9Ηȵ��= �.X~����A_��i4�TgLM���i��5ȱ�����8_ø;1N%�;<¦��v����e���M�����ba�-l��}5�;��wi2�LJ��0����b�6r3(�4Fm�}gG\۹P�2�LdP6ҏ���6���40�A�(B���Y�6����vH���I��H30��l��9�@]7k����G��I��l�����iW��н!�ƥ��K�]��Pϸ[C@}����B�.4��7i�o��s곸!���'�֯!���0��������~b�6��u�dA�o��갍J�c��g�v�>d��-��,]�.���9��:b'ߠ��O�c��v�;��q��cW�u�a[�X;�UJ�9�et0���{�{���=�S)�n2ߺ����Aجo,���Q��E�E�����Z/��E4��c�1�3J>c�A\�6�#��[s���mҿ�i�aG8��2����f*B_zO���Ju4�3o�����A3��4>Ȃ�h���߁{/��b^����`k���'����2[Bo%8��q�H5�x���e�ݸ��ۆ��3�1��4TY��NA�\�������w�22�=���R��v�6�C�x~Z��:�i�F�i&�^ESd��*6��-����퐾�u%5s5G��>���:nE¦Ѝ�p&x]����:��9ɘ*�Z��m���I��޷��c>+������e,57v�8ۧ-�Ny�%���;j��@��7Ǩ[�V�1̥3�ђ2_��>�G�g��z��8����s�s��2�*�<5v��_�ܛ������N�?���O��s�#s�)ϣ᫥܋��&�Y�c�\L��(�U�� ����������?��Yz!e����ԓJ�Н�����[?t9�Z��){��E��c?����5�S?�31���m}+� �v9x��a�ᙪ$h&�?�z��r;�ÿ��4���d��ڼ�����_�e�rk�8��aX���Ѣ����I��ӽ��a���b.��ݾ*��_���k.�o#���~Ā����;�#��wP����#����{��Q~&�W@����A�}[+��خ8hO1М�������b�`���saM<���U4��4%���u}p]�m�-�>�=���=�x�A�a�����k�:�����B�����h�����A�/!�m�@[�2?��7a�C��c,n��QK��cY�<�A�X ���9�u�1��#�٢Ϻ�X����}��?�+���b�$�2<~b,�7q���+����;��c�@���Fԍ�������Gz4g�m�_L���yl��Շ�}І��c�K�c����7����3z�+�eשA\�x��׬{�&b�E^{q��ɤ5��N��/)K=8���7�C[Ώ�څ0������uZ�Y���̫�����u���q��¦�У��F�8OS�S��G�Pȴ���� ��ށ�6�A��jCfC�4��$�(�h�����?ls��vK1��{P��i��M���@7k��mA7C����ϵ����kf�w^��� ����>�m�^c������%��N�{zĲe�x��_μ@�+�'Ѓ��l��u�/_�Z��[��i(���������O�������D��y��I��9�&A<xF��¦%��Q��l�Kw����!����GL����^K��,�'��/@읫~�t^���q��~?rB�H]�p��>Կ�ru5�P<�K�/�CM�O̗�"�F��;���3���������c߃}xc��a�{��@O���>�[Їt��g�����RW�w��}����"�UN���l���c�����̵q�?~��E��YB?�q�Q_�=�W�R}�V%����էӗ���ӗF�=����r^bRR���JÓ�~�ZC��9�k�{ᗭ���%'i���tX�G���hc����W�L��������T���5�G���[����۹��z6=�-�~�j�~@!}�TJh���Z���^}2��km:b��4PK��=����q���g,���L��!��{Q^]}���Q7m���D��Ж������/������}����'y\�O�5���~#☟��94]���_b�$=(�EhI���<����~�9n�w�Z�*��rL�uz��������� &����L6��Q��X7����gÊ�bW�}p��Ն�����d���Ym������c=M�0�xf�¦g�z¦%���˳�Ѳ�=�1rh8lAHw���?��z_: ߃��ۡm�L4���c9��}��a`#�����<�W�9��~�>Z�m*����<�`m-��?y��_n�ќ:9Q�̺v���#5Ѯ�,�F��s��b�Ϸ���؈M�k���ޭ�Otl��������P9�'���������m�l�$e��B'�7�b���u��#��V���jYXC�����^��.fpx�VVn�n\ϠM�����P*�-��"s0���s��q0¦�-�n��4:���/�鲼r�A(]�{e�<�m\!��~������F��Q���c���7�,�QFw� Wܗul�XοF�FZ���`�u�t�'�ѝ�*4Z+��[X��*B�r�>w����1��N����h�B.¦.9�����+��ʫP~8�IZ�4�MҢ��&Vj��1:��Rm/-5��}�sLM�/_o�/�ί�`'��N�nt�+��:OZ�e�u裊��s^x�Z@3���K�-u��]J����R��p�]UR;�L>�n0��"�;��ǿ��`?;/��0�{����O9��8~�¦��O=�5�m3E�I��q��G(�h���6�k�R�OT��j�X�$�����u^����1�t���yJW?�f�c���5裃.��¦v3��e��p^���¦�@�b�1���G���r�<���Ѱo�-�y.�b����m�@���A�'p������<�t8{��wq`&��i��:$���ǁ�f90��rW��G_�D��m�X�c�K�`Y�2WW@_x�_��!m%�qt���#4[���?I�uh�������اrn¦�*R���>h�����K�vJ1���gh�s���i�����ʚ�¦�i���K�.F���⼖�_�>��<��.u��>s���f7C�ס������~h��4�X�q�$��o���Q`�ޓ����"߱�)�Z�?��̷���=�u�{E���α�wE�ߦ�����g��;�8����">�F?��¦��ߡ�DLc��e���F��'��H���g~3�NǞb�U�q�?h)�6ϵ���4�Sqo(`���F7�"��00����=���h�5¦�'�NN��X�}N�X��R�Ή�^kx?f�r�?�<{���w^���n�R�~Rr�!�g���j�{�s�:Q;�=�׉�e�ˉ�e��3����
https://catalog.belden.com/techdata/EN/1855A_techdata.pdf | cable | Product: 1855A 75 Ohm SDI Coax, Mini RG-59, 23 AWG Solid BC, Foil + 95% TC Braid, PVCJkt, CMRProduct Description75 Ohm SDI Coax, Mini RG-59, 23 AWG Solid Bare Copper Conductor, PE Insulation, Foil + 95% Tinned Copper Braid Shield, PVC Jacket, CMRTechnical SpecificationsProduct OverviewSuitable Applications:Digital Video, 6 Gb/s UHDTV, HD-SDI 1080pConstruction DetailsRG Type:Mini 59ConductorSizeStrandingNom. DiameterMaterial23 AWGSolid0.023 inBC - Bare CopperInsulationMaterialNom. Insulation Diameter Color CodePE - Polyethylene (Foam)0.102 in (2.59 mm)WhiteOuter ShieldLayerOuter Shield TypeMaterialMaterial Trade NameCoverage1TapeTri-Laminate (Alum+Poly+Alum) Duofoil®100%2BraidTinned Copper (TC)95%Outer JacketMaterialNom. DiameterPVC - Polyvinyl Chloride 0.159 in (4.04 mm)Overall Cable Diameter (Nominal): 0.159 in (4.04 mm)Electrical CharacteristicsReturn Loss (RL)FrequencyMin. Return Loss5 - 1600 MHz23 dB1600 - 4500 MHz21 dB4500 - 6000 MHz15 dBAttenuationFrequency Nom. Attenuation1 MHz0.39 dB/100ft3.58 MHz0.78 dB/100ft5 MHz0.92 dB/100ft6 MHz1.00 dB/100ft7 MHz1.08 dB/100ft10 MHz1.2 dB/100ft12 MHz1.3 dB/100ft25 MHz1.8 dB/100ft67.5 MHz2.83 dB/100ft71.5 MHz2.93 dB/100ft88.5 MHz3.22 dB/100ft100 MHz3.39 dB/100ft135 MHz3.84 dB/100ft143 MHz4.00 dB/100ft180 MHz4.41 dB/100ft270 MHz5.44 dB/100ft360 MHz6.34 dB/100ft540 MHz7.85 dB/100ft720 MHz9.15 dB/100ft750 MHz9.31 dB/100ft1000 MHz10.89 dB/100ft1500 MHz13.38 dB/100ft2000 MHz15.64 dB/100ft2250 MHz16.68 dB/100ft3000 MHz19.65 dB/100ft4500 MHz24.35 dB/100ft6000 MHz28.97 dB/100ftElectricalsNom. Conductor DCRNom. Outer Shield DCRNom. Capacitance Cond-to-ShieldNom. Characteristic ImpedanceNom. Velocity of Prop.20.1 Ohm/1000ft3.7 Ohm/1000ft (12 Ohm/km)16.3 pF/ft (53.5 pF/m)75 Ohm82%VoltageUL Voltage Rating300 V (CMR, CMG)Mechanical CharacteristicsTemperatureUL TemperatureOperating75°C-30°C to +75°CBend RadiusInstallation Min.1.6 in (41 mm)Max. Pull Tension:33 lbs (15 kg)Bulk Cable Weight:17 lbs/1000ftStandards and ComplianceEnvironmental Suitability:Indoor/Outdoor, Indoor, UV Resistance, Aerial - Black only, When supported by messenger wireSustainability:CA Prop 65Flammability / Reaction to Fire:UL1666 Vertical ShaftCPR Compliance:CPR Euroclass: Eca; CPR UKCA Class: EcaNEC / UL Compliance:CMRCEC / C(UL) Compliance:CMGEuropean Directive Compliance:EU CE Mark, EU Directive 2015/863/EU (RoHS 2 amendment), REACH, EU Directive 2011/65/EU (RoHS 2), EU Directive 2012/19/EU (WEEE)UK Regulation Compliance:UKCA MarkAPAC Compliance:China RoHS II (GB/T 26572-2011)Plenum Number:1855PHistoryUpdate and Revision:Revision Number: 0.471 Revision Date: 04-24-2023Part NumbersVariantsItem #ColorPutup TypeLengthUPCFootnote1855A 010500BlackReel500 ft6128253569501855A 0101000BlackReel1,000 ft612825358503C1855A 010N1000BlackReel w/Small Barrel1,000 ft1855A 010Z1000BlackReelTuff Box1,000 ft6128254349931855A 0105000BlackReel5,000 ft6128254361261855A 0061000Blue, Light Reel1,000 ft612825358459C1855A 006N1000Blue, Light Reel w/Small Barrel1,000 ft1855A 006Z1000Blue, Light ReelTuff Box1,000 ft6128254349551855A 0065000Blue, Light Reel5,000 ft6128254360721855A 0011000BrownReel1,000 ft612825356851C1855A 001N1000BrownReel w/Small Barrel1,000 ft1855A 0015000BrownReel5,000 ft6128254360271855A 0081000GrayReel1,000 ft612825358510C1855A 008N1000GrayReel w/Small Barrel1,000 ft1855A 0085000GrayReel5,000 ft6128254360961855A N3U1000Green, MilReel1,000 ft612825358480C1855A N3UN1000Green, MilReel w/Small Barrel1,000 ft1855A N3UZ1000Green, MilReelTuff Box1,000 ft6128254350061855A N3U5000Green, MilReel5,000 ft6128254361331855A 0031000OrangeReel1,000 ft612825356844C1855A 003N1000OrangeReel w/Small Barrel1,000 ft1855A 003Z1000OrangeReelTuff Box1,000 ft6128254349311855A 0035000OrangeReel5,000 ft6128254360411855A 0021000RedReel1,000 ft612825358473C1855A 002N1000RedReel w/Small Barrel1,000 ft1855A 002Z1000RedReelTuff Box1,000 ft6128254349171855A 0025000RedReel5,000 ft6128254360341855A 0071000VioletReel1,000 ft612825356837C1855A 007N1000VioletReel w/Small Barrel1,000 ft1855A 007Z1000VioletReelTuff Box1,000 ft6128254349621855A 0075000VioletReel5,000 ft6128254360891855A 0091000WhiteReel1,000 ft612825358497C1855A 009N1000WhiteReel w/Small Barrel1,000 ft1855A 009Z1000WhiteReelTuff Box1,000 ft6128254349861855A 0095000WhiteReel5,000 ft6128254361021855A 0041000YellowReel1,000 ft612825358466C1855A 004N1000YellowReel w/Small Barrel1,000 ft1855A 004Z1000YellowReelTuff Box1,000 ft6128254349481855A 0045000YellowReel5,000 ft612825436065© 2024 Belden, IncAll Rights Reserved.Although Belden makes every reasonable effort to ensure their accuracy at the time of this publication, information and specifications described here in are subject to error or omission and to change withoutnotice, and the listing of such information and specifications does not ensure product availability.Belden provides the information and specifications herein on an "ASIS" basis, with no representations or warranties, whether express, statutory or implied. In no event will Belden be liable for any damages(including consequential, indirect, incidental, special, punitive, or exemplary damages) whatsoever, even if Belden has been advised of the possibility of such damages, whether in an action under contract,negligence or any other theory, arising out of or in connection with the use, or inability to use, the information or specifications described herein.All sales of Belden products are subject to Belden's standard terms and conditions of sale.Belden believes this product to be in compliance with all applicable environmental programs as listed in the data sheet. The information provided is correct to the best of Belden's knowledge, information and beliefat the date of its publication. This information is designed only as a general guide for the safe handling, storage, and any other operation of the product itself or the one that it becomes a part of. The ProductDisclosure is not to be considered a warranty or quality specification. Regulatory information is for guidance purposes only. Product users are responsible for determining the applicability of legislation andregulations based on their individual usage of the product.
https://www.alphawire.com/disteAPI/SpecPDF/DownloadProductSpecPdf?productPartNumber=9440 | cable | %PDF-1.4%����1 0 obj<</CreationDate(D:20240802185605+00'00')/Creator(PDFsharp 1.50.5147 \(www.pdfsharp.com\))/Producer(PDFsharp 1.50.5147 \(www.pdfsharp.com\))>>endobj2 0 obj<</Type/Catalog/Pages 3 0 R>>endobj3 0 obj<</Type/Pages/Count 3/Kids[22 0 R 30 0 R 46 0 R]>>endobj4 0 obj<</Type/ExtGState/ca 1>>endobj5 0 obj<</Type/ExtGState/CA 1>>endobj6 0 obj<</Type/XObject/Subtype/Image/Length 1997/Filter/FlateDecode/Width 166/Height 45/BitsPerComponent 8/ColorSpace[/Indexed/DeviceRGB 127 7 0 R]/Interpolate true>>streamx�͙{W�H�}10�(�`(**V�(�O���u��W�B5UK˺�Wߙ�H���lW�?Ln2�/w�+�J¦�e{u2�¦]_��Qz�'�(,ˢ�˞��w��Io�>��a�,¦�H�6ɂ��\��F>0����D�#R3B�p�/[n�k�i���`OW�$Asv���f����3�۲C^�/.�fۍM��N���xa�6�5����n鉙z^VZ�A~0SMJO������&N)���/����l>�n4���N�D���%���FSJWZ�����K����li�oƦ��=*�{D9�1Eoz�^7����g��F�M�L�؏1&J����E�;BW���.��g��וo滾��ؓ��.���)�N����/������1�3��am�G�3ѱ�SZ�L��v��HJf�R'ϒ¡N9K6�_y�r�_��Cl#d���↎�ͧl[ݒet����J��&^���3��4����E�������A��¦ʀ����5}�%2�����6M\&�4>�3���z���pY�S�9w�D�����CS~W��'�Mm^�7<�Xm�J0D�T��}��2�#w���1�mk�-�Z)�-�8���&��i�Ӈw}e�&�'�Su��s�d&TV�Ⲳ�6�7��8��u8��땜��ܢ�?�,֯!�����Ζ���~�&*�I�R���.�ga͖�x����XB�q�cG���E�)��/uS���0����(�8h*�.�L��脙�z�N�Ζ�R�@�^��j�_����%�ǡL��X���9)�ϗ�M'����w��▇��p�)��wm��g�5G�gl$/6\���1�������Q��r�������F�G��p��C�'R9����2��9W!!T�� ر���+�%��Ed2)e�Z�̈́� W!��¦��mZ븞LaDR�LӴ,��=�@���`��)�_� $8^�S��B�='W����D�N��~#I$I��G�1����6�>I�!z�v�P�딟�q�,?B��V�z�!8b˟���BYz�����r1�>��J��c_T���Ԛw@Hf��&j�T��^��.r17��{�jo�<���-;*9ȯK�_*�r/D+.RGw��k�<���z�ؕ�L+5�ɕ��[?�TZo�Y�A�Ru^�1۲�%���F�5�Ƚ԰ڱY(3T��n�����7����>C�^È�G�e���蔤]Q��$�󎇸MA�*]�J�9�ą��;���F��M>Z��{��Ҫv���(�bF��C0]��a_��ْ>���N���JY^$w����.TT�A�w�����R#%��{�k��Nj,�SjRj�D�c3�"����A��ϒ�(_���$geD�Q�ZƳ9dr����cՖ0RZ>���VJ1E��c�7��ܦU�:�¦ہ�Yɨ�a�J�\;�[9��V!%߾���<�9���*Ef��ߝK&��ƩoK��}E���p�Hh]q`u�;!�����PA�(i����=���&Y����ޢ��l(r~P�D5Ɲy�;������n*���8��j�q�R���on߻�U;P���պaS��0I�c#��ʠ��~��tK�_��d�����f�e�ed�N�)�����$�����A���̜�dk��w�b[��r���H��)ij�G?�������Ζ�KF�0Ų��D:>����u?�^��b���6�=�Z>D��/.�endstreamendobj7 0 obj<</Length 384>>stream�������j������؈���������z(�ֽ����u!��]���,���r��S����x&�}.���q�����X������5����ƣ�����b�p��������:C�����g��������#���Ý���������ͭ������<���������������E��G����Ѵ�Ժ�������{�u ����������� �w#����t�����������Ӹ�������������������������{+�˫�����W��o��p��7������q�ӹ���������endstreamendobj8 0 obj<</Type/Font/Subtype/Type0/Encoding/Identity-H/ToUnicode 9 0 R/BaseFont/VIYSQG+Segoe#20UI/DescendantFonts[10 0 R]>>endobj9 0 obj<</Filter/FlateDecode/Length 683>>streamx�]�M�"A�����:���SA�΀��`���]��6�s��ow�T���$UI�2�f��u给���}��ӹk�¦�~�l��ǹ��ִ��]�1��C?�����=_v��jV+3�9�x��e�^���������}�/����¦����%wwS�6��,_���%�9Ǽ�������2FL�=~=�l,GԸ����[8���}�٪�*G���z����!-�~�QR:K�9R�6� eb��6�!�_��Rƥ�֤�Il�bF�����Ik���`�3j���K��&6T�LR[H�L^�E��d�]�z0JBEʸ[M��*���rF�FJ�HORz��q&�K��3�N��¦3���\"e?� e�x��.���n-6��d5WZ�A͓�̷�A'�Z�z�gё7Q�p�E�kR����ƹs���G�$�B e�X~eB+~O�2#�]}�W&遳���I�.mD�8�����@+���}�=^)3�]*��R�xw�j��U��Ԇ(t�ľ�r¦�8�'��8;���%�]�WRF�g���hI�P�A_�{�N����Ql��2��*�&h��V�)�cŃ����]#���*Жڠ(�/�㎀I���M��T`�IL���Dm[RF�u�b#@�\/�;tGL{d\vF���s���7Ӵ��]֥�_{3FM��;�_endstreamendobj10 0 obj<</Type/Font/Subtype/CIDFontType2/CIDSystemInfo<</Ordering(Identity)/Registry(Adobe)/Supplement 0>>/FontDescriptor 11 0 R/BaseFont/VIYSQG+Segoe#20UI/W[3[273]5[392]8[818]10[229]11[301]12[301]14[684]15[216]16[399]17[216]18[389]19[539]20[539]21[539]22[539]23[539]24[539]25[539]26[539]27[539]28[539]29[216]35[955]36[645]37[573]38[619]39[701]40[505]41[488]42[686]43[709]44[266]45[356]46[580]47[470]48[897]49[748]50[753]51[560]53[598]54[531]55[523]56[687]57[621]58[934]59[589]60[552]68[508]69[587]70[461]71[588]72[522]73[312]74[588]75[565]76[242]77[242]78[497]79[242]80[861]81[565]82[585]83[587]84[588]85[347]86[424]87[338]88[565]89[479]90[722]91[458]92[483]93[452]131[376]140[890]180[376]181[376]469[808]]>>endobj11 0 obj<</Type/FontDescriptor/Ascent 1079/CapHeight 700/Descent 251/Flags 32/FontBBox[-573 -411 1999 1298]/ItalicAngle 0/StemV 0/XHeight 500/FontName/VIYSQG+Segoe#20UI/FontFile2 12 0 R>>endobj12 0 obj<</Length1 66216/Filter/FlateDecode/Length 24091>>streamx��y¦TE�7¦�n�&�d_�Ā�@� �f������,�("���("2 6� " �8(*���Q�qT`�a���{��n��������¦����[�nU���9u�6� "�N*�GM��C�!jV���L��>=޿�}���M�1��W]D��O��ձ׎�/�����x��XT��6ZGtE���a����e�q�p��G�����*��/�z�#�Oʍ�%:��C�&_;����z,�3��L"}eǿ�?Y5�ñEg�́f��w�=���������㔢��]����{rO���2�:�Dw�\�fn��qڠY����m¦=�&�n$]��g���?Q�@���̌�ʏ������Ğ�<���t��O>ş5tH��9����?����4�.�?�?D]-,�g>o�o�r:M�[i`�}o���{7H¦?����Ѓ�m�OSh4�J¦�b:@�Ѷ?�G��Z�5���<�EP)��p�����G�h%�3w��`��4�f)�C?�R���� �9\O����t�v�yT;Hc�I��v�b����¦"12G��P?5vGl�~D���W;���rh"��>B���e����翟�~����翟�?��G���؂���fF:m���e��u���g������c¦F�R?D�c���e5��g�H�!�H�r�談���l�������}i��ݺF�Tv����ڷ+o[֦u�Җ-��/ivq�&%�4��������HO������r:]SA�Ev4�{M��ќ�uQoq�b(�xb@i��y�ŁPYim�UTG)�_4��f+E:�F�p�&�j���B<< /�3���oq���W������_�g���k�J���-��;"4:�B}a�U�'JU5;c�w@%u(��wuM� ~Y[{�I"���k0́b��7�{�(�o%��Q��f': ��8���Q��QiT�iQ�1S>{~����A���{����;��GC�C��ke(�I���ry�V��{q�kݨ YA[��x�]L�*��Boώ[r��}A�nO�����u(��p'�̝��}K�o��Ҭ�5���=�&����ݡ���-^��O#����ţG���#�`+�%=������*�bq��_,�Pϱ�Ÿ�u�.��B?�~��k�XMD]q�su�YX�//���)h�r� /C����܎��Ov�:;��N�^��)vI�S���¦u�f���X����Л�Q8�w�ٗש6������U+�f������Q�)*2��`K�IW�:�fByB=��ڕL��F�=?mh�/yyV�@��)¦]�4�R��ⵔWh��[Me{M=&�0߼�5!X���e!�34�����f�6/�zg�Ӻl�0en�g�5�-֞�k�\�o���]R;��\B�V��A56�:�٫���ä�}?��x�s��o�YWI��C(����?�&�+�ʺ�4��¦ٻ��>��N�}���?�Ϊ�¦#V���[ٟ(���bq��[#�+����u{�O�kP�6E(���n��k�!���r%_������Mq��y�E�n�w5Y!�G�$��:A�v*V����(B�h֝H���:�Uw�������G�z�qE�J���Up�6��D.A�xE��ۊ��e�Nq�VW$�jq;ZD��u噡�R����@��v��Wa-a���~"«h(�@�b?��hm�M�l�AM������iM�W}u^TԶ@�z"m�>�TrPn���F���4*=�(=��`�Ve��@Ia�p����ʎ����S��k������*�Cq$ݧ5�J��74]�\��8T���l#J�֭߰D��D�e�e�*��x��.UŎ=Jʢ �*,�����oq��n��K�v.��~� ���"�B�QC%�8�����8��~�?���`�g���tA���aQL�(×2�~�U�n����%F*�%&��M���13Q����sd�N<�N&�A��K�A��t�wIᡝa���Q�\>'OK��~��ܿ_��T����e�_�C��y��t��\C��D�T͙ꈸ��ph{k}��:(Uhz7��{4h�3�\�H���e�^3¦X8����l����1<�taya+E[nNX`� X �+A.�)0o��M͓��DzFU����Q�i�t1�ەH ���3v�Ge̪���b�`�A����܃L��8MtZs�-��tq�i[*N)۔�!?�W������p#$�(�-��*��?V�ĩ��ܤ�QQE��'��ѫ)��tc�zS���o���\V�Ҳkז�ݺevkٲ{��-���ءXPm!u.'�2M�{h���RZJr�����E}���}տ�w���}��ַ����Y$���"n_�*�D�ZU���5�%��>�kH����FqQ�&Jy�`�ve!�_��]g>3y�o�t�r��n�`~d-D3�����F]�C�6��?��(���?"R��wQ*5���8h�p:��Àe����e�[aۗ�:�+��e�;���\}m�v3nۤR{/�u�K��}e]z2Wo R?U�P�HAA�"7j�7Z)�F��F׆��n=U_U��q*�.�"�*Nc��kl�EۖJqQ��(�m��t�SՌ��J�JU՚]Zס�Ы./�if�ʉ]�^6��k�h��z���0p\$O+�6�k(�e�i���e#��r�:�S[��K�.�3�cƌügB�a��hr�k�ܴ�TgQ��E¦��3'W�r�G���n�����`ZZpUmZ�����S���9U��t�u�-7I�0棤�L�t�_@mV�j*�mZ�X������B���E�^��3T��>vM:8c���f\UjN�v�i~�ЂE{��?����Ϭ!eb��n��ܤ���ȹ[8��Xu�!s��_\�9��L��!m����Tʠ�H�*��Fğj�,���9WպD ��3Pe+B�����)���r��m��e-�(�v������;w��>¦��+�̋đ~wΘ��:=`��������<��M�({��i�]�/����K1UG��/��ʲx^�l7n����{�6�2�!��X�7�4,�gq�\��m"5*:�ZZ��`�ͯ���ၳkJw?�(��Zy���F�������*v��xk�N[�����s�c�����ͫ�Ӎ�3/o��M�M��R��EA7-*,l��B�o��67?��/L���E�*iQ�ٳ=���w^�����[��MV��wF����^�S��=��1aӴ�+~��!7ά[5�WڨC�
https://media.distributordatasolutions.com/synd_belden/2023q2/documents/5f0c6b432af3b0b140ff34944263e5d45e841124.pdf | cable | Product: 84316 Mil-Spec Coax, 50 Ohm, RG-316, 26 AWG Str SCCS, 95% SC Braid, FEPJkt, Commercial Non-QPLProduct DescriptionMil-Spec Coax, 50 Ohm, RG-316, 26 AWG (7x34) Silvered Copper Covered Steel Conductor, PTFE Insulation, 95% Silvered Copper Braid Shield, FEP Jacket,Commercial, non-QPLTechnical SpecificationsProduct OverviewSuitable Applications:Aerospace wireless communicationConstruction DetailsRG Type:316ConductorSizeStrandingNom. DiameterMaterial26 AWG7x340.020 inSCCS - Silvered Copper Covered SteelInsulationMaterialNom. Insulation Diameter Color CodePTFE - Polytetrafluoroethylene0.060 in (1.5 mm)WhiteOuter ShieldLayerOuter Shield TypeMaterialCoverage1BraidSilvered Copper (SC)95%Outer JacketMaterialNom. DiameterFEP - Fluorinated Ethylene Propylene0.098 in (2.5 mm)Overall Cable Diameter (Nominal): 0.098 in (2.5 mm)Electrical CharacteristicsVSWRFrequencyMax. VSWR1 MHz - 3000 MHzper M17/113-RG316AttenuationFrequency Nom. Attenuation1 MHz1.2 dB/100ft10 MHz2.7 dB/100ft50 MHz5.6 dB/100ft100 MHz8.3 dB/100ft200 MHz12.0 dB/100ft400 MHz17.5 dB/100ft700 MHz23.7 dB/100ft900 MHz27.3 dB/100ft1000 MHz29.0 dB/100ft1500 MHz36.5 dB/100ft2000 MHz42.5 dB/100ft2400 MHz47.2 dB/100ft3000 MHz53.6 dB/100ftElectricalsNom. Conductor DCRNom. Outer Shield DCRNom. Capacitance Cond-to-ShieldNom. Characteristic ImpedanceNom. Velocity of Prop.82.5 Ohm/1000ft (271 Ohm/km)8.5 Ohm/1000ft (28 Ohm/km)29 pF/ft (95 pF/m)50 Ohm70%VoltageVoltage Rating900 V (Mil-Spec)Mechanical CharacteristicsTemperatureOperating-70°C to +200°CBend RadiusInstallation Min.1 in (25 mm)Max. Pull Tension:27 lbs (12 kg)Bulk Cable Weight:10 lbs/1000ftStandards and ComplianceEnvironmental Suitability:Indoor/Outdoor, Indoor, Outdoor, Sunlight Resistance, Aerial - When supported by messenger wireSustainability:CA Prop 65Military Compliance:Commercial, non-QPL product (M17/113-RG316)European Directive Compliance:EU CE Mark, EU Directive 2015/863/EU (RoHS 2 amendment), REACH, EU Directive 2011/65/EU (RoHS 2), EU Directive 2012/19/EU (WEEE)APAC Compliance:China RoHS II (GB/T 26572-2011)HistoryUpdate and Revision:Revision Number: 0.502 Revision Date: 04-13-2023Part NumbersVariantsItem #ColorPutup TypeLengthUPC84316 001100BrownReel100 ft61282520701684316 001500BrownReel500 ft61282520713984316 0011000BrownReel1,000 ft612825207023© 2023 Belden, IncAll Rights Reserved.Although Belden makes every reasonable effort to ensure their accuracy at the time of this publication, information and specifications described here in are subject to error or omission and to change withoutnotice, and the listing of such information and specifications does not ensure product availability.Belden provides the information and specifications herein on an "ASIS" basis, with no representations or warranties, whether express, statutory or implied. In no event will Belden be liable for any damages(including consequential, indirect, incidental, special, punitive, or exemplary damages) whatsoever, even if Belden has been advised of the possibility of such damages, whether in an action under contract,negligence or any other theory, arising out of or in connection with the use, or inability to use, the information or specifications described herein.All sales of Belden products are subject to Belden's standard terms and conditions of sale.Belden believes this product to be in compliance with all applicable environmental programs as listed in the data sheet. The information provided is correct to the best of Belden's knowledge, information and beliefat the date of its publication. This information is designed only as a general guide for the safe handling, storage, and any other operation of the product itself or the one that it becomes a part of. The ProductDisclosure is not to be considered a warranty or quality specification. Regulatory information is for guidance purposes only. Product users are responsible for determining the applicability of legislation andregulations based on their individual usage of the product.
https://catalog.belden.com/techdata/EN/9223_techdata.pdf | cable | Product: 9223 Audio Coax, Low Noise, 22 AWG Str TC, Foil + 95% TC Brd, PVC JktProduct DescriptionAudio Coax, Low Noise, 22 AWG (7x30) Tinned Copper Conductor, Inner PE Conductive Layer, PE Insulation, Duobond® II + 95% Tinned Copper BraidShield, PVC JacketTechnical SpecificationsProduct OverviewSuitable Applications:Low noise microphone, Analog audio, InstrumentationConstruction DetailsRG Type:58ConductorSizeStrandingNom. DiameterMaterial22 AWG7x300.029 inTC - Tinned CopperInsulationMaterialNom. Insulation Diameter Color CodePE - Polyethylene (Conductive) 0.112 in (2.84 mm)BlackPE - Polyethylene0.112 in (2.84 mm)WhiteOuter ShieldLayerOuter Shield TypeMaterialMaterial Trade NameCoverage1TapeTri-Laminate (Alum+Poly+Alum) Duobond® II100%2BraidTinned Copper (TC)95%Outer JacketMaterialNom. DiameterPVC - Polyvinyl Chloride 0.195 in (4.95 mm)Overall Cable Diameter (Nominal): 0.195 in (4.95 mm)Electrical CharacteristicsElectricalsNom. Conductor DCRNom. Outer Shield DCRNom. Capacitance Cond-to-ShieldNom. Velocity of Prop.15.1 Ohm/1000ft (49.5 Ohm/km) 3.8 Ohm/1000ft (12 Ohm/km)37 pF/ft (120 pF/m)56%VoltageVoltage Rating1900 V RMSElectrical Characteristics Notes:NBS Low Noise Test (Modified), MIL-C-17 Paragraph 4.8.14, 8 mV Peak to Peak MaxMechanical CharacteristicsTemperatureOperating-40°C to +80°CBend RadiusInstallation Min.2 in (51 mm)Max. Pull Tension:8.85 lbs (4.01 kg)Bulk Cable Weight:24 lbs/1000ftStandards and ComplianceEnvironmental Suitability:Indoor (Not Riser or Plenum), IndoorSustainability:CA Prop 65CPR Compliance:CPR Euroclass: Eca; CPR UKCA Class: EcaEuropean Directive Compliance:EU CE Mark, EU Directive 2015/863/EU (RoHS 2 amendment), REACH, EU Directive 2011/65/EU (RoHS 2), EU Directive 2012/19/EU (WEEE)UK Regulation Compliance:UKCA MarkAPAC Compliance:China RoHS II (GB/T 26572-2011)Product NotesNotes:Not recommended for RF useHistoryUpdate and Revision:Revision Number: 0.443 Revision Date: 04-29-2024Part NumbersVariantsItem #ColorPutup TypeLengthUPCFootnote9223 010100BlackReel100 ft6128253588319223 010500BlackReel500 ft612825357742C9223 0101000 BlackReel1,000 ft612825357759C© 2024 Belden, IncAll Rights Reserved.Although Belden makes every reasonable effort to ensure their accuracy at the time of this publication, information and specifications described here in are subject to error or omission and to change withoutnotice, and the listing of such information and specifications does not ensure product availability.Belden provides the information and specifications herein on an "ASIS" basis, with no representations or warranties, whether express, statutory or implied. In no event will Belden be liable for any damages(including consequential, indirect, incidental, special, punitive, or exemplary damages) whatsoever, even if Belden has been advised of the possibility of such damages, whether in an action under contract,negligence or any other theory, arising out of or in connection with the use, or inability to use, the information or specifications described herein.All sales of Belden products are subject to Belden's standard terms and conditions of sale.Belden believes this product to be in compliance with all applicable environmental programs as listed in the data sheet. The information provided is correct to the best of Belden's knowledge, information and beliefat the date of its publication. This information is designed only as a general guide for the safe handling, storage, and any other operation of the product itself or the one that it becomes a part of. The ProductDisclosure is not to be considered a warranty or quality specification. Regulatory information is for guidance purposes only. Product users are responsible for determining the applicability of legislation andregulations based on their individual usage of the product.
https://html5.dcatalog.com/?docid=8e9daddd-82b0-4ed4-a656-a8aa011ea6d3#page=148 | cable | Electronics Powered by Prysmian North America History Store Locator Catalogs Single Page Double Page Shopping Cart Crop Share Thumbnails Download PDF Wish list Note Print Toggle Audio Submit Form My Bookmark Magnifier View Documents Where to Go Guide Report Parts Issue Rotate User Guide My Catalog Full screen Exit full screen MY CATALOG Share Download Print × Electronics Search Advanced Search Find Any of these words All of these words Exact phrase match Sort By Closest Match Page number Hide thumbnail By Item Number By Keyword History Catalogs TOC Catalogs TOC Page Range - ADD PAGES PUBLISH SAVE AS PDF HISTORY Document History Title Name Pages Delete Url Empty CLEAR ALL PAGES Notes Add Place note on desired page. Download Notes × DISCLAIMER DECLINE PROCEED × × Share Crop From Email CC Me Recipient Email Subject Message Send Cancel OK A Archive A H X Contents A Advertisers ; See All Search Text Block Page #page_num #doc_title Hi $receivername¦$receiveremail, $sendername¦$senderemail wrote these comments for you: $message $sendername¦$senderemail would like for you to view the following digital edition. Please click on the page below to be directed to the digital edition: $thumbnail$pagenum $link$pagenum No Search Results Found × Page Number Hidden Clicker Hidden Clicker Hidden Clicker × Item Identifier Item Description Item is awesome. Add to Cart Add to Wishlist Find in Store × Share × My Bookmarks Enter a description for this bookmark Bookmark Color : Bookmark Text Color : Manage Bookmarks Save bookmark × Share Your Email Recipient's email Recipient's Name Subject Message Send Email × Form submission confirmation: Your form submission was a success. You will be contacted by Washington Gas with follow-up information regarding your request. Close × Download PDF Download all as PDF Download Range From: To: Enter page range separated by commas (e.g. 1, 3, 5-12) Download × Print Select Print Layout Format Single (1 per page) Facing (2 per page) For best results when printing in "Single" mode, set your printer layout orientation to "Portrait". For best results when printing in "Facing" mode, set your printer layout orientation to "Landscape". Enter Page Range From: To: Enter page range separated by commas (e.g. 1, 3, 5-12) Include Intro Print × Email Form Recipient Email: Subject Message Send × Signature Pad Save Clear × Help This digital edition is powered by DCatalog, Inc. software. For more information, please visit www.dcatalog.com This process might take longer please wait 0% 0% progress Message Abort
https://catalog.belden.com/techdata/EN/8262_techdata.pdf | cable | Product: 8262 Mil-Spec Coax, 50 Ohm, RG-58, 20 AWG Str TC, 95% TC Braid, PVC Jkt,Commercial Non-QPLProduct DescriptionMil-Spec Coax, 50 Ohm, RG-58, 20 AWG (19x33) Tinned Copper Conductor, PE Insulation, 95% Tinned Copper Braid Shield, PVC Jacket(Non-Contaminating), Commercial, non-QPLTechnical SpecificationsProduct OverviewSuitable Applications:Point-to-point and point-to-multipoint wireless antenna communication; Wireless microphones, Two-Way Radios, Amateur (Ham) Radio, Low Power FM, GPS, RFID (RadioFrequency Identification)Construction DetailsRG Type:58ConductorSizeStrandingNom. DiameterMaterial20 AWG19x330.035 inTC - Tinned CopperInsulationMaterialNom. Insulation Diameter Color CodePE - Polyethylene0.115 in (2.92 mm)WhiteOuter ShieldOuter Shield TypeMaterialCoverageBraidTinned Copper (TC) 95%Outer JacketMaterialNom. DiameterPVC - Polyvinyl Chloride (Non-Contaminating)0.195 in (4.95 mm)Overall Cable Diameter(Nominal):0.195 in (4.95 mm)Electrical CharacteristicsAttenuationFrequency Nom. Attenuation1 MHz0.4 dB/100ft10 MHz1.4 dB/100ft50 MHz3.3 dB/100ft100 MHz4.9 dB/100ft200 MHz7.3 dB/100ft400 MHz11.5 dB/100ft700 MHz17.0 dB/100ft900 MHz20.0 dB/100ft1000 MHz21.5 dB/100ftPower RatingFrequency Max. Power Rating50 MHz300 W100 MHz200 W400 MHz90 W1,000 MHz55 WElectricalsNom. Conductor DCRNom. Outer Shield DCRNom. Capacitance Cond-to-ShieldNom. Characteristic ImpedanceNom. Velocity of Prop.10.8 Ohm/1000ft4.1 Ohm/1000ft (13 Ohm/km)30.8 pF/ft (101 pF/m)50 Ohm66%VoltageVoltage Rating1400 V (Mil-Spec)Mechanical CharacteristicsTemperatureOperating-40°C to +85°CBend RadiusInstallation Min.2 in (51 mm)Max. Pull Tension:42 lbs (19 kg)Bulk Cable Weight:24 lbs/1000ftStandards and ComplianceEnvironmental Suitability:Outdoor - Aerial, Indoor, Aerial - Black only, When supported by messenger wireSustainability:CA Prop 65CPR Compliance:CPR Euroclass: EcaMilitary Compliance:Commercial, non-QPL product (M17/155-00001)European DirectiveCompliance:EU CE Mark, EU Directive 2015/863/EU (RoHS 2 amendment), REACH, EU Directive 2011/65/EU (RoHS 2), EU Directive 2012/19/EU (WEEE)UK Regulation Compliance:UKCA MarkAPAC Compliance:China RoHS II (GB/T 26572-2011)HistoryUpdate and Revision:Revision Number: 0.528 Revision Date: 04-29-2024Part NumbersVariantsItem #ColorPutup TypeLengthUPCFootnote8262 010500BlackReel500 ft612825197423C8262 010U500BlackUnReel500 ft6128253581148262 0101000BlackReel1,000 ft612825197454C8262 010U1000BlackUnReel1,000 ft612825197430© 2024 Belden, IncAll Rights Reserved.Although Belden makes every reasonable effort to ensure their accuracy at the time of this publication, information and specifications described here in are subject to error or omission and to change withoutnotice, and the listing of such information and specifications does not ensure product availability.Belden provides the information and specifications herein on an "ASIS" basis, with no representations or warranties, whether express, statutory or implied. In no event will Belden be liable for any damages(including consequential, indirect, incidental, special, punitive, or exemplary damages) whatsoever, even if Belden has been advised of the possibility of such damages, whether in an action under contract,negligence or any other theory, arising out of or in connection with the use, or inability to use, the information or specifications described herein.All sales of Belden products are subject to Belden's standard terms and conditions of sale.Belden believes this product to be in compliance with all applicable environmental programs as listed in the data sheet. The information provided is correct to the best of Belden's knowledge, information and beliefat the date of its publication. This information is designed only as a general guide for the safe handling, storage, and any other operation of the product itself or the one that it becomes a part of. The ProductDisclosure is not to be considered a warranty or quality specification. Regulatory information is for guidance purposes only. Product users are responsible for determining the applicability of legislation andregulations based on their individual usage of the product.
https://prysmian-group.dcatalog.com/v/Electronics/#page=162 | cable | Electronics Powered by Prysmian North America History Store Locator Catalogs Single Page Double Page Shopping Cart Crop Share Thumbnails Download PDF Wish list Note Print Toggle Audio Submit Form My Bookmark Magnifier View Documents Where to Go Guide Report Parts Issue Rotate User Guide My Catalog Full screen Exit full screen MY CATALOG Share Download Print × Electronics Search Advanced Search Find Any of these words All of these words Exact phrase match Sort By Closest Match Page number Hide thumbnail By Item Number By Keyword History Catalogs TOC Catalogs TOC Page Range - ADD PAGES PUBLISH SAVE AS PDF HISTORY Document History Title Name Pages Delete Url Empty CLEAR ALL PAGES Notes Add Place note on desired page. Download Notes × DISCLAIMER DECLINE PROCEED × × Share Crop From Email CC Me Recipient Email Subject Message Send Cancel OK A Archive A H X Contents A Advertisers ; See All Search Text Block Page #page_num #doc_title Hi $receivername¦$receiveremail, $sendername¦$senderemail wrote these comments for you: $message $sendername¦$senderemail would like for you to view the following digital edition. Please click on the page below to be directed to the digital edition: $thumbnail$pagenum $link$pagenum No Search Results Found × Page Number Hidden Clicker Hidden Clicker Hidden Clicker × Item Identifier Item Description Item is awesome. Add to Cart Add to Wishlist Find in Store × Share × My Bookmarks Enter a description for this bookmark Bookmark Color : Bookmark Text Color : Manage Bookmarks Save bookmark × Share Your Email Recipient's email Recipient's Name Subject Message Send Email × Form submission confirmation: Your form submission was a success. You will be contacted by Washington Gas with follow-up information regarding your request. Close × Download PDF Download all as PDF Download Range From: To: Enter page range separated by commas (e.g. 1, 3, 5-12) Download × Print Select Print Layout Format Single (1 per page) Facing (2 per page) For best results when printing in "Single" mode, set your printer layout orientation to "Portrait". For best results when printing in "Facing" mode, set your printer layout orientation to "Landscape". Enter Page Range From: To: Enter page range separated by commas (e.g. 1, 3, 5-12) Include Intro Print × Email Form Recipient Email: Subject Message Send × Signature Pad Save Clear × Help This digital edition is powered by DCatalog, Inc. software. For more information, please visit www.dcatalog.com This process might take longer please wait 0% 0% progress Message Abort
https://www.alphawire.com/products/cable/alpha-essentials/coaxial-cable/9316/ | cable | Coaxial Cable ¦ Alpha Essentials ¦ 9316 ¦ Alpha Wire English English Spanish 简体中文 Region Africa & Middle East APAC Europe North America South America Dashboard Join Welcome User LOGOUT LOGIN 0 Unsupported Browser It looks like you’re using a web browser that we don’t support. To get the best experience, please use one of these supported browsers. ✓ Chrome ✓ Firefox ✓ Edge ✓ Opera ✓ Safari Products Cable Wire Accessories Custom Markets Aerospace and Defense Automated Systems Consumer Electronics Energy Industrial Packaging Medical Devices Pulp and Paper Robotics Semiconductor Resources Knowledge Center Regulation and Compliance Terms and Conditions Tools RoHS Certification Search Help Partners Find a Distributor Alpha Wire > Products > Cable > Alpha Essentials > Coaxial Cable > 9316 > Coaxial Cable 9316 Products > Cable > Alpha Essentials > Coaxial Cable > 9316 > Cable Alpha Essentials Alpha Wire Industrial Series Cable EcoGen®️ Pro-Tekt™: The European Cable System Xtra-Guard® Performance Cable Coaxial Cable 9316 This picture is representative only and may not match the specific configuration of the product listed on this page. Please refer to the product specifications for more information on this part number and its exact configuration. Download RoHS Certificate Coaxial Cable 9316 Part Number: 9316 Download RoHS Certificate Share Alpha Wire's Coaxial Cable 9316 twitter linkedin email facebook copy url send as sms Alpha Wire offers 50-, 75-, 93-, and 100-ohm coaxial, twinaxial, and triaxial cables in a wide range of insulation and jacket materials and rated for UL, CSA and military specifications. We now also provide non-magnetic coaxial cable options 9849 and 9851 , which provide better signal transmission with minimal distortion while handling higher frequencies. Looking for a space-saving option? We also offer Micro Coaxial cable, ideal for customers looking for uninterrupted signal transmission in compact spaces. Request Samples View Pricing Add to Cart Find a Stocking Distributor Construction Applicable specifications Environmental Other Properties View Pricing View Pricing Find a Stocking Distributor Construction Diameter ("in") 1) Component 1 1 x 1 COAX a) Conductor 25 (7/.0067) AWG SCW 0.020 b) Insulation 0.020" Wall, Nom. PTFE 0.060 (1) Color(s) Cond Color Cond Color Cond Color 1 CLEAR 2) Shield SPC BRAID Shield, 94% Coverage, min. 3) Jacket 0.010" Wall, Nom., FEP 0.098 (0.102 max.) a) Color(s) NATURAL TAN b) Print ALPHA WIRE-* P/N 9316 MIL-DTL-17 M17/113-RG 316 12814 E346462 1C 26 AWG SHIELDED 200C (UL) C(UL) CMG FT4 OR AWM 1971 150C 125V CE ROHS * = Factory Code Note: Product may have c(UL) or CSA markings depending upon plant of manufacture. Applicable Specifications 1) UL AWM/STYLE 1971 150°C / 125 V RMS CMG 200°C 2) CSA International C(UL) TYPE CMG 200°C FT4 3) Military MIL-C-17/113 RG 316/U 200°C / 900 V RMS 4) CE EU Low Voltage Directive 2006/95/EC Environmental 1) CE: EU Directive 2011/65/EU(RoHS2) This product complies with European Directive 2011/65/EU (RoHS Directive) of the European Parliament and of the Council of 8 June 2011. No exemptions are required for RoHS Compliance on this item. Refer to the RoHS Certificate of Compliance for more detail. 2) REACH Regulation (EC 1907/2006) This product does not contain Substances of Very High Concern (SVHC) listed on the European Union's REACH candidate list in excess of 0.1% mass of the item. For up-to-date information, please see Alpha's REACH SVHC Declaration . 3) California Proposition 65 Outer surface materials used in manufacturing this part meet the requirements of California Proposition 65. Properties Physical & Mechanical Properties 1) Temperature Range -55 to 200°C 2) Bend Radius 10X Cable Diameter 3) Pull Tension 2.11 lbs. max. Electrical Properties Engineering purposes only 1) Voltage Rating 900 V RMS 2) Characteristic Impedance 50 Ω +/- 2 3) Ground Capacitance 29.3 pf/ft @1 kHz, Nominal 4) Velocity of Propagation 70 % 5) Conductor DCR 85.8 Ω/1000ft @20°C, Nominal 6) OA Shield DCR 8.5 Ω/1000ft @20°C, Nominal 7) Voltage Withstanding 2 kV, min. 8) Corona Extinction 1.2 kV, min. 9) SRL 30 db @ 50 MHz 30 @ 100 MHz 23 @ 400 MHz 21 @ 1 GHz 17 db @ 3 GHz 10) Attenuation (max. dB/100ft) 7.5 @ 50 MHz 11 @ 100 MHz 21 @ 400 MHz 38 @ 1 GHz 58 @ 3 GHz Other Packaging Flange x Traverse x Barrel (inches) a) 1000 FT 9 x 4.5 x 3.5 max. 3 separate pieces; Min length/piece 100 FT. b) 500 FT 6.5 x 4 x 2.5 max. 2 separate pieces; Min length/piece 100 FT. c) 100 FT 3.5 x 3 x 1.125 Continuous Length d) Bulk (made-to-order) Max. 3 pieces per 1000 FT./Min length 100 FT. [Spool dimensions may vary slightly] Prompt Text I Agree OK Cart Added ( ) ' ' to your cart Get a Sample Request a free product sample Get Sample Quick Links RoHS Search Competitor Cross REACH Find a Distributor Resources Request a Sample Heat Shrink Size Guide Regulation and Compliance Speak to Sales Product Changes About Alpha Wire About Alpha Wire About Eco Gen News and Events Career Opportunities Help ISO Certifications Follow Us Facebook LinkedIn 1-800-52-ALPHA Terms and Conditions Privacy Policy Customer Support Sitemap Copyright © 2024 Alpha Wire, All Rights Reserved. Cookie Settings