## Sheet1
datasheet_link | target_col | text
https://lfillumination.com/files/specsheets/EF408B-Light-Unit.pdf | lighting | EF400 System # EF408BDIE CAST CYLINDRICAL LIGHT UNIT SPOTLIGHT• 3.15” diameter cylinder• 125° x 125° arm articulation - Friction lock• 90º x 90° head rotation - Friction lock• Die cast aluminum optical housing• Articulating arm allows for greater aiming • Powder coat finish LED SOURCE • Field-changeable optic• CREE / ValuDIM™• Accepts 1 or more optical accessoriesELECTRICAL• Field-replaceable LED driver• DimmableMOUNTING• Fabricated aluminum extension arm• Side channel magnetic mount• Designed for EF400 - EF4BNS ChannelLABELS• Suitable for damp locationCATALOG NUMBERTYPEPROJECTSMALLEF4BLED3.51” (89)3.15” (80)90° x 90°Head RotationFriction Lock9.60”(244)POWER SUPPLY20.00”(508)+/-+/- 125° RotationFriction LockMagneticMounts+/- 100° RotationFriction Lock2.10”(53)3.00” (76)1.77” (45).75” (19).79”(20)Application ViewEF400 / EFBNS Channel ShownMAGNETIC MOUNTArm DetailSpecificationsHEADQUARTERS9200 Deering AvenueChatsworth CA 91311 Telephone: 818-885-1335Toll Free: 855-885-1335Fax: 818-576-1335©2022 LF ILLUMINATION LLCWe reserve the right to change or withdraw specifications without prior notice.www.lfillumination.comrev: 032122LimitedLimitedORDERING INFO SERIESWATTAGE CRI / COLORBEAMDRIVERFINISHEF408B EF400Cylindrical SmallDie Cast Aluminum HousingVariable AdjustmentEF400 Channel Mount08C 08W LED 982 lm del.13C 13W LED 1322 lm del.19C 19W LED 1900 lm del.26C 26W LED 2555 lm del. Delivered @ 80CRI / 3000K Narrow Beam8027 80CRI / 2700K 8030 80CRI / 3000K8035 80CRI / 3500K 8040 80CRI / 4000K9227 92CRI / 2700K 9230 92CRI / 3000K9235 92CRI / 3500K 9240 92CRI / 4000KN Narrow 13°M Medium 22°W Wide 30°V Very Wide 50°DMU Dimming Multiple Forward/Reverse Phase (@ 120V only) 0-10V Wires Present (@ 120-277V) BB BlackWW WhiteConsult factory for custom colors. Minimum order required. Bezels only available in black or white.ValuDIM™15V 15W LED / 874lm del.3000-1800K Warm Dimming Delivered @ 92CRI / 3000K Narrow Beam9220 92CRI / 3000-1800K92209220 Warm Dimming (ValuDIM Only)Ordering Example: EF408B-13C-8027-W-DMU-BBMeasurements in ( ) are metric equivalents.PLEASE NOTE THAT STARTERS AND JUMPERS ARE REQUIRED FOR THE EF ACCENT HEADS TO MAKE A COMPLETE FUNCTIONING SYSTEM.SEE LINK HERE FOR MORE INFO: EF-Accent-Starter_Jumper-111121.pdf (lfillumination.com)
https://lfillumination.com/files/specsheets/EF407B-Light-Unit.pdf | lighting | EF400 System # EF407BDIE CAST CYLINDRICAL LIGHT UNIT HEADQUARTERS9200 Deering AvenueChatsworth CA 91311 ©2022 LF ILLUMINATION LLCWe reserve the right to change or withdraw specifications without prior notice.Telephone: 818-885-1335Toll Free: 855-885-1335Fax: 818-576-1335www.lfillumination.comrev: 032122SPOTLIGHT• 2.45” diameter cylinder• 125° x 100° arm articulation - Friction lock• 90º x 90° head rotation• Aluminum optical housing• Articulating arm allows for greater aiming • Powder coat finish LAMPS (not included)• 12V MR16 50W max - Derate Labels Available• LED Retrofit 15W max - Works with SORAA®• Easy relamping via front ring snap-in catch action• Accepts up to 2 optical accessories dependent on lampELECTRICAL• Electronic transformer • Tandem enclosure• ELV dimmableMOUNTING• Die-cast aluminum extension arm• Side channel magnetic mount• Designed for EF400 channel (Sold Separately)LABELS• Suitable for damp locationCATALOG NUMBERTYPEPROJECTSMALLORDERING INFO SERIESWATTAGE / LAMPPOWER SUPPLYVOLTAGEFINISHEF407B EF407BCylindrical SmallAluminum HousingVariable Adjustment020MR16X MR16 20W035MR16X MR16 35W050MR16X MR16 50W015MR16X MR16 15W LED RetrofitET Electronic Transformer1 120V2 277VWW WhiteBB BlackConsult factory for custom colors. Minimum order required. Ordering Example: EF407B-050MR16X-ET-1-BBEF4BMR16 2.45” (62)3.65” (93)+/- 125° RotationFriction LockMagnetic+/- 100° Rotation MountsFriction Lock3.00” (76)1.77” (45).75” (19).79”(20)9.60”(244)90° x 90°Head RotationFriction Lock2.10”(53)POWER SUPPLY20.00”(508)+/-MAGNETIC MOUNTApplication View(EF400 System Channel Shown)Arm DetailSpecificationsMeasurements in ( ) are metric equivalents.PLEASE NOTE THAT STARTERS AND JUMPERS ARE REQUIRED FOR THE EF ACCENT HEADS TO MAKE A COMPLETE FUNCTIONING SYSTEM.SEE LINK HERE FOR MORE INFO: EF-Accent-Starter_Jumper-111121.pdf (lfillumination.com)
https://www.acuitybrands.com/api/products/getasset/healthcare-lighting/1626980/677116f7-4592-4516-9d8c-eae892e07331/hdmc.pdf?abl_version=02%2f23%2f2023+18%3a13%3a41&DOC_Type=SPEC_SHEET | lighting | Type:Project:HDMCSurface Mount with FAR-UVC Filtered 222nm Disinfection TechnologyRev. 05/02/24HDMCSPECIFICATIONS1Healthcare Lighting ¦ Acuity Brands Lighting, Inc., One Lithonia Way, Conyers, GA 30012 • (800)-705-SERV (7378) • www.healthcare-lighting.comHealthcare Lighting, nLight, and the Acuity Brands logo are registered trademarks of Acuity Brands. Care222 is a registered trademark of Ushio America, Inc. Products herein may be covered by one or more U.S. Patents and Patents Pending. Specifications subject to change without notice. © 2021-2024 Acuity Brands Lighting, Inc. All Rights Reserved. DIMENSIONSHIGHLIGHTS• Featuring Care222® far-UVC disinfection* technology with patented filter for narrow band 222nm emission• Care222 technology operates continually and meets exposure guidelines for occupied space established by the American Conference of Governmental Industrial Hygienists (ACGIH) 1• Targets the air and surfaces for pathogen control 2• LED status indicator visible from room• Discreet form factor for merging into existing interior spaces• Fixtures are suitable for damp location• Recessed or surface junction box mounting configurations available• Ideal applications include nonresidential hospitality, healthcare facilities, offices, conference rooms, educational facilities, and other public spaces• UV module designed for easy replacement• Multiple paint color finishes standard as well as RAL color selections• Features a 2-year limited warrantyWAVELENGTH SPECTRUMCOMPANION UNIT(S)HDMPC 9LONG & 6LONGModule in Pendant Cord7 1/4" [184.1]9 7/8" [250.8]Ø5 1/2" [139.7]Ø4 5/8" [117.5]Junction box by others(see Compatibility Table)*All references to “disinfection” are referring generally to the reduction of pathogenic bioburden and are not intended to refer to any specific definition of the term as may be used for other purposes by the U.S. Food and Drug Administration or the U.S. Environmental Protection Agency. Reference Specifications page of this document for full disclaimer.1. ACGIH® 2021 TLVs® and BEIs® - Based on the Documentation of the Threshold Limit Values for Chemical Substances and Physical Agents & Biological Exposure Indices; when installed and used in accordance with written instructions.2. Reference page 5-6 of this document under Projected Virus Inactivation and Projected Bacteria InactivationHDMCHDMPS 9LONG & 6LONGModule in Pendant StemHDMRModule in RecessedInstall From Below CeilingHDMR w MF4 AccessoryMounting Frame KitNew Construction or Grid CeilingsCare222® delivers a narrow band of 222nm UV at energy levels that do not penetrate living tissue in skin or beyond the top layer of the cornea in the eyes. Rev. 05/02/24HDMCType:Project:2HDMCSurface Mount with FAR-UVC Filtered 222nm Disinfection TechnologyHealthcare Lighting ¦ Acuity Brands Lighting, Inc., One Lithonia Way, Conyers, GA 30012 • (800)-705-SERV (7378) • www.healthcare-lighting.comHealthcare Lighting, nLight, and the Acuity Brands logo are registered trademarks of Acuity Brands. Care222 is a registered trademark of Ushio America, Inc. Products herein may be covered by one or more U.S. Patents and Patents Pending. Specifications subject to change without notice. © 2021-2024 Acuity Brands Lighting, Inc. All Rights Reserved. HDMC 6LONG UV222 D108 MVOLT CJB SIAMSeriesSizeWavelengthProgramming OptionVoltageMount AdapterHDMCHealthcare Disinfection Module Surface Mount6LONG6 Inch Nominal9LONG9 Inch NominalUV222222nmD108Dose Level for 108 inch (min) to 113.9 inch (max) Height from Floor to Module FaceD114Dose Level for 114 inch (min) to 119.9 inch (max) Height from Floor to Module FaceD120Dose Level for 120 inch (min) to 125.9 inch (max) Height from Floor to Module FaceD126Dose Level for 126 inch (min) to 131.9 inch (max) Height from Floor to Module FaceD132Dose Level for 132 inch (min) or Greater Height from Floor to Module FaceMVOLT120-277 Volt(blank)Not RequiredHJBASquare Junction Box Adapter(Finish to match HDMC housing)Mounting (See Table 1)FinishCJBCanopy over Recessed or Surface J-BoxCJBSCCanopy over Surface J-Box with Conduit Connectors(Finish to match HDMC housing)GWAMGloss White AntimicrobialSIAMGloss Silver AntimicrobialGBKAMGloss Black AntimicrobialMBKAMMatte Black AntimicrobialMWAMMatte White AntimicrobialBZAMBronze Anti-MicrobialRALTBD*RAL Paint Finish*RALTBD for pricing only. Replace with applicable RAL call out when ready to order. See the Architectural RAL Color Brochure for available options.CATALOG NUMBERExample:Table 1Junction Box Compatibility MatrixJunction Box (by others)Canopy TypeCJBCJBSC4" Octagon 4x4x1.5 deep[101.6mm x 101.6mm x 38.1mm]YesYes4" Octagon 4x4x2.125 deep[101.6mm x 101.6mm x 54.0mm]YesNo4" Square 4x4x1.5 deep[101.6mm x 101.6mm x 38.1mm]Yes*No*Mount adapter HJBA requiredFor sale only in the United States of America and Mexico.Rev. 05/02/24HDMCType:Project:3HDMCSurface Mount with FAR-UVC Filtered 222nm Disinfection TechnologyHealthcare Lighting ¦ Acuity Brands Lighting, Inc., One Lithonia Way, Conyers, GA 30012 • (800)-705-SERV (7378) • www.healthcare-lighting.comHealthcare Lighting, nLight, and the Acuity Brands logo are registered trademarks of Acuity Brands. Care222 is a registered trademark of Ushio America, Inc. Products herein may be covered by one or more U.S. Patents and Patents Pending. Specifications subject to change without notice. © 2021-2024 Acuity Brands Lighting, Inc. All Rights Reserved. SPECIFICATIONSHousingExtruded aluminum cylinder body construction.FinishPainted in durable polyester powder coat paint with anti-microbial** additive. Available in six standard solid colors. Consult Technical Support for custom colors or specify RAL colors from Architectural RAL Color brochure.MountingFor new or existing ceiling construction types. Designed for installation to 4" [101.6mm] recessed or surface octagon or square junction box.SourceCare222® mercury-free far-UVC excimer lamp. Emits a soft violet glow from 1.75" x 2.38 [44.5mm x 60.3mm] opening when powered.FilterPatented short pass filter for narrow band 222nm emission that removes longer wavelengths that can penetrate the living tissue in skin or beyond the top layer of the cornea in the eyes. Enables operation that can meet ACGIH® guidelines for occupied space.WavelengthEmitted Wavelength Range is 200nm ~ 230nm with Peak Wavelength at 222nm far-UVC.CircuitingSingle circuit; Not intended for use with wall switches. Connect to an unswitched circuit intended for 24/7/365 continuous operation.WattageConsumes 14 wattsPower FactorAt 120volt = 99% At 277volt = 91%Voltage120 thru 277v/50-60HzInput Current (Maximum).14 amps at 120V .06 amps at 277Controls and System Networking Options Requires no external controls or startup commissioning.Dosing DurationUV lamp module will operate on 12-minute cycles for a duration of between 10 and 50 seconds each cycle. The duration will depend on the specific dose chosen to meet the application design requirements.UV Lamp Module LifeRated for 3000 hours (approximately 5 years of life based on activated hours)***Ambient Temperature Range+32° to +104°F [+0° to +40°C]Ambient Operating Humidity90% relative humidity non-condensing maximum.EnvironmentSuitable for damp locations.CertificationUL certified to meet U.S. standards for germicidal equipment for use in occupied spaces.Registration InformationEPA Est. No.: 97727-IN-1Precautionary Statements• See Installation Instructions [link] for proper usage guidelines and warnings regarding risks resulting from misuse. • See below for information about potential limited photodegradation of materials. • This fixture may generate ozone. Each emitter in the fixture has an ozone emission maximum concentration of 0.001 ppm over an 8-hour period, as tested in accordance with UL 867. Precautions that can be taken, if needed, to ensure that ozone concentration stays within applicable permissible exposure limits are described in the Installation Instructions [link].• Emitters used in this fixture are in the EXEMPT RISK GROUP for photobiological risk, as described in IEC 62471, when correctly commissioned and properly installed in accordance with written instructions. Ozone EmissionsMaximum concentration of 0.001 ppm over an 8-hour period, as tested in accordance with UL 867.Meets California ozone emissions limits. California Air Resources Board (CARB) certified.Fixture WeightHDMC 9LONG = 10lbs [4.54kg]HDMC 6LONG = 8lbs [3.63kg]HDMC 9LONG CJBSC = 11.2lbs [5.08kg]HDMC 6LONG CJBSC = 9.2lbs [4.17kg]Government Procurement BAA – Buy America(n) Act: Product qualifies as a domestic end product under the Buy American Act as implemented in the FAR and DFARS. Product also qualifies as manufactured in the United States under DOT Buy America regulations.BABA – Build America Buy America: Product qualifies as produced in the United States under the definitions of the Build America, Buy America Act.Please refer to www.acuitybrands.com/resources/buy-american for additional information.Warranty2-year limited warranty. This is the only warranty provided and no other statements in this specification sheet create any warranty of any kind. All other express and implied warranties are disclaimed. Complete warranty terms are located at: www.acuitybrands.com/support/warranty/terms-and-conditionsUV Disinfection* Technology• Reference page 5-6 of this document under Projected Virus Inactivation and Projected Bacteria Inactivation.• Application design layout and associated projected reduction of pathogenic bioburden available by requesting a consultation with an Acuity Brands UV Lighting Specialist.Notes: Actual performance may differ as a result of end-user environment and application.All values are design or typical values, measured under laboratory conditions at 25 °C. Specifications subject to change without notice.Disclaimer*All references to “disinfection” are referring generally to bioburden reduction and are not intended to refer to any specific definition of the term as may be used for other purposes by the U.S. Food and Drug Administration or the U.S. Environmental Protection Agency. Bioburden reduction is a function of fixture run time and the distance to the UV light source, airflow, room size, shadow areas and/or other factors, and the level of reduction will vary within a specific space. These fixtures are not intended for use in the cure, mitigation or prevention of disease and are not certified or approved for use as or for the disinfection of medical devices by the FDA. It is the obligation of the end-user to consult with appropriately qualified Professional Engineer(s), a Certified Infection Control professional and a Certified Industrial Hygienist, as applicable, to determine whether these fixtures meet the applicable requirements for system performance, code compliance, safety (including safety and hazard alerting signs), suitability and effectiveness for use in a particular application design.**Antimicrobial properties are built in to inhibit the growth of bacteria that may affect this product. The antimicrobial properties do not protect users or others against bacteria, viruses, germs or other pathogens.***Average rated life based on industry standard measurements and not a performance claim specific to any individual product.Rev. 05/02/24HDMCType:Project:4HDMCSurface Mount with FAR-UVC Filtered 222nm Disinfection TechnologyHealthcare Lighting ¦ Acuity Brands Lighting, Inc., One Lithonia Way, Conyers, GA 30012 • (800)-705-SERV (7378) • www.healthcare-lighting.comHealthcare Lighting, nLight, and the Acuity Brands logo are registered trademarks of Acuity Brands. Care222 is a registered trademark of Ushio America, Inc. Products herein may be covered by one or more U.S. Patents and Patents Pending. Specifications subject to change without notice. © 2021-2024 Acuity Brands Lighting, Inc. All Rights Reserved. PROGRAMMING OPTION SELECTION9.2”7.2”11.8” = = 9.9”6LONGHDMC9LONGCJB**Add j-box height for surface j-box mountingCJSCBCJB*Programming OptionsCJSCBFor this example, Choose D108 OptionRound C down between closest available optionsFixtureHeightHeight fromfoor to module faceFind B(Fixture Height)120 - 9.9 = 110.1Find C(UV ModuleHeight)Choose Programming Option(round 110.1 down)A - B = CA D132D126D120D114D108= BCExample: HDMC 9LONG CJB (mounted to recessed j-box in10ft ceiling) What programming option should I select given my ceiling height and mounting options? The Programming Option changes the duty cycle of the UV emitter activation to keep UV exposure levels in the occupied space (i.e. the portion that is 7 feet or less above fnished foor) below ACGIH® published exposure limits. The correct Programming Option to specify depends on the height of the UV emitter module face above the foor.Start Here(sketch out your installation)HDMC CJB 9LONGFinishCeilingHeightProjected UV Exposure and Exposure LimitsThis chart illustrates mounting height conﬁgurations for the HDMCﬁxture, incorporating Care222® technology, that provide a UV exposure dose within the exposure guidelines¹ established and published by the American Conference of Governmental Industrial Hygienists (ACGIH®). For the UV exposure dose to remain within the ACGIH guidelines for the level of UV exposure a typical worker can be exposed to without adverse health eﬀects,the maximum exposure dose must not exceed 23 mJ/cm² (millijoules per square centimeter) for an 8-hour period of time. Per the UL 8802 standard, the upper limit of occupied space is deﬁned to be a test plane 7' Above Finished Floor (AFF). This calculated maximum exposure dose represents the dose an individual would receive over an 8-hour period at 7' Above Finished Floor (AFF) even if stationary in the location of maximum dose. The levels of exposure in the ACGIH guidelines are quantiﬁed asThreshold Limit Values (TLVs®) and are expressed as Time-Weighted Averages (TWAs). The TLVs for incoherent ultraviolet (UV) radiation are established for wavelengths between 180 and 400 nm and represent conditions under which it is believed that nearly all healthy workers may be repeatedly exposed without acute adverse health eﬀects such as erythemaand photokeratitis. ACGIH guidelines are designed for use by industrial hygienists in making decisions regarding safe levels of exposure to hazards in the workplace. DistanceMeets ACGIH Mounting Ht.Mounting Ht. to Head Ht.<23 mJ/cm²9'D108D114D120D126D132D132D13210'9'-6"10'-6"11'12'2'3'2'-6"3'-6"4'5'YesYesYesYesYesYesmJ/cm²18.9920.2619.720.2619.3115.2612.36Maximum 8 hr Dose1. ACGIH® 2021 TLVs® and BEIs® - Based on the Documentation of the Threshold Limit Values for Chemical Substances and Physical Agents & Biological Exposure Indices; when installed and used in accordance with written instructions. Projected UV Exposure and Exposure LimitsThis chart illustrates mounting height configurations for the HDMC fixture, incorporating Care222® technology, that provide a UV exposure dose within the exposure guidelines¹ established and published by the American Conference of Governmental Industrial Hygienists (ACGIH®). For the UV exposure dose to remain within the ACGIH guidelines for the level of UV exposure a typical worker can be exposed to without adverse health effects, the maximum exposure dose must not exceed 23 mJ/cm² (millijoules per square centimeter) for an 8-hour period of time. Per the UL 8802 standard, the upper limit of occupied space is defined to be a test plane 7' Above Finished Floor (AFF). This calculated maximum exposure dose represents the dose an individual would receive over an 8-hour period at 7' Above Finished Floor (AFF) even if stationary in the location of maximum dose. The levels of exposure in the ACGIH guidelines are quantified as Threshold Limit Values (TLVs®) and are expressed as Time-Weighted Averages (TWAs). The TLVs for incoherent ultraviolet (UV) radiation are established for wavelengths between 180 and 400nm and represent conditions under which it is believed that nearly all healthy workers may be repeatedly exposed without acute adverse health effects such as erythema and photokeratitis. ACGIH guidelines are designed for use by industrial hygienists in making decisions regarding safe levels of exposure to hazards in the workplace. 1. ACGIH® 2021 TLVs® and BEIs® - Based on the Documentation of the Threshold Limit Values for Chemical Substances and Physical Agents & Biological Exposure Indices; when installed and used in accordance with written instructions.DistanceMaximum 8 hr DoseMeets ACGIHMounting Ht.Mounting Ht. to Head Ht.mJ/cm2<23 mJ/cm2D1089'2'18.99YesD1149'-6"2'-6"20.26YesD12010'3'19.7YesD12610'-6"3'-6"20.26YesD13211'4'19.31YesD13211'-6"4'-6"15.26YesD13212'5'12.36YesRev. 05/02/24HDMCType:Project:5HDMCSurface Mount with FAR-UVC Filtered 222nm Disinfection TechnologyHealthcare Lighting ¦ Acuity Brands Lighting, Inc., One Lithonia Way, Conyers, GA 30012 • (800)-705-SERV (7378) • www.healthcare-lighting.comHealthcare Lighting, nLight, and the Acuity Brands logo are registered trademarks of Acuity Brands. Care222 is a registered trademark of Ushio America, Inc. Products herein may be covered by one or more U.S. Patents and Patents Pending. Specifications subject to change without notice. © 2021-2024 Acuity Brands Lighting, Inc. All Rights Reserved. Use this chart to estimate the effectiveness of one HDMC fixture, mounted at various mounting heights (Z) and having different areas of coverage (X x Y), at inactivating the pathogens listed below on surfaces. The calculated average dose for each scenario is determined from Visual® lighting application software radiometric modeling1 and is then correlated with laboratory research2 to derive predicted inactivation effectiveness for specific pathogens. The analysis assumes that a horizontal plane positioned 2'-6" Above Finished Floor (AFF) is receiving the dose. For different areas of coverage or multiple fixture layouts, consult an Acuity Brands UV Lighting Specialist. 1. The results presented here are based upon a 12'x12'x15' high empty room with all surface reflectance assumed to be 5%. 2. Reference Pathogen Inactivation Dose Reference List - 222nm, 254nm & Pulsed Xenon UV Light Sources. 3. As a result of computational limitations and simplifying modeling assumptions in Visual, variations in actual product performance from tested product samples, and/or variations in field conditions from laboratory testing conditions, the accuracy of calculated output values identifying radiometric quantities and any resulting derived radiation dose predictions may be adversely affected. See complete disclaimer at: VISUAL LIGHTING DISCLAIMERProjected Virus Inactivation4'x4' Area (X x Y)Calculated Average Dose3Surface Pathogen Inactivation2ProgrammingMounting Ht (Z)mJ/cm2Feline CalicivirusInfluenzaSARS-CoV-2MRSAE. coliSalmonella% in 24 HoursHrs to 90%Hrs to 99.9%% in 24 HoursHrs to 90%Hrs to 99.9%% in 24 HoursHrs to 90%Hrs to 99.9%% in 24 HoursHrs to 90%Hrs to 99.9%% in 24 HoursHrs to 90%Hrs to 99.9%% in 24 HoursHrs to 90%Hrs to 99.9%D1089'4.681.0 %33.3 hr100.0 hr99.5 %10.4 hr31.3 hr>99.9 %6.3 hr18.8 hr91.0 %23.0 hr68.9 hr99.5 %10.4 hr31.3 hr97.5 %14.9 hr44.8 hrD1149.5'6.891.2 %22.7 hr68.1 hr>99.9 %7.1 hr21.3 hr>99.9 %4.3 hr12.8 hr97.1 %15.7 hr47.0 hr>99.9 %7.1 hr21.4 hr99.6 %10.2 hr30.5 hrD12010'8.495.1 %18.3 hr54.9 hr>99.9 %5.7 hr17.2 hr>99.9 %3.4 hr10.3 hr98.7 %12.6 hr37.9 hr>99.9 %5.7 hr17.2 hr99.9 %8.2 hr24.6 hrD12610.5'10.497.7 %14.7 hr44.1 hr>99.9 %4.6 hr13.8 hr>99.9 %2.8 hr8.3 hr99.6 %10.1 hr30.4 hr>99.9 %4.6 hr13.8 hr>99.9 %6.6 hr19.7 hrD13211'11.798.5 %13.2 hr39.5 hr>99.9 %4.1 hr12.4 hr>99.9 %2.5 hr7.4 hr99.8 %9.1 hr27.2 hr>99.9 %4.1 hr12.4 hr>99.9 %5.9 hr17.7 hrD13212'9.596.7 %16.2 hr48.5 hr>99.9 %5.1 hr15.2 hr>99.9 %3.0 hr9.1 hr99.3 %11.1 hr33.4 hr>99.9 %5.1 hr15.2 hr>99.9 %7.2 hr21.7 hr6' X6' Area (X x Y)Calculated Average Dose3Surface Pathogen Inactivation2ProgrammingMounting Ht (Z)mJ/cm2Feline CalicivirusInfluenzaSARS-CoV-2MRSAE. coliSalmonella% in 24 HoursHrs to 90%Hrs to 99.9%% in 24 HoursHrs to 90%Hrs to 99.9%% in 24 HoursHrs to 90%Hrs to 99.9%% in 24 HoursHrs to 90%Hrs to 99.9%% in 24 HoursHrs to 90%Hrs to 99.9%% in 24 HoursHrs to 90%Hrs to 99.9%D1089'3.874.4 %40.6 hr121.7 hr98.7 %12.7 hr38.1 hr>99.9 %7.6 hr22.9 hr86.1 %28.0 hr83.9 hr98.7 %12.7 hr38.1 hr95.2 %18.2 hr54.5 hrD1149.5'5.787.3 %26.8 hr80.4 hr99.9 %8.4 hr25.2 hr>99.9 %5.0 hr15.1 hr95.0 %18.5 hr55.4 hr99.9 %8.4 hr25.2 hr99.0 %12.0 hr36.0 hrD12010'7.392.7 %21.1 hr63.3 hr>99.9 %6.6 hr19.8 hr>99.9 %4.0 hr11.9 hr97.8 %14.6 hr43.7 hr>99.9 %6.6 hr19.9 hr99.7 %9.5 hr28.4 hrD12610.5'9.296.4 %16.6 hr49.9 hr>99.9 %5.2 hr15.6 hr>99.9 %3.1 hr9.4 hr99.2 %11.5 hr34.4 hr>99.9 %5.2 hr15.6 hr>99.9 %7.5 hr22.4 hrD13211'10.497.7 %14.7 hr44.1 hr>99.9 %4.6 hr13.8 hr>99.9 %2.8 hr8.3 hr99.6 %10.1 hr30.4 hr>99.9 %4.6 hr13.8 hr>99.9 %6.6 hr19.7 hrD13212'8.795.7 %17.6 hr52.9 hr>99.9 %5.5 hr16.6 hr>99.9 %3.3 hr9.9 hr98.9 %12.2 hr36.5 hr>99.9 %5.5 hr16.6 hr>99.9 %7.9 hr23.7 hr8' X 8' Area (X x Y)Calculated Average Dose3Surface Pathogen Inactivation2ProgrammingMounting Ht (Z)mJ/cm2Feline CalicivirusInfluenzaSARS-CoV-2MRSAE. coliSalmonella% in 24 HoursHrs to 90%Hrs to 99.9%% in 24 HoursHrs to 90%Hrs to 99.9%% in 24 HoursHrs to 90%Hrs to 99.9%% in 24 HoursHrs to 90%Hrs to 99.9%% in 24 HoursHrs to 90%Hrs to 99.9%% in 24 HoursHrs to 90%Hrs to 99.9%D1089'2.863.8 %54.4 hr163.1 hr96.1 %17.0 hr51.1 hr99.6 %10.2 hr30.6 hr77.1 %37.5 hr112.5 hr96.1 %17.0 hr51.1 hr89.6 %24.4 hr73.1 hrD1149.5'4.579.9 %34.4 hr103.3 hr99.4 %10.8 hr32.4 hr>99.9 %6.5 hr19.4 hr90.2 %23.8 hr71.3 hr99.4 %10.8 hr32.4 hr97.2 %15.4 hr46.3 hrD12010'5.887.8 %26.2 hr78.8 hr99.9 %8.2 hr24.7 hr>99.9 %4.9 hr14.8 hr95.3 %18.1 hr54.3 hr99.9 %8.2 hr24.7 hr99.1 %11.8 hr35.3 hrD12610.5'7.793.7 %20.0 hr60.1 hr>99.9 %6.3 hr18.8 hr>99.9 %3.8 hr11.3 hr98.2 %13.8 hr41.5 hr>99.9 %6.3 hr18.8 hr99.8 %9.0 hr27.0 hrD13211'8.995.9 %17.3 hr51.8 hr>99.9 %5.4 hr16.2 hr>99.9 %3.2 hr9.7 hr99.0 %11.9 hr35.8 hr>99.9 %5.4 hr16.3 hr>99.9 %7.7 hr23.2 hrD13212'7.793.7 %20.0 hr60.0 hr>99.9 %6.3 hr18.8 hr>99.9 %3.8 hr11.3 hr98.2 %13.8 hr41.3 hr>99.9 %6.3 hr18.8 hr99.8 %9.0 hr26.9 hrRev. 05/02/24HDMCType:Project:6HDMCSurface Mount with FAR-UVC Filtered 222nm Disinfection TechnologyHealthcare Lighting ¦ Acuity Brands Lighting, Inc., One Lithonia Way, Conyers, GA 30012 • (800)-705-SERV (7378) • www.healthcare-lighting.comHealthcare Lighting, nLight, and the Acuity Brands logo are registered trademarks of Acuity Brands. Care222 is a registered trademark of Ushio America, Inc. Products herein may be covered by one or more U.S. Patents and Patents Pending. Specifications subject to change without notice. © 2021-2024 Acuity Brands Lighting, Inc. All Rights Reserved. Use this chart to estimate the effectiveness of one HDMC fixture, mounted at various mounting heights (Z) and having different areas of coverage (X x Y), at inactivating the pathogens listed below on surfaces. The calculated average dose for each scenario is determined from Visual® lighting application software radiometric modeling1 and is then correlated with laboratory research2 to derive predicted inactivation effectiveness for specific pathogens. The analysis assumes that a horizontal plane positioned 2'-6" Above Finished Floor (AFF) is receiving the dose. For different areas of coverage or multiple fixture layouts, consult an Acuity Brands UV Lighting Specialist. 1. The results presented here are based upon a 12'x12'x15' high empty room with all surface reflectance assumed to be 5%. 2. Reference Pathogen Inactivation Dose Reference List - 222nm, 254nm & Pulsed Xenon UV Light Sources. 3. As a result of computational limitations and simplifying modeling assumptions in Visual, variations in actual product performance from tested product samples, and/or variations in field conditions from laboratory testing conditions, the accuracy of calculated output values identifying radiometric quantities and any resulting derived radiation dose predictions may be adversely affected. See complete disclaimer at: VISUAL LIGHTING DISCLAIMERProjected Bacteria Inactivation10' X 10' Area (X x Y)Calculated Average Dose3Surface Pathogen Inactivation2ProgrammingMounting Ht (Z)mJ/cm2Feline CalicivirusInfluenzaSARS-CoV-2MRSAE. coliSalmonella% in 24 HoursHrs to 90%Hrs to 99.9%% in 24 HoursHrs to 90%Hrs to 99.9%% in 24 HoursHrs to 90%Hrs to 99.9%% in 24 HoursHrs to 90%Hrs to 99.9%% in 24 HoursHrs to 90%Hrs to 99.9%% in 24 HoursHrs to 90%Hrs to 99.9%D1089'2.051.4 %76.6 hr230.0 hr90.0 %24.0 hr72.0 hr97.8 %14.4 hr43.2 hr64.8 %52.9 hr158.6 hr90.0 %24.0 hr72.1 hr80.0 %34.4 hr103.1 hrD1149.5'3.369.0 %47.2 hr141.5 hr97.6 %14.8 hr44.3 hr99.8 %8.9 hr26.6 hr81.7 %32.5 hr97.6 hr97.6 %14.8 hr44.4 hr92.7 %21.1 hr63.4 hrD12010'4.479.7 %34.7 hr104.0 hr99.4 %10.9 hr32.6 hr>99.9 %6.5 hr19.5 hr90.1 %23.9 hr71.8 hr99.4 %10.9 hr32.6 hr97.1 %15.5 hr46.6 hrD12610.5'6.088.3 %25.7 hr77.2 hr99.9 %8.1 hr24.2 hr>99.9 %4.8 hr14.5 hr95.6 %17.7 hr53.2 hr99.9 %8.1 hr24.2 hr99.2 %11.5 hr34.6 hrD13211'7.192.3 %21.6 hr64.7 hr>99.9 %6.8 hr20.3 hr>99.9 %4.1 hr12.2 hr97.6 %14.9 hr44.6 hr>99.9 %6.8 hr20.3 hr99.7 %9.7 hr29.0 hrD13212'6.490.2 %23.8 hr71.4 hr>99.9 %7.5 hr22.4 hr>99.9 %4.5 hr13.4 hr96.5 %16.4 hr49.2 hr>99.9 %7.5 hr22.4 hr99.4 %10.7 hr32.0 hr12' X12' Area (X x Y)Calculated Average Dose3Surface Pathogen Inactivation2ProgrammingMounting Ht (Z)mJ/cm2Feline CalicivirusInfluenzaSARS-CoV-2MRSAE. coliSalmonella% in 24 HoursHrs to 90%Hrs to 99.9%% in 24 HoursHrs to 90%Hrs to 99.9%% in 24 HoursHrs to 90%Hrs to 99.9%% in 24 HoursHrs to 90%Hrs to 99.9%% in 24 HoursHrs to 90%Hrs to 99.9%% in 24 HoursHrs to 90%Hrs to 99.9%D1089'1.440.5 %106.5 hr319.4 hr80.9 %33.3 hr100.0 hr93.7 %20.0 hr60.0 hr52.9 %73.4 hr220.2 hr80.9 %33.4 hr100.1 hr68.6 %47.7 hr143.2 hrD1149.5'2.457.4 %64.7 hr194.1 hr93.5 %20.3 hr60.8 hr98.9 %12.2 hr36.5 hr71.0 %44.6 hr133.8 hr93.5 %20.3 hr60.8 hr85.1 %29.0 hr87.0 hrD12010'3.369.3 %46.7 hr140.2 hr97.7 %14.6 hr43.9 hr99.8 %8.8 hr26.3 hr82.0 %32.2 hr96.7 hr97.7 %14.6 hr43.9 hr92.8 %21.0 hr62.9 hrD12610.5'4.580.3 %34.0 hr102.0 hr99.4 %10.6 hr31.9 hr>99.9 %6.4 hr19.2 hr90.5 %23.4 hr70.3 hr99.4 %10.7 hr32.0 hr97.3 %15.2 hr45.7 hrD13211'5.586.2 %27.9 hr83.6 hr99.8 %8.7 hr26.2 hr>99.9 %5.2 hr15.7 hr94.4 %19.2 hr57.7 hr99.8 %8.7 hr26.2 hr98.8 %12.5 hr37.5 hrD13212'5.284.7 %29.5 hr88.4 hr99.7 %9.2 hr27.7 hr>99.9 %5.5 hr16.6 hr93.4 %20.3 hr61.0 hr99.7 %9.2 hr27.7 hr98.5 %13.2 hr39.6 hrRev. 05/02/24HDMCType:Project:7HDMCSurface Mount with FAR-UVC Filtered 222nm Disinfection TechnologyHealthcare Lighting ¦ Acuity Brands Lighting, Inc., One Lithonia Way, Conyers, GA 30012 • (800)-705-SERV (7378) • www.healthcare-lighting.comHealthcare Lighting, nLight, and the Acuity Brands logo are registered trademarks of Acuity Brands. Care222 is a registered trademark of Ushio America, Inc. Products herein may be covered by one or more U.S. Patents and Patents Pending. Specifications subject to change without notice. © 2021-2024 Acuity Brands Lighting, Inc. All Rights Reserved. Use the "Years to 54,000 mJ/cm2" data reported on the chart (below left) and the Photodegradation Testing Results reported on the chart (below right) to estimate the photodegradation effect on surfaces resulting from UV irradiation from one HDMC fixture, with the coverage areas (X x Y)1 and at the mounting heights specified in the chart (below left). The calculated average dose2 for each scenario identified in the chart (below left) is determined from Visual® lighting application software radiometric modeling and is used to calculate the amount of time required to reach the dose used in independent laboratory photodegradation testing3. The analysis assumes that a horizontal plane positioned 2'-6" Above Finished Floor (AFF) is receiving the dose. Note that the calculated doses as presented in the chart (below left) are average values on the designated calculation plane. Calculated doses at specific points may be higher or lower than the average value. To estimate the photodegradation effect for different areas of coverage, at specific points, or multiple fixture layouts, consult an Acuity Brands UV Lighting Specialist. 1. The results presented here are based upon a 12'x12'x15' high empty room with all surface reflectance assumed to be 5%. 2. As a result of computational limitations and simplifying modeling assumptions in Visual, variations in actual product performance from tested product samples, and/or variations in field conditions from laboratory testing conditions, the accuracy of calculated output values identifying radiometric quantities and any resulting derived radiation dose predictions may be adversely affected. See complete disclaimer at: VISUAL LIGHTING DISCLAIMER 3. Independent laboratory photodegradation testing performed by Assured Testing Services, Ridgeway, PA, Test Report 28545, August 12, 2020.Projected Photodegradation Effect4'x4' Area (X x Y)Calculated Avg. 24hr Dose5Years to Dose of 54,000 mJ/cm2*Programming OptionMounting Ht (Z)mJ/cm2D1089'4.632.16D1149.5'6 .821.76D12010'8.417.61D12610.5'10.414.23D13211'11.712.64D13212'9.515.576' x 6' Area (X x Y)Calculated Avg. 24hr Dose5Years to Dose of 54,000 mJ/cm2*Programming OptionMounting Ht (Z)mJ/cm2D1089'3.838.93D1149.5'5.725.96D12010'7.320.27D12610.5'9.216.08D13211'10.414.23D13212'8.717.018' x 8' Area (X x Y)Calculated Avg. 24hr Dose5Years to Dose of 54,000 mJ/cm2*Programming OptionMounting Ht (Z)mJ/cm2D1089'2.852.84D1149.5'4.532.88D12010'5.825.51D12610.5'7.719.21D13211'8.916.62D13212'7.719.2110' x 10' AreaCalculated Avg. 24hr Dose5Years to Dose of 54,000 mJ/cm2*Programming OptionMounting Ht (Z)mJ/cm2D1089'2.073.97D1149.5'3.344.83D12010'4.433.62D12610.5'6.024.66D13211'7.120.84D13212'6.423.1212' x 12' AreaCalculated Avg. 24hr Dose5Years to Dose of 54,000 mJ/cm2*Programming OptionMounting Ht (Z)mJ/cm2D1089'1.4105.68D1149.5'2.461.64D12010'3.344.83D12610.5'4.532.88D13211'5.526.90D13212'5.228.45Photodegradation Effect at Dose of 54,000 mJ/cm2*MaterialBefore UV ExposureAfter UV ExposureAverage Δ E**Average Δ - Durometer Hardness***Polyvinyl chloride (PVC)27.273Polypropylene3.86-1Polyethylene5.500Polytetrafluoroethylene (PTFE)1.020Clear polymethyl methacrylate2.503White polymethyl methacrylate9.08-3Polyoxymethylene4.475Polycarbonate6.89-3Acrylonitrile butadiene styrene (ABS)0.900Polyester1.13-1Nylon6.77-4PHOTODEGRADATION TESTING RESULTS3Rev. 05/02/24HDMCType:Project:8HDMCSurface Mount with FAR-UVC Filtered 222nm Disinfection TechnologyHealthcare Lighting ¦ Acuity Brands Lighting, Inc., One Lithonia Way, Conyers, GA 30012 • (800)-705-SERV (7378) • www.healthcare-lighting.comHealthcare Lighting, nLight, and the Acuity Brands logo are registered trademarks of Acuity Brands. Care222 is a registered trademark of Ushio America, Inc. Products herein may be covered by one or more U.S. Patents and Patents Pending. Specifications subject to change without notice. © 2021-2024 Acuity Brands Lighting, Inc. All Rights Reserved. Independent Lab Test Results1 for Determining Photodegradation Effect for Far-UVC Filtered 222nm technology (Care222®)* The independent test lab results compared materials at an initial state of no UV exposure and a final state of UV exposure at 54,000 mJ/cm2.** ΔE is a benchmark used to measure color difference compared to a known set of CIELAB color coordinates defined by the International Commission on Illumination (CIE). The Photodegradation Testing Results table presents data calculated by the CIE76 formula, ΔE*ab. CIE76 is a formula that relates a measured color difference to a known set of CIELAB coordinates. ΔE*ab ~ 2.3 equates to a Just Noticeable Difference*** Durometer Hardness is a benchmark of material hardness, as measured by a Shore Durometer device. The Photodegradation Testing Results table presents the difference in measured material hardness over the exposure dose. For the majority of the materials tested there was no or only a very small change in Durometer Hardness. Unvarnished Oak and Poplar showed some change in Durometer Hardness.Comparing Far-UVC Filtered 222nm Disinfection Technology (Care222®) Photodegradation Effect to General Illumination Photodegradation Effect To compare photodegradation caused by UV to photodegradation caused by general illumination, which also causes a photodegradation effect, a Just Noticeable Difference (ΔE*ab ~ 2.3) in a space illuminated by a white light source to an illuminance of 50 fc would occur as soon as 6 months for highly sensitive materials and as long as 30 years for minimally sensitive materials.* There is recognizable photodegradation of materials caused by almost all light sources including incandescent, fluorescent, halogen, metal halide, LED, and UV. While some UV sources, depending on spectral conte
https://lfillumination.com/files/specsheets/KATRPB-Pendant.pdf | lighting | Extruded AluminumHousingSatin AcrylicDiffuser5.87”(149)2.47”(63)6’-0” AdjustablePower SupplyCableAdjustablePower SupplyJ-Box CanopyCover4” J-Box by othersØ2.76” (70)Ø5.00” (127)KATRPB CYLINDER PENDANT MOUNTHEADQUARTERS9200 Deering AvenueChatsworth CA 91311 Telephone: 818-885-1335Toll Free: 855-885-1335Fax: 818-576-1335PENDANT HOUSING• Single downlight accent fixture / small size• 2.76” Diameter cylindrical shape• Die cast aluminum housing• LED optical grade reflector• 5” diameter canopy• Satin acrylic diffuser• Powder coat finishLED SOURCE• CREE• Through ventilation passively cooled thermal managementELECTRICAL• Fully integral LED driver• Phase dimmable power supplyMOUNTING• Directly to junction box• Surface canopy with 6’ adjustable cable• and hardware suppliedLABELS• Suitable for damp locationCATALOG NUMBERTYPEPROJECTwww.lfillumination.comrev: 022323©2023 LF ILLUMINATION LLCWe reserve the right to change or withdraw specifications without prior notice.Measurements in ( ) are metric equivalents.ORDERING INFO SERIESWATTAGE CRI / COLORBEAMPOWER SUPPLYVOLTAGEFINISHKATRPB KATE ROUND PENDANTSmall Downlight08C 08W LED 391lm Delivered9230 92CRI / 3000KX Acrylic DiffuserD1 Phase Dimming (120V only)1 120VBB BlackWW WhiteSS SilverConsult factory for custom colors Ordering Example: KATRPB-08C-9230-X-D1-1-BBSpecificationsLEDINTEGRAL DRIVERSMALLJA8: 08C9xxx, 13C9xxx,15V9xxx, 19U9xxx LED Engines/Sources may be used to complywith CA JA8 Title 24A A JA8: 08C9xxx, 13C9xxx,15V9xxx, 19U9xxx LED Engines/Sources may be used to complywith CA JA8 Title 24A JA8: 08C9xxx, 13C9xxx,15V9xxx, 19U9xxx LED Engines/Sources may be used to complywith CA JA8 Title 24JA8: 08C9xxx, 13C9xxx,15V9xxx, 19U9xxx LED Engines/Sources may be used to complywith CA JA8 Title 24A CUS®Limited
https://lfillumination.com/files/specsheets/JULRPB-Pendant.pdf | lighting | Die Cast AluminumHousing5.87”(149)6’-0” AdjustablePower SupplyCable.25”(635)AdjustablePower SupplyJ-Box CanopyCover4” Octagon RecessedJ-Box by othersØ2.76” (70)Ø5.00” (127)JULRPB CYLINDER PENDANT MOUNTHEADQUARTERS9200 Deering AvenueChatsworth CA 91311 Telephone: 818-885-1335Toll Free: 855-885-1335Fax: 818-576-1335PENDANT HOUSING• Single downlight accent fixture / small size• 2.76” Diameter cylindrical shape• Die cast aluminum housing• LED optical grade reflector• 5” diameter canopy• Powder coat finishLED SOURCE• CREE / ValuDIM™ Warm dimming• Field replaceable optics available• Will accept 1 lens and 1 louver• Through ventilation passively cooled thermal managementELECTRICAL• Fully integral LED driver• Phase dimmable power supplyMOUNTING• Directly to junction box• Surface canopy with 6’ adjustable cable• and hardware suppliedLABELS• Suitable for damp locationCATALOG NUMBERTYPEPROJECTwww.lfillumination.comrev:051022©2022 LF ILLUMINATION LLCWe reserve the right to change or withdraw specifications without prior notice.Measurements in ( ) are metric equivalents.ORDERING INFO SERIESWATTAGE CRI / COLORBEAMPOWER SUPPLYFINISHJULRPB JULIE PENDANTSmall Downlight08C 8W LED 801 lm del.13C 13W LED 1078 lm del.15C 15W LED 1208 lm del.Delivered @ 80CRI / 3000KNarrow Beam8027 80CRI / 2700K 8030 80CRI / 3000K8035 80CRI / 3500K 8040 80CRI / 4000K9227 92CRI / 2700K 9230 92CRI / 3000K9235 92CRI / 3500K 9240 92CRI / 4000K9827 98CRI / 2700K 9830 98CRI / 3000K9835 98CRI / 3500K 9840 98CRI / 4000KN Narrow 12°M Medium 25°W Wide 35°V Very Wide 55°DMU Dimming Multiple Forward/Reverse Phase (@ 120V only) 0-10V Wires Present (@ 120-277V)BB All BlackWBWhite withBlack BezelWWAll WhiteSB Silver with Black BezelConsult factory for custom colorsValuDIM™15V 15W LED / 712lm del. / 3000-1800K Warm DimmingDelivered @ 92CRI / 3000KNarrow Beam9220 92CRI / 3000-1800K Warm Dimming (ValuDIM Only) Ordering Example: JULRPB-13C-8030-M-DMU-BBCUS®LimitedSpecificationsLEDINTEGRAL DRIVERSMALL
https://www.focalpointlights.com/sites/default/files/FLCY3__Q.pdf | lighting | Photometric performance is measured in accordance with IESNA LM-79. Visit focalpointlights.com for complete photometric data.Focal Point LLC ¦ 4141 S. Pulaski Rd, Chicago, IL 60632 ¦ 773.247.9494 ¦ focalpointlights.comID+ 3.5" CylinderLED PENDANT WITH DECORATIVE REVEALFEATURESDIMENSIONAL DATA (continued on page 3 & 4)PERFORMANCEWhite Glow Palladium Silver Custom RAL June 2022 Q3.5'' cylinder pendant with decorative reveal; glow or non-glow options.Custom color options for finish and glowing reveal. One-piece die-cast reflector with a knife edge for a modern aesthetic.50° cut-off for brightness control and visual comfort.Multiple canopy options enable various driver offerings and conduit installations while maintaining premier aesthetics.Power cord, fixed and swivel stem suspension mounting options.Warm Dim: Lighting that enhances spaces with a warm glow, reminiscent of incandescent or halogen light sources.PoE compatible: Integrates with Power over Ethernet lighting systems via standard, low-voltage wires.7.88"200.2mm2.55"64.8mm4.00"101.6mmGlowing Reveal4" Octogonal J-Box required(By others)Non-Glow Reveal0.77"4.00"101.6mm3.55"90.2mm1.56"39.6mm3.50"88.9mm4.00"101.6mm0.44"8.13"206.6mm28˚ Narrow FloodLumen Output: 1500lmTotal System Watts: 17WSpacing Criterion: 0.5089˚ Super Wide FloodLumen Output: 1500lmTotal System Watts: 17W Spacing Criterion: 1.24Not Compatible with4" Square J-BoxSurface Mount Companions Power Canopy Decorative Shallow CanopyShallow Canopy 50˚ Swivel Stem Custom RAL Glow Black Non-Glow White White Non-GlowBlackFocal Point LLC reserves the right to change specifications for product improvement without notification.fixture: project: SPECIFICATIONS LED SystemProprietary LED module with single light emitting source. May be specified in 2700K, 3000K, 3500K or 4000K in CRI>80 or CRI>90. 3500K and 4000K with CRI>90 have a cyanosis observa-tion index (COI) of 3.3 or less. Color accuracy within 2 SDCM. Aluminum heat sink provides appropriate thermal management. ConstructionUpper housing is extruded aluminum. Lower reflector is die-cast aluminum. Twist & lock construction leaves no visible fasteners within the knife edge trim. Fixture will not exceed 5 lb.OpticsBeam spreads achieved with optics that may be easily changed in field. Cut-off degreeDistribution Beam Spread ¦ Spacing CriteriaNFLFL1FL2WFLSWFL50˚28˚ ¦ 0.5034˚ ¦ 0.5945˚ ¦ 0.7557˚ ¦ 0.80—80˚————89˚ ¦ 1.24ElectricalChoice of constant current dimming drivers. Power factor > .9 typical. PoE compatible: Integrates with Power over Ethernet lighting systems via standard, low-voltage wires. L11 & LFP with Shallow Canopy, Integral Driver not Right Light as standard, consult factory.EmergencyEmergency output —7W for 90 minutes. Maximum mounting height: 16.98 ft. J-box cannot be recessed above the ceiling with Emergency Battery.LabelsUL and cUL listed. Suitable for Dry or Damp Locations, indoor use only. FinishPolyester powder coat applied over a multi-stage pre–treatment. Swivel stem option is designed with a matching cylinder, swivel stem, and canopy finish.Lumen MaintenanceReported: L70 > 60,000 hours Calculated: L70 at > 194,000 hours L80 > 60,000 hours L80 at > 120,000 hours (Derived from EPA TM-21 calculator. Based on typical conditions, consult factory for additional data.)ReliabilityAt Focal Point, our products are designed to stand the test of time. Each luminaire is engineered using superior components, manufactured with the utmost care and rigorously tested. Contact us for reliability data.WarrantyLED system rated for operation in ambient environments up to 25°C. 5 year limited warranty.PERFORMANCE TABLEORDERINGLuminaire SeriesFLCY3ID+ 3.5" Round Cylinder FLCY3Trim TypeRDRoundRDDecorative RevealWhite Non-Glow RevealWHRBlack Non-Glow RevealBKRWhite Glowing RevealWHGCustom Color Glowing Reveal (Specify your RAL color value. Extended lead time consult factory.)RAL_ _ _ _Lumen Output700 Lumens700L1000 Lumens1000L1500 Lumens1500L1700 Lumens1700L2000 Lumens (PC & DPC only)2000LColor Temperature2700K, 80+ CRI or 90+ CRI27K or 927K3000K, 80+ CRI or 90+ CRI30K or 930K3500K, 80+ CRI or 90+ CRI35K or 935K4000K, 80+ CRI or 90+ CRI40K or 940KWarm Dim: 2700-1800K, 90+ CRI 92718WWarm Dim: 3000-1800K, 90+ CRI 93018W(Warm Dim: 1500L only. EMR not available.)Circuit1CSingle Circuit1CVoltage120/277 UNVUNV120 Volt120277 Volt277Low VoltageLVCanopy ConfigurationShallow Canopy, Integral Driver *SCShallow Canopy with decorative J-box cover, Integral Driver *DSC*(L11, LVN & LFP only.)Power Canopy PCPower Canopy with decorative J-box cover DPCControl System & Dimming Level0-10V - 0% DimmingLZ10-10V - 1% DimmingL11Low Voltage, PoE compatibleLVN(No driver. Not available with EMR. SC or DSC with LV Voltage only.)Phase Dimming (SC with 120V only. Consult factory for recommended dimmers.)LFPLutron Hi-Lume EcoSystem (LDE1) - 1% DimmingLH1Lutron Hi-Lume - Forward Phase - 1% Dimming (120V only. 1000L max.)LTEDALI - 0% DimmingDZ1DALI - 1% DimmingD11Mounting72" Cable, Straight Feed (Cut in field) C72144" Cable, Straight Feed (Cut in field) C14412", 50˚ Swivel StemB1218", 50˚ Swivel StemB182' – 8' in 1' increments, 50˚ Swivel StemB_(Specify in inches, example: 8' stem = B96)12", Fixed StemS1218", Fixed StemS182' – 8' in 1' increments, Fixed StemS_(Specify in inches, example: 8' stem = S96)Optic50˚ Cut-off ConeDNT(Not available with SWFL distribution)50˚ Cut-off Cone with Solite LensDNTS(NFL distribution only)80˚ Cut-off ConeDSS(SWFL distribution only)DistributionNarrow FloodNFLFlood 1FL1Flood 2FL2Wide FloodWFLSuper Wide FloodSWFLFactory OptionsEmergency BatteryEMR(J-box cannot be recessed above the ceiling. Remote test switch.)Reflector ColorCDClear DiffuseCDLuminaire Finish(Cylinder, swivel stem and canopy finish match)Black with Black cordBKWhite with White cordWHPalladium Silver with Black cordPSCustom Color with White cord (Specify your RAL color value. Extended lead time consult factory.)RAL_ _ _ _Lumen OutputDelivered LumensSystem WattsLPW700L7368961000L108212941500L158217921500L114523491700L174319912000L20572486Glowing Reveal, 3500K, 80CRI, Clear Diffuse, Narrow Flood Distribution. Warm Dim based on 3000 - 1800K, 90 CRI. Lumen output may vary +/- 5%. Actual wattage may vary +/- 5%.10 DAYOptions in orange qualify for the Quickship program. 10-day up to 50 pieces. Refer to Quickship Guide for complete details. SC - Shallow Canopy, Integral DriverSurface mount J-BoxIndicates Driver LocationRecessed J-Box5.00"127.0mmRecessed J-BoxSurface mount J-BoxPC - Power CanopyEmergency Battery optionEmergency Battery optionEmergency Battery optionEmergency Battery option3.10"78.7mm6.00"152.4mm3.10"78.7mm6.00"152.4mm16.20"411.5mm1.93"49.0mm3.10"78.7mm6.00"152.4mmDSC - Shallow Canopy with decorative J-box cover, Integral Driver 5.00"127.0mm5.00"127.0mmEM Battery16.20"411.5mm1.93"49.0mmEM BatterySurface mount J-BoxSurface mount J-Box6.00"152.4mm6.00"152.4mm16.82"427.15mm1.91"48.63mmEM Battery2.16"54.9mm2.16"54.9mmConduit byothersDPC - Power Canopy with decorative J-box cover 5.05"128.3mm6.00"152.4mm16.82"427.15mm1.91"48.63mmEM Battery5.05"128.3mm6.00"152.4mmConduit byothersDIMENSIONAL DATA CONTINUED10'NON-SCALLOPING SUPER WIDE FLOOD DESIGN GUIDE - 1500 LUMEN EXAMPLEDistancefrom bottom of fixtureFootcandlesFixtures 3' from WallFixtures 3.5' from WallFixtures 4' from Wall3' OC3.5' OC3' OC3.5' OC3' OC3.5' OC0 - 1'3"2222222222222221116"2222222222222222229"33333333322222222212"3333333332222222222'8887776665555554443'1515151313131111111010108887774'1919191616161515151313131212121111115'1919191616161717171515151515151313136'1717171414141616161414141515151313137'1515151313131515151313131414141212128'1313131111111313131111111313131111119'11111199911111110101012121210101010'9998881010108881010109993.5" CYLINDER LUMEN MULTIPLIER TABLEHow To Use Lumen MultipliersFormula: (Lumen Output Value) x (Color Temperature & CRI) x (Optic & Distribution)Example: FLCY3-RD-1000L-935K-DNT-FL1 (1000) x (0.83) x (0.87) ≈ 722 lm (estimated delivered lumens)Color Temperature & CRITrim TypeOpticColor TemperatureMultiplierRound [RD]ALL2700K, 80+ CRI [27K]0.932700K, 90+ CRI [927K]0.783000K, 80+ CRI [30K]0.973000K, 90+ CRI [930K]0.813500K, 80+ CRI [35K]1.003500K, 90+ CRI [935K]0.834000K, 80+ CRI [40K]1.014000K, 90+ CRI [940K]0.862700-1800K, 90+ CRI [92718W]0.763000-1800K, 90+ CRI [93018W]0.72Optic & DistributionTrim TypeOpticDistributionMultiplierRound [RD]Tall Cone, 50˚ cut-off [DNT]Narrow Flood (28˚) [NFL]1.00Flood 1 (34˚) [FL1]0.89Flood 2 (45˚) [FL2]0.75Wide Flood (57˚) [WFL]0.75Tall Cone, 50˚ cut-off with Solite Lens [DNTS]Narrow Flood (28˚) [NFL]0.97Super Short Cone, 80˚ cut-off [DSS]Super Wide Flood (89˚) [SWFL]0.74Multiplier tables are provided to aid with estimation of lumen levels across options. Apply multipliers against ordered Lumen Output to estimate Delivered Lumens. Refer to IES files for most accurate photometric information.
https://www.signify.com/api/assets/v1/file/Signify/content/cbd5621f152243918593ab840107e6c6/D2L.pdf | lighting | Project: Location: Cat.No: Type: Lamps: Qty: Notes: Add detail and style to any space with the Micro Vetro accents and Calculite 1.75" LED remodeler.D2L 04/19 page 1 of 2DownlightingDecorativeD2L Micro Vetro AccessoryComplete luminaire = Frame + Trim or Micro Vetro (optional) + Installation Accessories (if required)Features1. Acrylic decorative elements: Solid high temp, UV resistant composite with open aperture. Interior diameter is frosted polished exterior.2. Glass decorative elements: Solid high temp, UV resistant composite with open aperture. Interior diameter is frosted polished exterior. 3. Die-cast construction ring: Exterior edge of construction ring is visible, satin aluminum fin-ish matches diameter of decorative element for a flangelss appearance.4. Standard CCL reflector: flanged provided, attached to element with (3) #4-40 screws.5. Aluminum insert: (D2L01 only) Satin aluminum ring is mechanically inserted in composite to create drama and intrigue in the element.MechanicalDecorative elements are mechanically secured to the die-cast construction ring and the inte-gral reflector from the factory. Twist and lock the decorative element reflector attachment into the frame-in kit.Optional frame-in kits available (C2LMP and C2LIC).LabelscULus Listed. Suitable for damp locations.Decorative Elementexample: D2LR01 + C3LVSeriesModel*Use with frame-in kitsD2L Decorative Element for 1.75" downlightR01 Reflector with Round acrylic with aluminum insertR02 Reflector with Round acrylicR03 Reflector with Round glassS01 Reflector with Square acrylicS02 Reflector with Square glassC2L series frame-in kits only (Recommended use of 25° and 17° beam options for best performance)Frameexample: C2L09DL930K30RUZ10VSeriesLumensStyleCCT / CRIInstallationVoltageC2L Calculite LED 1.75"09 900 lmDL Downlight927 2700K / 90CRI930 3000K / 90CRI935 3500K / 90CRI940 4000K / 90CRIR Install from belowE1 120VZ10U Universal with 0-10V dimming* The Comfort Clear (CCL) reflector finish is standard, other reflector finish options are available as variant requests.D2L Micro Vetro AccessoryRound & Square decorative elements for Calculite LED 1.75"Dimensions© 2019 Signify Holding. All rights reserved. This document contains information relating to the product portfolio of Signify which information may be subject to change. No representation or warranty as to the accuracy or completeness of the information included herein is given and any liability for any action in reliance thereon is disclaimed. All trademarks are owned by Signify Holding or their respective owners.D2L 04/19 page 2 of 2 Signify North America Corporation 200 Franklin Square Drive, Somerset, NJ 08873 Telephone 855-486-2216 Signify Canada Ltd. 281 Hillmount Road, Markham, ON, Canada L6C 2S3 Telephone 800-668-9008 www.lightolier.comThe information presented in this document is not intended as any commercial offer and does not form part of any quotation or contract.1 5⁄16"33mm1 5⁄16"33mm1 5⁄16"33mm1 3⁄8"35mm1 1⁄4"32mm1 1⁄4"32mm1 1⁄2"38mm1 1⁄2"38mm1 7⁄8"48mm1 3⁄8"35mm2 3⁄4"70mm2 5⁄8"67mm2 3⁄4"70mm2 3⁄4"70mm2 3⁄4"70mm1 11⁄16"43mm1 5⁄16"33mm1 5⁄16"33mm1 5⁄16"33mm1 3⁄8"35mm1 1⁄4"32mm1 1⁄4"32mm1 1⁄2"38mm1 1⁄2"38mm1 7⁄8"48mm1 3⁄8"35mm2 3⁄4"70mm2 5⁄8"67mm2 3⁄4"70mm2 3⁄4"70mm2 3⁄4"70mm1 11⁄16"43mm1 5⁄16"33mm1 5⁄16"33mm1 5⁄16"33mm1 3⁄8"35mm1 1⁄4"32mm1 1⁄4"32mm1 1⁄2"38mm1 1⁄2"38mm1 7⁄8"48mm1 3⁄8"35mm2 3⁄4"70mm2 5⁄8"67mm2 3⁄4"70mm2 3⁄4"70mm2 3⁄4"70mm1 11⁄16"43mmD2LR01 Round acrylic with aluminum insertD2LR02 Round acrylicD2LR03 Round glass1 5⁄16"33mm1 5⁄16"33mm1 5⁄16"33mm1 3⁄8"35mm1 1⁄4"32mm1 1⁄4"32mm1 1⁄2"38mm1 1⁄2"38mm1 7⁄8"48mm1 3⁄8"35mm2 3⁄4"70mm2 5⁄8"67mm2 3⁄4"70mm2 3⁄4"70mm2 3⁄4"70mm1 11⁄16"43mm1 5⁄16"33mm1 5⁄16"33mm1 5⁄16"33mm1 3⁄8"35mm1 1⁄4"32mm1 1⁄4"32mm1 1⁄2"38mm1 1⁄2"38mm1 7⁄8"48mm1 3⁄8"35mm2 3⁄4"70mm2 5⁄8"67mm2 3⁄4"70mm2 3⁄4"70mm2 3⁄4"70mm1 11⁄16"43mmD2LS01 Square acrylicD2LS02 Square glass
https://juno.acuitybrands.com/api/products/getasset/juno/927706/f13a0378-46e9-4980-9e9f-3c308e164fa7/ic1jbpf_4jbldt.pdf?abl_version=08%2f14%2f2022+08%3a12%3a45&DOC_Type=SPEC_SHEET | lighting | Project:Fixture Type:Location:Contact/Phone:1300 S. Wolf Road • Des Plaines, IL 60018 • Phone 1-800-705-SERV (7378) • Visit us at www.acuitybrands.com/juno-recessedPrinted in U.S.A. ©2020 Acuity Brands Lighting, Inc. Rev. 01/15/201 of 3LIGHT COMMERCIAL AND RESIDENTIAL IC1JBPF 4JBLDT4” IC RATED LED NEW CONSTRUCTIONJUNO RED SERIES™ DOWNLIGHTFOR INSTALLATION INTOFIRE RATED CEILING ASSEMBLIESIC1JBPF 4JBLDTDIMENSIONS5"5/32"2"5" Dia.PRODUCT DESCRIPTION4” IC LED Air-Loc® new construction junction box plaster frame housing with energy efficient LED downlight trim module for a complete downlight solution • May be installed in maximum 2 hour fire-rated ceiling assemblies per International Building Code Section 714 • Can be completely covered with insulation • Dimmable • Designed to provide 50,000 hours of life • 5 year limited warranty on LED components.PRODUCT SPECIFICATIONSDownlight Trim Cast aluminum baffle or cone trim with integral flange • All-in-one design where LED light engine mounts directly to trim for ease of installation • Diffusing lens conceals the LEDs from direct view and provides uniform aperture luminance • Provided with push-in friction springs • White finish LED Light Engine Trim Module LED array attached to die cast trim provides superior heat transfer to ensure long life of the LED • LEDs are binned within a 3-step MacAdam Ellipse exceeding ENERGY STAR® requirements for superior fixture to fixture color uniformity • 2700K, 3000K, 3500K and 4000K color temperatures with 90 CRI minimum • Features a plug-in connector for easy installation with IC1JBPF housing.LED Driver Choice of dedicated 120 volt driver or universal voltage drivers that accommodate input voltages from 120-277 volts AC at 50/60Hz • Power factor > 0.9 at 120V input • 120 volt only driver is dimmable with the use of most incandescent, magnetic low voltage and electronic low voltage wall box dimmers • Universal voltage drivers are dimmable with the use of most 0-10V wall box dimmers • For a list of compatible dimmers, see JUNOICLED-DIM.Life Rated for 50,000 hours at 70% lumen maintenance.Labels ENERGY STAR® Certified • Certified to the high efficacy requirements of California T24 • Assembly ETL listed to UL1598 for US and Canadian through branch wiring, damp location • Suitable for wet locations (indoor covered ceiling) • ETL listed to UL514A • Air-Loc.Testing All reports are based on published industry procedures; field performance may differ from laboratory performance.Actual performance may differ as a result of end-user environment and application.All values are design or typical values, measured under laboratory conditions at 25°C.Specifications subject to change without notice.HOUSING FEATURESHousing Designed for use in IC (insulated ceiling) or non-IC construction • Painted steel 3-1/2” deep 4” square housing fully assembled to plaster frame for ease of installation. For use with 5/8” to 1-1/4 “ ceiling thickness Wiring Compartment Pre-wired junction box provided with (5) ½” and (1) ¾” knockouts, (4) knockouts for 12/2 or 14/2 NM cable and ground wire • ETL listed for through branch wiring, maximum 8 # 12 branch circuit conduc-tors • Provided with removable access plates • Knockouts equipped with pryout slots • Quick connect electrical connectors supplied as standard for fast, secure installationMounting Frame 22-gauge die-formed galvanized steel mounting frame • Pre-installed Air-Loc gasketHardware Ships with trim mounting bracket and trim ring.INSTALLATIONMust be installed per the International Building Code Section 714 guidelines to maintain up to a 2 hour ceiling fire rating. Precise ceiling cutout required. Real Nail 3 Bar Hangers Telescoping Real Nail 3® system permits quick placement of housing anywhere within 24” O.C. joists or suspended ceilings • Bars scored in two locations for fast, clean breaking, allowing housing installation in tight applications • Captive bugle-headed ring shank nail for quick one-step installation and easy removal with claw hammer for fixture relocation • Integral T-bar notch for suspended ceilings • Locking set screw to lock junction box housing in position • Design covered under US Patent D552,969.4 1/4” SQUARE CEILING CUTOUT MAXRetrofit Mounting Bracket and Trim Ring13-1/2"(see IC22LED Spec for example):Will Expand to 25" (Reduces to 9 1/8" with breakaway feature)12-3/4"15-3/4"3-1/2"3-1/2"9"IC1JBPF4JBLDT TRIM2 of 31300 S. Wolf Road • Des Plaines, IL 60018 • Phone 1-800-705-SERV (7378) • Visit us at www.acuitybrands.com/juno-recessedPrinted in U.S.A. ©2020 Acuity Brands Lighting, Inc. Rev. 01/15/20LIGHT COMMERCIAL AND RESIDENTIAL IC1JBPF 4JBLDT4” IC RATED LED NEW CONSTRUCTIONJUNO RED SERIES™ DOWNLIGHTFOR INSTALLATION INTO FIRE RATED CEILING ASSEMBLIESIC1JBPF 4JBLDTORDERING INFORMATION Housing and trim ordered separately. ELECTRICAL DATA700LM700LM700LM120VMVOLT EZ10 and EZ1 MVOLT ZT10 and ZT1120V120V277V120V277VInput Power10W (+/- 5%)7.3W (+/- 5%)7.8W (+/- 5%)9.3W (+/- 5%)9.8W (+/- 5%)Input Current - Max.09A.08A.04A.08A.04AFrequency50/60Hz50/60Hz50/60Hz50/60Hz50/60HzEMI/RFIFCC Title 47 CFR, Part 15, Class B(residential)FCC Title 47 CFR, Part 15, Class B(residential)FCC Title 47 CFR, Part 15, Class B(residential)FCC Title 47 CFR, Part 15, Class B(residential)FCC Title 47 CFR, Part 15, Class B(residential)Minimum Starting Temp-25C -20C -20C -20C -20C A+ Capable options indicatedby this color backgroundSeriesLumensVoltage/DriverIC1JBPF4" IC Junction Box in Plaster Frame New Construction07LM700 Nominal Lumens10LM1000 Nominal Lumens120 FRPC120 V Forward/Reverse Phase Cut, 5% dimMVOLT ZT10Multi-Volt (120-277), 0-10V, 10% dimMVOLT ZT1Multi-Volt (120-277), 0-10V, 1% dimMVOLT EZ10Multi-Volt (120-277), eldoLED 0-10V, 10% dimMVOLT EZ1Multi-Volt (120-277), eldoLED 0-10V, 1% dimHOUSING:Ordering Example: IC1JBPF 07LM 120 FRPCSeriesTrim DesignationColor TemperatureCRITrim Finish4JBLDT4” Junction Box LED Downlight TrimDBDownlight BaffleDCDownligth Cone27K2700K30K3000K35K3500K40K4000K90CRI90+ CRIWWHWhiteTRIM:Ordering Example: 4JBLDT DB 27K 90CRI WWHELECTRICAL DATA1000LM1000LM 1000LM 120V FRPCMVOLT EZ10 and EZ1 MVOLT ZT10 and ZT1120V120V277V120V277VInput Power15.1W (+/- 5%)13.7W (+/- 5%)14.2W (+/- 5%)15.6W (+/- 5%)16.1W (+/- 5%)Input Current - Max.13A.13A.07A.13A.07AFrequency50/60Hz50/60Hz50/60Hz50/60Hz50/60HzEMI/RFIFCC Title 47 CFR, Part 15, Class B(residential)FCC Title 47 CFR, Part 15, Class B(residential)FCC Title 47 CFR, Part 15, Class B(residential)FCC Title 47 CFR, Part 15, Class B(residential)FCC Title 47 CFR, Part 15, Class B(residential)Minimum Starting Temp-25C -20C -20C -20C -20C 3 of 31300 S. Wolf Road • Des Plaines, IL 60018 • Phone 1-800-705-SERV (7378) • Visit us at www.acuitybrands.com/juno-recessedPrinted in U.S.A. ©2020 Acuity Brands Lighting, Inc. Rev. 01/15/20LIGHT COMMERCIAL AND RESIDENTIAL IC1JBPF 4JBLDT4” IC RATED LED NEW CONSTRUCTION JUNO RED SERIES™ DOWNLIGHTFOR INSTALLATION INTO FIRE RATED CEILING ASSEMBLIESIC1JBPF 4JBLDTFixtures tested to IES recommended standard for solid state lighting per LM-79-08. Photometric performance on a single unit represents a baseline of performance for the fixture. Results may vary in the field.PRINT DATE: TEST NO: MANUFACTURER: LUMINAIRE CATALOG NO.: LUMINAIRE DESCRIPTION: OTHER: LUMENS PER LAMP: [_FAMILY] [_PRODUCTID] [_TOTALLUMINAIRELUMENS] [_INPUTWATTAGE] [_PHYSICALDIMENSIONS] August 28, 201919-205-05P1Juno LightingIC1JBPF 07LM 120 FRPC + 4JBLDT DB 07LM 27K 90CRI WWHLED RECESSED DOWNLIGHTINPUT POWER 120.0V .084A 10.01W .989PF 9.9%THDI736.4614JBLDT Trimb629f2d8-6b42-4275-8df2-9179420e44e2736.410-0.3, -0.3, 00° 20° 40° 60° 80°200400AveLumens0515253545556575859041641338633626618485301440391081541661407831155ZoneLumens % Lamp0° - 30°0° - 40°0° - 60°0° - 90°90° - 180°0° - 180°301.5467.4685.8736.50.0736.540.963.593.1100.00.0*100.0*EfficiencyCoefficients of Utilizationpf20%pc80%70%50%pw50% 30% 10%50% 30% 10%50% 30% 10%0123456789101191089787797266605651481191049181726458534844411191018775665953474339361161059586787165605551471161029080716458524844401161008675665852474339361111019283766963585450461119987787063575247434011197847365585247433936RCR50% beam -57.9°10% beam -97.7°MountingHeightInital FCCenterBeamDiameterFCDiameterFC8.010.012.014.016.013.77.44.63.12.36.18.310.512.714.96.93.72.31.61.112.617.221.726.330.91.40.70.50.30.2Spacing to Mounting Height:1.1IC1JBPF 07LM 120 FRPC + 4JBLDT DB, 2700K LEDs, input watts: 10, delivered lumens: 736.5, LM/W = 74, test no. 19-205-05P1, tested in accordance to IESNA LM-79.PHOTOMETRICSDistribution CurveDistribution DataOutput DataCoefficient of UtilizationIlluminance Data at 30” Above Floor for a Single LuminairePRINT DATE: TEST NO: MANUFACTURER: LUMINAIRE CATALOG NO.: LUMINAIRE DESCRIPTION: OTHER: LUMENS PER LAMP: [_FAMILY] [_PRODUCTID] [_TOTALLUMINAIRELUMENS] [_INPUTWATTAGE] [_PHYSICALDIMENSIONS] August 28, 201919-205-06P1Juno LightingIC1JBPF 07LM 120 FRPC + 4JBLDT DC 07LM 27K 90CRI WWHLED RECESSED DOWNLIGHTINPUT POWER 120.0V .084A 10.01W .989PF 9.8%THDI768.37264JBLDT Trim674dbe76-ff57-423c-bf78-2a4bde60ea40768.310-0.3, -0.3, 00° 20° 40° 60° 80°200400AveLumens0515253545556575859045845341735527819084301440431171631731447731155ZoneLumens % Lamp0° - 30°0° - 40°0° - 60°0° - 90°90° - 180°0° - 180°322.6495.7717.0768.40.0768.442.064.593.3100.00.0*100.0*EfficiencyCoefficients of Utilizationpf20%pc80%70%50%pw50% 30% 10%50% 30% 10%50% 30% 10%0123456789101191089788807266615652481191049281726559534945411191018776675953484440371161059586787165605652481161029080726458534845411161008675665953484340371111019283766964595450471119988787063575248444111197847465585347434036RCR50% beam -56.1°10% beam -96.5°MountingHeightInital FCCenterBeamDiameterFCDiameterFC8.010.012.014.016.015.18.15.13.52.55.98.010.112.314.47.64.12.51.71.312.316.821.325.830.31.50.80.50.30.3Spacing to Mounting Height:1.1IC1JBPF 07LM 120 FRPC + 4JBLDT DC, 2700K LEDs, input watts: 10, delivered lumens: 768.4, LM/W = 77, test no. 19-205-06P1, tested in accordance to IESNA LM-79.PRINT DATE: TEST NO: MANUFACTURER: LUMINAIRE CATALOG NO.: LUMINAIRE DESCRIPTION: OTHER: LUMENS PER LAMP: [_FAMILY] [_PRODUCTID] [_TOTALLUMINAIRELUMENS] [_INPUTWATTAGE] [_PHYSICALDIMENSIONS] August 28, 201919-205-01P1Juno LightingIC1JBPF 10LM 120 FRPC + 4JBLDT DB 10LM 27K 90CRI WWHLED RECESSED DOWNLIGHTINPUT POWER 120.0V .126A 15.05W .994PF 8.0%THDI1077.2194JBLDT Trimf1ee447a-d725-4074-99c0-e424e0cd8ed31077.215.1-0.3, -0.3, 00° 20° 40° 60° 80°200400600AveLumens051525354555657585906096045654923902701254320605715922524320611445227ZoneLumens % Lamp0° - 30°0° - 40°0° - 60°0° - 90°90° - 180°0° - 180°441.4684.21003.61077.20.01077.241.063.593.2100.00.0*100.0*EfficiencyCoefficients of Utilizationpf20%pc80%70%50%pw50% 30% 10%50% 30% 10%50% 30% 10%0123456789101191089787797266605652481191049181726458534844411191018775665953474339361161059586787165605551471161029080716458524844411161008675665852474339361111019283766963585450461119988787063575247434011197847465585247433936RCR50% beam -57.8°10% beam -97.7°MountingHeightInital FCCenterBeamDiameterFCDiameterFC8.010.012.014.016.020.110.86.84.63.36.18.310.512.714.910.15.43.42.31.712.617.221.726.330.92.01.10.70.50.3Spacing to Mounting Height:1.1IC1JBPF 10LM 120 FRPC + 4JBLDT DB, 2700K LEDs, input watts: 15.1, delivered lumens: 1077.2, LM/W = 71, test no. 19-205-01P1, tested in accordance to IESNA LM-79.PRINT DATE: TEST NO: MANUFACTURER: LUMINAIRE CATALOG NO.: LUMINAIRE DESCRIPTION: OTHER: LUMENS PER LAMP: [_FAMILY] [_PRODUCTID] [_TOTALLUMINAIRELUMENS] [_INPUTWATTAGE] [_PHYSICALDIMENSIONS] August 28, 201919-205-01P2Juno LightingIC1JBPF 10LM 120 FRPC + 4JBLDT DC 10LM 27K 90CRI WWHLED RECESSED DOWNLIGHTINPUT POWER 120.0V .126A 15.05W .994PF 8.0%THDI1120.3084JBLDT Trim1189bf5b-b3b7-4f18-96ed-82794c45110e1120.315.1-0.3, -0.3, 00° 20° 40° 60° 80°200400600AveLumens051525354555657585906346285885114052801294521605916523425321411847237ZoneLumens % Lamp0° - 30°0° - 40°0° - 60°0° - 90°90° - 180°0° - 180°459.1711.61043.81120.30.01120.341.063.593.2100.00.0*100.0*EfficiencyCoefficients of Utilizationpf20%pc80%70%50%pw50% 30% 10%50% 30% 10%50% 30% 10%0123456789101191089787797266605652481191049181726458534844411191018775665953474339361161059586787165605551471161029080716458524844411161008675665852474339361111019283766963585450461119988787063575247434011197847465585247433936RCR50% beam -57.8°10% beam -97.7°MountingHeightInital FCCenterBeamDiameterFCDiameterFC8.010.012.014.016.020.911.37.04.83.56.18.310.512.714.910.55.63.52.41.712.617.221.726.330.92.11.10.70.50.3Spacing to Mounting Height:1.1IC1JBPF 10LM 120 FRPC + 4JBLDT DC, 2700K LEDs, input watts: 15.1, delivered lumens: 1120.3, LM/W = 74, test no. 19-205-01P2, tested in accordance to IESNA LM-79.Multiplier:30K - 1.0335K - 1.0940K - 1.15Multiplier:30K - 1.0335K - 1.0940K - 1.15Multiplier:30K - 1.0335K - 1.0940K - 1.15Multiplier:30K - 1.0335K - 1.0940K - 1.15
https://lithonia.acuitybrands.com/api/products/getasset/lithonia-lighting/933404/0b5845d2-0005-4895-90c2-734a37c509d5/6sl-led-l-spkr.pdf?abl_version=01%2f11%2f2023+19%3a11%3a30&DOC_Type=SPEC_SHEET | lighting | LED Recessed Downlighting 6SL L/SPKR6" LED Module Speaker-Less Companion for 6SL Speaker Downlight IC/Non-IC RetrofitFEATURES & SPECIFICATIONSINTENDED USE — Companion Downlight designed to match the LED Wireless Speaker Downlight provides an easy and efficient way to light up a room, and enjoy music for the entire family. Retrofit into most standard 6" recessed housings or new construction and remodel applications. Ships with grill faceplate and alternate smooth faceplate.CONSTRUCTION — Aluminum die cast trim with polycarbonate housing. Round fixture with integral LED's.PATENT PENDING OPTICS — Diffused lens surrounding faceplate provides even light distribution for general illumination. The LED module maintains at least 70% light output for 35,000 hours. Wide flood beam angle at >45⁰.ELECTRICAL — High-efficiency driver mounted on the module. Primary power disconnect provided for simple connection to a dedicated LED connector in the housing or E26 1 adapter provided. Accommodates 120 volts DC at 60Hz. Dimming down to 10% with most standard incandescent, magnetic low voltage and electronic low voltage dimmers. For compatible dimmers, see page 4 for recommended triac dimmers.INSTALLATION — Suitable for installation in standard rough-in sections.E26 socket adapter ships standard, except in the State of California 1.Twin torsion springs ensure easy installation for 6" recessed housings. Tested to fit in a minimum enclosure of 6” diameter by 6” height, with a maximum flange diameter of 7.5” For examples of compatible housingsLISTINGS — ETL certified to US and Canadian safety standards. Wet location listed. WSEC ASTM E283 for Air-Tight (with IC housings).WARRANTY — 3-year limited warranty for LED's and Driver. Complete warranty terms located at: www.acuitybrands.com/CustomerResources/Terms_and_conditions.aspxNote: Actual performance may differ as a result of end-user environment and application. All values are design or typical values, measured under laboratory conditions at 25 °C. Specifications subject to change without notice. DOWNLIGHTING 6SL LED L/SPKR6SLSeriesReflectorNominal LumensCCT/W/LumensCRIFinish6SL6" Wireless Speaker DownlightRDRound07LM700 Lumens27K2700 K/ 11W / 650L30K3000 K / 12W / 720L40K4000 K / 13W / 730L90CRI90CRIMWMatte whiteL/SPKRNo SpeakerL/SKTWHIPNo E26 Adapter (CA only)1ORDERING INFORMATIONFor shortest lead times, configure product using standard options (shown in bold).Example: 6SL RD 07LM 30K 90CRI MW L/SPKRCatalog NumberNotesTypeAccessories: Order as separate catalog number.TSAMakes non-bracket housing compatibility with the LED module, ships as a J6 or J25.RK2 6SL SPEAKER ASSEMBLYSpeaker AssemblyNotes 1 This option must be selected for product shipping to California.SpecificationsAperture: 6 (15.1)Cover: 3-7/16 (8.7) Ceiling opening: Determined by rough-inOverlap trim: 7-11/16 (19.5)Height: 5 (12.6)All dimensions are inches (centimeters) unless otherwise indicated.E26 adaptor(included) 15 (12.6)3-7/16 (8.7)6 (15.1)7-11/16 (19.5)DIMMABLETMTorsion Spring AdaptorSmooth FaceplateGrill FaceplateRK26SL SPEAKER ASSEMBLYDISCONTINUED 6SL LED L/SPKRDOWNLIGHTING: One Lithonia Way, Conyers, GA 30012 Phone: 800-315-4935 Fax: 770-860-3129 www.lithonia.com © 2019 Acuity Brands Lighting, Inc. All rights reserved. Rev. 01/17/196SL L/SPKR 6" LED Speaker-Less Companion for 6SL Speaker DownlightPHOTOMETRICS6SL RD 07LM, 30K, 90CRI, input watts: 15, delivered lumens: 722, LM/W=48, test no. ISF 34470, tested in accordance with IES LM 79-806SL RD 07LM, 27K, 90CRI, input watts: 15, delivered lumens: 650, LM/W=43, test no. ISF 34470P1, tested in accordance with IES LM 79-806SL RD 07LM, 40K, 90CRI, input watts: 15, delivered lumens: 730, LM/W=48, test no. ISF 34470P2, tested in accordance with IES LM 79-80DATE: PRINT DATE: TEST NO: MANUFACTURER: LUMINAIRE CATALOG NO.: LUMINAIRE DESCRIPTION: LAMP DESCRIPTION: LUMENS PER LAMP: [_PRODUCTID] [_LAMPPOSITION] [_MOUNTING] [_TOTALLUMINAIRELUMENS] [_PHYSICALDIMENSIONS] [_VLC_SIGNALING_APERTURE] [_ABSOLUTE] [_ABSOLUTELUMENS] [_INPUT_ELECTRICAL] [_TEMP0] 4/27/2017July 10, 2017ISF 34470Lithonia Lighting6SL RD 07LM 30K 90CRI MW6" Speaker Light LED 3000KLED722.21331b7f53d7-78c4-4ecf-849e-00356004222f0 , 0DOWNLIGHT722.2-0.5, -0.5, 00, 0, 0NOTE: DATA SHOWN IS ABSOLUTE FOR THE SAMPLE PROVIDED.723.0120.2 VOLTS, 15.0 WATTS, 0.134 AMPSAMBIENT: 25.30° 20° 40° 60° 80°200AveLumens051525354555657585903043032862522101641218040822980116131127108794210ZoneLumens % Lamp0° - 30°0° - 40°0° - 60°0° - 90°90° - 180°0° - 180°225.1356.1590.8722.20.0722.231.249.381.8100.00.0*100.0*EfficiencyCoefficients of Utilizationpf20%pc80%70%50%pw50% 30% 10%50% 30% 10%50% 30% 10%012345678910119105928172655954494542119101857364565045413734119978067575044393532291161039080716458534845411169984726356504540373411696796757504439353229111988777696256514743401119582716255494440363311192776556494339353129RCR50% beam -59.5°10% beam -104.6°MountingHeightInital FCCenterBeamDiameterFCDiameterFC8.010.012.014.016.010.05.43.42.31.76.38.610.913.215.45.02.71.71.20.814.219.424.629.734.91.00.50.30.20.2Spacing to Mounting Height:1.1DATE: PRINT DATE: TEST NO: MANUFACTURER: LUMINAIRE CATALOG NO.: LUMINAIRE DESCRIPTION: LAMP DESCRIPTION: LUMENS PER LAMP: [_PRODUCTID] [_LAMPPOSITION] [_MOUNTING] [_TOTALLUMINAIRELUMENS] [_PHYSICALDIMENSIONS] [_VLC_SIGNALING_APERTURE] [_ABSOLUTE] [_ABSOLUTELUMENS] [_INPUT_ELECTRICAL] [_TEMP0] 4/27/2017July 26, 2017ISF 34470P1Lithonia Lighting6SL RD 07LM 27K 90CRI MW6" Speaker Light LED 2700KLED650.4821b70155dc-53ce-414c-a419-03d0d3d98e840 , 0DOWNLIGHT650.4-0.5, -0.5, 00, 0, 0NOTE: DATA SHOWN IS ABSOLUTE FOR THE SAMPLE PROVIDED.723.0120.2 VOLTS, 15.0 WATTS, 0.134 AMPSAMBIENT: 25.30° 20° 40° 60° 80°200AveLumens0515253545556575859027427325822718914810972367226721041181149771389ZoneLumens % Lamp0° - 30°0° - 40°0° - 60°0° - 90°90° - 180°0° - 180°202.8320.7532.1650.50.0650.531.249.381.8100.00.0*100.0*EfficiencyCoefficients of Utilizationpf20%pc80%70%50%pw50% 30% 10%50% 30% 10%50% 30% 10%012345678910119105928172655954494542119101857364565045413734119978067575044393532291161039080716458534845411169984726356504540373411696796757504439353229111988777696256514743401119582716255494440363311192776556494339353129RCR50% beam -59.5°10% beam -104.6°MountingHeightInital FCCenterBeamDiameterFCDiameterFC8.010.012.014.016.09.14.93.02.11.56.38.610.913.215.44.52.41.51.00.814.219.424.629.734.90.90.50.30.20.2Spacing to Mounting Height:1.1DATE: PRINT DATE: TEST NO: MANUFACTURER: LUMINAIRE CATALOG NO.: LUMINAIRE DESCRIPTION: LAMP DESCRIPTION: LUMENS PER LAMP: [_PRODUCTID] [_LAMPPOSITION] [_MOUNTING] [_TOTALLUMINAIRELUMENS] [_PHYSICALDIMENSIONS] [_VLC_SIGNALING_APERTURE] [_ABSOLUTE] [_ABSOLUTELUMENS] [_INPUT_ELECTRICAL] [_TEMP0] 4/27/2017July 26, 2017ISF 34470P2Lithonia Lighting6SL RD 07LM 40K 90CRI MW6" Speaker Light LED 4000KLED730.11687025f755-997c-4e05-98ac-b98667af0a6b0 , 0DOWNLIGHT730.1-0.5, -0.5, 00, 0, 0NOTE: DATA SHOWN IS ABSOLUTE FOR THE SAMPLE PROVIDED.723.0120.2 VOLTS, 15.0 WATTS, 0.134 AMPSAMBIENT: 25.30° 20° 40° 60° 80°200AveLumens051525354555657585903073062892552121661228040822981117132128109804311ZoneLumens % Lamp0° - 30°0° - 40°0° - 60°0° - 90°90° - 180°0° - 180°227.6360.0597.3730.10.0730.131.249.381.8100.00.0*100.0*EfficiencyCoefficients of Utilizationpf20%pc80%70%50%pw50% 30% 10%50% 30% 10%50% 30% 10%012345678910119105928172655954494542119101857364565045413734119978067575044393532291161039080716458534845411169984726356504540373411696796757504439353229111988777696256514743401119582716255494440363311192776556494339353129RCR50% beam -59.5°10% beam -104.6°MountingHeightInital FCCenterBeamDiameterFCDiameterFC8.010.012.014.016.010.25.53.42.31.76.38.610.913.215.45.12.71.71.20.814.219.424.629.734.91.00.50.30.20.2Spacing to Mounting Height:1.1 Distribution Curve Distribution Data Output Data Coefficient of Utilization Illuminance Data at 30” Above Floor for a Single LuminaireQUICK START INSTALLATION GUIDE6SL Companion Downlight6SLSpeaker Module (sold separately)Speaker DownlightDISCONTINUED 6SL LED L/SPKRDOWNLIGHTING: One Lithonia Way, Conyers, GA 30012 Phone: 800-315-4935 Fax: 770-860-3129 www.lithonia.com © 2019 Acuity Brands Lighting, Inc. All rights reserved. Rev. 01/17/196SL L/SPKR 6" LED Speaker-Less Companion for 6SL Speaker DownlightADDITIONAL DATA, DIMMING, AND LIGHTING FACTSCOMPATIBLE DIMMERSManufacturerModel NumberTypeTrim?StyleWattageLutronDVCL-153P-WHTriacYesDecora150LutronAYCL-153P-WHTriacYesToggle150LutronCTCL-153P-WHTriacYesSlider150LutronDVELV-300PELVNoDecora300Lutron300P SELVELVNoSlider300Leviton6633-PATriacNoSlider600Pass & SeymourHCL453PTCCCV6TriacYesDecora450Synergy/LevitonISD 600 I 120 / IPI06TriacNoSlider600LutronNTELV-300PELVNoSlider300Leviton6615-PELVNoSlider300Synergy/LevitonISD 400 ELV 120 / IPE04ELVNoSlider400SensorswitchnSP5 PCD 2WnLightYes80/12020/120SensorswitchnSP5 PCD ELV 120nLightYes80/12020/120DISCONTINUED
https://nlight.acuitybrands.com/api/products/getasset/gotham-lighting/1657543/4577a19f-bbd5-4c5d-bc45-4fa763f75037/evo6sqm.pdf?abl_version=12%2f13%2f2022+00%3a24%3a00&DOC_Type=SPEC_SHEET | lighting | EVO6SQMpage 1 of 7GOTHAM ARCHITECTURAL DOWNLIGHTING ¦ 1400 Lester Road Conyers, GA 30012 ¦ P 800-705-SERV (7378) ¦ gothamlighting.com© 2014-2024 Acuity Brands Lighting Inc. All Rights Reserved. Rev. 07/23/24 Specifications subject to change without notice.Luminaire Type:Catalog Number:Multiple Layers of LightGeneral Illumination MRI Square Downlight6"OVERVIEWCOMPLIMENTARY PRODUCTS• Bounding Ray™ optical design• Unitized optics mechanically attach the light engine to the lower reflector for complete optical alignment.• 45° cutoff to source and source image• Fully serviceable and upgradeable lensed LED light engine• 70% lumen maintenance at 60,000 hours• 2.5 MacAdam Ellipse; 85 CRI typical, 90+ CRI optional• Non-ferrous construction for use in MRI• Remote mount driver(s) for MRI applications• Fixtures are wet location, covered ceiling• Available with 10% dimming, 1% dimming, or dim to dark• Batwing distribution with feathered edges provides even illumination on horizontal and vertical surfaces• UGR of zero for fixtures aimed at nadir with a cut-off equal to or less than 60deg per CIE 117-1995 Discomfort Glare in Interior Lighting. UGR FAQFeature SetDistributionSuperior PerfomanceCoordinated Apertures ¦ Multiple Layers of LightEVO + Incito — Multiple Layers of LightGeneral Illumination Layer ¦ EVOHigh Center Beam Layer ¦ Incitomedium wide1.0 S:MHDownlightOpen WallwashLensed WallwashCylinderDownlightAdjustableLensed WallwashCylinderCoreMRISurgical SuitePatient RoomHealthcareDynamicFood ServiceVandalClean RoomShowerSpecial ApplicationsNominal Lumens2505007501000150020002500Delivered 222444666870129217542219Wattage3.46.28.29.614.719.724.7Efficacy65.371.681.290.687.989.089.8Based on DFF SMO Lens*EVO6SQMpage 2 of 7GOTHAM ARCHITECTURAL DOWNLIGHTING ¦ 1400 Lester Road Conyers, GA 30012 ¦ P 800-705-SERV (7378) ¦ gothamlighting.com© 2014-2024 Acuity Brands Lighting Inc. All Rights Reserved. Rev. 07/23/24 Specifications subject to change without notice.General Illumination MRI Square Downlight6"Luminaire Type:Catalog Number:ORDERING NOTES1. Not available with Lens Setting. 2. Not available with "Finish" options.3. Only available with "Lensed Setting" options. 4. Not applicable with painted reflectors (ex: BR, WR, WRAMF, TRALTBD, TCPC).5. Specify voltage. 6. For use with generator supply EM power. Will require an emergency hot feed and normal hot feed.7. Zones only apply when nLight options are ordered. See chart for zone wiring spec-ifications.A+ Capable options indicated by this color background.ORDERING INFORMATIONEXAMPLE: EVO6SQM 35/20 AR LSS SeriesColor TemperatureNominal Lumen ValuesReflector & Flange Color1Lens SettingEVO6SQM27/2700K30/3000K35/3500K40/4000K50/5000K02250 lumens05500 lumens07750 lumens101000 Lumens151500 Lumens202000 Lumens252500 LumensARClearPRPewterWTRWheatGRGoldWR2White paintedBR2Black paintedWRAMF2White painted anti-microbial finishTRALTBD2Trim RAL # TBD (TBD for pricing only)TCPC2Trim Custom Paint Color TBD (TBD for pricing only)DFR2Regressed lensed trim, white flangeDFF2Flush lensed trim, white flangeDFRAMF2Regressed lensed trim with anti-microbial finish, white flangeDFFAMF2Flush lensed trim with anti-microbial finish, white flangeFinishLens3OptionsLSSSemi-specularLDMatte-diffuseSOLTextured LensSMOSmooth Lens90CRI90+ CRITRW4White painted flangeTRBL4Black painted flangeFRALTBD4Flange RAL # TBD (TBD for pricing only)FCPC4Flange Custom Paint Color TBD (TBD for pricing only)Remote Driver Box Required (Order Separately) EXAMPLE: EVORDB 3DBOX 1000LM MVOLT EZ1SeriesDriver QuantityNominal Lumen ValuesVoltageDriverControl InterfaceZone7EVORDB1DBOXDriver box includes 1 driver2DBOXDriver box includes 2 drivers3DBOXDriver box includes 3 drivers4DBOXDriver box includes 4 drivers5DBOXDriver box includes 5 drivers6DBOXDriver box includes 6 drivers250LM250 lumens 500LM500 lumens750LM750 lumens1000LM1000 Lumens1500LM1500 Lumens2000LM2000 Lumens2500LM2500 LumensMVOLTMulti volt120120V277277VGZ100-10V driver dims to 10%GZ10-10V driver dims to 1%EZ1eldoLED 0-10V ECOdrive. Linear dimming to 1% min.EZBeldoLED 0-10V SOLOdrive. Logarithmic dimming to <1%. NLT5nLight® dimming pack controlsNLTER5,6nLight® dimming pack controls emergency circuitGTDGenerator trans-fer device1ZOne nLight zone 2ZTwo nLight zonesEVO6SQMpage 3 of 7GOTHAM ARCHITECTURAL DOWNLIGHTING ¦ 1400 Lester Road Conyers, GA 30012 ¦ P 800-705-SERV (7378) ¦ gothamlighting.com© 2014-2024 Acuity Brands Lighting Inc. All Rights Reserved. Rev. 07/23/24 Specifications subject to change without notice.General Illumination MRI Square Downlight6"Optical AssemblyFully serviceable and upgradeable lensed LED light engine suitable for field maintenance or service from below the ceiling.Optical design is a Bounding Ray™ design with 45° cutoff to source and source image. Top-down flash characteristic for superior glare control. Unitized optics shall have mechanical attachment of the light engine to the lower reflector for complete optical alignment with anti-microbial flush and re-gressed lenses.ElectricalThe luminaire shall operate from a 50 or 60 Hz ±3 Hz AC line over a voltage ranging from 120 VAC to 277 VAC. The fluctuations of line voltage shall have no visible effect on the luminous output.The luminaire shall have a power factor of 90% or greater at all standard operating voltages and full luminaire output.Sound Rated A+. Driver shall be >80% efficient at full load across all input voltages. Input wires shall be 18AWG, 300V minimum, solid copper. All drivers are ROHS compliant.0-10V dimming drivers available with choice of 10%, 1% or <1% dimming levels.nLight enabled option for 1 or 2 zones per driver box48Vdc output to MRI roomControlsLuminaire shall be equipped with interface for nLight wired network with integral power supply as per specification.DimmingThe luminaire shall be capable of continuous dimming without perceivable stroboscopic flicker as measured by flicker index (ANSI/IES RP-16-10) over a range of 100 – 10%, 100 – 1.0% or 100 – 0.1% of rated lumen output with a smooth shut off function to step to 0%. eldoLED LED drivers shall conform to IEEE P1789 standards. Alternatively, manufacturers must demonstrate conformance with product literature and testing which demonstrates this performance. Systems that do not meet IEEE P1789 will not be considered. Driver is inaudible in 24dB environment, and stable when input voltage conditions fluctuate over what is typically experienced in a commercial environment.ConstructionNon-ferromagnetic construction suitable for use in rooms containing magnetic resonance equipment. Maximum 1-1/2" ceiling thicknessTelescopic mounting bars maximum of 27-1/2" and minimum of 20-1/4"The assembly and manufacturing process for the luminaire shall be designed to assure all internal components are adequately supported to withstand mechan-ical shock and vibration.25°C ambient temperature standard (1/2" clearance on all sides from non-combustible materials in non-IC applications, unless marked spacing noted other-wise). For use in insulated ceilings, a 3" clearance on all sides from insulation is required (unless marked spacing noted otherwise).EMI filter required – one per luminaire (supplied by others). See list of recommended filter providers on installation instruction sheetRemote driver box easily mounts to wall outside shielded MRI room, controls up to 6 EVO MRI downlights, and is constructed of 20 gauge black painted steelListingsFixtures are CSA certified to meet US and Canadian standards; wet location, covered ceilingIP64 rated with lensed trims. Consult installation instruction sheet for details regarding attaining IP65 rating via additional installation steps.PhotometricsLEDs tested to LM-80 standards. Measured by IESNA Standard LM-79-08 in an accredited lab. Lumen output shall not decrease by more than 30% over the minimum operational life of 60,000 hours.Color appearance from luminaire to luminaire of the same type and in all configurations, shall be consistent both initially and at 60,000 hours and operate within a tolerance of <2.5 MacAdam ellipse as defined by a point at the intersection of the CCT line and the black body locus line in CIE chromaticity space.Buy American ActThis product is assembled in the USA and meets the Buy America(n) government procurement requirements under FAR, DFARS and DOT regulations. Please refer to www.acuitybrands.com/buy-american for additional information.Warranty5-year limited warranty. This is the only warranty provided and no other statements in this specification sheet create any warranty of any kind. All other express and implied warranties are disclaimed. Complete warranty terms located at: www.acuitybrands.com/support/warranty/terms-and-conditionsNote:Actual performance may differ as a result of end user environment and application. All values are design or typical values, measured under laboratory conditions at 25 °C.SPECIFICATIONSCapable LuminaireThis item is an A+ capable luminaire, which has been designed and tested to provide consistent color appearance and out-of-the-box control compatibility with simple commissioning.• All configurations of this luminaire meet the Acuity Brands’ specification for chromatic consistency• This luminaire is part of an A+ Certified solution for nLight® control networks when ordered with drivers marked by a shaded background*• This luminaire is part of an A+ Certified solution for nLight® control networks, providing advanced control functionality at the luminaire level, when selection includes driver and control options marked by a shaded background*To learn more about A+, visit www.acuitybrands.com/aplus.*See ordering tree for detailsEVO6SQMpage 4 of 7GOTHAM ARCHITECTURAL DOWNLIGHTING ¦ 1400 Lester Road Conyers, GA 30012 ¦ P 800-705-SERV (7378) ¦ gothamlighting.com© 2014-2024 Acuity Brands Lighting Inc. All Rights Reserved. Rev. 07/23/24 Specifications subject to change without notice.General Illumination MRI Square Downlight6"Tables of UseEVO - eldoLED Driver Default Dimming CurveNomenclatureMin DimmingDriver Dim CurveControl Dim CurveEZ11%LinearLinear/LogarithmicEZB<1%LogarithmicLinearDriverControl Provided (note: 347V/UVOLT versions provided with 347 option selected)NomenclatureDescriptionNLTNLTERGZ100-10V driver dims to 10%nPP16 D EFPnPP16 D ER EFPGZ10-10V driver dims to 1%nPP16 D EFPnPP16 D ER EFPEZ1eldoLED 0-10V ECOdrivenPS 80 EZnPS 80 EZ EREZBeldoLED 0-10V SOLOdrivenPS 80 EZnPS 80 EZ ERnLight 2 Zone Wiring Configuration# DriversWired to Upper nPS80EZWired to Lower nPS80EZ1DBOX--2DBOX113DBOX214DBOX225DBOX326DBOX33DIMENSIONAL DATAStandardEVORDB*Dimensions in inches [centimeters]101116 [27.2]1378 [35.3]71316 [19.8]Aperture: 6 1/4" [15.9)]Ceiling Opening: 7 1/8" [18.1] self-flangedOverlap trim: 7 1/2" [19.1]7 1/4" [18.4] flangeless14 [35.6]21 316 [53.8]21316 [7.2]EVO6SQMpage 5 of 7GOTHAM ARCHITECTURAL DOWNLIGHTING ¦ 1400 Lester Road Conyers, GA 30012 ¦ P 800-705-SERV (7378) ¦ gothamlighting.com© 2014-2024 Acuity Brands Lighting Inc. All Rights Reserved. Rev. 07/23/24 Specifications subject to change without notice.General Illumination MRI Square Downlight6"PhotometryEVO6SQM 35/25 AR LSS 80CRI INPUT WATTS: 24.7W, DELIVERED LUMENS: 2586.5LM, LPW = 104.7, 0.91 S/MH, TEST NO: LTL27900P527EVO6SQM 35/25 DFF SMO 80CRI INPUT WATTS: 24.7W, DELIVERED LUMENS: 2219.5LM, LPW = 90, 0.87 S/MH, TEST NO: LTL29890P89EVO6SQM 35/25 DFF SOL 80CRI INPUT WATTS: 24.7W, DELIVERED LUMENS: 2124.7LM, LPW = 86, 0.96 S/MH, TEST NO: LTL29889P89 [_INPUTWATTAGE] [_PHYSICALDIMENSIONS] 24.70.5, 0.5, 00° 20° 40° 60° 80°10002000AveLumens05152535455565758590267226492388173694031338310025066478958525244300ZoneLumens % Lamp0° - 30°0° - 40°0° - 60°0° - 90°90° - 180°0° - 180°1702.42287.32583.32586.40.02586.465.888.499.9100.00.0*100.0*EfficiencyCoefficients of Utilizationpf20%pc80%70%50%pw50% 30% 10%50% 30% 10%50% 30% 10%01234567891011911110395898377726864601191089890837771666258541191069586797267625754501161081019487827672676360116106978982767166615854116104948578726662575450111104989185807570666259111102948781757065615754111101928477716661575350RCR50% beam -49.0°10% beam -79.9°MountingHeightInital FCCenterBeamDiameterFCDiameterFC8.010.012.014.016.088.347.529.620.214.75.06.88.710.512.344.223.814.810.17.39.212.615.919.322.68.84.83.02.01.5Spacing to Mounting Height:0.9PRINT DATE: TEST NO: MANUFACTURER: LUMINAIRE CATALOG NO.: LUMINAIRE DESCRIPTION: LUMENS PER LAMP: [_LAMPTYPE] [_FAMILY] [_PRODUCTID] [_APERTURE] [_MOUNTING] [_TOTALLUMINAIRELUMENS] [_INPUTWATTAGE] [_PHYSICALDIMENSIONS] September 11, 2019LTL29890P89Gotham Architectural LightingEVO6SQM 35/25 6DFF LSS SMOEVO 6IN SQUARE MRI, 3500K, 2500LM, FLUSH CLEAR, SEMI-SPECULAR, 80CRI2219.455LEDEVO6SQM Downlightb8b1d8c0-5ab6-4a89-b91d-ccc09b7206036Recessed2219.524.70.5, 0.5, 00° 20° 40° 60° 80° 100° 120° 140° 160°180°8001600AveLumens0515253545556575859022222200198014567952745616720207551662495221571772ZoneLumens % Lamp0° - 30°0° - 40°0° - 60°0° - 90°90° - 120°90° - 130°90° - 150°90° - 180°0° - 180°1420.11915.22192.72218.60.00.00.30.92219.564.086.398.8100.00.00.00.00.0*100.0*EfficiencyCoefficients of Utilizationpf20%pc80%70%50%pw50% 30% 10%50% 30% 10%50% 30% 10%01234567891011911010294888276716763591191089889827570656157531191059485777165605652491161081009387817571666259116106968881756965605653116104938477716560565249111104979084797469656158111102948680746964605653111100918376706560565249RCR50% beam -49.3°10% beam -80.2°MountingHeightInital FCCenterBeamDiameterFCDiameterFC8.010.012.014.016.073.539.524.616.812.25.06.98.710.512.436.719.712.38.46.19.312.616.019.422.77.33.92.51.71.2Spacing to Mounting Height:0.9PRINT DATE: TEST NO: MANUFACTURER: LUMINAIRE CATALOG NO.: LUMINAIRE DESCRIPTION: LUMENS PER LAMP: [_LAMPTYPE] [_FAMILY] [_PRODUCTID] [_APERTURE] [_MOUNTING] [_TOTALLUMINAIRELUMENS] [_INPUTWATTAGE] [_PHYSICALDIMENSIONS] September 11, 2019LTL29889P89Gotham Architectural LightingEVO6SQM 35/25 6DFF LSS SOLEVO 6IN SQUARE MRI, 3500K, 2500LM, FLUSH SOLITE, SEMI-SPECULAR, 80CRI2124.748LEDEVO6SQM Downlightd81eff85-ca52-43f6-81af-3cc5358f9c156Recessed2124.724.70.5, 0.5, 00° 20° 40° 60° 80°8001600AveLumens0515253545556575859020402015175212476882921166236102189487568430231109623812ZoneLumens % Lamp0° - 30°0° - 40°0° - 60°0° - 90°90° - 180°0° - 180°1243.31673.62013.12124.70.02124.758.578.894.7100.00.0*100.0*EfficiencyCoefficients of Utilizationpf20%pc80%70%50%pw50% 30% 10%50% 30% 10%50% 30% 10%012345678910119109100928578736864605611910695867872666157535011910391817367615752494611610798908377726763595611610494857871666157535011610290817367615652494611110395888176706662585511110191837670656056534911199887972666156524945RCR50% beam -47.2°10% beam -80.2°MountingHeightInital FCCenterBeamDiameterFCDiameterFC8.010.012.014.016.067.436.322.615.411.24.86.68.310.111.833.718.111.37.75.69.312.616.019.422.76.73.62.31.51.1Spacing to Mounting Height:0.9veLumens72498836403830025066478958525244300ZoneLumens % Lamp0° - 30°0° - 40°0° - 60°0° - 90°90° - 180°0° - 180°1702.42287.32583.32586.40.02586.465.888.499.9100.00.0*100.0*EfficiencyCoefficients of Utilizationpf20%pc80%70%50%pw50% 30% 10%50% 30% 10%50% 30% 10%01234567891011911110395898377726864601191089890837771666258541191069586797267625754501161081019487827672676360116106978982767166615854116104948578726662575450111104989185807570666259111102948781757065615754111101928477716661575350RCR50% beam -49.0°10% beam -79.9°MountingHeightInital FCCenterBeamDiameterFCDiameterFC8.010.012.014.016.088.347.529.620.214.75.06.88.710.512.344.223.814.810.17.39.212.615.919.322.68.84.83.02.01.5TEST NO: LTL29890P89hting6DFF LSS SMOE MRI, 3500K, 2500LM, FLUSH CLEAR, SEMI-SPECULAR, 80CRIc09b720603veLumens22008056957466720207551662495221571772ZoneLumens % Lamp0° - 30°0° - 40°0° - 60°0° - 90°90° - 120°90° - 130°90° - 150°90° - 180°0° - 180°1420.11915.22192.72218.60.00.00.30.92219.564.086.398.8100.00.00.00.00.0*100.0*EfficiencyCoefficients of Utilizationpf20%pc80%70%50%pw50% 30% 10%50% 30% 10%50% 30% 10%01234567891011911010294888276716763591191089889827570656157531191059485777165605652491161081009387817571666259116106968881756965605653116104938477716560565249111104979084797469656158111102948680746964605653111100918376706560565249RCR50% beam -49.3°10% beam -80.2°MountingHeightInital FCCenterBeamDiameterFCDiameterFC8.010.012.014.016.073.539.524.616.812.25.06.98.710.512.436.719.712.38.46.19.312.616.019.422.77.33.92.51.71.2TEST NO: LTL29889P89hting6DFF LSS SOLE MRI, 3500K, 2500LM, FLUSH SOLITE, SEMI-SPECULAR, 80CRI358f9c15veLumens40155247889262602189487568430231109623812ZoneLumens % Lamp0° - 30°0° - 40°0° - 60°0° - 90°90° - 180°0° - 180°1243.31673.62013.12124.70.02124.758.578.894.7100.00.0*100.0*EfficiencyCoefficients of Utilizationpf20%pc80%70%50%pw50% 30% 10%50% 30% 10%50% 30% 10%012345678910119109100928578736864605611910695867872666157535011910391817367615752494611610798908377726763595611610494857871666157535011610290817367615652494611110395888176706662585511110191837670656056534911199887972666156524945RCR50% beam -47.2°10% beam -80.2°MountingHeightInital FCCenterBeamDiameterFCDiameterFC8.010.012.014.016.067.436.322.615.411.24.86.68.310.111.833.718.111.37.75.69.312.616.019.422.76.73.62.31.51.1EVO6SQMpage 6 of 7GOTHAM ARCHITECTURAL DOWNLIGHTING ¦ 1400 Lester Road Conyers, GA 30012 ¦ P 800-705-SERV (7378) ¦ gothamlighting.com© 2014-2024 Acuity Brands Lighting Inc. All Rights Reserved. Rev. 07/23/24 Specifications subject to change without notice.General Illumination MRI Square Downlight6"PhotometryEVO6SQM 35/25 DFR SOL 80CRI INPUT WATTS: 24.7W, DELIVERED LUMENS: 1655LM, LPW = 67, 0.85 S/MH, TEST NO: LTL29891P89[_INPUTWATTAGE] [_PHYSICALDIMENSIONS] 24.70.5, 0.5, 00° 20° 40° 60° 80°6001200AveLumens0515253545556575859016901677155011726832515012610159431534424201531361ZoneLumens % Lamp0° - 30°0° - 40°0° - 60°0° - 90°90° - 180°0° - 180°1123.61547.61800.71820.80.01820.861.785.098.9100.00.0*100.0*EfficiencyCoefficients of Utilizationpf20%pc80%70%50%pw50% 30% 10%50% 30% 10%50% 30% 10%01234567891011911010294878175706662581191079789817569645956521191059484777064595551481161081009386807570656158116106968880746964595552116103938476706459555148111104979084787368646057111102938679736863595551111100918275696459555148RCR50% beam -51.0°10% beam -82.4°MountingHeightInital FCCenterBeamDiameterFCDiameterFC8.010.012.014.016.055.930.018.712.89.35.27.19.111.012.927.915.09.46.44.69.613.116.620.123.65.63.01.91.30.9Spacing to Mounting Height:1.0PRINT DATE: TEST NO: MANUFACTURER: LUMINAIRE CATALOG NO.: LUMINAIRE DESCRIPTION: LUMENS PER LAMP: [_LAMPTYPE] [_FAMILY] [_PRODUCTID] [_APERTURE] [_MOUNTING] [_TOTALLUMINAIRELUMENS] [_INPUTWATTAGE] [_PHYSICALDIMENSIONS] September 11, 2019LTL29891P89Gotham Architectural LightingEVO6SQM 35/25 6DFR LSS SOLEVO 6IN SQUARE MRI, 3500K, 2500LM, REGRESSED SOLITE, SEMI-SPECULAR, 80CRI1654.974LEDEVO6SQM Downlight0e88cb14-b3c8-495c-863c-01e4f17c8d4e6Recessed165524.70.5, 0.5, 00° 20° 40° 60° 80°6001200AveLumens05152535455565758590156015391349972554242934420201453754433461918745213ZoneLumens % Lamp0° - 30°0° - 40°0° - 60°0° - 90°90° - 180°0° - 180°962.81309.31586.51655.00.01655.058.279.195.9100.00.0*100.0*EfficiencyCoefficients of Utilizationpf20%pc80%70%50%pw50% 30% 10%50% 30% 10%50% 30% 10%012345678910119109100928579736864605611910696867972666157535011910492827467625752494611610798918478726763595611610594857871666157535011610291817367615752494611110395888276716662585511110192837670656056534911199898072666156524945RCR50% beam -47.8°10% beam -81.4°MountingHeightInital FCCenterBeamDiameterFCDiameterFC8.010.012.014.016.051.627.717.311.88.64.96.68.410.212.025.813.98.65.94.39.512.916.319.823.25.22.81.71.20.9Spacing to Mounting Height:0.9EVO6SQM 35/25 DFR SMO 80CRI INPUT WATTS: 24.7W, DELIVERED LUMENS: 1820.8LM, LPW = 73.7, 0.9 S/MH, TEST NO: LTL29892P93Reflector Finish MultiplierReflector FinishMultiplierLS - Specular 1LSS - Semi Specular0.956WR - White0.87LD - Matte Diffuse0.85BR - Black0.73Lumen Output MultiplierCRICCTMultiplier802700K0.96300K1.003500K1.004000K1.015000K1.07902700K0.80300K0.833500K0.854000K0.875000K0.91DFF SMO - Flush ClearNominal Lumens2505007501000150020002500Delivered 222444666870129217542219Wattage3.46.28.29.614.719.724.7Efficacy65.371.681.290.687.989.089.8*Lumen output for CRI80 - 3500KDFF SOL - Flush TexturedNominal Lumens2505007501000150020002500Delivered 213425638833123816802125Wattage3.46.28.29.614.719.724.7Efficacy62.668.577.886.884.285.386.0*Lumen output for CRI80 - 3500KDFR SMO - Regressed ClearNominal Lumens2505007501000150020002500Delivered 182364546714106114401821Wattage3.46.28.29.614.719.724.7Efficacy53.558.766.674.472.273.173.7*Lumen output for CRI80 - 3500KDFR SOL - Regressed TexturedNominal Lumens2505007501000150020002500Delivered 16633149764996413091655Wattage3.46.28.29.614.719.724.7Efficacy48.853.460.667.665.666.467.0*Lumen output for CRI80 - 3500KAveLumens6906775501726832515012610159431534424201531361ZoneLumens % Lamp0° - 30°0° - 40°0° - 60°0° - 90°90° - 180°0° - 180°1123.61547.61800.71820.80.01820.861.785.098.9100.00.0*100.0*EfficiencyCoefficients of Utilizationpf20%pc80%70%50%pw50% 30% 10%50% 30% 10%50% 30% 10%01234567891011911010294878175706662581191079789817569645956521191059484777064595551481161081009386807570656158116106968880746964595552116103938476706459555148111104979084787368646057111102938679736863595551111100918275696459555148RCR50% beam -51.0°10% beam -82.4°MountingHeightInital FCCenterBeamDiameterFCDiameterFC8.010.012.014.016.055.930.018.712.89.35.27.19.111.012.927.915.09.46.44.69.613.116.620.123.65.63.01.91.30.9TEST NO: LTL29891P89ghting5 6DFR LSS SOLRE MRI, 3500K, 2500LM, REGRESSED SOLITE, SEMI-SPECULAR, 80CRI1e4f17c8d4eAveLumens560539349972554242934420201453754433461918745213ZoneLumens % Lamp0° - 30°0° - 40°0° - 60°0° - 90°90° - 180°0° - 180°962.81309.31586.51655.00.01655.058.279.195.9100.00.0*100.0*EfficiencyCoefficients of Utilizationpf20%pc80%70%50%pw50% 30% 10%50% 30% 10%50% 30% 10%012345678910119109100928579736864605611910696867972666157535011910492827467625752494611610798918478726763595611610594857871666157535011610291817367615752494611110395888276716662585511110192837670656056534911199898072666156524945RCR50% beam -47.8°10% beam -81.4°MountingHeightInital FCCenterBeamDiameterFCDiameterFC8.010.012.014.016.051.627.717.311.88.64.96.68.410.212.025.813.98.65.94.39.512.916.319.823.25.22.81.71.20.9EVO6SQMpage 7 of 7GOTHAM ARCHITECTURAL DOWNLIGHTING ¦ 1400 Lester Road Conyers, GA 30012 ¦ P 800-705-SERV (7378) ¦ gothamlighting.com© 2014-2024 Acuity Brands Lighting Inc. All Rights Reserved. Rev. 07/23/24 Specifications subject to change without notice.General Illumination MRI Square Downlight6"CONTROLSChoose Wall Controls.nLIGHT offers multiple styles of wall controls – each with varying features and user experience.Push-Button WallPodTraditional tactile buttons and LED user feedbackGraphic WallPodFull color touch screenprovides a sophisticatedlook and feelnLight® Control Accessories: Order as separate catalog number. Visit www.sensorswitch.com/nLight for complete listing of nLight controls.WallPod stationsModel numberOccupancy sensorsModel numberOn/OffnPODM [color]Small motion 360°, ceiling (PIR / dual tech)nCM 9 / nCM PDT 9On/Off & Raise/LowernPODM DX [color]Large motion 360°, ceiling (PIR / dual tech)nCM 10 / nCM PDT 10Graphic TouchscreennPOD GFX [color]Wide view (PIR / dual tech)nWV 16 / nWV PDT 16Photocell controlsModel numberWall Switch w/ Raise/Lower (PIR / dual tech)nWSX LV DX / nWSX PDT LV DXDimmingnCM ADCXCat-5 cables (plenum rated)Model number10', CAT5 10FTCAT5 10FT J115', CAT5 15FTCAT5 15FT J1nPS 80 EZBAnPODM 2P DX WIRING KEYBACAT-5e CableLine PowerABCCCCCCEVORDB,REMOTE DRIVER BOXCClass 2 WiringnPS 80 EZnPS 80 EZnPS 80 EZAAABBB}C}C}C}CINSIDE MRI ROOM1 ZONE2 ZONE*EMI FILTERS SUPPLIED BY OTHERSIN-LINE EMI FILTERSIN-LINE EMI FILTERSEVO MRI EVO MRI EVO MRI EVO MRI EVO MRI EVO MRI EXAMPLEnPS 80 EZ Dimming/Control Pack installed in remote driver box (example shows 1 and 2 zone configuration)nPODM 2P DX Dual On/Off/Dim Push-Button WallPodDescription: This design provides a dual on/off/dim wall station that enables manual control of one or two nLight zones from outside the MRI room. Utilizing a WallPod in the control room gives the MRI technician the ability to control multiple zones of light to maximize patient comfort during the scan as well as provide higher levels of light for exams that require greater visual acuity.Capable LuminaireThis item is an A+ capable luminaire, which has been designed and tested to provide consistent color appearance and out-of-the-box control compatibility with simple commissioning.• All configurations of this luminaire meet the Acuity Brands’ specification for chromatic consistency• This luminaire is part of an A+ Certified solution for nLight® control networks when ordered with drivers marked by a shaded background*To learn more about A+, visit www.acuitybrands.com/aplus.*See ordering tree for details
https://lfillumination.com/files/specsheets/MF12BNS-2-Light-Trimless-LED.pdf | lighting | DESCRIPTION• Two light recessed accent / downlight -Small size• All steel 18GA construction with powder coat finish• Trimless insert with 4” x 8” open aperture• Perforated metal mesh frame for mudding right to the aperture• Vent holes for cooler operating temperature• Knife-like trimless aperture edge with angle sleeve walls for clean look• Ceiling Cut-Out - 7.06” x 12.38” LED Source• Field-replaceable integral LED module• Field-changeable optic• Bridgelux / CREE / ValuDIM™ • Accepts up to 2 or more optical accessories• Single gimbal lamp holder with tilt aiming• Yoke with 360º+ rotation• Regressed adjustable yoke• Bi-Directional Horizontal travel for extreme aimingELECTRICAL• Field-replaceable integral LED driver• Electrical wiring compartment integrated into housing construction• Thermal protection• Easy maintenance access through ceiling opening• Rated for through-branch wiring• DimmableMOUNTING• Butterfly brackets for commercial installation in drywall, and other mud in ceiling types• Perforated plate adjusts for 1/2”, 5/8”, 3/4” & 1.0” ceiling thickness• Heavy-Duty L-Bars™ hanger bar system ordered separately • LF #LBARS4PKLABELS• Suitable for damp locationPatent PendingCATALOG NUMBERTYPEPROJECT4.00”(102) Accommodates 1/2”, 5/8”, 3/4” & 1.0” Ceiling ThicknessIntegral Power SuppIies& Wiring Compartment4.00” (102)5.42”(138)38.00” (203)140º40º211.47”(291)12.47”(317)1.33”(34)13.40” (340)*17.40” (442) / IC11/2”5/8”3/4”1”AdjustableCeilingThicknessFourlockingheightpositionsTrimless installation3Shown with snoot accessory2TiltAction360ºRotationBi-DirectionalHorizontalTravelEnable greateraiming capabilityYoke &Gimbal(GG)MULTIFORMS - MF100 SeriesRECESSED ADJUSTABLE KNIFE APERTURE 2-LIGHTTRIMLESSLEDSMALLHEADQUARTERS9200 Deering AvenueChatsworth CA 91311 Telephone: 818-885-1335Toll Free: 855-885-1335Fax: 818-576-1335Measurements in ( ) are metric equivalents.* IC housing dimensionwww.lfillumination.comPAGE 1rev: 042420©2020 LF ILLUMINATION LLCWe reserve the right to change or withdraw specifications without prior notice.CUS®LimitedLimitedORDERING INFOSERIESLED MODULE WATTAGE AND INFORMATIONCRI / COLORBEAMHSG TYPEDRIVER / VOLTAGEFINISHOPTIONSMF12BN-S MULTIFORMS MF100 Series Recessed 2-Light Knife ApertureAdjustable AccentTrimless Fixture New Construction HousingCREE08C 08W LED / 1094lm13C 13W LED / 1473lm19C 19W LED / 2117lmDelivered @ 80CRI / 3000KNarrow Beam8027 80CRI / 2700K8030 80CRI / 3000K8035 80CRI / 3500K8040 80CRI / 4000K9227 92CRI / 2700K9230 92CRI / 3000K9235 92CRI / 3500K9240 92CRI / 4000KCREE N Narrow 16°M Medium 28°W Wide 42°V Very Wide 73°GG Regressed Yoked GimbalDMU Dimming MultipleForward/Reverse Phase (@ 120V only)0-10V Wires Present(@ 120-277V)D31 Lutron LTEA Hi-lume™ Forward Phase 1% (@ 120V only)DEU Lutron LDE1/PEQ1Hi-lume™ EcoSystem™ 1% with Soft-On, Fade-to-Black™DPU Lutron PEQ0 Hi-lume™Premier™ 19w max. 0.1% with Soft-On, Fade-to-Black™BB BlackWW WhiteIC* Insulated CeilingFor Emergency LED Inverter Options See Page 4* See drawing for extended length dimensionValuDIM™15V 15W LED / 876lm Delivered3000-2000KWarm DimmingDelivered @ 92CRI / 3000KNarrow Beam9220 92CRI / 3000-2000K92209220 Warm Dimming ValuDIM OnlyValuDIM™N Narrow 17°M Medium 25°W Wide 38°Example: MF12BN-S-13C-8027-N-GG-DMU-BB-ICACCESSORIESMF100 SMALLACCESSORYDESCRIPTION ORDER CODEClear LensOPTB-CLRClear Lens - LED FilmOPTB-L-CLRUV LensOPTB-UVLHex Cell LouverOPTB-HXLDiffusion LensOPTB-DFLDiffusion Lens - LED FilmOPTB-L-DFLLinear Spread LensOPTB-LSLLinear Spread Lens - LED FilmOPTB-L-LSLPrismatic Spread LensOPTB-PSL1” Snoot - BlackOPTB-SNB1” Snoot - WhiteOPTB-SNW1” Snoot - White With Black SplayOPTB-SNWBHeavy Duty Hanger Bar SystemSet of 4 bars - Good for one fixture(See next page for details)LBARS4PK* Other filters, colored glass, dichroics & micro-lenses available upon requestHEADQUARTERS9200 Deering AvenueChatsworth CA 91311 Telephone: 818-885-1335Toll Free: 855-885-1335Fax: 818-576-1335©2018 LF ILLUMINATION LLCWe reserve the right to change or withdraw specifications without prior notice.1.00”(25)www.lfillumination.comPAGE 2rev: 080618 ©Tripar® 08/2016 Patent Pending T-bar slot Auxiliary nailing hole Five-feature integral nail Slot to allow upper tab to deﬂect Optional T-bar locking hole, for #8 self-tapping screw Tabs for joist positioning The parts are assembled by aligning the end of one, with the alignment marks of the other.  L-shaped cross section for each member, when assembled together provides a ½” X 1 ½” C-Channel shaped proﬁle for superior rigidity.  Consists of two identical parts in all aspects, therefore interchangeable.  Fits into C-Channel notches in Butterﬂy Bracket.  Item #LBARS4PK - 4 pack of bars included (Good for 1 ﬁxture). – Four L-Bars required per ﬁxture. L-Bars™ - Feature Overview Marking lines for 12”, 16” & 24” joist spacing & 24” T-bar, allow locking before aﬃxing to ceiling For 12” joist spacing, Cut to relief hole Optional: To lock, pry arrowhead outward or push in 1 2 - Provided on a conﬁdential basis Hole/Slot for nailing to underside of joist. Slot allows up to 5/8” lateral ﬁxture adjustment or removal 36’’- 48’’ capacity with addition of 1 or 2 more identical members Alignment marks for easy assembly Contains integral nails, which are: 1. Located as far away as possible from the main bar to permit easy nailing. 2. Oriented parallel to joist wood grain for easier installation. 3. Toothed to resist pullout. 4. The sharpest available achieved through a proprietary process. 5. Retracted and surrounded for added safety prior to installation 10’’- 24’’ ** Fastenerless bar hanger extension lock, accessible from side or bottom. Using pliers, twist until vertical * ** * Installation videos available at www.TriparInc.com/L-Bar L-Bars™FEATURE OVERVIEWHEADQUARTERS9200 Deering AvenueChatsworth CA 91311 Telephone: 818-885-1335Toll Free: 855-885-1335Fax: 818-576-13352018 LF ILLUMINATION LLCWe reserve the right to change or withdraw specifications without prior notice.HEADQUARTERS9200 Deering AvenueChatsworth CA 91311 Telephone: 818-885-1335Toll Free: 855-885-1335Fax: 818-576-1335HEADQUARTERS9200 Deering AvenueChatsworth CA 91311 Telephone: 818-885-1335Toll Free: 855-885-1335Fax: 818-576-1335www.lfillumination.comPAGE 3rev: 061518CATALOG NUMBERTYPEPROJECTEMERGENCY INVERTERSLEDELVMLVHEADQUARTERS9200 Deering AvenueChatsworth CA 91311 Telephone: 818-885-1335Toll Free: 855-885-1335Fax: 818-576-1335©2020 LF ILLUMINATION LLCWe reserve the right to change or withdraw specifications without prior notice.www.lfillumination.comRev: 010820The emergency inverter provides full power up to its load rating for no less than 90 minutes as prescribed by UL 924 Listed for US and Canada & CSA C22 No. 141 Unit Equipment for Emergency Lighting.The inverter is installed remotely, behind an access panel or with above ceiling access required (behind grid ceilings are also acceptable). The inverter is not accessible through the fixture opening in the ceiling. The inverters are rated for 120-277V and will work for LED, ELV, MLV, incandescent & fluorescent loads.The inverter is paired for the connected load wattage of the light source(s). If the load rating requirement is 25W (or less) then we recommend LF #EMREM25 IOTA #IIS-25-I: http://www.iotaengineering.com/iis25.htm Instructions: http://iotaengineering.com/Inverter/iis25_manual.pdf Wiring Diagram: http://iotaengineering.com/diagrams/ad10.pdfIf the load rating requirement is 25-35W then we recommend LF #EMREM35HE IOTA #IIS-35-HE: https://www.iotaengineering.com/Inverter/iis35he_spec.pdf Instructions: https://www.iotaengineering.com/services/#/manuals/iis35he Wiring Diagram: https://www.iotaengineering.com/services/#/diagrams/iis35heIf the load rating requirement is 35-50W then we recommend LF #EMREM50 IOTA #IIS-50-I: http://iotaengineering.com/Inverter/iis50_spec.pdf Instructions: http://iotaengineering.com/Inverter/iis50_manual.pdf Wiring Diagram: http://iotaengineering.com/diagrams/ad10.pdf Consult LF Illumination for higher wattage inverter offerings.25W35W50W* 35 version features high-efficiency performanceto help meet CEC Title 20 efficiency requirements
https://lfillumination.com/files/specsheets/MF31DSRT-1-Light-Remodel-Trimmed-LED.pdf | lighting | DESCRIPTION• One light recessed accent / downlight - large size• All steel 18GA construction remodel housing • 1” trim flange with 6.50” x 6.50” open aperture• Vent holes for cooler operating temperature• Deep sleeve feature to conceal inner components• Powder coat finish• Ceiling Cut-Out - 7.95” x 7.95”LED SOURCE• Field-replaceable integral LED module• Field-changeable optic• 22W / 2200lm (@ 80CRI min / 3000K)• 34W / 2800lm (@ 80CRI min / 3000K) • Accepts up to 2 or more optical accessories• Trim mounted double gimbal• 30º x 30º tilt aimingELECTRICAL• Field-replaceable integral LED driver• Electrical wiring compartment integrated into housing construction• Thermal protection• Easy maintenance access through ceiling opening• Rated for through-branch wiring• DimmableMOUNTING• Trim collar is secured using adjustable swing out tabs• For installation in drywall, wood, stone, acoustic tile, or other ceiling types• Adjust for 1/2” through 1.0” ceiling thicknessLABELS• Suitable for damp locationHEADQUARTERS9200 Deering AvenueChatsworth CA 91311 Telephone: 818-885-1335Toll Free: 855-885-1335Fax: 818-576-1335CATALOG NUMBERTYPEPROJECT©2016 LF ILLUMINATION LLCWe reserve the right to change or withdraw specifications without prior notice.www.lfillumination.comrev: 0930166.50” sq(165)7.75” (197)9.30”(236)8.50” sq(216)Driver CompartmentVent HolesDeep SleeveRemodel Swing-OutAdjustable Tabs30º30ºMeasurements in ( ) are metric equivalents.REMODEL MULTIFORMS - MF300 SeriesRECESSED ADJUSTABLE REMODEL 1-LIGHTTRIMMEDLEDLARGECUS®LimitedORDERING INFOSERIESWATTAGE CRI / COLORBEAMLAMP ASSEMBLYDRIVERVOLTAGEFINISHOPTIONSMF31DR-TMULTIFORMS REMODELMF300 Series Recessed 1-Light Adjustable AccentTrimmed Fixture Remodel Housing22L 22W LED 2200 lm nom.34L 34W LED 2800 lm nom.8027 80CRI / 2700K 8030 80CRI / 3000K 8035 80CRI / 3500K8040 80CRI / 4000K9027 90CRI / 2700K 9030 90CRI / 3000K9727 97CRI / 2700K 9730 97CRI / 3000KN Narrow 17° M Medium 26° W Wide 52°TD Trim Mounted Double GimbalD1 Phase Dimming (120V only)D2 0-10V DimmingD3 Lutron Hi-lume™* Forward Phase (120V only)D4 Lutron Hi-lume™* EcoSystem™ & 3 wire (1%)DE Lutron Hi-lume™* EcoSystem™ 1% with Soft-On, Fade-to-Black™*Consult factory for further dimming options1 120VU 120-277VBB BlackWW WhiteWB White Trim / Black InteriorSS SilverSB Silver Trim /Black InteriorXX CustomEM Remotely MountedEmergency LED InverterMF31DR-TOrdering Example: MF31DR-T-22L-8027-N-TD-D2-U-BB-EMOPTICAL ACCESSORIESMF100 / MF300 / Surface MF / Suspended MFOPTICAL ACCESSORYDESCRIPTIONLIGHT SOURCESMALLMEDIUMLARGE• MR16• CMHMR16• 50mm LED• PAR20• PAR20CMH• T4GU6.5• 70mm LED• PAR30 / PAR30CMH• T4G8.5• T6G12• AR111 / CDMR111• 111mm LEDClear LensOPTB-CLRØ2.00” (51mm) nom.OPTC-CLRØ2.90” (74mm) nom.OPTD-CLRØ4.40” (112mm) nom.Clear Lens - LED FilmOPTB-L-CLRØ2.00” (51mm) nom.N/AN/AUV LensOPTB-UVLØ2.00” (51mm) nom.OPTC-UVLØ2.90” (74mm) nom.OPTD-UVLØ4.40” (112mm) nom.Hex Cell LouverOPTB-HXLØ2.00” (51mm) nom.OPTC-HXLØ2.90” (74mm) nom.OPTD-HXLØ4.40” (112mm) nom.Diffusion LensOPTB-DFLØ2.00” (51mm) nom.OPTC-DFLØ2.90” (74mm) nom.OPTD-DFLØ4.40” (112mm) nom.Diffusion Lens - LED FilmOPTB-L-DFLØ2.00” (51mm) nom.OPTC-L-DFLØ2.90” (74mm) nom.OPTD-L-DFLØ4.40” (112mm) nom.Linear Spread LensOPTB-LSLØ2.00” (51mm) nom.OPTC-LSLØ2.90” (74mm) nom.OPTD-LSLØ4.40” (112mm) nom.Linear Spread Lens - LED FilmOPTB-L-LSLØ2.00” (51mm) nom.OPTC-L-LSLØ2.90” (74mm) nom.OPTD-L-LSLØ4.40” (112mm) nom.Prismatic Spread LensOPTB-PSLØ2.00” (51mm) nom.OPTC-PSLØ2.90” (74mm) nom.OPTD-PSLØ4.40” (112mm) nom.Snoot - BlackOPTB-SNBØ2.00” (51mm) nom.OPTC-SNBØ2.90” (74mm) nom.OPTD-SNBØ4.40” (112mm) nom.Snoot - WhiteOPTB-SNWØ2.00” (51mm) nom.OPTC-SNWØ2.90” (74mm) nom.OPTD-SNWØ4.40” (112mm) nom.Snoot - SilverOPTB-SNSØ2.00” (51mm) nom.OPTC-SNSØ2.90” (74mm) nom.OPTD-SNSØ4.40” (112mm) nom.Snoot - White With Black SplayOPTB-SNWBØ2.00” (51mm) nomOPTC-SNWBØ2.90” (74mm) nom.OPTD-SNWBØ4.40” (112mm) nom.Snoot - Silver With Black SplayOPTB-SNSBØ2.00” (51mm) nomOPTC-SNSBØ2.90” (74mm) nom.OPTD-SNSBØ4.40” (112mm) nom.* Other filters, colored glass, dichroics & micro-lenses available upon requestHEADQUARTERS9200 Deering AvenueChatsworth CA 91311 Telephone: 818-885-1335Toll Free: 855-885-1335Fax: 818-576-1335www.lfillumination.comrev: 072215©2015 LF ILLUMINATION LLCWe reserve the right to change or withdraw specifications without prior notice.
https://lfillumination.com/files/specsheets/MF31CSRS-1-Light-Remodel-Trimless-LED.pdf | lighting | DESCRIPTION• One light recessed accent / downlight - medium size• All steel 18GA construction remodel housing • Trimless insert with 5.00” x 5.00” open aperture• Vent holes for cooler operating temperature• Deep sleeve feature to conceal inner components• Powder coat finish• Ceiling Cut-Out - 6.70” x 6.25” Important! No LargerLED SOURCE• Field-replaceable integral LED module• Field-changeable optic• 17W / 1700lm (@ 80CRI min / 3000K)• 22W / 2200lm (@ 80CRI min / 3000K) • Accepts up to 2 or more optical accessories• Trim mounted double gimbal• 30º x 30º tilt aimingELECTRICAL• Field-replaceable integral LED driver• Electrical wiring compartment integrated into housing construction• Thermal protection• Easy maintenance access through ceiling opening• Rated for through-branch wiring• DimmableMOUNTING• Trimless collar is secured using adjustable swing out tabs • For installation in drywall and other mud-in ceiling types• Adjust for 1/2” through 1.0” ceiling thicknessLABELS• Suitable for damp locationCATALOG NUMBERTYPEPROJECT12.70” sq(323)6.25” (159)8.52”(216)5.00” sq(127)PerforatedMud PlateDriver CompartmentVent HolesDeep SleeveRemodel Swing-OutAdjustable Tabs30º30ºSkim coatPerforatedMud PlateMeasurements in ( ) are metric equivalents.REMODEL - MF300 SeriesRECESSED ADJUSTABLE REMODEL 1-LIGHTTRIMLESSLEDMEDIUMCUS®LimitedHEADQUARTERS9200 Deering AvenueChatsworth CA 91311 Telephone: 818-885-1335Toll Free: 855-885-1335Fax: 818-576-1335©2016 LF ILLUMINATION LLCWe reserve the right to change or withdraw specifications without prior notice.www.lfillumination.comrev: 093016ORDERING INFOSERIESWATTAGE CRI / COLORBEAMLAMP ASSEMBLYDRIVERVOLTAGEFINISHOPTIONSMF31CR-SMULTIFORMS REMODELMF300 Series Recessed 1-Light Adjustable AccentTrimless Insert Remodel Housing17L 17W LED 1700 lm nom.22L 22W LED 2200 lm nom.8027 80CRI / 2700K 8030 80CRI / 3000K 8035 80CRI / 3500K8040 80CRI / 4000K9027 90CRI / 2700K 9030 90CRI / 3000K9727 97CRI / 2700K 9730 97CRI / 3000KN Narrow 22° M Medium 43° W Wide 58°TD Trim Mounted Double GimbalD1 Phase Dimming (120V only)D2 0-10V DimmingD3 Lutron Hi-lume™* Forward Phase (120V only)D4 Lutron Hi-lume™* EcoSystem™ & 3 wire (1%)DE Lutron Hi-lume™* EcoSystem™ 1% with Soft-On, Fade-to-Black™*Consult factory for further dimming options1 120VU 120-277VBB BlackWW WhiteSS SilverXX CustomEM Remotely MountedEmergency LED InverterMF31CR-SOrdering Example: MF31CR-S-22L-8027-N-TD-D2-U-BB-EMOPTICAL ACCESSORIESMF100 / MF300 / Surface MF / Suspended MFOPTICAL ACCESSORYDESCRIPTIONLIGHT SOURCESMALLMEDIUMLARGE• MR16• CMHMR16• 50mm LED• PAR20• PAR20CMH• T4GU6.5• 70mm LED• PAR30 / PAR30CMH• T4G8.5• T6G12• AR111 / CDMR111• 111mm LEDClear LensOPTB-CLRØ2.00” (51mm) nom.OPTC-CLRØ2.90” (74mm) nom.OPTD-CLRØ4.40” (112mm) nom.Clear Lens - LED FilmOPTB-L-CLRØ2.00” (51mm) nom.N/AN/AUV LensOPTB-UVLØ2.00” (51mm) nom.OPTC-UVLØ2.90” (74mm) nom.OPTD-UVLØ4.40” (112mm) nom.Hex Cell LouverOPTB-HXLØ2.00” (51mm) nom.OPTC-HXLØ2.90” (74mm) nom.OPTD-HXLØ4.40” (112mm) nom.Diffusion LensOPTB-DFLØ2.00” (51mm) nom.OPTC-DFLØ2.90” (74mm) nom.OPTD-DFLØ4.40” (112mm) nom.Diffusion Lens - LED FilmOPTB-L-DFLØ2.00” (51mm) nom.OPTC-L-DFLØ2.90” (74mm) nom.OPTD-L-DFLØ4.40” (112mm) nom.Linear Spread LensOPTB-LSLØ2.00” (51mm) nom.OPTC-LSLØ2.90” (74mm) nom.OPTD-LSLØ4.40” (112mm) nom.Linear Spread Lens - LED FilmOPTB-L-LSLØ2.00” (51mm) nom.OPTC-L-LSLØ2.90” (74mm) nom.OPTD-L-LSLØ4.40” (112mm) nom.Prismatic Spread LensOPTB-PSLØ2.00” (51mm) nom.OPTC-PSLØ2.90” (74mm) nom.OPTD-PSLØ4.40” (112mm) nom.Snoot - BlackOPTB-SNBØ2.00” (51mm) nom.OPTC-SNBØ2.90” (74mm) nom.OPTD-SNBØ4.40” (112mm) nom.Snoot - WhiteOPTB-SNWØ2.00” (51mm) nom.OPTC-SNWØ2.90” (74mm) nom.OPTD-SNWØ4.40” (112mm) nom.Snoot - SilverOPTB-SNSØ2.00” (51mm) nom.OPTC-SNSØ2.90” (74mm) nom.OPTD-SNSØ4.40” (112mm) nom.Snoot - White With Black SplayOPTB-SNWBØ2.00” (51mm) nomOPTC-SNWBØ2.90” (74mm) nom.OPTD-SNWBØ4.40” (112mm) nom.Snoot - Silver With Black SplayOPTB-SNSBØ2.00” (51mm) nomOPTC-SNSBØ2.90” (74mm) nom.OPTD-SNSBØ4.40” (112mm) nom.* Other filters, colored glass, dichroics & micro-lenses available upon requestHEADQUARTERS9200 Deering AvenueChatsworth CA 91311 Telephone: 818-885-1335Toll Free: 855-885-1335Fax: 818-576-1335www.lfillumination.comrev: 072215©2015 LF ILLUMINATION LLCWe reserve the right to change or withdraw specifications without prior notice.
https://lfillumination.com/files/specsheets/MN31DNS-1-Light-Trimless.pdf | lighting | DESCRIPTION• One light recessed accent / downlight - Large size• All steel 18GA construction with powder coat finish• Trimless insert with 6.82” x 56.82” open aperture• Perforated metal mesh frame for mudding right to the aperture• Vent holes for cooler operating temperature• Trimless insert features deep sleeve to conceal inner components• Insert sleeve removable for maintenance• Ceiling Cut-Out - 8.10” X 8.10” LED Source• Field-replaceable integral LED module• Field-changeable optic• CREE • Accepts up to 2 or more optical accessories• Double gimbal lamp holder with lockable tilt aiming• Trim mounted double gimbal standard with optional single gimbal flush yoke, regressed yoke or adjusting retractable yokeELECTRICAL• Field-replaceable integral LED driver• Electrical wiring compartment integrated into housing construction• Thermal protection• Easy maintenance access through ceiling opening• Rated for through-branch wiring• DimmableMOUNTING• Butterfly brackets for commercial installation in drywall and other mud in ceiling types• Heavy-Duty L-Bars™ hanger bar system ordered separately • LF #LBARS4PK• Continuously variable plate adjusts for 1/2” through 1.0” ceilingsLABELS• Suitable for damp locationCATALOG NUMBERTYPEPROJECTIntegral Power Supply & Wiring Compartment14.30”(363)3RegressedYokedSingleGimbal(GG)Regressed yoke allows for ﬂush 1” snoot accessory1Trim MountedDoubleGimbal(TD)30º30ºDeep SleeveConceals innercomponentsfrom view2Yoke &Gimbal(YG)LockableTilt Aiming(Tool Supplied)360ºRotation13.86”(352)11.23”(285)14.10” (358)6.82” (173)SQ11.12” (282) Accommodates 1/2” through 1.0” Ceiling Thickness35º35°7.84”(199)4RetractableYokedSingleGimbal(RG)Retractable option allows foraiming beyond 45° in some positions2.80”(71)BeyondCeilingMULTIFORMS - MF350 SeriesRECESSED ADJUSTABLE STRAIGHT APERTURE 1-LIGHTTRIMLESSLEDLARGEMeasurements in ( ) are metric equivalents.CUS®LimitedLimitedORDERING INFOSERIESLED MODULE WATTAGE AND INFORMATIONCRI / COLORBEAMHSG TYPEDRIVER / VOLTAGEFINISHOPTIONSMN31DN-S New Construction HousingMN31DA-S New Construction Air-tight HousingMULTIFORMS MF350 Series Recessed 1-LightStraight ApertureAdjustable AccentTrimless Fixture CREE26C 26W LED / 2710lm34C 34W LED / 3299lmDelivered @ 80CRI / 3000KNarrow Beam8027 80CRI / 2700K8030 80CRI / 3000K8035 80CRI / 3500K8040 80CRI / 4000K9227 92CRI / 2700K9230 92CRI / 3000K9235 92CRI / 3500K9240 92CRI / 4000KN Narrow 10°M Medium 21°W Wide 46°TD Trim Mounted Double GimbalYG Yoke Gimbal Flushto Ceiling Line GG Regressed Yoked Gimbal* RG Retractable Yoked Gimbal* Required to enable flush appearance with snoot accessory.DMU Dimming MultipleForward/Reverse Phase (@ 120V only)0-10V Wires Present(@ 120-277V)D31 Lutron LTEA Hi-lume™ Forward Phase 1% (@ 120V only)DEU Lutron LDE1/PEQ1Hi-lume™ EcoSystem™ 1% with Soft-On, Fade-to-Black™BB BlackWW WhiteIC Insulated Ceiling(MN31DA-S Only)CREE40C 40W LED / 4206lmDelivered @ 80CRI / 3000KNarrow BeamN Narrow 9°M Medium 18°W Wide 31°Example: MN31DA-S-26C-8027-N-TD-DMU-BBHEADQUARTERS9200 Deering AvenueChatsworth CA 91311 Telephone: 818-885-1335Toll Free: 855-885-1335Fax: 818-576-1335©2021 LF ILLUMINATION LLCWe reserve the right to change or withdraw specifications without prior notice.HEADQUARTERS9200 Deering AvenueChatsworth CA 91311 Telephone: 818-885-1335Toll Free: 855-885-1335Fax: 818-576-1335www.lfillumination.comrev: 101321
https://lfillumination.com/files/specsheets/MN31CNS-1-Light-Trimless.pdf | lighting | DESCRIPTION• One light recessed accent / downlight - Medium size• All steel 18GA construction with powder coat finish• Trimless insert with 5.05” x 5.05” open aperture• Perforated metal mesh frame for mudding right to the aperture• Vent holes for cooler operating temperature• Trimless insert features deep sleeve to conceal inner components• Insert sleeve removable for maintenance• Ceiling Cut-Out - 6.25” X 6.25” LED Source• Field-replaceable integral LED module• Field-changeable optic• CREE • Accepts up to 2 or more optical accessories• Double gimbal lamp holder with lockable tilt aiming• Trim mounted double gimbal standard with optional single gimbal flush yoke, regressed yoke or adjusting retractable yokeELECTRICAL• Field-replaceable integral LED driver• Electrical wiring compartment integrated into housing construction• Thermal protection• Easy maintenance access through ceiling opening• Rated for through-branch wiring• DimmableMOUNTING• Butterfly brackets for commercial installation in drywall and other mud in ceiling types• Heavy-Duty L-Bars™ hanger bar system ordered separately • LF #LBARS4PK• Continuously variable plate adjusts for 1/2” through 1.0” ceilingsLABELS• Suitable for damp locationCATALOG NUMBERTYPEPROJECT Accommodates 1/2” through 1.0” Ceiling Thickness9.72” (247)Integral Power Supply & Wiring Compartment11.50”(292)6.16”(156)12.60” (320)12.38”(314)9.78”(248)5.05” (128)SQ40º40°3RegressedYokedSingleGimbal(GG)Regressed yoke allows for ﬂush 1” snoot accessory4RetractableYokedSingleGimbal(RG)Retractable option allows foraiming beyond 45° in some positions3.00”(76)BeyondCeiling1Trim MountedDoubleGimbal(TD)35º35ºDeep SleeveConceals innercomponentsfrom view2Yoke &Gimbal(YG)LockableTilt Aiming(Tool Supplied)360ºRotationMULTIFORMS - MF350 SeriesRECESSED ADJUSTABLE STRAIGHT APERTURE 1-LIGHTTRIMLESSLEDMEDIUMMeasurements in ( ) are metric equivalents.CUS®LimitedLimitedORDERING INFOSERIESLED MODULE WATTAGE AND INFORMATIONCRI / COLORBEAMHSG TYPEDRIVER / VOLTAGEFINISHOPTIONSMN31CN-S New Construction HousingMN31CA-S New Construction /Air-tight HousingMULTIFORMS MF350 Series Recessed 1-LightStraight ApertureAdjustable AccentTrimless Fixture CREE19C 19W LED / 2163lm26C 26W LED / 2908lmDelivered @ 80CRI / 3000KNarrow Beam8027 80CRI / 2700K8030 80CRI / 3000K8035 80CRI / 3500K8040 80CRI / 4000K9227 92CRI / 2700K9230 92CRI / 3000K9235 92CRI / 3500K9240 92CRI / 4000KCREE N Narrow 14°M Medium 30°W Wide 40°V Very Wide 70°TD Trim Mounted Double GimbalYG Yoke Gimbal Flushto Ceiling Line GG Regressed Yoked Gimbal* RG Retractable Yoked Gimbal* Required to enable flush appearance with snoot accessory.DMU Dimming MultipleForward/Reverse Phase (@ 120V only)0-10V Wires Present(@ 120-277V)D31 Lutron LTEA Hi-lume™ Forward Phase 1% (@ 120V only)DEU Lutron LDE1/PEQ1Hi-lume™ EcoSystem™ 1% with Soft-On, Fade-to-Black™ 26W onlyDPU Lutron PEQ0 Hi-lume™Premier™ 19W max. 0.1% with Soft-On, Fade-to-Black™(@ 120-277V only)BB BlackWW WhiteIC Insulated Ceiling(MN31CA-S Only)Example: MN31CN-S-26C-8027-N-TD-DMU-BBHEADQUARTERS9200 Deering AvenueChatsworth CA 91311 Telephone: 818-885-1335Toll Free: 855-885-1335Fax: 818-576-1335©2021 LF ILLUMINATION LLCWe reserve the right to change or withdraw specifications without prior notice.HEADQUARTERS9200 Deering AvenueChatsworth CA 91311 Telephone: 818-885-1335Toll Free: 855-885-1335Fax: 818-576-1335www.lfillumination.comrev: 120921
https://lfillumination.com/files/specsheets/MN34BNS-1-Light-Trimless.pdf | lighting | DESCRIPTION• One light recessed accent / downlight - Small size• All steel 18GA construction with powder coat finish• Trimless insert with 4.10” x 4.10” open aperture• Perforated metal mesh frame for mudding right to the aperture• Vent holes for cooler operating temperature• Trimless insert features deep sleeve to conceal inner components• Insert sleeve removable for maintenance• Ceiling Cut-Out - 5.30” X 5.30” LED Source• Field-replaceable integral LED module• Field-changeable optic• CREE / ValuDIM™ • Accepts up to 2 or more optical accessories• Double gimbal lamp holder with lockable tilt aiming• Trim mounted double gimbal standard with optional single gimbal flush yoke, regressed yoke or adjusting retractable yokeELECTRICAL• Field-replaceable integral LED driver• Electrical wiring compartment integrated into housing construction• Thermal protection• Easy maintenance access through ceiling opening• Rated for through-branch wiring• DimmableMOUNTING• Butterfly brackets for commercial installation in drywall and other mud in ceiling types• Heavy-Duty L-Bars™ hanger bar system ordered separately • LF #LBARS4PK• Continuously variable plate adjusts for 1/2” through 1.0” ceilingsLABELS• Suitable for damp locationCATALOG NUMBERTYPEPROJECT Accommodates 1/2” through 1.0” Ceiling Thickness9.40” (239)5.37”(136)Integral Power Supply & Wiring Compartment11.50”(292)10.99”(279)8.36”(212)30º30º4.10” (104)SQ1Trim MountedDoubleGimbal(TD)25º25ºDeep SleeveConceals innercomponentsfrom view12.25” (311)3RegressedYokedSingleGimbal(GG)Regressed yoke allows for ﬂush snoot accessory2Yoke &Gimbal(YG)LockableTilt Aiming(Tool Supplied)360ºRotation4RetractableYokedSingleGimbal(RG)Retractable option allows foraiming beyond 45° in some positions2.52”(64)BeyondCeilingMULTIFORMS - MF350 SeriesRECESSED ADJUSTABLE STRAIGHT APERTURE 1-LIGHTTRIMLESSLEDSMALLMeasurements in ( ) are metric equivalents.CUS®LimitedLimitedORDERING INFOSERIESLED MODULE WATTAGE AND INFORMATIONCRI / COLORBEAMHSG TYPEDRIVER / VOLTAGEFINISHOPTIONSMN31BN-S New Construction HousingMN31BA-S New Construction /Air-tight HousingMULTIFORMS MF350 Series Recessed 1-LightStraight ApertureAdjustable AccentTrimless Fixture CREE08C 08W LED / 1094lm13C 13W LED / 1473lm19C 19W LED / 2117lmDelivered @ 80CRI / 3000KNarrow Beam8027 80CRI / 2700K8030 80CRI / 3000K8035 80CRI / 3500K8040 80CRI / 4000K9227 92CRI / 2700K9230 92CRI / 3000K9235 92CRI / 3500K9240 92CRI / 4000KCREE N Narrow 16°M Medium 28°W Wide 42°V Very Wide 73°TD Trim Mounted Double GimbalYG Yoke Gimbal Flushto Ceiling Line GG Regressed Yoked Gimbal* RG Retractable Yoked Gimbal* Required to enable flush appearance with snoot accessory.DMU Dimming MultipleForward/Reverse Phase (@ 120V only)0-10V Wires Present(@ 120-277V)D31 Lutron Hi-lume™ Forward Phase 1% (@ 120V only)DPU Lutron Hi-lume™Premier™ 0.1% with Soft-On,Fade-to-Black™(@ 120-277V only)BB BlackWW WhiteIC Insulated Ceiling(MN31BA-S Only)ValuDIM™15V 15W LED / 957lm Delivered3000-1800KWarm DimmingDelivered @ 92CRI / 3000KNarrow Beam9220 92CRI / 3000-1800K92209220 Warm Dimming ValuDIM OnlyValuDIM™N Narrow 17°M Medium 25°W Wide 38°Example: MN31BN-S-13C-8027-N-TD-DMU-BBHEADQUARTERS9200 Deering AvenueChatsworth CA 91311 Telephone: 818-885-1335Toll Free: 855-885-1335Fax: 818-576-1335©2021 LF ILLUMINATION LLCWe reserve the right to change or withdraw specifications without prior notice.HEADQUARTERS9200 Deering AvenueChatsworth CA 91311 Telephone: 818-885-1335Toll Free: 855-885-1335Fax: 818-576-1335www.lfillumination.comrev: 120921
https://cdn.currentlighting.com/site/specsheet/COL_KHL_spec.pdf | lighting | KEMLUX III SERIESHAZARDOUS LOCATIONPage 1 of 4 Rev 05/11/22COL_KHL_speccurrentlighting.com/columbialighting© 2022 HLI Solutions, Inc. All rights reserved. Information and specifications subject to change without notice. All values are design or typical values when measured under laboratory conditions.FEATURES• Class I, Division 2• Covers gas groups A, B, C and D with a T-Code of T5• Custom engineered LED optics providing optimally controlled and evenly distributed light• Three LED count options: 18, 24, 36• Three distinct distributions: Type V Square, Type V Rectangle, Narrow• Modular design provides 6 mounting options• Copper-free (less than 0.4%) aluminum housing, cover and guard with corrosion resistant Lektrocote® powder polyester paint finish• All exposed hardware is stainless steelDATE:LOCATION:TYPE:PROJECT:APPLICATIONS• Designed to efficiently light corrosive and Hazardous applications such as chemical, petrochemical, marine, power generation, pharmaceutical or food processing plants.CONSTRUCTION• Vertically finned cast aluminum housing for maximum heat dissipation ensuring long component life and performance• Separate hinged optical and electrical compartments for optimum component operation and easy installation, maintenance.• One piece molded silicone gasket ensures weather proof seal around each individual LED; Stamped bezel provides mechanical compression to seal the optical assembly• Modular design provides 6 mounting options• Specialized thermal management allows up to 40°C ambient temperature ratings• Copper-free (<0.4%) aluminum housing and cover with tan Lektrocote® powder polyester paint finish provides excellent corrosion resistance from most chemicals• Fixture weight: 29 lbs. Shipped weight: 33 lbs.LISTINGS• Listed to UL844 for use in hazardous locations• CSA Listed to UL1598 Wet Location• Class I, Division 2, Groups A, B, C & D; T-code of T5WARRANTY• 5 year warrantySPECIFICATIONSOPTICS/ELECTRICAL SYSTEM• Custom engineered LED optics providing optimally controlled and evenly distributed light• Three distinct distributions: Type V square, Type V rectangle and NarrowLED LIGHT ENGINE• High output LEDs delivering up to 105 lumens per watt• CCT: 5100K• 18, 24 and 36 LEDs on up to 6 light engines providing fail-safe redundancyLED DRIVER• Transient voltage protection with standard 10KVA surge suppressor• Thermal compensation management• Wattage: 43-86• Minimum operating temperature of -40˚C to 40˚CKEY DATALumen Range4,323–9,004Wattage Range43-86Efficacy Range (LPW)99-105Reported Life (Hours)60,000CATALOG #:KEMLUX III SERIESHAZARDOUS LOCATIONPage 2 of 4 Rev 05/11/22COL_KHL_speccurrentlighting.com/columbialighting© 2022 HLI Solutions, Inc. All rights reserved. Information and specifications subject to change without notice. All values are design or typical values when measured under laboratory conditions.ORDERING GUIDEKHL–– 5K––––SeriesNumber of LEDsVoltageColor TemperatureOpticsMountHubKHLKemlux III LED18L18 High Performance LEDs (43 watts)24L 24 High Performance LEDs (57 watts)36L 36 High Performance LEDs (86 watts)U120 - 2771 1202208324042775480F3475K 5000K (68 CRI)5MType V Square5R Type V RectangleNNarrowAPendantBWall BracketCConeDStanchion 25°NNone (mount ordered separately)SStraight StanchionXCeiling MountYYoke Mount23/4" 131" 141 1/4" 251 1/2" 2TN–ColorOptionsTNTanF(x)Fusing 3Example: KHL-36L-U-5K-N-C-2-TN-WGCATALOG #DATE:LOCATION:TYPE:PROJECT:Accessories (Order Separately)WGWire GuardNotes:1Available with A, B, C, X Mount2Available with S, D Mount3Fusing (x=1 for 120V, 2 for 208V, 3 for 240V, 4 for 277V, 6 for 347V)CATALOG #:LED SYSTEM INFORMATIONNUMBER OF LED’sDRIVE CURRENT (MILLIAMPS)INPUT WATTSDISTRIBUTIONTOTAL LUMENSLUMENS PER WATTHID EQUIVALENT18STD. (700 MA)43N4410103100w HID5M43231015R44051022457N5988105175w HID5M57121005R58961033686N9004105250w HID5M8473995R87471021 Lumen values are from photometric tests performed in accordance with IESNA LM-79-08. Data is considered to be representative of the configurations shown. Actual performance may differ as a result of end-user environment and application.KEMLUX III SERIESHAZARDOUS LOCATIONPage 3 of 4 Rev 05/11/22COL_KHL_speccurrentlighting.com/columbialighting© 2022 HLI Solutions, Inc. All rights reserved. Information and specifications subject to change without notice. All values are design or typical values when measured under laboratory conditions.ELECTRICAL DATADATE:LOCATION:TYPE:PROJECT:CATALOG #:NUMBER OF LED’sNUMBER OF DRIVERSDRIVE CURRENT (MILLIAMPS)INPUT VOLTAGE (V)SYSTEM POWER(W)CURRENT(AMPS)T-CODE181STD. (700 MA)120430.36T5277450.20347430.13480430.11242120570.48T5277590.24347560.17480570.13363120860.73T5277890.35347840.25480850.20DIMENSIONSMOUNTING OPTIONSKSA14.5"B11"C6"WALL MOUNTSTANCHION (25˚) MOUNTCONE MOUNTSTANCHION (0˚) MOUNTPENDANT MOUNTCEILING MOUNTAABCAABCKEMLUX III SERIESHAZARDOUS LOCATIONPage 4 of 4 Rev 05/11/22COL_KHL_speccurrentlighting.com/columbialighting© 2022 HLI Solutions, Inc. All rights reserved. Information and specifications subject to change without notice. All values are design or typical values when measured under laboratory conditions.PHOTOMETRYZONAL LUMEN SUMMARY ZoneLumens% Luminaire0–4011,06268.60–6015,98599.10–9016,132100.00–18016,132100.0ZONAL LUMEN SUMMARY ZoneLumens% Luminaire0–4011,06268.60–6015,98599.10–9016,132100.00–18016,132100.0KXL-36L-X-5K-5MKXL-36L-X-5K-5RKXL-36L-X-5K-NCANDELA DISTRIBUTION ANGLE IN DEGREESAVERAGE0-DEGAVERAGE45-DEGAVERAGE90-DEG453671438224365015564143917156328465475931822424778875253917775264585125715711414LUMINAIRE DATA Test No. 7093Description5000K, 68 CRIDelivered Lumens8470Watts85.3WEfficacy100.0MountingPendantSpacing Criterion3.75LUMINAIRE DATA Test No. 7096Description5000K, 68 CRIDelivered Lumens8746Watts85.3WEfficacy100.0MountingPendantSpacing Criterion0°=3.89 90°=2.37LUMINAIRE DATA Test No. 7099Description5000K, 68 CRIDelivered Lumens9019Watts85.4WEfficacy100.0MountingPendantSpacing Criterion.98POLAR GRAPH POLAR GRAPH POLAR GRAPH 14782965443359100˚15˚30˚45˚60˚75˚90˚12162432364848640˚15˚30˚45˚60˚75˚90˚16283267488565130˚15˚30˚45˚60˚75˚90˚ZONAL LUMEN SUMMARYZONELUMENS0-30557.830-401309.220-605689.700-908461.34LUMINANCE DATA (CD/SQ.M)ANGLE IN DEGREESAVERAGE0-DEGAVERAGE45-DEGAVERAGE90-DEG4533189343713003355974445340147123651287191048098197754115828409185285879829851414LUMINANCE DATA (CD/SQ.M)ANGLE IN DEGREESAVERAGE0-DEGAVERAGE45-DEGAVERAGE90-DEG4555516555165551655348534853485651620162016207517991799179985172817281728DATE:LOCATION:TYPE:PROJECT:CATALOG #:
https://media.iuseelite.com/specsheet2/sl2.pdf | lighting | SL2F E S T O O N X E N O N L A M PTel: 323-888-1973 • 877-375-5555 / Fax: 323-888-1977 • 877-375-3333w w w . i u s e e l i t e . c o m • E - m a i l : s a l e s @ i u s e e l i t e . c o mTYPE:SPECIFIED BY:JOB NAME:To determine the most attractive and efficient form of lighting for your application,begin by selecting the best lamp type, lamp spacing, and wattage. Then designthe system for your specific needs by selecting the right accessories. As a general rule, the basic version of our products uses 5-watt lamps 3” on centerand can uniformly illuminate surfaces positioned as close as 2”to 3” from thefixture. Lamp sockets are designed to be attached with mounting screws, offeringcomplete flexibility of adjustment in countless directions. These products feature26,000 hours of rated life and a pleasant 2,4000K color temperature. LAMP STYLE TYPEHOW TO SPECIFY ( Specify by catalog number: )ORDERING INFORMATION, PLEASE SPECIFYPART#: SL2-5W (5 WATTS)The SL2-5W is the most versatile and widely chosenfixture, as it is suitable for most applications anddelivers an optional combination of lumen output,lamp life, and color temperature.PART#: SL2-10W (10 WATTS)When higher temperature are tolerable in aparticular application, the SL2-10W can offergreater lumen output and color temperature.This lamp is not compatible with lens covers.Q T Y - 1 0 0 - S L 2 - 3 - 1 2 - 5 - F - L C - M CLENGTHSPECIFY/FT.PRODUCT CODELAMP SPACINGVOLTAGEWATTAGELAMPTYPELENS OPTIONOPTIONQUANTITYQ T Y - 1 0 0 - S L 2 - 3 - 1 2 - 5 - F - L C - M CLENGTHSPECIFY/FT.PRODUCT CODELAMP SPACINGVOLTAGEWATTAGELAMPTYPELENS OPTIONOPTIONQUANTITY2.4345612V24V5W10WPUT COLOROF LENSMOUNTINGCHANNELF-FrostedC-Clear2.4” O.C.3” O.C.4” O.C.5” O.C.6” O.C.REQUIRED ACCESSORIES PER SECTIONTERMINAL BLOCK CONNECTORSPART#: SL-TB ___________# OF SECTIONMINI JUNCTION BOX CONNECTORSPART#: SL-JBC ___________# OF SECTIONEND CAPPART#: SL-EC ___________# OF SECTIONSL2F E S T O O N X E N O N L A M PTel: 323-888-1973 • 877-375-5555 / Fax: 323-888-1977 • 877-375-3333w w w . i u s e e l i t e . c o m • E - m a i l : s a l e s @ i u s e e l i t e . c o mOPTIONSACCESSORIESSL1/SL2 MAXIMUM FIXTURE SIZEPART#: SL2-LC (LENS COVER)A clear polycarbonate lens may be used to protect lamps from contact when the applicationrequires such protection. The lenses are open-ended so as to facilitate ventilation. Lens covers mayonly be used with 3-and 5-watt lamps.PART#: SL2-SC(MOUNTING SCREWS)Four holes are found in each lampsocket. Two screws in oppositecorners must be tightened forproper installationPART#: SL2-CL(CHANNEL CLAMPS)These clamps, which can easily bescrewed into position, arecompatible with the SL1/SL2-MCmounting channel.TERMINAL BLOCK CONNECTORSPART#: SL-TB (REQUIRED)MINI JUNCTION BOX CONNECTORSPART#: SL-JBC (REQUIRED)END CAPPART#: SL-EC (REQUIRED)PART#: SL2-MC (MOUNTING CHANNEL)For straight-run applications, we offer a tough, high-temperature plastic channel. The channel canbe screwed in place and the lamp socket pushed into position, resulting in a very simple installationand flawless linear integrity.COLORED LENSColored polycarbonate lenses are available if desired.Colors available:Red Green Blue Yellow ClearPART#: SL2-LC-RED, SL2-LC-GREEN, SL2-LC-BLUE, SL2-LC-YELLOW, SL2-LC-CLEARLAMP SPACING2.4” O.C.3” O.C.4” O.C.6” O.C.NUMBER OF LAMPS/FOOT5432MAX. Length @ 12V 5W9.6’12’16’24’MAX. Length @ 12V 10W4.8’6’8’12’MAX. Length @ 24V 5W19.2’24’32’48’MAX. Length @ 24V 10W9.6’12’16’24’The maximum capacity of a fixture must notexceed 20 amps (480 watts @ 24 volts and 240watts @ 12 volts). If a run length exceeds theselimitations, then it should only be provided bymultiple fixtures. Each fixture would then requirean independent feed running to the transformer.Additionally, fixtures using 5-watt and 10-wattlamps 6” on center are further restricted in size toprevent excessive drops in voltage. Please callour technical department for more details. SL2F E S T O O N X E N O N L A M PTel: 323-888-1973 • 877-375-5555 / Fax: 323-888-1977 • 877-375-3333w w w . i u s e e l i t e . c o m • E - m a i l : s a l e s @ i u s e e l i t e . c o mUSE FORMULA TO DETERMINE WHICH TRANSFORMER TO USETRANSFORMER SPECIFICATION GUIDESYSTEM LAYOUT & TRANSFORMERRequested wattage of transformerPart#EV24-150EV24-200ODC-250SODX-250S-24EV24-300ODX-500ODX-600SODC-750SODX-750S-24ODX-1000ODX-1200STypeMagneticMagneticMagneticMagneticMagneticMagneticMagneticMagneticMagneticMagneticMagneticQTY.MagneticMagneticMagneticMagneticMagneticMagneticMagneticMagneticMagneticMagneticMagneticMAX. LAMPS/CIRCUITLamp SpacingMaximum LengthsWATTS/LAMP CODE96 Lamps48 Lamps5 W/24V10 W/24V19.2 FT.24 FT.32 FT.48 FT.10 FT.12 FT.16 FT.24 FT.Output(12v)1@150 watts1@200 watts1@250 watts-1@300 watts2@250 watts2@300 watts3@250 watts-4@250 watts4@300 wattsOutput(24V)1@150 watts1@200 watts-1@250 watts1@300 watts1@500 watts1@600 watts-2@375 watts2@500 watts2@600 wattsDepth2-15/16”2-15/16”3-3/8”3-3/8”3-3/8”4-1/4”4-1/4”4-1/4”4-1/4”4-15/32”5-7/16”APPROXIMATE SIZES AND WEIGHTHeight7-9/16”7-9/16”8-1/16”8-1/16”8-1/16”9-7/16”9-7/16”9-7/16”9-7/16”8-13/32”10-9/16”Width3-1/16”3-1/16”4-3/16”4-3/16”4-3/16”4-11/16”4-11/16”4-11/16”4-11/16”7-13/16”6-3/4”SYSTEM LAYOUTIn designing a lighting system, consideration must be given to the following points:1. Maximum length of each fixtures run 2. Output load of each transformer circuit 3. Total load of transformer. To avoid a voltage drop, long runs of the product can only bemaintained by centrally locating the transformer and feedingfixtures on either side.5W10W150W5W10’4” O.C. = 3 Lamps2.4” O.C.= 5 lamps3” O.C.= 4 lamps4” O.C.= 3 lamps5” O.C.= 2.4 lamps6” O.C.= 2 lamps= Lamp WattageX number of lamp/ftX LengthRequested wattage of transformer= Lamp WattageX number of lamp/ftX LengthMAX. FIXTURE SIZEThe maximum capacity of a fixture must not exceed 20 amps(480 watts @ 24 volts and 240 watts @ 12 volts). If a run lengthexceeds these limitations, then it should only be provided bymultiple fixtures. Each fixture would then require anindependent feed running to the transformer. Additionally,fixtures using 5-watt and 10-watt lamps 6” on center arefurther restricted in size to prevent excessive drops in voltage.Please call our technical department for more details. Transformers are UL- and CUL-listedfor use with lighting fixtures. Thesetransformers are for use with120/240 VAC/60 Hz input. The 24/12volt secondary outputs areprotected by inherent fuses with amaximum rating of 20 amps. Theappropriate transformer can easilybe determined by multiplying thenumber of lamps by the watts perlamp. For larger transformers (ODX-750S, ODC-750S, ODX-1000 and ODX-1200X), consideration should be givento the maximum capacity of eachfused output. Capacities shown areconservative underestimates byapproximately 20%. Weight10 lbs.12 lbs.16 lbs.16 lbs.16 lbs.20 lbs.20 lbs.28 lbs.28 lbs.32 lbs.35 lbs.WIRING DIAGRAMTRANSFORMERSTransformerFused 24 VAC Outputs120 VAC inputConnector(SL-TB or SL-JBC)Do Not Exceed Transformer Output RatingDo Not Exceed Max.Fixture LengthLighting Fixture2.4” O.C.3” O.C.4” O.C.6” O.C.SL2F E S T O O N X E N O N L A M PTel: 323-888-1973 • 877-375-5555 / Fax: 323-888-1977 • 877-375-3333w w w . i u s e e l i t e . c o m • E - m a i l : s a l e s @ i u s e e l i t e . c o mDETAILED SPECIFICATIONSHEAT DATAXENON LAMPSSOCKET CONTACTSPVC INSULATION RATED 1400CALUMINUM REFLECTORFIBER-REINFORCED PBT SOCKETFLAME RATING 94V-0 PCAWG #12 PLATED/STANDARD CONDUCTORSMATERIAL SPECIFICATIONSFIXTURESSufficient ventilation is needed to control thetemperatures produced by light fixtures.We fully comply with NEC/NFPA 70 Articles410-415, which stipulate that all fixtures shallbe built, installed, or equipped with guards orshades, so as to avoid the exposure ofcombustible material to temperatures above900C or 1940F.Installation of Linia Cove Lighting Systemsmust adhere to the minimum spacerequirements illustrated below in order toensure compliance with the aboveregulations.TRANSFORMERSOpen air flow is critical to the spatialplacement of transformers. Areas that havehigh temperatures or lack of sufficient air floware not suitable for installation of transformers.RESULTS USINGBASIC SYSTEM/VERTICALRESULTS USINGBASIC SYSTEM/HORIZONTALWATTS510MINIMUMDISTANCE (D)1”1.5”DDWATTS510MINIMUMDISTANCE (D)0.5”1”SL2F E S T O O N X E N O N L A M PTel: 323-888-1973 • 877-375-5555 / Fax: 323-888-1977 • 877-375-3333w w w . i u s e e l i t e . c o m • E - m a i l : s a l e s @ i u s e e l i t e . c o mPHOTOMETRICS000204060801503004506007509001050120013501500165018004"12"12"4"2"3"3"18"24"6"3"3"6"6"6"6"6"6"33"6"6"3"6"6"6"42"6"6"6"11531105.02.81.81.20.921273131101525447510071741120.5"CONVERSION FACTORSLamp Wattage:• 5 Watt, 32 Lumen Lamp• 10 Watt, 95.0 Lumen Lamp Lamp Spacing:2.4” O.C., Multiply by 1.244.0” O.C., Multiply by 0.736.0” O.C., Multiply by 0.51FOOTCANDLE SUMMARYThis sections show typical point-by-point footcandle values for three typical applications.Reflectance for each is as follows:Overhang=53%; Under Cabinet=55%; Cove=82%LAMPING16” 5 Watt/40 Lumen3” O.C. Spacing,48” Total Length
https://media.iuseelite.com/specsheet2/sl1.pdf | lighting | TYPE:SPECIFIED BY:JOB NAME:R I G I D L O O P X E N O N L A M PTo determine the most attractive and efficient form of lighting for your application,begin by selecting the best lamp type, lamp spacing, and wattage. Then designthe system for your specific needs by selecting the right accessories. As a general rule, the basic version of our products uses 5-watt lamps 3” on centerand can uniformly illuminate surfaces positioned as close as 2”to 3” from thefixture. Lamp sockets are designed to be attached with mounting screws, offeringcomplete flexibility of adjustment in countless directions. These products feature26,000 hours of rated life and a pleasant 2,4000K color temperature. Tel: 323-888-1973 • 877-375-5555 / Fax: 323-888-1977 • 877-375-3333w w w . i u s e e l i t e . c o m • E - m a i l : s a l e s @ i u s e e l i t e . c o mLAMP STYLE TYPEHOW TO SPECIFY ( Specify by catalog number: )ORDERING INFORMATION, PLEASE SPECIFYPART#: SL1-5W (5 WATTS)The SL1-5W is the most versatile and widely chosenfixture, as it is suitable for most applications anddelivers an optional combination of lumen output,lamp life, and color temperature.PART#: SL1-10W (10 WATTS)When higher temperature are tolerable in aparticular application, the SL1-10W can offergreater lumen output and color temperature.This lamp is not compatible with lens covers.Q T Y - 1 0 0 - S L 1 - 3 - 1 2 - 5 - F - L C - M CLENGTHSPECIFY/FT.PRODUCT CODELAMP SPACINGVOLTAGEWATTAGELAMPTYPELENS OPTIONOPTIONQUANTITYQ T Y - 1 0 0 - S L 1 - 3 - 1 2 - 5 - F - L C - M CLENGTHSPECIFY/FT.PRODUCT CODELAMP SPACINGVOLTAGEWATTAGELAMPTYPELENS OPTIONOPTIONQUANTITY2.4345612V24V5W10WPUT COLOROF LENSMOUNTINGCHANNELF-FrostedC-Clear2.4” O.C.3” O.C.4” O.C.5” O.C.6” O.C.REQUIRED ACCESSORIES PER SECTIONTERMINAL BLOCK CONNECTORSPART#: SL-TB ___________# OF SECTIONMINI JUNCTION BOX CONNECTORSPART#: SL-JBC ___________# OF SECTIONEND CAPPART#: SL-EC ___________# OF SECTIONSL1SL1R I G I D L O O P X E N O N L A M PTel: 323-888-1973 • 877-375-5555 / Fax: 323-888-1977 • 877-375-3333w w w . i u s e e l i t e . c o m • E - m a i l : s a l e s @ i u s e e l i t e . c o mOPTIONSACCESSORIESSL1/SL2 MAXIMUM FIXTURE SIZEPART#: SL1-LC (LENS COVER)A clear polycarbonate lens may be used to protect lamps from contact when the applicationrequires such protection. The lenses are open-ended so as to facilitate ventilation. Lens covers mayonly be used with 3-and 5-watt lamps.PART#: SL1-SC(MOUNTING SCREWS)Four holes are found in each lampsocket. Two screws in oppositecorners must be tightened forproper installationPART#: SL1-CL(CHANNEL CLAMPS)These clamps, which can easily bescrewed into position, arecompatible with the SL1/SL2-MCmounting channel.TERMINAL BLOCK CONNECTORSPART#: SL-TB (REQUIRED)MINI JUNCTION BOX CONNECTORSPART#: SL-JBC (REQUIRED)END CAPPART#: SL-EC (REQUIRED)PART#: SL1-MC (MOUNTING CHANNEL)For straight-run applications, we offer a tough, high-temperature plastic channel. The channel canbe screwed in place and the lamp socket pushed into position, resulting in a very simple installationand flawless linear integrity.COLORED LENSColored polycarbonate lenses are available if desired.Colors available:Red Green Blue Yellow ClearPART#: SL1-LC-RED, SL1-LC-GREEN, SL1-LC-BLUE, SL1-LC-YELLOW, SL1-LC-CLEARLAMP SPACING2.4” O.C.3” O.C.4” O.C.6” O.C.NUMBER OF LAMPS/FOOT5432MAX. Length @ 12V 5W9.6’12’16’24’MAX. Length @ 12V 10W4.8’6’8’12’MAX. Length @ 24V 5W19.2’24’32’48’MAX. Length @ 24V 10W9.6’12’16’24’The maximum capacity of a fixture must notexceed 20 amps (480 watts @ 24 volts and 240watts @ 12 volts). If a run length exceeds theselimitations, then it should only be provided bymultiple fixtures. Each fixture would then requirean independent feed running to the transformer.Additionally, fixtures using 5-watt and 10-wattlamps 6” on center are further restricted in size toprevent excessive drops in voltage. Please callour technical department for more details. USE FORMULA TO DETERMINE WHICH TRANSFORMER TO USETRANSFORMER SPECIFICATION GUIDESL1R I G I D L O O P X E N O N L A M PTel: 323-888-1973 • 877-375-5555 / Fax: 323-888-1977 • 877-375-3333w w w . i u s e e l i t e . c o m • E - m a i l : s a l e s @ i u s e e l i t e . c o mSYSTEM LAYOUT & TRANSFORMERRequested wattage of transformerPart#EV24-150EV24-200ODC-250SODX-250S-24EV24-300ODX-500ODX-600SODC-750SODX-750S-24ODX-1000ODX-1200STypeMagneticMagneticMagneticMagneticMagneticMagneticMagneticMagneticMagneticMagneticMagneticQTY.MagneticMagneticMagneticMagneticMagneticMagneticMagneticMagneticMagneticMagneticMagneticMAX. LAMPS/CIRCUITLamp SpacingMaximum LengthsWATTS/LAMP CODE96 Lamps48 Lamps5 W/24V10 W/24V19.2 FT.24 FT.32 FT.48 FT.10 FT.12 FT.16 FT.24 FT.Output(12v)1@150 watts1@200 watts1@250 watts-1@300 watts2@250 watts2@300 watts3@250 watts-4@250 watts4@300 wattsOutput(24V)1@150 watts1@200 watts-1@250 watts1@300 watts1@500 watts1@600 watts-2@375 watts2@500 watts2@600 wattsDepth2-15/16”2-15/16”3-3/8”3-3/8”3-3/8”4-1/4”4-1/4”4-1/4”4-1/4”4-15/32”5-7/16”APPROXIMATE SIZES AND WEIGHTHeight7-9/16”7-9/16”8-1/16”8-1/16”8-1/16”9-7/16”9-7/16”9-7/16”9-7/16”8-13/32”10-9/16”Width3-1/16”3-1/16”4-3/16”4-3/16”4-3/16”4-11/16”4-11/16”4-11/16”4-11/16”7-13/16”6-3/4”SYSTEM LAYOUTIn designing a lighting system, consideration must be given to the following points:1. Maximum length of each fixtures run 2. Output load of each transformer circuit 3. Total load of transformer. To avoid a voltage drop, long runs of the product can only bemaintained by centrally locating the transformer and feedingfixtures on either side.5W10W150W5W10’4” O.C. = 3 Lamps2.4” O.C.= 5 lamps3” O.C.= 4 lamps4” O.C.= 3 lamps5” O.C.= 2.4 lamps6” O.C.= 2 lamps= Lamp WattageX number of lamp/ftX LengthRequested wattage of transformer= Lamp WattageX number of lamp/ftX LengthMAX. FIXTURE SIZEThe maximum capacity of a fixture must not exceed 20 amps(480 watts @ 24 volts and 240 watts @ 12 volts). If a run lengthexceeds these limitations, then it should only be provided bymultiple fixtures. Each fixture would then require anindependent feed running to the transformer. Additionally,fixtures using 5-watt and 10-watt lamps 6” on center arefurther restricted in size to prevent excessive drops in voltage.Please call our technical department for more details. Transformers are UL- and CUL-listedfor use with lighting fixtures. Thesetransformers are for use with120/240 VAC/60 Hz input. The 24/12volt secondary outputs areprotected by inherent fuses with amaximum rating of 20 amps. Theappropriate transformer can easilybe determined by multiplying thenumber of lamps by the watts perlamp. For larger transformers (ODX-750S, ODC-750S, ODX-1000 and ODX-1200X), consideration should be givento the maximum capacity of eachfused output. Capacities shown areconservative underestimates byapproximately 20%. Weight10 lbs.12 lbs.16 lbs.16 lbs.16 lbs.20 lbs.20 lbs.28 lbs.28 lbs.32 lbs.35 lbs.WIRING DIAGRAMTRANSFORMERSTransformerFused 24 VAC Outputs120 VAC inputConnector(SL-TB or SL-JBC)Do Not Exceed Transformer Output RatingDo Not Exceed Max.Fixture LengthLighting Fixture2.4” O.C.3” O.C.4” O.C.6” O.C.SL1R I G I D L O O P X E N O N L A M PTel: 323-888-1973 • 877-375-5555 / Fax: 323-888-1977 • 877-375-3333w w w . i u s e e l i t e . c o m • E - m a i l : s a l e s @ i u s e e l i t e . c o mDETAILED SPECIFICATIONSHEAT DATAXENON LAMPSSOCKET CONTACTSPVC INSULATION RATED 1400CALUMINUM REFLECTORFIBER-REINFORCED PBT SOCKETFLAME RATING 94V-0 PCAWG #12 PLATED/STANDARD CONDUCTORSMATERIAL SPECIFICATIONSFIXTURESSufficient ventilation is needed to control thetemperatures produced by light fixtures.We fully comply with NEC/NFPA 70 Articles410-415, which stipulate that all fixtures shallbe built, installed, or equipped with guards orshades, so as to avoid the exposure ofcombustible material to temperatures above900C or 1940F.Installation of Linia Cove Lighting Systemsmust adhere to the minimum spacerequirements illustrated below in order toensure compliance with the aboveregulations.TRANSFORMERSOpen air flow is critical to the spatialplacement of transformers. Areas that havehigh temperatures or lack of sufficient air floware not suitable for installation of transformers.RESULTS USINGBASIC SYSTEM/VERTICALRESULTS USINGBASIC SYSTEM/HORIZONTALWATTS510MINIMUMDISTANCE (D)1”1.5”DDWATTS510MINIMUMDISTANCE (D)0.5”1”SL1R I G I D L O O P X E N O N L A M PTel: 323-888-1973 • 877-375-5555 / Fax: 323-888-1977 • 877-375-3333w w w . i u s e e l i t e . c o m • E - m a i l : s a l e s @ i u s e e l i t e . c o mPHOTOMETRICS000204060801503004506007509001050120013501500165018004"12"12"4"2"3"3"18"24"6"3"3"6"6"6"6"6"6"33"6"6"3"6"6"6"42"6"6"6"11531105.02.81.81.20.921273131101525447510071741120.5"CONVERSION FACTORSLamp Wattage:• 5 Watt, 32 Lumen Lamp• 10 Watt, 95.0 Lumen Lamp Lamp Spacing:2.4” O.C., Multiply by 1.244.0” O.C., Multiply by 0.736.0” O.C., Multiply by 0.51FOOTCANDLE SUMMARYThis sections show typical point-by-point footcandle values for three typical applications.Reflectance for each is as follows:Overhang=53%; Under Cabinet=55%; Cove=82%LAMPING16” 5 Watt/40 Lumen3” O.C. Spacing,48” Total Length
https://media.iuseelite.com/specsheet2/rl417.pdf | lighting | w w w . i u s e e l i t e . c o m4”4” Led Closet Lights W/ Built-In Pir Motion SensorRL417FINISHLUMENSCCT COLOR QUALITYCRILIFETIME FEATURESThe Elite RL417 has been engineered for standard junction boxes. Lights turns ON/OFF when movement is detected. Over 600 usable lumens are directed from the luminaire to the work surface. Lighting is smooth and comfortable, all while using 75% less energy than the equivalent 50W BR20 and 25% less than the common 13W CFL. Plus the Elite RL417 features 50,000 hours of life, and California Title-24 compliance.OPTICSThe Elite-Engineered LED Module system is much more than just a simple LED retrofit. The Elite LED system is a highly engineered work of design and optical science which produces over 600 lumens! Our meticulously crafted optics gather the light scattered by the LED chip and shape it into a functional beam with uniform light distribution.DURABILITYFlame retardant PC body and heat management system are engineered for extremely long life and service period. Without proper heat management, any LED luminaire will fail. Life tests have shown the Elite RL417 light output will be maintained at 70% of initial at 50,000 hours of operation.REPEATABLERepeatability means quality. From our chip selection process, to our driver, to the thermal management, the Elite RL417 Module is engineered for quality. All Elite LED luminaires are rated at 90+ CRI, as rated and tested to LM-79 and LM-80 standards by a certified laboratory. Elite’s highly selective LED chips produce zero ultraviolet and virtually no infrared light.INTERCHANGEABLEThe Elite RL417 LED system fits in most junction boxes. OUR WORDElite LED lighting system carries a five-year carefree warranty for parts and components. (Labor not included)WH (White)60030K, 40K3-Step MacAdam Ellipse90+50,000 HoursTYPELUMENCCTCRIFINISHOPTIONSRL417o 600L-120o 30Ko 40Ko 90+ o WH-White o GU24SAGU24 SOCKET ADAPTEREXAMPLE: RL417-600L-120-30K-90-W-WHNOMINAL LUMENSDELIVERED LUMENSWATTAGE60054410W Based on 3000K, 90+ CRI. Actual wattage may vary +/- 5%w ENGINEERED FOR VERSATILITY AND PERFORMANCE The Elite RL417 has been engineered for standard junctions boxes. Lights turn ON automaticadetected and OFF after 30 seconds when no motion is detected, Ideal for closets, workrooms,basements, storage areas, utility rooms and attics etc.DIMENSION600Example: RL417-600L-120-30K-90-W-WHTYPEPERFORMANCECCTCRIFINISHOPTIRL417o 600L-120o 30Ko 40Ko 50Ko 90+o WHo GUGU24 SINPUT VOLT.INPUT FREQ.THDPOWER FACTORINPUT POWERLUMENS12060Hz<20%0.9710W (+/-5%)600NEWw OPTICSThe Elite-Engineered LED Module system is much more than just a simple LED retrofit. The Elitis a highly engineered work of design and optical science which produces over 600 lumens! Ocrafted optics gather the light scattered by the LED chip and shape it into a functional beam widistribution.w DURABILITYFlame retardant PC body and heat management system are engineered for extremely long life period. Without proper heat management, any LED luminaire will fail. Life tests have shown theoutput will be maintained at 70% of initial at 50,000 hours of operation.w REPEATABLERepeatability means quality. From our chip selection process, to our driver, to the thermal managemRL417 Module is engineered for quality.All Elite LED luminaries are rated at 90+ CRI, as rated andand LM-80 standards by a certified laboratory. Elite’s highly selective LED chips produce zero ultravno infrared light.w INTERCHANGEABLEThe Elite RL417 LED system fits in most junction boxes.w OUR WORDThe Elite LED lighting system carries a five-year carefree warranty for parts and components. (L439I S S U E 1 5 G 2 1 R e v . 0 . 1TEL 1-877-375-5555 • FAX 1-877-375-3333RIFINISHOPTION90+o WHo GU24SAGU24 SOCKET ADAPTERI N C H L E D R E T R O F I T M O D U L E4”S H I P P I N G AVA I L A B L ERL4174" LED CLOSET LIGHTS W/ BUILT-IN PIR MOTION SENSORCOMPATIBLE WITH MOST JUNCTION BOXES w ENGINEERED FOR VERSATILITY AND PERFORMANCE The Elite RL417 has been engineered for standard junctions boxes. Lights turn ON automatically when motion is detected and OFF after 30 seconds when no motion is detected, Ideal for closets, workrooms,basements, storage areas, utility rooms and attics etc.DIMENSION600Example: RL417-600L-120-30K-90-W-WHINPUT VOLT.INPUT FREQ.THDPOWER FACTORINPUT POWERLUMENS12060Hz<20%0.9710W (+/-5%)600NEWw OPTICSThe Elite-Engineered LED Module system is much more than just a simple LED retrofit. The Elite LED system is a highly engineered work of design and optical science which produces over 600 lumens! Our meticulously crafted optics gather the light scattered by the LED chip and shape it into a functional beam with uniform light distribution.w DURABILITYFlame retardant PC body and heat management system are engineered for extremely long life and service period. Without proper heat management, any LED luminaire will fail. Life tests have shown the Elite RL417 light output will be maintained at 70% of initial at 50,000 hours of operation.w REPEATABLERepeatability means quality. From our chip selection process, to our driver, to the thermal management, the EliteRL417 Module is engineered for quality.All Elite LED luminaries are rated at 90+ CRI, as rated and tested to LM-79and LM-80 standards by a certified laboratory. Elite’s highly selective LED chips produce zero ultraviolet and virtuallyno infrared light.w INTERCHANGEABLEThe Elite RL417 LED system fits in most junction boxes.w OUR WORDThe Elite LED lighting system carries a five-year carefree warranty for parts and components. (Labor not included)4 I N C H L E D R E T R O F I T M O D U L EDue to the changes of constant improvement in LED technology, all details are subject to change without notice. Consult factory for up to date information. 07062021Due to the changes of constant improvement in LED technology, all details are subject to change without notice. Consult factory for up to date information. w w w . i u s e e l i t e . c o m4”4” Led Closet Lights W/ Built-In Pir Motion SensorRL417440Due to the changes of constant improvement in LED technology, all details are subject to change without notice. Consult factory for up to date information. 4”◗ PIR Motion SensorTurn on when detecting movement, not only in dark, but also daytime. Turn off after 30 seconds (customized is also available) delay if no more motion • Flame Retardant PC material• Input voltage: AC 120V 50/60Hz• The light features a 10 Watt LED module, making it the energyeffcient, popular alternative to incandescent and CFL fxtures• It is easy to install with keyholes for multiple ceiling boxconfigurations• Designed for indoor use onlyUNIT FITS MOST 4" JUNCTION BOXES4” Round(Plastic)4" Shallow Pancake Box4” Square(Plastic)with Mud Ring4” Octagonal(Metal)4” Square(Metal)with Mud RingFire Rated J-BoxNote: A 2-1/8” deep octagon junction box is recommended for through circuit wiring applications.Distance: 14 feetHeight: 14 feet65º4I N C HL E DR E T R O F I TM O D U L E RC - Ceiling Cavity ReflectanceRW - Wall ReflectanceROOM8604638325846373244373243363142363129956433429554234294134284033283933282610533931265139312638312637302636302624BEAM DIA. MEASURED AT 50% OF NADIR F.C.Distance to PlaneInitial Footcandle at NadirBeamdiameterRL4174" LED CLOSET LIGHTS W/ BUILT-IN PIR MOTION SENSORRL417-600L-120-30K-90-WHTEST NO.: EL081898INPUT WATTS: 9.7LUMENS: 544CRI: 90+EFFICACY: 56CCT: 3000K SPACING CRITERIA: 1.34Candle Power Distribution (Candelas)RC - Ceiling Cavity Reflectance RW - Wall ReflectanceROOM CAVITY RATIOCoefficients of Utilization - Zonal Cavity MethodEffective Floor Cavity Reflectance 0.20Zonal Lumens Summary0Candela TabulationLumens Per ZoneZoneLumens0-1018.3610-2052.1220-3077.8230-4091.9540-5093.3150-6083.6160-7065.1770-8042.1880-9019.97Luminance (Average candela/M2)Anglein DegreesAverage0ºAverage45ºAverage90º45934094599510558859894092346584608610899075805486809396851031812801136870195.205192.4115185.1225168.8735146.8245120.585592.786565.287538.068516.42900.30RC80%70%50%30%10%0%RW70%50%30% 10%70%50%30% 10%50%30% 10%50%30% 10%50%30% 10%0%0119119119119116116116116111111111106106106102102102100110810398941051019693969390929087898684822988982769588817584787481767278747068389787063877769637467627165616864595748270615479686053665853635752615651495756253467361524659514557504555494442670564740685546405346405145395044393776451423663504236484135474035463935338604638325846373244373243363142363129956433429554234294134284033283933282610533931265139312638312637302636302624ZoneLumens%Lamp%Fixt0-2070.4813.0012.900-30148.3027.3027.200-40240.2544.2044.100-60417.1776.7076.600-80524.5296.4096.300-90544.49100.10100.00499814619590º 80º 70º 60º 50º 40º 30º 20º 10º Cone of LightBEAM DIA. MEASURED AT 50% OF NADIR F.C.Distance to PlaneInitial Footcandle at NadirBeamdiameter4.012.2 fc11 ft8.03.05 fc21.9 ft12.01.36 fc32.9 ft16.00.76 fc43.9 ft20.00.49 fc54.9 ft24.00.34 fc65.8 ft
https://media.iuseelite.com/specsheet2/rl617.pdf | lighting | w w w . i u s e e l i t e . c o m6”6” Led Closet Lights W/ Built-In Pir Motion SensorRL617FINISHLUMENSCCT COLOR QUALITYCRILIFETIME FEATURESThe Elite RL617 has been engineered for standard junctionboxes. Lights turns ON/OFF when movement is detected.OPTICSThe Elite-Engineered LED Module system is much more than just a simple LED retrofit. The Elite LED system is a highly engineered work of design and optical science which produces over 900 lumens! Our meticulously crafted optics gather the light scattered by the LED chip and shape it into a functional beam with uniform light distribution.DURABILITYFlame retardant PC body and heat management system are engineered for extremely long life and service period. Without proper heat management, any LED luminaire will fail. Life tests have shown the Elite RL617 light output will be maintained at 70% of initial at 50,000 hours of operation.REPEATABLERepeatability means quality. From our chip selection process, to our driver, to the thermal management, the Elite RL617 Module is engineered for quality. All Elite LED luminaires are rated at 90+ CRI, as rated and tested to LM-79 and LM-80 standards by a certified laboratory. Elite’s highly selective LED chips produce zero ultraviolet and virtually no infrared light.INTERCHANGEABLEThe Elite RL617 LED system fits in most junction boxes.OUR WORDThe Elite LED lighting system carries a five-year carefree warranty for parts and components. (Labor not included)Refer to ENERGY STAR® Certified Products ListETL Certified for US and CanadaFive year limited warrantyCalifornia Title 24 high efficacy Wet location listed FCC Part 15 Subpart B Type IC suitable for direct contact with air permeable insulation WH (White) 90030K 35K,, 40K3-Step MacAdam Ellipse90+50,000 HoursTYPELUMENCCTCRIFINISHOPTIONSRL617❏ 900L-120❏ 30K❏ 35K❏ 40K❏ 90+ ❏ WH-White ❏ GU24SAGU24 SOCKET ADAPTEREXAMPLE: RL617-900L-120-30K-90-W-WHNOMINAL LUMENSDELIVERED LUMENSWATTAGE900103415W Based on 3000K, 90+ CRI. Actual wattage may vary +/- 5%439I S S U E 1 5 G 2 1 R e v . 0 . 1TEL 1-877-375-5555 • FAX 1-877-375-3333RIFINISHOPTION90+❏ WH❏ GU24SAGU24 SOCKET ADAPTERI N C HL E DR E T R O F I TM O D U L E4”S H I P P I N GAV A I L A B LERL4174" LED CLOSET LIGHTS W/ BUILT-IN PIR MOTION SENSORCOMPATIBLE WITH MOST JUNCTION BOXES ◗ ENGINEERED FOR VERSATILITY AND PERFORMANCE The Elite RL417 has been engineered for standard junctions boxes. Lights turn ON automatically when motion is detected and OFF after 30 seconds when no motion is detected, Ideal for closets, workrooms,basements, storage areas, utility rooms and attics etc.DIMENSION600Example: RL417-600L-120-30K-90-W-WHINPUT VOLT.INPUT FREQ.THDPOWER FACTORINPUT POWERLUMENS12060Hz<20%0.9710W (+/-5%)600NEW◗ OPTICSThe Elite-Engineered LED Module system is much more than just a simple LED retroﬁt. The Elite LED system is a highly engineered work of design and optical science which produces over 600 lumens! Our meticulously crafted optics gather the light scattered by the LED chip and shape it into a functional beam with uniform light distribution.◗ DURABILITYFlame retardant PC body and heat management system are engineered for extremely long life and service period. Without proper heat management, any LED luminaire will fail. Life tests have shown the Elite RL417 light output will be maintained at 70% of initial at 50,000 hours of operation.◗ REPEATABLERepeatability means quality. From our chip selection process, to our driver, to the thermal management, the EliteRL417 Module is engineered for quality.All Elite LED luminaries are rated at 90+ CRI, as rated and tested to LM-79and LM-80 standards by a certiﬁed laboratory. Elite’s highly selective LED chips produce zero ultraviolet and virtuallyno infrared light.◗ INTERCHANGEABLEThe Elite RL417 LED system ﬁts in most junction boxes.◗ OUR WORDThe Elite LED lighting system carries a ﬁve-year carefree warranty for parts and components. (Labor not included)4I N C HL E DR E T R O F I TM O D U L E◗ ENGINEERED FOR VERSATILITY AND PERFORMANCE The Elite RL417 has been engineered for standard junctions boxes. Lights turn ON automaticadetected and OFF after 30 seconds when no motion is detected, Ideal for closets, workrooms,basements, storage areas, utility rooms and attics etc.DIMENSION600Example: RL417-600L-120-30K-90-W-WHTYPEPERFORMANCECCTCRIFINISHOPTIRL417❏ 600L-120❏ 30K❏ 40K❏ 50K❏ 90+❏ WH❏ GUGU24 SINPUT VOLT.INPUT FREQ.THDPOWER FACTORINPUT POWERLUMENS12060Hz<20%0.9710W (+/-5%)600NEW◗ OPTICSThe Elite-Engineered LED Module system is much more than just a simple LED retroﬁt. The Elitis a highly engineered work of design and optical science which produces over 600 lumens! Ocrafted optics gather the light scattered by the LED chip and shape it into a functional beam widistribution.◗ DURABILITYFlame retardant PC body and heat management system are engineered for extremely long life period. Without proper heat management, any LED luminaire will fail. Life tests have shown theoutput will be maintained at 70% of initial at 50,000 hours of operation.◗ REPEATABLERepeatability means quality. From our chip selection process, to our driver, to the thermal managemRL417 Module is engineered for quality.All Elite LED luminaries are rated at 90+ CRI, as rated andand LM-80 standards by a certiﬁed laboratory. Elite’s highly selective LED chips produce zero ultravno infrared light.◗ INTERCHANGEABLEThe Elite RL417 LED system ﬁts in most junction boxes.◗ OUR WORDThe Elite LED lighting system carries a ﬁve-year carefree warranty for parts and components. (L7-3/4”5.5”1-1/4”LISTINGINSTALLATION Due to the changes of constant improvement in LED technology, all details are subject to change without notice. Consult factory for up to date information08132021. You MUST seal all gaps between the ceiling and ﬁxture with weatherproof silicone sealant. This deters moisture and water from damaging ﬁxtures and other mechanical ceiling elements.Due to the changes of constant improvement in LED technology, all details are subject to change without notice. Consult factory for up to date information. w w w . i u s e e l i t e . c o m6”6” Led Closet Lights W/ Built-In Pir Motion SensorRL617440Due to the changes of constant improvement in LED technology, all details are subject to change without notice. Consult factory for up to date information. 4”◗ PIR Motion SensorTurn on when detecting movement, not only in dark, but also daytime. Turn off after 30 seconds (customized is also available) delay if no more motion • Flame Retardant PC material• Input voltage: AC 120V 50/60Hz• The light features a 10 Watt LED module, making it the energyeffcient, popular alternative to incandescent and CFL fxtures• It is easy to install with keyholes for multiple ceiling boxconfigurations• Designed for indoor use onlyUNIT FITS MOST 4" JUNCTION BOXES4” Round(Plastic)4" Shallow Pancake Box4” Square(Plastic)with Mud Ring4” Octagonal(Metal)4” Square(Metal)with Mud RingFire Rated J-BoxNote: A 2-1/8” deep octagon junction box is recommended for through circuit wiring applications.Distance: 14 feetHeight: 14 feet65º4I N C HL E DR E T R O F I TM O D U L E RC - Ceiling Cavity ReflectanceRW - Wall ReflectanceROOM8604638325846373244373243363142363129956433429554234294134284033283933282610533931265139312638312637302636302624BEAM DIA. MEASURED AT 50% OF NADIR F.C.Distance to PlaneInitial Footcandle at NadirBeamdiameterRL617-900L-120-30K-90-WHTEST NO.: EL082019103INPUT WATTS: 15.0015LUMENS: 1034CRI: 90EFFICACY: 69CCT: 3000K SPACING CRITERIA: 1.20Candle Power Distribution (Candelas)RC - Ceiling Cavity Reflectance RW - Wall ReflectanceROOM CAVITY RATIOCoefficients of Utilization - Zonal Cavity MethodEffective Floor Cavity Reflectance 0.20Zonal Lumens Summary0Candela TabulationLumens Per ZoneZoneLumens0-1048.7710-20134.6420-30189.9530-40206.2640-50185.9550-60139.4160-7082.7470-8035.0680-903.24Luminance (Average candela/M2)Anglein DegreesAverage0ºAverage45ºAverage90º45642464956811554985506954216534703558390175209021662443851411140519.595513.0915471.8625402.8435318.1745228.4655143.816573.767527.20850.06900.07RC80%70%50%30%10%0%RW70%50%30% 10%70%50%30% 10%50%30% 10%50%30% 10%50%30% 10%0%01191191191191161161161161111111111061061061011011019911101061031001081041019810097959694929290898721029589849993878389858186827983807775394857772918376718074707772687571676548776686284756762726661706460686359575806960547867605465595463585362565250675625448736154486053485852475651474576957494368564943554843534742524642408655244396352443950443949433848423836961484135594840354740354539354439353310574537325644373243373242363241363230ZoneLumens%Lamp%Fixt0-20183.4117.7017.700-30373.3636.1036.100-40579.6256.0056.000-60904.9887.5087.500-801022.7798.9098.900-901026.0199.2099.2013026039152190º 80º 70º 60º 50º 40º 30º 20º 10º Cone of LightBEAM DIA. MEASURED AT 50% OF NADIR F.C.(FT.)Distance to Plane(FC.) Initial Footcandle at Nadir(FT.) BeamVert. Spread(FT.) BeamHoriz. Spread21303.73.7432.57.47.4614.411.211.1188.1214.914.8105.218.618.5123.6122.322.3
https://www.acuitybrands.com/api/products/getasset/healthcare-lighting/304895/9d734fa1-ead9-411b-9448-3c6c1b538cae/hnl600.pdf?abl_version=01%2f03%2f2023+14%3a28%3a43&DOC_Type=SPEC_SHEET | lighting | 1Type:Project:Qty:SPECIFICATIONSInterior Patient Room LED Night LightHNL600PathfinderPatient Room LED Night LightHealthcare Lighting • 3 Kilmer Road • Edison, NJ 08817 • 800-705-SERV (7378) • f 855.868.6981 • www.healthcare-lighting.comRev. 03/04/24HNL600© 2016-2024 Acuity Brands Lighting, Inc. All Rights Reserved. “Healthcare Lighting” is a registered trademark of Acuity Brands Lighting. Products herein may be covered by one or more U.S. Patents and Patents Pending. Specifications subject to change without notice. The low-profile recessed design of the Pathfinder makes it a popular choice for night lighting when the intent is to blend the fixture into the wall. The louver design is engineered to maximize light output with clean cut-off, delivering sufficient light to navigate a darkened room but minimizing disruption of a sleeping patient. Dependable LED lighting will provide years of energy-efficient and maintenance-free operation. Choose from (3) standard white, amber, blue, or red LED options. An integral photocell (option) may be specified for additional energy efficiency.Also available with through wall option where second pathfinder (satellite) can be mounted on reverse side of wall and powered by master pathfinder box via low voltage wire. Satellite pathfinder can be installed up to two feet away from master pathfinder.FixtureWidth (in.)Height (in.) Depth (in.)FACEPLATE7 3/4”4 1/4”NAHNL610 BACKBOX7 1/4”3 1/2”2 1/2”HNL612 BACKBOX (2nd fixture)7 1/4”3 1/2”1 3/4”SPECIFICATIONSFaceplate Heavy gauge steel. Available in multiple colors and materials.Backbox Galvanized with folded, welded corners and mounting tabs.Source High output LED boardSwitching Line voltage switching (by others)Weight HNL610 2 lbs HNL612 3 lbsMounting Installed in rectangular cutout in wall for both HNL610 and HNL612Voltage MVOLT – 120-277VLight Output (As Tested) LED30 = 39 Lumens LED40 = 44 Lumens LED50 = 44 Lumens LEDAMB = 31 Lumens LEDBL = 8 Lumens LEDRD = 13 LumensInput Watts (As Tested) All LED Colors = 1.20 WattsColor Temperature Options CCT: 3000K, 4000K, 5000K Color: Amber, Blue (470nm), Red (625nm)Color Quality >80 CRILED Life Estimate 50,000 hours LED Life projection is based on IES TM-21 and IES LM-80 Listing UL Certified to meet US and Canadian standards. Suitable for damp locations.Government Procurement BAA – Buy America(n) Act: Product qualifies as a domestic end product under the Buy American Act as implemented in the FAR and DFARS. Product also qualifies as manufactured in the United States under DOT Buy America regulations.BABA – Build America Buy America: Product qualifies as produced in the United States under the definitions of the Build America, Buy America Act.Please refer to www.acuitybrands.com/resources/buy-american for additional information.Warranty 5-year limited warranty. Complete warranty terms located at www.AcuityBrands.com/CustomerResources/Terms_and_Conditions.aspx NOTE: Actual performance may differ as a result of end-user environment and application.All values are design or typical values, measured under laboratory conditions at 25°C.HNL610 MVOLT LED40 PC AMCATALOG NUMBERExample:SeriesVoltageLED ColorOptionsFinishHNL610 Single FaceHNL612 Double FaceMVOLT 120-277 VoltLED303000k Warm WhiteLED404000k Neutral White LED505000k Cool WhiteLEDAMB Amber 585-595nmLEDBLBlue 470nmLEDRDRed 625nmPCIntegrated PhotocellTRTamper Resistant Screws(blank)Flat WhiteAMAnti-Microbial WhiteMBMatte BlackSSStainless Steel7-3/4"7-1/4"1-3/4"4-1/4"3-1/2"7-3/4"2-1/2"4-1/4"3-1/2"7-1/4"HNL610 / HNL612 MasterHNL612Type:Project:Qty:2Healthcare Lighting • 3 Kilmer Road • Edison, NJ 08817 • 800-705-SERV (7378) • f 855.868.6981 • www.healthcare-lighting.comSPECIFICATIONSInterior Patient Room LED Night LightHNL600PathfinderPatient Room LED Night LightRev. 03/04/24HNL600© 2016-2024 Acuity Brands Lighting, Inc. All Rights Reserved. “Healthcare Lighting” is a registered trademark of Acuity Brands Lighting. Products herein may be covered by one or more U.S. Patents and Patents Pending. Specifications subject to change without notice. Lumen values are from photometric tests from an accredited laboratory. Data is considered to be representative of the configurations shown, within generally accepted industry tolerances. Contact factory for performance data on any configurations not shown here.Lumen OutputFixtureLumen Output (lm)Max CandelaInput WattsHNL610 LED3039361.20HNL610 LED4044391.20HNL610 LED5044401.20HNL610 LEDAMB31291.20HNL610 LEDBL871.20HNL610 LEDRD13111.20PERFORMANCE DATAPHOTOMETRICSPhotometric data based on test results from an independent NIST traceable testing lab. IES data is available at www.healthcare-lighting.com. Always refer to our website for the latest IES file updates.Test Report: ISF 192506Model: HNL610 MVOLT LED30 AMLumen Output: 39.3Input Watt: 1.15Efficacy: 34.17 L/WMax. Candela: 36.0 @ H: 0°, V: 45.0°Test Report: ISF 192507Model: HNL610 MVOLT LED40 AMLumen Output: 44.2Input Watt: 1.15Efficacy: 38.44 L/WMax. Candela: 39.3 @ H: 0°, V: 45.0°Polar Candela Distribution40332720136.670.006.671320273340VA:0°10°20°30°40°50°60°70°80°90°100°110°120°130°140°150°160°170°180°- 0° H- 90° HTest Report: ISF 192508Model: HNL610 MVOLT LED50 AMLumen Output: 44.5Input Watt: 1.15Efficacy: 38.70 L/WMax. Candela: 40.0 @ H: 0°, V: 42.5°Polar Candela Distribution40332720136.670.006.671320273340VA:0°10°20°30°40°50°60°70°80°90°100°110°120°130°140°150°160°170°180°- 0° H- 90° HPolar Candela Distribution45383023157.500.007.501523303845VA:0°10°20°30°40°50°60°70°80°90°100°110°120°130°140°150°160°170°180°- 0° H- 90° HTest Report: ISF 192519Model: HNL610 MVOLT LEDAMB AMLumen Output: 31.2Input Watt: 1.14Efficacy: 27.37 L/WMax. Candela: 29.0 @ H: 0°, V: 42.5°Test Report: ISF 192510Model: HNL610 MVOLT LEDBL AMLumen Output: 8.4Input Watt: 1.16Efficacy: 7.24 L/WMax. Candela: 7.1 @ H: 0°, V: 40.0°Polar Candela Distribution30252015105.000.005.001015202530VA:0°10°20°30°40°50°60°70°80°90°100°110°120°130°140°150°160°170°180°- 0° H- 90° HTest Report: ISF 192511Model: HNL610 MVOLT LEDRD AMLumen Output: 13.1Input Watt: 1.19Efficacy: 11.01 L/WMax. Candela: 11.4 @ H: 22.5°, V: 47.5°Polar Candela Distribution108.336.675.003.331.670.001.673.335.006.678.3310VA:0°10°20°30°40°50°60°70°80°90°100°110°120°130°140°150°160°170°180°- 0° H- 90° HPolar Candela Distribution1513107.505.002.500.002.505.007.50101315VA:0°10°20°30°40°50°60°70°80°90°100°110°120°130°140°150°160°170°180°- Max Cd: 22.5° H- 0° H- 90° HType:Project:Qty:3Healthcare Lighting • 3 Kilmer Road • Edison, NJ 08817 • 800-705-SERV (7378) • f 855.868.6981 • www.healthcare-lighting.comSPECIFICATIONSInterior Patient Room LED Night LightHNL600PathfinderPatient Room LED Night LightRev. 03/04/24HNL600© 2016-2024 Acuity Brands Lighting, Inc. All Rights Reserved. “Healthcare Lighting” is a registered trademark of Acuity Brands Lighting. Products herein may be covered by one or more U.S. Patents and Patents Pending. Specifications subject to change without notice. MOUNTING LINE SUPPLY MASTERFIXTURELOW VOLTAGESATELLITEFIXTURE7-1/4"3-5/8"WALL CUTOUTHNL612 MOUNTINGNOTES • Ensure power is off before wiring fixture. • Use sheet rock screws (4) to secure backbox to wall.• All wiring must be in accordance with all local, state, and federal electrical codes.• Recommend that a trained and certified electrician install product.
https://bklighting.com/collaterals/specs/specs-1446.pdf | lighting | DATE:CATALOG NUMBER LOGIC:PROJECT:TYPE:THIS DOCUMENT CONTAINS PROPRIETARY INFORMATION OF B-K LIGHTING, INC. AND ITS RECEIPT OR POSSESSION DOES NOT CONVEY ANY RIGHTS TO REPRODUCE, DISCLOSE ITS CONTENTS, OR TO MANUFACTURE, USE OR SELL ANYTHING IT MAY DESCRIBE. REPRODUCTION, DISCLOSURE OR USE WITHOUT SPECIFIC WRITTEN AUTHORIZATION OF B-K LIGHTING, INC. IS STRICTLY FORBIDDEN.559.438.5800 ¦ INFO@BKLIGHTING.COM ¦ BKLIGHTING.COMMADE IN THE USACATENARY DEMI LED (INTEGRAL)CATALOG NUMBER LOGICExample: CY-DI - LED - TR - e150 - SP - 9 - 11 - C - INC - MT -BLPMATERIALAluminumSERIESCY-DI - Catenary DemiSOURCELEDHOUSINGTR - Integral DriverLED TYPEe150 - 9W LED/2700K/80CRI e152 - 9W LED/3500K/80CRIe151 - 9W LED/3000K/80CRI e153 - 9W LED/4000K/80CRIOPTICSVNSP - Very Narrow Spot (7°) NSP - Narrow Spot (10°)SP - Spot (17.5°) NFL - Narrow Flood (30°) WFL - Wide Flood (41°)LENS9 - Clear (Standard) 13 - RectilinearSHIELDING11 - Honeycomb BaffleCAP STYLEC - FlushD - 45° Less Weep HoleE - 90° Less Weep HoleCONTROLELV - Dimming Driver (For use with Electronic Low Voltage Dimmer)*INC - Dimming Driver (For use with Incandescent Dimmer)*010 - Dimming Driver (For use with 0-10 Dimmer)INPUT VOLTAGEMT - 120-277 VACFINISH (See page 2 for full-color swatches)Standard Finishes (BZP, BZW, BLP, BLW, WHP, WHW, SAP, VER)Premium Finish (ABP, AMG, AQW, BCM, BGE, BPP, CAP, CMG, CRM, HUG, NBP, OCP, RMG, SDS, SMG, TXF, WCP, WIR)Also available in RAL FinishesIP66 RATED01/31/2023 SKU-1446*120V only.SUB-2873-00DATE:PROJECT:TYPE:THIS DOCUMENT CONTAINS PROPRIETARY INFORMATION OF B-K LIGHTING, INC. AND ITS RECEIPT OR POSSESSION DOES NOT CONVEY ANY RIGHTS TO REPRODUCE, DISCLOSE ITS CONTENTS, OR TO MANUFACTURE, USE OR SELL ANYTHING IT MAY DESCRIBE. REPRODUCTION, DISCLOSURE OR USE WITHOUT SPECIFIC WRITTEN AUTHORIZATION OF B-K LIGHTING, INC. IS STRICTLY FORBIDDEN.559.438.5800 ¦ INFO@BKLIGHTING.COM ¦ BKLIGHTING.COMMADE IN THE USASatin Black(BLP)Satin Bronze(BZP)Satin White(WHP)Black Wrinkle(BLW)Bronze Wrinkle(BZW)White Wrinkle(WHW)Verde(VER)Satin Aluminum(SAP)Cascade Mtn.Granite (CMG)Black Chrome(BCM)Weathered Iron(WIR)Rocky Mtn.Granite (RMG)Beige (BGE)Clear AnodizedPowder (CAP)Sierra MtnGranite (SMG)WeatheredCopper (WCP)Antique BrassPowder (ABP)Cream(CRM)Aleutian MtnGranite (AMG)Old Copper(OCP)Brown PatinaPowder (BPP)Antique White(AQW)Textured Forest(TXF)Hunter Green(HUG)Sonoran DesertSandstone (SDS)Natural BrassPowder (NBP)STANDARD FINISHESPREMIUM FINISHESClick Here to view larger, full-color swatches of all available finishes on our website. 3/8"10mm 4 11/16"119mm 3"75mm Dia 1 3/8"35mm C CAPC CAPD CAPE CAPAPPROXIMATE EPAs0.12ft²0.18ft²0.14ft²FIXTURE WEIGHT1.86lbs2.02lbs1.94lbs 8 1/8"207mm 3 9/16"90mm D CAP 5 11/16"145mm 1 1/8"28mm E CAPCATENARY DEMI LED (INTEGRAL)IP66 RATED01/31/2023 SKU-1446SUB-2873-00DATE:PROJECT:TYPE:Accessories (Configure separately)SPECIFICATIONSTHIS DOCUMENT CONTAINS PROPRIETARY INFORMATION OF B-K LIGHTING, INC. AND ITS RECEIPT OR POSSESSION DOES NOT CONVEY ANY RIGHTS TO REPRODUCE, DISCLOSE ITS CONTENTS, OR TO MANUFACTURE, USE OR SELL ANYTHING IT MAY DESCRIBE. REPRODUCTION, DISCLOSURE OR USE WITHOUT SPECIFIC WRITTEN AUTHORIZATION OF B-K LIGHTING, INC. IS STRICTLY FORBIDDEN.559.438.5800 ¦ INFO@BKLIGHTING.COM ¦ BKLIGHTING.COMMADE IN THE USAELECTRICALPHYSICALWATTAGE9W LEDLEDIntegrated LED modular design with electrical disconnects allow for easy field upgrade and maintenance. High power, forward throw source complies with ANSI C78.377 binning requirements and exceeds ENERGY STAR® lumen maintenance requirements.DRIVERWith one (1) 650mA, Class II, constant current integral driver. 50/60Hz. >0.9 Power Factor,5A in-rush current (typical at 120VAC), ≤20%THD (nominal at 120VAC full load). Output over-voltage, over-current, and short circuit protection with auto recovery. Dimming driver for use with 0-10V, Incandescent or ELV dimmers. 1-100% range. *INC/ELV dimming at 120VAC only.WIRINGAnti-Wicking Connector prevents “wicking” through conductor insulation. Red/Black Stranded, direct burial wire, PVC, 18/2GA, 30V, 60°C.MATERIALSFurnished in copper-free aluminum (6061-T6).BODYUnibody design is fully machined from solid billet and provides enclosed, water-proof wireway and integral heat sink for maximum component life. High temperature, silicone ‘O’ Ring provides water-tight seal. Anti-condensation and corrosion vent equalizes fixture pressure and eliminates potential for damage to internal components.CAPFully machined and accommodates up to two (2) lens or louver media.LENSShock-resistant, tempered glass lens is factory adhered to fixture cap and provides hermetically sealed optical compartment.OPTICSInterchangeable optics permit changes in the field.0-10V DIMMING“Use class 1 rated 18/5 or 16/5 wire rated portable cable (Such as SJTW, SJOW, SJEW) with as cable diameter not exceeding .45”. The conductors utilized for 0-10V control must be housed in the same overall jacket as the line voltage conductors as there is only (1) wire entry on each side of the fixture.”INSTALLATIONMachined aluminum clamp for use with 1/4” O.D. stainless steel aircraft cable (by others). Factory-installed nylon liquid tight strain relief must be used with round jacketed cable with a diameter of .24” min to .47” max (by others).HARDWARETamper-resistant, stainless steel hardware.FINISHStarGuard, our 15-stage chromate-free process cleans and conversion coats aluminum components prior to application of Class ‘A’ TGIC polyester powder coating and is RoHS compliant. Powder coat or metal finish options available for brass material and metal finish option only for stainless steel material.WARRANTY5-year limited warranty.CERTIFICATION & LISTINGUL tested to IESNA LM-79. UL Listed. Certified to CAN/CSA/ ANSI Standards. RoHs compliant. Title 24, JA8 compliant. Suitable for indoor or outdoor use and in wet locations. IP66 Rated. Made in USA with sustainable processes.CATENARY DEMI LED (INTEGRAL)IP66 RATED01/31/2023 SKU-1446SUB-2873-00DATE:PROJECT:TYPE:THIS DOCUMENT CONTAINS PROPRIETARY INFORMATION OF B-K LIGHTING, INC. AND ITS RECEIPT OR POSSESSION DOES NOT CONVEY ANY RIGHTS TO REPRODUCE, DISCLOSE ITS CONTENTS, OR TO MANUFACTURE, USE OR SELL ANYTHING IT MAY DESCRIBE. REPRODUCTION, DISCLOSURE OR USE WITHOUT SPECIFIC WRITTEN AUTHORIZATION OF B-K LIGHTING, INC. IS STRICTLY FORBIDDEN.559.438.5800 ¦ INFO@BKLIGHTING.COM ¦ BKLIGHTING.COMMADE IN THE USALAMP & DRIVER DATAL70 DATA FORMATOPTICAL DATABK NO.CCT (Typ.)CRI (Typ.)Input Watts (Typ.)L70 DataAngleCBCPDel. LumenMultipliere150270080950,000712,9234130.92e150270080950,000106,4864580.92e150270080950,00017.52,6274250.92e150270080950,000308414150.92e150270080950,000414283700.92e151300080950,000714,1774531.01e151300080950,000107,1155021.01e151300080950,00017.52,8824661.01e151300080950,000309224551.01e151300080950,000414694061.01e152350080950,000714,6244671.04e152350080950,000107,3395181.04e152350080950,00017.52,9734811.04e152350080950,000309514691.04e152350080950,000414844191.04e153400080950,000714,0724501.00e153400080950,000107,0674991.00e153400080950,00017.52,8634631.00e153400080950,000309164521.00e153400080950,000414664031.00OPTICSVNSP7°NSP10°SP17.5°NFL30°WFL41°
https://bklighting.com/collaterals/specs/specs-759.pdf | lighting | DATE:CATALOG NUMBER LOGIC:PROJECT:TYPE:THIS DOCUMENT CONTAINS PROPRIETARY INFORMATION OF B-K LIGHTING, INC. AND ITS RECEIPT OR POSSESSION DOES NOT CONVEY ANY RIGHTS TO REPRODUCE, DISCLOSE ITS CONTENTS, OR TO MANUFACTURE, USE OR SELL ANYTHING IT MAY DESCRIBE. REPRODUCTION, DISCLOSURE OR USE WITHOUT SPECIFIC WRITTEN AUTHORIZATION OF B-K LIGHTING, INC. IS STRICTLY FORBIDDEN.559.438.5800 ¦ INFO@BKLIGHTING.COM ¦ BKLIGHTING.COMMADE IN THE USAWELL STAR (REMOTE TRANSFORMER)CATALOG NUMBER LOGICExample: WS - LED - e65 - MFL - A6 - CIF - 12 - 11MATERIALCast IronSERIESWS - Well StarSOURCELED - with Integral Dimming Driver (25% min. load when dimmed)*LED TYPEe64 - 7W LED/2700K e79 - 7W LED/2700K 90CRIe65 - 7W LED/3000K e80 - 7W LED/3000K 90CRIe66 - 7W LED/4000K e81 - 7W LED/3500K 80CRIe74 - 7W LED/AmberOPTICSNSP - Narrow Spot (13°) MFL - Medium Flood (23°)SP - Spot (16°) WFL - Wide Flood (31°)ADJUST-E-LUME OUTPUT INTENSITY**A9 (Standard), A8, A7, A6, A5, A4, A3, A2, A1FINISH (See page 2 for full-color swatches)Unfinished (CIF)Standard Finishes (BZW, BLW, WHW, VER)Premium Finish (ABP, AMG, AQW, BCM, BGE, BPP, CAP, CMG, CRM, HUG, NBP, OCP, RMG, SDS, SMG, TXF, WCP, WIR)Also available in RAL FinishesLENS TYPE12 - Soft Focus 13 - RectilinearSHIELDING11 - Honeycomb BaffleMOD OPTION25 - 25 Ft LeadsIP66 RATED12/06/2022 SKU-759*Designed for use with LED transformer.**Please see Adjust-e-Lume photometry to determine desired intensity.SUB000968DATE:PROJECT:TYPE:THIS DOCUMENT CONTAINS PROPRIETARY INFORMATION OF B-K LIGHTING, INC. AND ITS RECEIPT OR POSSESSION DOES NOT CONVEY ANY RIGHTS TO REPRODUCE, DISCLOSE ITS CONTENTS, OR TO MANUFACTURE, USE OR SELL ANYTHING IT MAY DESCRIBE. REPRODUCTION, DISCLOSURE OR USE WITHOUT SPECIFIC WRITTEN AUTHORIZATION OF B-K LIGHTING, INC. IS STRICTLY FORBIDDEN.559.438.5800 ¦ INFO@BKLIGHTING.COM ¦ BKLIGHTING.COMMADE IN THE USABlack Wrinkle(BLW)Bronze Wrinkle(BZW)White Wrinkle(WHW)Verde(VER)STANDARD FINISHESCascade Mtn.Granite (CMG)Black Chrome(BCM)Weathered Iron(WIR)Rocky Mtn.Granite (RMG)Beige (BGE)Clear AnodizedPowder (CAP)Sierra MtnGranite (SMG)WeatheredCopper (WCP)Antique BrassPowder (ABP)Cream(CRM)Aleutian MtnGranite (AMG)Old Copper(OCP)Brown PatinaPowder (BPP)Antique White(AQW)Textured Forest(TXF)Hunter Green(HUG)Sonoran DesertSandstone (SDS)Natural BrassPowder (NBP)PREMIUM FINISHESClick Here to view larger, full-color swatches of all available finishes on our website.12 1/8"(308mm)6" Dia. (152mm).120" Wall, Steel HousingFACEPLATE VIEWTemperedGlass LensCast Iron Well Cover(Cast 35, Gray Iron-ASTM A43) (111mm)4 3/8" O.C.6" Dia.(152mm)WELL STAR (REMOTE TRANSFORMER)IP66 RATED12/06/2022 SKU-759SUB000968DATE:PROJECT:TYPE:Accessories (Configure separately)SPECIFICATIONSTHIS DOCUMENT CONTAINS PROPRIETARY INFORMATION OF B-K LIGHTING, INC. AND ITS RECEIPT OR POSSESSION DOES NOT CONVEY ANY RIGHTS TO REPRODUCE, DISCLOSE ITS CONTENTS, OR TO MANUFACTURE, USE OR SELL ANYTHING IT MAY DESCRIBE. REPRODUCTION, DISCLOSURE OR USE WITHOUT SPECIFIC WRITTEN AUTHORIZATION OF B-K LIGHTING, INC. IS STRICTLY FORBIDDEN.559.438.5800 ¦ INFO@BKLIGHTING.COM ¦ BKLIGHTING.COMMADE IN THE USAELECTRICALPHYSICALWATTAGE7W LEDWIRINGTeflon® coated, 18AWG, 600V, 250° C rated and certified to UL 1659 standard. Anti-Siphon Valve (ASV™) prevents “wicking” through conductor insulation. Provided with 5’ fixture leads.TRANSFORMERFor use with 12VAC remote or magnetic transformers only. B-K Lighting cannot guarantee performance with third party manufacturers’ transformers.MATERIALSFurnished in cast iron (ASTM A43).WELL COVERCast iron construction with slotted, flow through design. Two (2) tamper-resistant, stainless steel cap screws.BODYUnibody design with enclosed, water-proof wireway and integral heat sink is fully machined from solid billet.CAPFully machined and accommodates two (2) lens or louver media.LENSShock-resistant, tempered glass lens is factory adhered to cap and provides hermetically sealed optical compartment.LEDIntegrated solid state system and modular design with electrical quick disconnects permit field upgrade and maintenance. High power, forward throw source complies with ANSI C78.377 binning requirements and exceeds ENERGY STAR® lumen maintenance requirements. LM-80 certified components. Integral, constant current driver. 12VAC/VDC input. 50/60Hz. Proprietary input control scheme achieves power factor correction and eliminates inrush current. Output, over-voltage, open-circuit, and short circuit protected. Inrush current limited to 250mA (non-dimmed). Conforms to Safety Std. C22.2 No. 250.13-12.DIMMINGLine voltage dimmable via magnetic low voltage dimmer with dedicated neutral conductor. For purposes of dimming: Remote magnetic transformer with LED loads should be loaded to 25% of the transformer VA (watts) rated value.ADJUST-E-LUMEIntegral electronics allow for dynamic lumen response at the individual fixture. Indexed (100% to 25% nom.) lumen output. Maintains output at desired level or may be changed. Specify factory preset output intensity.OPTICSInterchangeable, color-coded OPTIKIT modules permit field changes to optical distribution.INSTALLATION6” dia., 1/8” composite housing. Flow through design for drainage (drain material by others). For direct burial in soil or concrete. Consult Drainage Installation Guide for In-Grade Fixtures (DIG-IT) for compliance with proper soil preparation and drainage requirements prior to installation.HARDWARETamper-resistant, stainless steel hardware. Well cover screws are black oxide treated for additional corrosion resistance.FINISHNatural cast iron or Class A TGIC polyester powder coat finish.WARRANTY5-year limited warranty.CERTIFICATION & LISTINGUL Listed. Certified to CAN/CSA/ANSI Standards. ADA compliant. IP66 Rated. Made in the USA with sustainable processes.TR SeriesTR SeriesUPMRMUPMRMWELL STAR (REMOTE TRANSFORMER)IP66 RATED12/06/2022 SKU-759SUB000968DATE:PROJECT:TYPE:THIS DOCUMENT CONTAINS PROPRIETARY INFORMATION OF B-K LIGHTING, INC. AND ITS RECEIPT OR POSSESSION DOES NOT CONVEY ANY RIGHTS TO REPRODUCE, DISCLOSE ITS CONTENTS, OR TO MANUFACTURE, USE OR SELL ANYTHING IT MAY DESCRIBE. REPRODUCTION, DISCLOSURE OR USE WITHOUT SPECIFIC WRITTEN AUTHORIZATION OF B-K LIGHTING, INC. IS STRICTLY FORBIDDEN.559.438.5800 ¦ INFO@BKLIGHTING.COM ¦ BKLIGHTING.COMMADE IN THE USALAMP & DRIVER DATA (e64, e65, e66, e74)LM79 DATAL70 DATAOPTICAL DATABK No.CCT(Typ.)CRI(Typ.)Input Watts(Typ.)Minimum Rated Life (hrs.)70% of initial lumens (L70)AngleCBCPDeliveredLumensMultipliere642700K80750,00013°59934560.872700K80750,00016°45464450.872700K80750,00023°17263970.872700K80750,00031°11313990.87e653000K80750,00013°61314660.893000K80750,00016°46504550.893000K80750,0002317664060.893000K80750,00031°11574090.89e664000K80750,00013°68895244000K80750,00016°52255114000K80750,00023°19844564000K80750,00031°1300459e74Amber80750,00013°3,9272990.57Amber80750,00016°2,9782910.57Amber80750,00023°1,1312600.57Amber80750,00031 °7412620.57OPTICSOpticAngleNSP - Narrow Spot13°SP - Spot16°MFL - Medium Flood23°WFL - Wide Flood31°DRIVERDATAInput VoltsInRush CurrentOperatingDimmableOperation Ambient Temperature12VAC/DC 50/60Hz <250mA (non-dimmed)700mAMagnetic Low Voltage Dimmer-22°F-194°F (-30°C - 90°C)
https://bklighting.com/collaterals/specs/specs-1448.pdf | lighting | DATE:CATALOG NUMBER LOGIC:PROJECT:TYPE:THIS DOCUMENT CONTAINS PROPRIETARY INFORMATION OF B-K LIGHTING, INC. AND ITS RECEIPT OR POSSESSION DOES NOT CONVEY ANY RIGHTS TO REPRODUCE, DISCLOSE ITS CONTENTS, OR TO MANUFACTURE, USE OR SELL ANYTHING IT MAY DESCRIBE. REPRODUCTION, DISCLOSURE OR USE WITHOUT SPECIFIC WRITTEN AUTHORIZATION OF B-K LIGHTING, INC. IS STRICTLY FORBIDDEN.559.438.5800 ¦ INFO@BKLIGHTING.COM ¦ BKLIGHTING.COMMADE IN THE USADENALI ROUND POLE (INTEGRAL)CATALOG NUMBER LOGICExample: RS4 - V1 - 12 - DE - TR - x122 - FL - 12 - 11 - A - INC - 120 - BLPMATERIAL(Blank) - Aluminum S - SteelSERIESRS4 - Round Straight 4”NUMBER OF FLOODLIGHTS & ORIENTATIONVerticalV1 - 1 Fixture V2 - 2 Fixtures V3 - 3 Fixtures V4 - 4 FixturesHorizontalH2090 - 2 Fixtures @ 90° H2180 - 2 Fixtures @ 180° H3120 - 3 Fixtures @ 120°H3090 - 3 Fixtures @ 90° H4090 - 4 Fixtures @ 90°Spiral (90° Clockwise Spacing)R2 - 2 Fixtures R3 - 3 Fixtures R4 - 4 FixturesHEIGHT8 - 8’ *10 - 10’ *12 - 12’16 - 16’20 - 20’FIXTURE SERIESDE - TR - Denali IntegralLED TYPEx98 - 13W LED/2700K/80CRI x101 - 13W LED/2700K/90CRIx99 - 13W LED/3000K/80CRI x102 - 13W LED/3000K/90CRIx103 - 13W LED/3500K/80CRI x104 - 13W LED/3500K/90CRIx100 - 13W LED/4000K/80CRI x121 - 13W LED/4000K/90CRIx122 - 21W LED/2700K/80CRI x126 - 21W LED/2700K/90CRIx123 - 21W LED/3000K/80CRI x127 - 21W LED/3000K/90CRIx124 - 21W LED/3500K/80CRI x128 - 21W LED/3500K/90CRIx125 - 21W LED/4000K/80CRI x129 - 21W LED/4000K/90CRIOPTICSSP - Spot (17°) FL - Flood (45°) WFL - Wide Flood (55°)LENS TYPE9 - Clear (Included)12 - Soft Focus 13 - RectilinearSHIELDING11 - Honeycomb BaffleCAP STYLEA - 45°B - 90°C - FlushD - 45° Less Weep Hole (Downward Aiming Only)E - 90° Less Weep Hole (Downward Aiming Only)IP66 RATED01/20/2023 SKU-1448 P1*Only available with Horizontal Mounting.**120V only.SUB-2874-00DATE:CATALOG NUMBER LOGIC:PROJECT:TYPE:THIS DOCUMENT CONTAINS PROPRIETARY INFORMATION OF B-K LIGHTING, INC. AND ITS RECEIPT OR POSSESSION DOES NOT CONVEY ANY RIGHTS TO REPRODUCE, DISCLOSE ITS CONTENTS, OR TO MANUFACTURE, USE OR SELL ANYTHING IT MAY DESCRIBE. REPRODUCTION, DISCLOSURE OR USE WITHOUT SPECIFIC WRITTEN AUTHORIZATION OF B-K LIGHTING, INC. IS STRICTLY FORBIDDEN.559.438.5800 ¦ INFO@BKLIGHTING.COM ¦ BKLIGHTING.COMMADE IN THE USADENALI ROUND POLE (INTEGRAL)CONTROLELV - Dimming Driver (For use with Electronic Low Voltage Dimmer)**INC - Dimming Driver (For use with Incandescent Dimmer)**010 - 0-10V Dimming Driver (Dimming ≤3-100%)INPUT VOLTAGE120 - 120 VAC277 - 277 VACFINISH (See page 4 for full-color swatches) (Applies to pole and fixture)Standard Finishes (BZP, BZW, BLP, BLW, WHP, WHW, SAP, VER)Premium Finish (ABP, AMG, AQW, BCM, BGE, BPP, CAP, CMG, CRM, HUG, NBP, OCP, RMG, SDS, SMG, TXF, WCP, WIR)Also available in RAL FinishesIP66 RATED01/20/2023 SKU-1448 P2*Only available with Horizontal Mounting.**120V only.SUB-2874-00DATE:PROJECT:TYPE:THIS DOCUMENT CONTAINS PROPRIETARY INFORMATION OF B-K LIGHTING, INC. AND ITS RECEIPT OR POSSESSION DOES NOT CONVEY ANY RIGHTS TO REPRODUCE, DISCLOSE ITS CONTENTS, OR TO MANUFACTURE, USE OR SELL ANYTHING IT MAY DESCRIBE. REPRODUCTION, DISCLOSURE OR USE WITHOUT SPECIFIC WRITTEN AUTHORIZATION OF B-K LIGHTING, INC. IS STRICTLY FORBIDDEN.559.438.5800 ¦ INFO@BKLIGHTING.COM ¦ BKLIGHTING.COMMADE IN THE USA1 1/2"38mmDia3"75mmDia 6 1/8"156mm 4 5/16"109mm 4"102mmDia 6"152mm A 4 5/8"117mm 12 1/4"311mm Dia 14"356mm 2" X 4"HAND HOLEWITH COVER 180° 120° 90° 3 @ 120°2 @ 180°3 @ 90°ROUND - RS4HORIZONTAL3"75mmDia 6 1/8"156mm 4 5/16"109mm 1 1/2"38mmDia 6"152mm 4"102mmDia 9"229mm A 12 1/4"311mmDia 4 5/8"117mm 14"356mm 9"229mm 9"229mm 2" X 4"HAND HOLEWITH COVER2 @ SPIRAL CLOCKWISEWITH 90° SPACING3 @ SPIRAL CLOCKWISEWITH 90° SPACING4 @ SPIRAL CLOCKWISEWITH 90° SPACINGROUND - RS4SPIRAL CLOCKWISENOTES:"A" LENGTH DIMENSION OPTIONS: 12ft, 16ft, AND 20ft.1.ALL RS4 ALUMINUM 20ft POLES ARE OFFERED WITH A 100mph 2.WINDSPEED RATING, WITH A 1.3 GUST FACTOR, UNDER 1994 AASHTO LTS-3; ALL OTHERS OFFERED WITH A 120mph RATING. 90° 2 @ 90° 90° 4 @ 90°NOTES:"A" LENGTH DIMENSION OPTIONS: 8ft, 10ft, 12ft, 16ft, AND 20ft.1.ALL RS4 ALUMINUM 20ft POLES ARE OFFERED WITH A 100mph 2.WINDSPEED RATING, WITH A 1.3 GUST FACTOR, UNDER 1994 AASHTO LTS-3; ALL OTHERS OFFERED WITH A 120mph RATING.DENALI ROUND POLE (INTEGRAL)IP66 RATEDDENALI ROUND POLE (INTEGRAL)IP66 RATED01/20/2023 SKU-1448 P1SUB-2874-00DATE:PROJECT:TYPE:THIS DOCUMENT CONTAINS PROPRIETARY INFORMATION OF B-K LIGHTING, INC. AND ITS RECEIPT OR POSSESSION DOES NOT CONVEY ANY RIGHTS TO REPRODUCE, DISCLOSE ITS CONTENTS, OR TO MANUFACTURE, USE OR SELL ANYTHING IT MAY DESCRIBE. REPRODUCTION, DISCLOSURE OR USE WITHOUT SPECIFIC WRITTEN AUTHORIZATION OF B-K LIGHTING, INC. IS STRICTLY FORBIDDEN.559.438.5800 ¦ INFO@BKLIGHTING.COM ¦ BKLIGHTING.COMMADE IN THE USATHIS DOCUMENT CONTAINS PROPRIETARY INFORMATION OF B-K LIGHTING, INC. AND ITS RECEIPT OR POSSESSION DOES NOT CONVEY ANY RIGHTS TO REPRODUCE, DISCLOSE ITS CONTENTS, OR TO MANUFACTURE, USE OR SELL ANYTHING IT MAY DESCRIBE. REPRODUCTION, DISCLOSURE OR USE WITHOUT SPECIFIC WRITTEN AUTHORIZATION OF B-K LIGHTING, INC. IS STRICTLY FORBIDDEN.559.438.5800 ¦ INFO@BKLIGHTING.COM ¦ BKLIGHTING.COMMADE IN THE USASatin Black(BLP)Satin Bronze(BZP)Satin White(WHP)Black Wrinkle(BLW)Bronze Wrinkle(BZW)White Wrinkle(WHW)Verde(VER)Satin Aluminum(SAP)Cascade Mtn.Granite (CMG)Black Chrome(BCM)Weathered Iron(WIR)Rocky Mtn.Granite (RMG)Beige (BGE)Clear AnodizedPowder (CAP)Sierra MtnGranite (SMG)WeatheredCopper (WCP)Antique BrassPowder (ABP)Cream(CRM)Aleutian MtnGranite (AMG)Old Copper(OCP)Brown PatinaPowder (BPP)Antique White(AQW)Textured Forest(TXF)Hunter Green(HUG)Sonoran DesertSandstone (SDS)Natural BrassPowder (NBP)STANDARD FINISHESPREMIUM FINISHESClick Here to view larger, full-color swatches of all available finishes on our website.1 1/2"38mmDia3"75mmDia 6 1/8"156mm 4 5/16"109mm 6"152mm 9"229mm 4"102mmDia 9"229mm 9"229mm 12 1/4"311mmDia 4 5/8"117mm A 14"356mm 2" X 4"HAND HOLEWITH COVER 5 1/4"134mm 3 7/16"87mm 3"75mmA/D CAP1:2 SCALE 1 13/16"46mm 3"75mmC CAP1:2 SCALE 2 13/16"72mm 1"25mm 3"75mmB/E CAP1:2 SCALENOTES:"A" LENGTH DIMENSION OPTIONS: 12ft, 16ft, AND 20ft.1.ALL RS4 ALUMINUM 20ft POLES ARE OFFERED WITH A 100mph 2.WINDSPEED RATING, WITH A 1.3 GUST FACTOR, UNDER 1994 AASHTO LTS-3; ALL OTHERS OFFERED WITH A 120mph RATING.ROUND - RS4VERTICALDENALI ROUND POLE (INTEGRAL)IP66 RATED01/20/2023 SKU-1448 P1SUB-2874-00DATE:PROJECT:TYPE:Accessories (Configure separately)SPECIFICATIONSTHIS DOCUMENT CONTAINS PROPRIETARY INFORMATION OF B-K LIGHTING, INC. AND ITS RECEIPT OR POSSESSION DOES NOT CONVEY ANY RIGHTS TO REPRODUCE, DISCLOSE ITS CONTENTS, OR TO MANUFACTURE, USE OR SELL ANYTHING IT MAY DESCRIBE. REPRODUCTION, DISCLOSURE OR USE WITHOUT SPECIFIC WRITTEN AUTHORIZATION OF B-K LIGHTING, INC. IS STRICTLY FORBIDDEN.559.438.5800 ¦ INFO@BKLIGHTING.COM ¦ BKLIGHTING.COMMADE IN THE USAELECTRICALPHYSICALWATTAGE13W or 21W LEDLEDCOB technology and modular design with electrical quick disconnects allow for easy field upgrade and maintenance. LM-80 certified. Title 24, JA8 compliant options available. Minimum 50,000 hour rated life at 70% of initial lumens (L70).COLOR MANAGEMENTCOB technology delivers natural white light. Exact color point conformity exceeds ANSI C78.377 standard. Module exceeds 80 CRI (RA>80, R9.16). Color point uniformity 2 SDCM color control for 2700K-4000K CCT.WIRINGINC/ELV Wiring: 3 Wire, 18GA, Stranded, XLPE, 125°C, 300V, UL3265 rated wire 0-10 Wiring: 5 Wire, (3) 18GA and (2) 22GA, Stranded, XLPE, 125°C, 300V, UL3265 rated wire. Fixtures provided with 25ft leads.DRIVERIncandescent/ELV Control Option Driver: Dimming driver for use with standard incandescent or electronic low voltage dimmers (10-100% range), 120VAC only. 0-10 Control Option Driver: Dimming driver for use with standard 0-10V dimmers (≤3-100% dim. range), 120-277VAC. With [1] 440mA (13W) / 700mA (21W). 50/60Hz. >0.9 Power Factor, (INC/ELV)10.0A/(0-10) <250mA in-rush current , .20%THD (nominal at 120VAC full load). Output over-voltage, overcurrent, and short circuit protection with auto recovery. Class 2 power supply; FCC47CFR Part 15 Compliant Class B (120VAC)/Class A (277VAC).MATERIALSFixture furnished in copper-free aluminum (6061-T6).Aluminum pole shafts are extruded from all new 6063 alloy aluminum tubing and heat treated to produce a T6 temper. Steel pole shafts are a one-piece construction - fabricated from a weldable grade carbon steel structural tubing with uniform wall thickness.BODYFixture has a unibody design with an enclosed, water-proof wireway and integral heat sink that is fully machined from solid billet. Anti-condensation and corrosion vent equalizes fixture pressure and eliminates potential for damage to internal components.KNUCKLEFixture includes 360HD Mounting System that features a mechanical taper lock, allowing full 180° vertical adjustment without the use of aim-limiting serrated teeth. High temperature, silicone ‘O’ Ring provides water-tight seal and compressive resistance to maintain fixture position. Design withstands 73 lbs. static load prior to movement for optical alignment with a ½” pipe thread for mounting. Biaxial source control additionally provides 360° horizontal rotation in addition to vertical adjustment. Aim & Lock technology allows precision adjustment without the redundant tightening and loosening of knuckle screw.CAPFixture cap fully machined and accommodates two (2) lens or louver media.LENSFixture cap provided with shock-resistant, tempered glass lens that is factory adhered to fixture cap and provides hermetically sealed optical compartment.OPTICSFixture provided with interchangeable optics that permit changes in the field.HARDWAREFixture provided with tamper-resistant, stainless steel hardware. 360HD hardware is black oxide treated for additional corrosion resistance.Pole provided with tamper-resistant, stainless steel hardware.HANDHOLEGrounding location 14” from the base of the pole. Round poles are provided with a 2” x 4” hand hole cover. Square poles are provided with a 3” x 5” hand hole cover. Hardware is included.ANCHOR KITAnchor bolts conform to AASTM F1554 Grade 55 and are provided with two hex nuts and two flat washers. Bolts have an ‘L’ bend on one end and are galvanized a minimum of 12” on the threaded end.BASE COVERAll standard poles come with a 2-piece cast aluminum base cover (Dart AC1/Dart 2T02AC from Valmont).FINISHStarGuard, our 15-stage chromate-free process applied to fixtures, cleans and conversion coats aluminum components prior to application of Class ‘A’ TGIC polyester powder coating and is RoHS compliant.DENALI ROUND POLE (INTEGRAL)IP66 RATED01/20/2023 SKU-1448 P1SUB-2874-00DATE:PROJECT:TYPE:SPECIFICATIONSTHIS DOCUMENT CONTAINS PROPRIETARY INFORMATION OF B-K LIGHTING, INC. AND ITS RECEIPT OR POSSESSION DOES NOT CONVEY ANY RIGHTS TO REPRODUCE, DISCLOSE ITS CONTENTS, OR TO MANUFACTURE, USE OR SELL ANYTHING IT MAY DESCRIBE. REPRODUCTION, DISCLOSURE OR USE WITHOUT SPECIFIC WRITTEN AUTHORIZATION OF B-K LIGHTING, INC. IS STRICTLY FORBIDDEN.559.438.5800 ¦ INFO@BKLIGHTING.COM ¦ BKLIGHTING.COMMADE IN THE USAPHYSICALFINISHPole comes complete with a 6-stage finishing process. All products receive the following: Cleaning, Phosphate Rinse (Steel Poles Only), Powder Coat Application, Curing, Palgard Epoxy Coating, and Blue Wrap. Blue Wrap is a multi-layered, UV and tear-resistant, vinyl bubble wrap designed to ensure the products reach the job site in top condition.WARRANTY5-year limited warranty on fixture.5-year finish warranty on pole provides a level of corrosion protection with the addition of an internal rust inhibitor.CERTIFICATION & LISTINGUL tested to IESNA LM-79. UL Listed. Certified to CAN/CSA/ANSI Standards. RoHS compliant components. Suitable for indoor or outdoor use, in wet locations, and for installation within 4’ of the ground. IP66 Rated. Made in the USA with sustainable processesDENALI ROUND POLE (INTEGRAL)IP66 RATED01/20/2023 SKU-1448 P2SUB-2874-00DATE:PROJECT:TYPE:THIS DOCUMENT CONTAINS PROPRIETARY INFORMATION OF B-K LIGHTING, INC. AND ITS RECEIPT OR POSSESSION DOES NOT CONVEY ANY RIGHTS TO REPRODUCE, DISCLOSE ITS CONTENTS, OR TO MANUFACTURE, USE OR SELL ANYTHING IT MAY DESCRIBE. REPRODUCTION, DISCLOSURE OR USE WITHOUT SPECIFIC WRITTEN AUTHORIZATION OF B-K LIGHTING, INC. IS STRICTLY FORBIDDEN.559.438.5800 ¦ INFO@BKLIGHTING.COM ¦ BKLIGHTING.COMMADE IN THE USALAMP & DRIVER DATA (page 1 of 2)LM79 DATAOPTICAL DATABK No.CCT (Typ.)CRI (Typ.)Input Watts (Typ.)L70 DataAngleCBCPDel. LumensMuliplierx982700801350,000176,4808290.92x982700801350,000451,7731,0410.92x982700801350,000551,4781,1800.92x993000801350,000176,7968690.96x993000801350,000451,8601,0910.96x993000801350,000551,5501,2370.96x1033500801350,000176,6858550.95x1033500801350,000451,8291,0740.95x1033500801350,000551,5251,2170.95x1004000801350,000177,0599031.00x1004000801350,000451,9311,1341.00x1004000801350,000551,6101,2851.00x1012700901350,000174,4865740.69x1012700901350,000451,2287200.69x1012700901350,000551,0238170.69x1023000901350,000174,9366310.73x1023000901350,000451,3507930.73x1023000901350,000551,1268990.73x1043500901350,000174,7756110.71x1043500901350,000451,3077670.71x1043500901350,000551,0898690.71x1214000901350,000175,3246810.75x1214000901350,000451,4578550.75x1214000901350,000551,2149690.75x1222700802150,000179,0401,2080.87x1222700802150,000452,4371,3590.87x1222700802150,000551,8761,4160.87x1233000802150,0001710,0301,3410.96x1233000802150,000452,7041,5080.96x1233000802150,000552,0821,5710.96x1243500802150,000178,4961,1360.81x1243500802150,000452,2901,2770.81x1243500802150,000551,7631,3310.81x1254000802150,0001710,4311,3941.00x1254000802150,000452,8121,5681.00x1254000802150,000552,1651,6341.00DRIVER ELECTRICAL DATATypeAC Input Range Frequency HzPower FactorAt Full Load (Efficiency)THDInRushCurrentOperating CurrentOperation AmbientTemperatureDimmerTypeDimmer RangeIntegral120VAC50/60 > 0.920%10A440mA (13W)/700mA (21W)-30° C ~ 70°CTRIAC/ELV1-100%Integral105-300VAC50/60 > 0.920%<250mA440mA (13W)/700mA (21W)-30° C ~ 90°C0-10≤3-100%DATE:PROJECT:TYPE:THIS DOCUMENT CONTAINS PROPRIETARY INFORMATION OF B-K LIGHTING, INC. AND ITS RECEIPT OR POSSESSION DOES NOT CONVEY ANY RIGHTS TO REPRODUCE, DISCLOSE ITS CONTENTS, OR TO MANUFACTURE, USE OR SELL ANYTHING IT MAY DESCRIBE. REPRODUCTION, DISCLOSURE OR USE WITHOUT SPECIFIC WRITTEN AUTHORIZATION OF B-K LIGHTING, INC. IS STRICTLY FORBIDDEN.559.438.5800 ¦ INFO@BKLIGHTING.COM ¦ BKLIGHTING.COMMADE IN THE USALAMP & DRIVER DATA (page 2 of 2)OPTICSOpticAngleSpot w/ 13 Accy16 x 50Spot17°Flood45°Wide Flood55°LM79 DATAOPTICAL DATABK No.CCT (Typ.)CRI (Typ.)Input Watts (Typ.)L70 DataAngleCBCPDel. LumensMuliplierx1262700902150,0001761208180.68x1262700902150,0004516509200.68x1262700902150,0005512709590.68x1273000902150,00017753510070.75x1273000902150,00045203111330.75x1273000902150,00055156411800.75x1283500902150,0001754067230.64x1283500902150,0004514578130.64x1283500902150,0005512258470.64x1294000902150,00017814810890.78x1294000902150,00045219612250.78x1294000902150,00055169112770.78
https://bklighting.com/collaterals/specs/specs-1326.pdf | lighting | DATE:CATALOG NUMBER LOGIC:PROJECT:TYPE:THIS DOCUMENT CONTAINS PROPRIETARY INFORMATION OF B-K LIGHTING, INC. AND ITS RECEIPT OR POSSESSION DOES NOT CONVEY ANY RIGHTS TO REPRODUCE, DISCLOSE ITS CONTENTS, OR TO MANUFACTURE, USE OR SELL ANYTHING IT MAY DESCRIBE. REPRODUCTION, DISCLOSURE OR USE WITHOUT SPECIFIC WRITTEN AUTHORIZATION OF B-K LIGHTING, INC. IS STRICTLY FORBIDDEN.559.438.5800 ¦ INFO@BKLIGHTING.COM ¦ BKLIGHTING.COMMADE IN THE USAMINI-MICRO - PALM TREE RING LED (INTEGRAL)CATALOG NUMBER LOGICExample: PTR - 4 - 21 - MM - LED - TR - e71 - SP - BZW - 12 - 11 - B -TRe20 - MTMATERIALAluminumSERIESPTR - Palm Tree RingFIXTURE QUANTITY2 - 2 @ 180° 4 - 4 @ 90°3 - 3 @ 120° 6 - 6 @ 60°STRAP SIZES16 - 16” min. to 22” max. tree diameter21 - 21” min. to 27” max. tree diameter26 - 26” min. to 32” max. tree diameter31 - 31” min. to 38” max. tree diameterFIXTUREMM - Mini-MicroSOURCELED - with Integral Non Dimming DriverHOUSINGTR - Integral TransformerLED TYPEe70 - 3W LED/2700K e85 – 3W LED/2700K 90 CRIe71 - 3W LED/3000K e86 – 3W LED/3000K 90 CRIe72 - 3W LED/4000K e87 – 3W LED/3500K 80 CRIe73 - 3W LED/AmberOPTICSNSP - Narrow Spot (17°) MFL - Medium Flood (28°)SP - Spot (21°) ASY - Asymmetrical (17x31°)FINISH (See page 2 for full-color swatches)Standard Finishes (BZP, BZW, BLP, BLW, WHP, WHW, SAP, VER)Premium Finish (ABP, AMG, AQW, BCM, BGE, BPP, CAP, CMG, CRM, HUG, NBP, OCP, RMG, SDS, SMG, TXF, WCP, WIR)Also available in RAL FinishesLENS TYPE12 - Soft Focus 13 - RectilinearSHIELDING11 - Honeycomb Baffle (per fixture)CAP STYLEA - 45° (per fixture)B - 90° (per fixture)C - FlushPOWER SUPPLYTRe20 - Electronic Transformer*INPUT VOLTAGEMT - 120-277 VAC InputIP66 RATED12/06/2022 SKU - 1326*105-300 VAC. 50/60 Hz. non-dimming.SUB-2807-00DATE:PROJECT:TYPE:THIS DOCUMENT CONTAINS PROPRIETARY INFORMATION OF B-K LIGHTING, INC. AND ITS RECEIPT OR POSSESSION DOES NOT CONVEY ANY RIGHTS TO REPRODUCE, DISCLOSE ITS CONTENTS, OR TO MANUFACTURE, USE OR SELL ANYTHING IT MAY DESCRIBE. REPRODUCTION, DISCLOSURE OR USE WITHOUT SPECIFIC WRITTEN AUTHORIZATION OF B-K LIGHTING, INC. IS STRICTLY FORBIDDEN.559.438.5800 ¦ INFO@BKLIGHTING.COM ¦ BKLIGHTING.COMMADE IN THE USASatin Black(BLP)Satin Bronze(BZP)Satin White(WHP)Black Wrinkle(BLW)Bronze Wrinkle(BZW)White Wrinkle(WHW)Verde(VER)Satin Aluminum(SAP)Cascade Mtn.Granite (CMG)Black Chrome(BCM)Weathered Iron(WIR)Rocky Mtn.Granite (RMG)Beige (BGE)Clear AnodizedPowder (CAP)Sierra MtnGranite (SMG)WeatheredCopper (WCP)Antique BrassPowder (ABP)Cream(CRM)Aleutian MtnGranite (AMG)Old Copper(OCP)Brown PatinaPowder (BPP)Antique White(AQW)Textured Forest(TXF)Hunter Green(HUG)Sonoran DesertSandstone (SDS)Natural BrassPowder (NBP)STANDARD FINISHESPREMIUM FINISHESClick Here to view larger, full-color swatches of all available finishes on our website.6X 60° 4X 90° 3X 120° 180° 2@180º3@120º4@90º6@60º2”[51mm]3 1/8”[80mm] 1 5/8”[41mm] 4 3/4”[111mm] 3 1/2”[90mm] 3 1/4”[83mm] 1” Dia.[25mm] 1” Dia.[25mm] 1” Dia.[25mm] 1 5/8”[41mm] 1 5/8”[41mm]16” Dia.[406mm]22” Dia.[559mm]RING BREAKRING BREAK“A” CAP“B” CAP“C” CAP 5/8”[16mm] 5/8”[16mm] 5/8”[16mm]MINI-MICRO - PALM TREE RING LED (INTEGRAL)IP66 RATED12/06/2022 SKU - 1326SUB-2807-00DATE:PROJECT:TYPE:Accessories (Configure separately)SPECIFICATIONSTHIS DOCUMENT CONTAINS PROPRIETARY INFORMATION OF B-K LIGHTING, INC. AND ITS RECEIPT OR POSSESSION DOES NOT CONVEY ANY RIGHTS TO REPRODUCE, DISCLOSE ITS CONTENTS, OR TO MANUFACTURE, USE OR SELL ANYTHING IT MAY DESCRIBE. REPRODUCTION, DISCLOSURE OR USE WITHOUT SPECIFIC WRITTEN AUTHORIZATION OF B-K LIGHTING, INC. IS STRICTLY FORBIDDEN.559.438.5800 ¦ INFO@BKLIGHTING.COM ¦ BKLIGHTING.COMMADE IN THE USAELECTRICALPHYSICALWATTAGE3W LEDOPERATING VOLTAGEFixture factory pre-wired with SEOOW,16/3GA,105C,600V . Nylon Cord Grip for primary wiring from power line. (Primary wiring by Others.) Min. Cable Dia .230” Max. Cable Dia .546”.REMOTE TRANSFORMERIntegral, electronic transformer. 105-300VAC primary voltage. 50/60Hz. Non Dimming. 20VA maximum load.MATERIALSPalm Tree Ring - 1/8” thick AISI 304 stainless steel. Fixture - copper-free aluminum (6061-T6).BODYUnibody design is fully machined from solid billet and provides enclosed, water-proof wireway and integral heat sink for maximum component life. Integral knuckle for maximum mechanical strength. High temperature, silicone ‘O’ Ring provides water-tight seal.KNUCKLE360SL provides biaxial source control with 360° horizontal rotation in addition to vertical adjustment.CAPFully machined and accommodates one (1) lens or louver media.LENSShock-resistant, tempered glass lens is factory adhered to fixture cap and provides hermetically sealed optical compartment.LEDIntegrated solid state system. High power, forward throw source complies with ANSI C78.377 binning requirements and exceeds ENERGY STAR® lumen maintenance requirements. LM-80 certified components. Integral non-dimming driver. Minimum 50,000 hour rated life at 70% of initial lumens (L70). LED technology provides long life, significant energy reduction and exceptional thermal management.OPTICSInterchangeable, color-coded OPTIKIT modules permit field changes to optical distribution.HARDWARETamper-resistant, stainless steel hardware. LOCK aiming screw is black oxide treated for additional corrosion resistance.FINISHStarGuard, our 15-stage chromate-free process cleans and conversion coats aluminum components prior to application of Class ‘A’ TGIC polyester powder coating and is RoHS compliant. Powder coat or metal finish options available for brass material and metal finish option only for stainless steel material.WARRANTY5-year limited warranty.CERTIFICATION & LISTINGITL tested to IESNA LM-79. UL Listed. Certified to CAN/CSA/ANSI Standards. RoHS compliant. Suitable for indoor or outdoor use and in wet locations. IP66 Rated. Made in the USA with sustainable processes.MINI-MICRO - PALM TREE RING LED (INTEGRAL)IP66 RATED12/06/2022 SKU - 1326SUB-2807-00DATE:PROJECT:TYPE:THIS DOCUMENT CONTAINS PROPRIETARY INFORMATION OF B-K LIGHTING, INC. AND ITS RECEIPT OR POSSESSION DOES NOT CONVEY ANY RIGHTS TO REPRODUCE, DISCLOSE ITS CONTENTS, OR TO MANUFACTURE, USE OR SELL ANYTHING IT MAY DESCRIBE. REPRODUCTION, DISCLOSURE OR USE WITHOUT SPECIFIC WRITTEN AUTHORIZATION OF B-K LIGHTING, INC. IS STRICTLY FORBIDDEN.559.438.5800 ¦ INFO@BKLIGHTING.COM ¦ BKLIGHTING.COMMADE IN THE USALAMP & DRIVER DATA (e70, e71, e72, e73)LM79 DATAL70 DATAOPTICAL DATABK No.CCT(Typ.)CRI(Typ.)Input Watts(Typ.)Minimum Rated Life (hrs.)70% of initial lumens (L70)AngleCBCPDeliveredLumense702700K80350,00017°13471672700K80350,00021°6641392700K80350,00028°5241492700K~350,00017°x31°613151e713000K80350,00017°14111753000K80350,00021°6951463000K80350,00028°5481563000K~350,00017°x31°642158e724000K80350,00017°15851974000K80350,00021°7811644000K80350,00028°6161754000K~350,00017°x31°721178e73Amber (590nm)~350,000~~~OPTICSOpticAngleNSP - Narrow Spot17°SP - Spot21°MFL - Medium Flood28°ASY - Asymmetrical17°x31°DRIVERDATAInput VoltsInRush CurrentOperating CurrentOperation Ambient Temperature12VAC/DC 50/60Hz <250mA (non-dimmed)500mA-22°F-194°F (-30°C - 90°C)
https://www.pinnacle-ltg.com/sites/default/files/2023-02/EX1B_LED_SPEC.pdf | lighting | Specifications and dimensions subject to change without notice. Specification sheets that appear on pinnacle-ltg.com are the most recent version and supersede all other previously printed or electronic versions.Project NameDateTypeEX1B_LED_SPEC_JAN2023Designed in Denver, CO • USA ¦ pinnacle-ltg.com ¦ O: 303-322-5570Example Part #: EX1B-HE-HE-830HO-830-26’-AC48G1-U-OL1-1-0-WEX1B -----------DIRECT SHIELDINGINDIRECT SHIELDINGDIRECT OUTPUTINDIRECT OUTPUTLENGTH OR PATTERNMOUNTINGVOLTAGEDRIVERCIRCUITINGBATTERY & EMERGENCYFINISHEDGE EX1B1” Suspended Bidirectional Linear Key Features1When specifying CRI, CCT & OUTPUT the first _ is for specifying either 8 - 80CRI or 9 - 90CRI. The ending _ _ are for specifying output, example HO - High Output. See output charts for more information. 2Individual fixtures come in 2’, 3’, 4’, 5’, 6’, 7’, & 8’ lengths.Continuous row come in 1’ increments. For Mod layouts Specify pattern shape and overall dimensions. Example: L6x4: L pattern that is 6’x4’. 3Specify AC length standard AC is 48”; Specify grid: G1=15/16”, G9=9/16”, GS=Screw Slot. Example: AC48G1 4Enter quantity for Battery and Emergency, Example 2PL.EDGE 1 EX1BHE1-1/2” (38.1mm)1-3/4” (44.5mm)3-9/16” (90.5mm)_ _ __ _ __ _ _ _ _ __ _ _ _ _ _DIRECT SHIELDINGINDIRECT SHIELDINGDIRECT SOURCE1INDIRECT SOURCE1A - Satine LensHE - High Efficiency LensBW - Batwing InsertWHE - Asymmetric InsertHED - Descent LensP - Parabolic LouverShielding pg. 2HE - High EfficiencyBW - Batwing LensWHE - Asymmetric LensHEA - Ascent LensShielding pg. 2_27_ _ - 2700K _30_ _ - 3000K _35_ _ - 3500K _40_ _ - 4000K CL_ _ _ _ _ _ - Custom Lumens CW_ _ _ _ _ _ - Custom Watts MOD - Mod options availableLumen Output pg. 2-3_27_ _ - 2700K _30_ _ - 3000K _35_ _ - 3500K _40_ _ - 4000K CL_ _ _ _ _ _ - Custom Lumens CW_ _ _ _ _ _ - Custom Watts MOD - Mod options availableLumen Output pg. 2-3__ _ __ _ CIRCUITINGBATTERY & EMERGENCY4FINISHCONTROLS1 - Single Circuit 2 - Dual Circuit (direct/indirect)M - Multi CircuitE - Emergency (entire fixture)N - Night Light (entire fixture)Circuiting pg. 50 - None_FSG - Factory Select ALCR_FSB - Factory Select Battery_GI - Iota ETS DR_GB - Bodine GTD_PLL - Bodine 10W (low profile)_ILL - Iota 10w Integral_E - Emergency Section_N - Night Light Section_L - Life Safety SectionBattery and Emergency pg. 5W - White S - Metallic SilverBL - Textured BlackBR - BronzeGR - GraphiteCC - Custom ColorFinish pg. 5Pinnacle is able to accommodate different control solutions from different manufacturers. Consult Factory for more information._ _ _ __ _ _ _ _ ___ _ _LENGTH OR PATTERN2MOUNTING3VOLTAGEDRIVER_ _ - Individual Fixture_ _ - Continuous Row L _ x _ - L Shape R _ x _ - Rectangle S _ - Square U _ x _ x _ - U-ShapeT _ x _ - T-ShapeX _ x _ - X-Shape MOD - Mod options availableLength and Pattern pg. 3AC_ _G_ - AC to Grid AC_ _JB - AC to J Box AC_ _ST - AC to Structure WA - Wall Mount AC5_ _G_ - 5” Non-Power CanopyAC5_ _JB - 5” Non-Power CanopySQ_ _G_ - 5” Square CanopySQ_ _JB - 5” Square CanopyMounting pg. 4U - Universal (120 thru 277V)1 - 120V 2 - 277V 3 - 347VVoltage pg. 4FSD - Factory Select Driver (1%, 0-10v)PL2 - Advance Xitanium (1%, 0-10v)OL4 - Osram 347v (1%, 0-10v)EE1 - eldoLED ECOdrive (1%, 0-10v)ES1 - eldoLED SOLOdrive (0.1%, 0-10v)LH1- Lutron Hi-lume (1%, EcoSystem) PS1 - Advance Xitanium (50%/100%)OL2 - Osram (1%, 0-10v)ND - Non-DimmingDriver pg. 4• 6063-T5 Extruded aluminum housing• Highly reflective die-formed white painted reflector• 5-year limited warranty covers LED, driver and fixture• UL and cUL listed• Approved for dry/damp location unless otherwise noted• Maximum fixture weight is 12 lbs for a standard 4’ fixture• Room-Side Maintenance for LED system• Buy American Act compliantEDGE EX1BSpecifications and dimensions subject to change without notice. Specification sheets that appear on pinnacle-ltg.com are the most recent version and supersede all other previously printed or electronic versions.EX1B_LED_SPEC_JAN2023Designed in Denver, CO • USA ¦ pinnacle-ltg.com ¦ O: 303-322-5570 F: 303-322-5568Suspended Bidirectional Linear • Specify either 80 or 90 CRI • Longer lead-time may apply for 90 CRI. Consult factory. • 90 CRI = R9≥50Direct ShieldingIndirect ShieldingAHEBWWHEPHEDHEBWWHEHEASatine LensHigh EfficiencyBatwing InsertAsymmetric InsertParabolic LouverDescent LensHigh EfficiencyBatwingAsymmetricAscent LensCRI, CCT & OutputCustom Output - Lumens OR WattageCL_ _ _ _ _Specify CRI, CCT and desired lumens (i.e. CL835600)Specify lumens between standard offering listed below. Lumens are specified per color tempCW_ _ _ _ _ Specify CRI, CCT and desired wattage (i.e. CW9407)Specify lumens between standard offering listed below. Lumens are specified per color tempDirect 80 CRIColorOutputWattsShieldingper footAHEBWWHEPHEDSatine LensHigh EfficiencyBatwingAsymmetricLouverDescentLumens/ftLPWLumens/ftLPWLumens/ftLPWLumens/ftLPWLumens/ftLPWLumens/ftLPW8303000KStandard4.534777.141291.632772.736581.127360.737783.8830HO3000KHigh8.664174.576188.560470.267678.650458.669881.28353500KStandard4.535779.342494.233674.737683.628162.438886.2835HO3500KHigh8.665876.678290.962172.269580.851960.371783.48404000KStandard4.536581.043296.034376.238385.128663.639688.0840HO4000KHigh8.667077.879792.763373.670882.352961.573185.0Direct 90 CRI9272700KStandard4.527460.832572.225957.628964.221648.029866.2927HO2700KHigh8.650658.860169.947855.653462.139946.455164.19303000KStandard4.532071.138084.430267.133774.925256.034877.3930HO3000KHigh8.659168.770181.555764.862372.446554.164374.89353500KStandard4.532171.338284.930367.333975.325356.234977.6935HO3500KHigh8.659268.870481.955965.062572.746754.364575.09404000KStandard4.532672.438685.830668.034276.025656.935478.7940HO4000KHigh8.659869.571182.756565.763273.547254.965375.9Indirect 80 CRIColorOutputWattsShieldingper footHEBWWHEHEAHigh EfficiencyBatwingAsymmetricAscentLumens/ftLPWLumens/ftLPWLumens/ftLPWLumens/ftLPW8303000KStandard4.5456101.344999.826859.644799.3830HO3000KHigh8.683497.083196.649557.682696.08353500KStandard4.5469104.2462102.727661.3460102.2835HO3500KHigh8.685899.885499.350959.285098.88404000KStandard4.5478106.2471104.728162.4467103.8840HO4000KHigh8.6875101.7871101.351960.3866100.7Indirect 90 CRI9272700KStandard4.536080.035578.921247.135478.7927HO2700KHigh8.665976.665776.439145.565375.99303000KStandard4.542093.341492.024754.941291.6930HO3000KHigh8.676989.476689.145653.076188.59353500KStandard4.542293.841692.424955.341492.0935HO3500KHigh8.677289.876889.345853.376589.09404000KStandard4.542794.942193.625155.841792.7940HO4000KHigh8.678190.877790.346353.877389.9pg. 2EDGE EX1BSpecifications and dimensions subject to change without notice. Specification sheets that appear on pinnacle-ltg.com are the most recent version and supersede all other previously printed or electronic versions.EX1B_LED_SPEC_JAN2023Designed in Denver, CO • USA ¦ pinnacle-ltg.com ¦ O: 303-322-5570 F: 303-322-5568Suspended Bidirectional Linear • Specify pattern shape and overall dimensions (includes corner dimensions)• Refer to dimensions table below for available standard lengths• All connectors are direct only• 90 degree horizontal corners are 12”x12” (overall, outside dimension)• Angles and shapes not shown require Mod Pattern; consult factory• Only available with HE lensBABAACBAABS_R_x_U_x_x_L_x_T_x_X_x_SquareProvide A dimensionExample: S4’Minimum Length- 4’x4’RectangleProvide AxB dimensionsExample: R4’x4’ Minimum Length- 4’x4’U-ShapeProvide AxBxC dimensionsExample: U3’x4’x3’Minimum Length- 3’x4’x3’L-ShapeProvide AxB dimensionsExample: L3’x3’ Minimum Length- 3’x3’T-ShapeProvide AxB dimensionsExample: T3’x5’Minimum Length- 3’x5’X-ShapeProvide AxB dimensionsExample: X5’x5’Minimum Length- 5’x5’ABHorizontal Details: Every Connection is 12” x 12” in Overall Dimension6”12”12”12”12”6”12”12”• All individual units cannot be joined, end plates are factory installed and cannot be removed • For Continuous runs, add 1/4” (6.4mm) for each end plate or 1/2” (12.7mm) to the overall length of the row• For patterns, refer to Pattern section on next page PatternLength12”(304.8mm)12”(304.8mm)2345678_Indiv. FixtureIndiv. FixtureIndiv. FixtureIndiv. FixtureIndiv. FixtureIndiv. FixtureIndiv. FixtureCont. RunSpecify nominal overall row length to the 1’24” (609.6mm)36” (914.4mm)48” (1219.2mm)60” (1524mm)72” (1828.8mm)84” (2133.6mm)96” (2438.4mm)Specify to the 1’pg. 3Source: MOD Options• Specify MOD in the part number for any of the below options• All RGB_ Source Options will require specific driver and control• Consult factory for MOD specification details, pricing, and lead-time informationRequired Driver Required ControlMODTIR OpticsLength or Pattern: MOD Options• Specify MOD in the part number for any of the below options• Consult factory for MOD specification details, pricing, and lead-time informationMODSpecify MOD for patterns, lengths or angles not shown above45- 180 degree anglesSingle-piece welded housings up to 4’ x 4EDGE EX1BSpecifications and dimensions subject to change without notice. Specification sheets that appear on pinnacle-ltg.com are the most recent version and supersede all other previously printed or electronic versions.EX1B_LED_SPEC_JAN2023Designed in Denver, CO • USA ¦ pinnacle-ltg.com ¦ O: 303-322-5570 F: 303-322-5568Suspended Bidirectional Linear • Some EX1B configurations will not accommodate all voltage options; consult with factoryUUniversal1120 volt2277 volt3347 voltVoltagepg. 4• Standard Driver Option = FSD • Driver Lifetime: 50,000 hours at 25°C ambient operating conditions• For more driver options, see Pinnacle Resource Guide • Some EX1B configurations will not accommodate all driver options; consult with factoryDriver0-10V DriversFSDFactory Select Driver 1%, 0-10vPL2Signify Advance Xitanium 1%, 0-10vPL4Advance Xitanium 347v 1%, 0-10v, requires 347vOL2Osram Optotronic, 1%, 0-10vOL4Osram Optotronic 347v, 1% 0-10v, requires 347v optionEE1eldoLED ECOdrive 1%, 0-10v LogarithmicEE2eldoLED ECOdrive 1%, 0-10v LinearES1eldoLED SOLOdrive 0-10v, 0.1% LogarithmicES2eldoLED SOLOdrive 0-10v, 0% LinearDALI DriversEE3eldoLED ECOdrive .1%, DALI (logarithmic)ES3eldoLED SOLOdrive .1%, DALI (logarithmic)OD1Osram Optotronic 1%, DEXALOD2Osram Optotronic 1%, DALI 2 ChannelLutron DriversLH1Lutron Hi-lume Soft-on, Fade-to-black 1%, EcoSystem, LDE1LH4Lutron Hi-Lume 1%, 2-wire, Lutron-LTEA2W, 120v onlyAlternate DriversPS1Signify Advance Xitanium Step Dimming 50%/100%1/2”MountingAC__G1Aircraft Cable to 1” (15/16”) T-BarAC__G9Aircraft Cable to 9/16” T-BarAC__GSAircraft Cable to Screw Slot T-BarAC__JBAircraft Cable to Junction BoxAC__STAircraft Cable to StructureAC5__G_5” (127mm) Non-Power CanopyAC5__JB5” (127mm) Non-Power CanopySQ__G_5” (127mm) Square CanopySQ__JB5” (127mm) Square CanopyWAWall Mount (ADA Compliant, 1/2” off the wall)• Specify cable length in ordering code (AC48G1)• Standard adjustable cable. Specify 48”, 120”, 240” or 350”• End plates and power cord attached at factory• Aircraft cable (AC) mounts on 4’ (1219.2mm) and 8’ (2438.4mm) centers• Aircraft Cable supplied with 5” (127mm) power and 2” (50.8mm) non-power canopies • Canopies and pendants match fixture finish, power cords are white, grey, or black depending on fixture finish. See Finish section for additional details.• Approved for dry/damp location unless otherwise noted• Refer to installation instructions during installation at the job site• Maximum fixture weight is 12 lbs for a standard 4’ fixture• For a wall mounted fixture with an indirect asymmetric lens, light will be directed away from the wall as a standardAC - Single, AdjustableAircraft CableWA - WallADA CompliantEDGE EX1BSpecifications and dimensions subject to change without notice. Specification sheets that appear on pinnacle-ltg.com are the most recent version and supersede all other previously printed or electronic versions.EX1B_LED_SPEC_JAN2023Designed in Denver, CO • USA ¦ pinnacle-ltg.com ¦ O: 303-322-5570 F: 303-322-5568Suspended Bidirectional Linear How to specify Circuiting, Battery and Emergency• Select fixture circuiting from options below• Some EX1B configurations will not accommodate all circuiting options, consult with factory1Single Circuit2Dual Circuit (direct/indirect)MMulti CircuitEEmergency Circuit onlyNNight Light Circuit onlyEmergencyFor Approximate Battery Lumen Output• Multiply battery wattage X fixture LPW shown on Lumen Table• 92.3 (LPW) x 10 (watts) = 923 battery lumen outputBattery OR Emergency Ordering Examples• Single circuit, 10w Integral Battery Ordering Code: 1-1PL• Emergency only, 10w Integral Battery Ordering Code: E-1PL• Single circuit, GTD required Ordering Code: 1-1GCombination Section Ordering Examples• Single circuit, (1) 10w battery, (1) emergency section Ordering Code: 1-1PL1E• Multi circuit, (2) 10w battery, (2) emergency sections Ordering Code: M-2PL2E• Single circuit, (1) night light section Ordering Code: 1-1N• Select battery section type if required, indicate total QTY. Example 2PL• 90 minute battery runtime; test button is remote to fixture and requires an additional drop • Battery not available for lengths under 4’ • Entire direct fixture housing is on battery for lengths up to 5’ • Half of direct fixture is on battery for 6’, 7’ or 8’ housing lengths • For more battery options available, see Pinnacle Resource Guide • Select emergency section type if required, indicate total QTY. Example 1E• Combine battery and emergency section ordering codes if both options are selectedBattery and/or Emergency If RequiredCircuiting+213• Battery and emergency section options are available in addition to fixture circuit• Select battery and emergency section options below; factory shop drawing required• Some EX1B configurations will not accommodate all circuiting options, consult with factory0No battery or specific emergency section requiredBattery_FSGFactory Select Automatic Load Control Relay (ALCR), UNV_GIEmergency Transfer Switch (ETS) DR Emergency Control Device, UNV_GBBodine GTD, Generator Transfer Device, 120v or 277v_EEmergency circuit section_NNight Light circuit section_LLife Safety circuit section NO THROUGH WIREFinish• Standard powder-coat textured white, metallic silver, textured black, graphite or bronze painted finish; consult factory for chip of standard paint finishes• Selecting a fixture finish other than white may impact lumen output; consult factory for more informationControls• Pinnacle is able to accommodate different control solutions from different manufacturers. Consult Factory for more information.WWhite (white cord/white canopy)SMetallic Silver (grey cord/silver canopy) BLTextured Black (black cord/black canopy)BRBronze (white cord/bronze canopy)GRGraphite (white cord/graphite canopy)CCCustom Color (white cord/color match canopy)pg. 50No Battery_FSBFactory Select Battery (10w option)_FSBSTFactory Select Battery (Self Testing)_ILLIota 10w Integral Lithium, Self Testing_IRHIota 20w Remote_PLLBodine 10w Integral Lithium, Self Testing_PRHBodine 20w RemoteEDGE EX1BSpecifications and dimensions subject to change without notice. Specification sheets that appear on pinnacle-ltg.com are the most recent version and supersede all other previously printed or electronic versions.EX1B_LED_SPEC_JAN2023Designed in Denver, CO • USA ¦ pinnacle-ltg.com ¦ O: 303-322-5570 F: 303-322-5568Suspended Bidirectional Linear Photometrics815611408204High Eficiency - High Eficiency Test # ITL86990Catalog # EX1B-HE-HE-840-840-4Lumens 3474 LmWatts 35.6 WEficacy 98 LPW815611408204Batwing - Batwing Test # ITL86987/87002Catalog # EX1BW-BW-840-840-4Lumens 3255 LmWatts 38.9 WEficacy 84 LPW882662441221Asymmetric - Asymmetric Test # ITL86988/87003Catalog # EX1B-WHE-WHE-840-840-4Lumens 2655 lmWatts 38.9 WEficacy 68 LPWCandela DistributionVert AngleHorizontal Angle 022.54567.590071571571571571558037777116516261587983967251346325769790593398353355546414873092834536145736723622955230297255172174651401751581131167571858160628520232317169523289661051081354323231152623058941421254814841435656135677568201676714571454825476741556154972969481165502457325143110175419399340267240180342342342342342Candela DistributionVert AngleHorizontal Angle 022.54567.59004454454454454455443447451452453154244324474634702538739743647749435334348400459484452702843353884095520221024828229365135138159176182757373818789852220212121951420191513105631041199587115131216285244227125211313472461441135294375575646650145369417571683714155430448527608639165471475499525535175491491493495496180493493493493493Candela DistributionVert AngleHorizontal Angle 022.54567.590081581581581581558118108098078071577476375273773025697673637598584355815484924394194544240834830128455302275230197185651811651391191147588816861598520191717189522232528281059697969594115195193191186183125314310306298296135445439433426422145573562558550547155673664664657653165739735737733731175770770770770770180774774774774774Asymmetric - AsymmetricTest #ITL86988/87003Catalog #EX1B-WHE-WHE-840-840-4Lumens2655 lmWatts38.9 WEfficacy68 LPWBatwing - BatwingTest #ITL86987/87002Catalog #EX1BW-BW-840-840-4Lumens3255 LmWatts38.9 WEfficacy84 LPWHigh Efficiency - High EfficiencyTest #ITL86990Catalog #EX1B-HE-HE-840-840-4Lumens3474 LmWatts35.6 WEfficacy98 LPWLuminance Data (cd/sq.m)Angle In DegreesAverage 0-DegAverage 45-DegAverage 90-Deg4513452106008647551131086356954659231705358087572825673491185502942754526Luminance Data (cd/sq.m)Angle In DegreesAverage 0-DegAverage 45-DegAverage 90-Deg4583871040612705557736949711221657017826494597561956874755385554552925292Luminance Data (cd/sq.m)Angle In DegreesAverage 0-DegAverage 45-DegAverage 90-Deg45112141419611400558808113749765657276909582127560267214687485504057975797pg. 6For all available IES files, please visit our website at pinnacle-ltg.com. Photometry testing in accordance to IESNA-LM-79-08 at an NVLAP accredited testing laboratory. Testing conducted at 25°C ambient conditionsEDGE EX1BSpecifications and dimensions subject to change without notice. Specification sheets that appear on pinnacle-ltg.com are the most recent version and supersede all other previously printed or electronic versions.EX1B_LED_SPEC_JAN2023Designed in Denver, CO • USA ¦ pinnacle-ltg.com ¦ O: 303-322-5570 F: 303-322-5568Suspended Bidirectional Linear Construction: 6063-T5 Extruded aluminum housing. Highly reflective die-formed white painted reflector. Shielding: Diffuse snap-in acrylic lens with matte finish, removable for maintenance.Mounting: Aircraft cable and wall mount available. Straight aircraft cable mounts on 4’-0” (1219.2mm) and 8’-0” (2438.4mm) centers Aircraft Cable supplied with 5” (127mm) power and 2” (50.8mm) non-power canopies. Refer to installation instructions for appropriate ceil-ing detail. Canopies are painted white unless otherwise specified. Maximum fixture weight is 12 lbs for a standard 4’ fixture.LED: 25ºC test environment. Lumen output/wattage has a margin of +/- 5%; 2’ or 3’ lengths may have a greater wattage deviation. Luminaire configurations tested in accor-dance with IES LM-79. Diodes tested in accordance with IES LM-80. Lifetime calculated using IES TM-21. Minimum lifetime greater than 60,000 hours. L70 = 120,200 hours and L90 = 35,900 hours. MacAdam 3-Step Ellipses. Not all products are Lighting Facts listed. For all available IES files, please visit our website at pinnacle-ltg.com.CRI, CCT & Lumen Output: Two lumen packages available. Standard and High (HO). Custom outputs are available. Specify custom lumens or watts between standard offering listed on CRI, CCT & Output page. 80 CRI is available for 3000K, 3500K, and 4000K. 90 CRI is available for 2700K, 3000K, 3500K, and 4000K. 90 CRI = R9≥50.Voltage: Universal (U), 120 volt (1), 277 volt (2) and 347 volt (3) options available. Must specify OL4 in Driver section when 347 volt (3) is selected. Some EX configurations will not accommodate all voltage options; consult with factory.Driver: Standard Driver Option is Advance Xitanium 0-10V, 1% = PL2. Electronic driver, Power factor is >0.9 with a THD <20%. Driver Lifetime: 50,000 hours at 25ºC ambient op-erating conditions. Ambient operating range: -20ºF/-30ºC to 103ºF/40ºC. For more driver options, see Pinnacle Resource Guide. Some EX configurations will not accommodate all driver options.Circuiting: Select from single circuit (1), dual circuit (2), Multi circuit (M), Emergency circuit (E) or Night Light circuit (N). For emergency circuiting situations that require no through wire or circuit separation, Life Safety Circuit should be selected. This will provide a separate power feed and only the Life Safety Circuit in that section. Some EX configura-tions will not accommodate all circuiting options; consult with factory. Battery & Emergency: Select battery or emergency options if required. If battery or emergency option is not required, enter 0. Battery duration is 90 minutes as standard. Test button is remote to fixture. For more Battery options, see Pinnacle Resource Guide.Finish: Standard powder-coat textured white, metallic silver, graphite, textured black or bronze painted finish; consult factory for chip of standard paint finishes. Canopies painted white unless specified differently in the options section of the part number. Contact factory for additional custom color and finish options.Controls: Consult factory.Labels: UL and cUL Listed. Standard and HO lumen packages are approved for dry/damp location unless otherwise noted.Fixture Weight: Maximum fixture weight is 12 lbs for a standard 4’ fixture.Buy American Act CompliantWarranty: EX LED offered with a 5-year limited warranty. Covers LED, driver and fixture.Applications & Certificatespg. 7
https://www.focalpointlights.com/sites/default/files/FARL_14__AB.pdf | lighting | Photometric performance is measured in accordance with IESNA LM-79. Visit focalpointlights.com for complete photometric data. Visit designlights.org/QPL for model specifics.Focal Point LLC ¦ 4141 S. Pulaski Rd, Chicago, IL 60632 ¦ 773.247.9494 ¦ focalpointlights.comAerion® 1x4LEDDIMENSIONAL DATAFEATURESPRODUCT OVERVIEW PERFORMANCEred insert green insert blue insert standard diffuser round accent strip square accent strip 12.00"304.8mm3.3"84mmOverall height for luminaire with Air Return is 3.96"2 LED boardsApril 2022 ABLumen Output: 2500-4000lmWattage: 23-40WLPW: 100-109SDCM: 3Architectural recessed LED luminaire.Aerion’s sweeping curves and contemporary lines complement architecture. Aerion’s center lamp chamber provides minimal contrast between the diffuser and side reflectors creating even illumination and comfort. Aerion features a shallow 3.3" housing depth which flies under the radar of most plenum obstructions.The lamp diffuser has been designed with an upper and lower track that accepts individual or combinations of accent strips. PoE compatible: Integrates with Power over Ethernet lighting systems via standard, low-voltage wires.Delivered Lumens: 3000lmTotal System Watts: 28WFocal Point LLC reserves the right to change specifications for product improvement without notification.fixture: project: MOUNTING INFORMATIONORDERINGLuminaire SeriesFARLAerion LEDFARLNominal Size141' x 4'14ShieldingAcrylic DiffuserACAcrylic Diffuser with Round Accent StripRAAcrylic Diffuser with Square Accent StripSAOptional Color Inserts(Leave blank for no color) Red RGreen GBlueBLumen Output2500 Lumens2500L3000 Lumens3000L3500 Lumens3500L4000 Lumens4000LColor Temperature3000K30K3500K35K4000K40KCircuit1CSingle Circuit1CVoltage120 Volt120277 Volt277UNV VoltUNV(Cannot be specified with EM options)Low VoltageLVControl System & Dimming Level0-10V - 1% DimmingL110-10V - 10% DimmingLD1Low Voltage, PoE compatible LVN(No driver. Not available with EM or EC. LV Voltage only.)Lutron Hi-Lume EcoSystem (LDE1) - 1% DimmingLH1Lutron Hi-Lume - Forward Phase - 1% DimmingLTE(120 only) Step DimmingSD5DALI - 1% DimmingD11(Consult factory) Mounting15/16" GridG19/16" GridG29/16" Slot TeeG3Drywall Frame KitF(Cut out dimensions: Min: 12.25"/Max: 12.563" Min: 48.25"/Max: 48.563")Factory OptionsAir ReturnAR(Overall height for luminaire with Air Return is 3.96") Chicago PlenumCPEmergency Battery Packwith Integral Test SwitchEM6' New York City Flex WhipFNY6' Flex WhipFWFinishMatte White Housing WHMatte Satin White with Anti–Microbial CoatingWHASPECIFICATIONS LED SystemProprietary linear LED module incorporates premium LEDs on a robust platform to achieve excellent thermal management. LEDs are placed to promote a uniform appearance. Available in 3000K, 3500K or 4000K with CRI>80, 3 SDCM. 0-10V dimming driver standard. LED modules are replaceable from below.ConstructionOne piece 20 Ga. steel reflector and housing. 20 Ga. steel ends form finishing housing. Side access 20 Ga. steel driver compartment. Positional brackets supplied as standard. Unit weight: 16 lbs. Optic20 Ga. steel reflectors finished in matte satin white powder coat. .095" thick frosted white acrylic lamp diffusers with linear micro–prism pattern. Optional .020" thick acrylic accent strip available in round or square pattern.ElectricalStandard 120-277V driver includes 0-10V analog dimming. Power factor > .9. Optional EcoSystem or forward phase dimming drivers from Lutron available. PoE compatible: Integrates with Power over Ethernet lighting systems via standard, low-voltage wires.Emergency BatteryBodine BSL310–CAN. Emergency output—10 watts for 90 minutes.LabelsUL and cUL Listed. Suitable for Dry or Damp Locations, indoor use only. FinishPolyester powder coat applied over a multi-stage pre–treatment.Optional Matte Satin White with anti–microbial coating provides 99.99% protection against a broad spectrum of micro–organisms.Lumen MaintenanceReported: L90 at >61,000 hours Calculated: L90 at 114,000 hours Derived from EPA TM-21 calculator. Based on typical conditions, consult factory for additional data.ReliabilityAt Focal Point, our products are designed to stand the test of time. Each luminaire is engineered using superior components, manufactured with the utmost care and rigorously tested. Contact us for reliability data.WarrantyLED system rated for operation in ambient environments up to 25°C. 5-year limited warranty.PERFORMANCE CHARTdrywall frame kitspecify “DF” Drywall Frame Kit for drywallceiling conditions.Use tie–wire or screwsto secure frame kit.cut out dimensions:1': Min: 12.25" Max: 12.563"4': Min: 48.25" Max: 48.563"gridfor lay–in grid, specify G1, G2 or G3.g115/16"g29/16"g3slot 9/16"Delivered LumensTested System WattsLPW2500 Lumens2500L231093000 Lumens3000L281073500 Lumens3500L341034000 Lumens4000L40100Lumen output may vary +/- 5%. Actual wattage may vary +/- 5%
https://www.acuitybrands.com/api/products/getasset/healthcare-lighting/304770/b3483caf-91ba-4cd6-a8c1-f928aa2a1617/hnl7.pdf?abl_version=03%2f09%2f2023+21%3a24%3a57&DOC_Type=SPEC_SHEET | lighting | 1Type:Project:Qty:SPECIFICATIONSPatient Room LED Night LightHNL7Geo & OvalPatient Room LED Night LightHealthcare Lighting • (800)-705-SERV (7378) • www.healthcare-lighting.comRev. 03/04/24HNL7© 2015-2024 Acuity Brands Lighting, Inc. All Rights Reserved. “Healthcare Lighting” is a registered trademark of Acuity Brands Lighting. Products herein may be covered by one or more U.S. Patents and Patents Pending. Specifications subject to change without notice. Night lighting serves an important purpose in a medical facility. For ambulatory patients, sufficient light must be available to safely navigate from the bed to the restroom at night. Caregivers must see a clear path from hallway to bed and then have adequate light to observe the patient’s condition, while minimizing disruption of the patient’s sleep. Therefore, intensity and color of the light, as well as fixture placement, must be carefully considered. Both the Geo and Oval offer rugged die cast aluminum housings that meet the standards of the Americans with Disabilities Act (ADA), extending only 1.5” off the wall. Choose from standard warm white or optional amber LEDs. SPECIFICATIONSFaceplate Die cast aluminum faceplate.Lens High-impact, frosted polycarbonate lens.Source High output LED board.Switching Line voltage switching (by others).Weight Geo – approximate shipping weight 1 lbs Oval – approximate shipping weight 1 lbsMounting Installed to a single gang junction box.Voltage MVOLT, 120-277 VoltLight Output Geo 13 Lumens (LED30) Oval 16 Lumens (LED30)Finish Flat White or Antimicrobial White finishes available.Input Watts Geo 3 Watts Oval 3 WattsColor Quality >80 CRILife Estimate 50,000 hours to 70% lumen maintenance.Listing UL Certified to meet US and Canadian standards. Suitable for damp locations.Government Procurement BAA – Buy America(n) Act: Product qualifies as a domestic end product under the Buy American Act as implemented in the FAR and DFARS. Product also qualifies as manufactured in the United States under DOT Buy America regulations.BABA – Build America Buy America: Product qualifies as produced in the United States under the definitions of the Build America, Buy America Act.Please refer to www.acuitybrands.com/resources/buy-american for additional information.Warranty 5-year limited warranty. Complete warranty terms located at: www.acuitybrands.com/resources/terms-and-conditions NOTE: Actual performance may differ as a result of end-user environment and application. All values are design or typical values, measured under laboratory conditions at 25 °C.HNL710 GEOHNL720 OVAL3 3/4"1 1/4"5 5/8"4 1/4"1 7/16"5 3/4"HNL710 MVOLT LED30 OS FWCATALOG NUMBERExample:SeriesVoltageLED ColorOptionsFinishHNL710GeoHNL720OvalMVOLT120-277 VoltLED303000k Warm WhiteLED404000k Neutral White LED505000k Cool WhiteLEDAMBAmber 585-595nmLEDBLBlue 470nmLEDRDRed 625nmPCIntegrated PhotocellOSOccupancy SensorFWFlat WhiteAMAnit-Microbial WhiteType:Project:Qty:2Healthcare Lighting • (800)-705-SERV (7378) • www.healthcare-lighting.comSPECIFICATIONSPatient Room LED Night LightHNL7Geo & OvalPatient Room LED Night LightRev. 03/04/24HNL7© 2015-2024 Acuity Brands Lighting, Inc. All Rights Reserved. “Healthcare Lighting” is a registered trademark of Acuity Brands Lighting. Products herein may be covered by one or more U.S. Patents and Patents Pending. Specifications subject to change without notice.• Ensure power is off before wiring fixture.• Mount Mounting plate to Single Gang Box with 2 flat head screws• All wiring must be in accordance with all local, state, and federal electrical codes.• Recommend that a trained and certified electrician install product.MOUNTING INFORMATION
https://media.iuseelite.com/specsheet2/ech-hl-1001.pdf | lighting | ECH-HL-1001Technical InformationLAMP TYPEE27NUMBER OF LAMPS1WATTAGE/LUMEN100WFINISHBKGLASS TYPE/COLORCLEARWIDTH8'HEIGHT13-1/4'By Elite LightingECH-HL-1001w w w . i u s e e l i t e . c o mDue to the changes of constant improvement in LED technology, all details are subject to change without notice. Consult factory for up to date information
https://media.iuseelite.com/specsheet2/lunar-led.pdf | lighting | UP TO- Lunar luminaire is best suitable for applications with high ceilings or a large space area. Lunar’s design is sleek and modern with a high lumen output that lends a dramatic and effective impact to make the space appear grandeur. Lunar is an excellent choice when making a powerful statement with your lighting - Rigid aluminum design ensures longevity and endurance plus a high quality, high transmission, glare free lens for smooth illumination that is edge lit. - The honeycomb light engines found in the lunar is rated at 80+ CRI and are available in multiple CCTs: 3000K, 3500K and 4000K. Rated and tested to LM-79 and LM-80 standards. The LEDs are also binned to a 3-step MacAdam ellipse to achieve consistent color from ﬁxture to ﬁxture. - Powered by high-quality constant-current power LED drivers which are rated for 50 to 60Hz at 120-277V input, produce less than 20% THD, and have a power factor of .90 to 1.00. - The LUNAR-LED comes standard with 0-10V dimming on either in 120 and 277V. 347V please consult factory. Dimmable down to 1% of initial lumens. Also available in Lutron dimming options. Consult factory for dimmer compatibility. - Comes standard in ceiling mount or adjustable cable suspension system providing fast installation into a variety of interior heights, including sloped ceilings. Consult factory for additional mounting options. - Every ﬁxture is rigorously tested by our QC Department before shipping. - Limited 5 Year WarrantyL U N A R L E D P E N D A N T S E R I E S5500S(1.7’x3.6’)❏ ❏ ❏ ❏ Remote Mounted forSurface Mount❏ ( Matt White)Custom color available, please consult factory. Must provide RAL#❏ -10’ Suspended Mount(Consult factory for other sizes)2-1/2”15-3/8”36-3/4❏ ❏ ❏7635LUMENS92WATTLUNAR-LEDLUNAR-LEDPHOTOMETRY DATAL E D P E N D A N T S E R I E SLUNAR-LED-24-5500L-DIM10-MVOLT-35K-WH-CMTEST NO.: EL011971INPUT WATTS: 49.7LUMENS: 5609CRI: 85EFFICACY: 113CCT: 3500K SPACING CRITERIA: 1.38Candle Power Distribution (Candelas)RC - Ceiling Cavity Reflectance RW - Wall ReflectanceROOM CAVITY RATIOCoefficients of Utilization - Zonal Cavity MethodEffective Floor Cavity Reflectance 0.20Zonal Lumens Summary0Candela TabulationLumens Per ZoneZoneLumens0-10180.9310-20516.3820-30778.2630-40933.2340-50966.3950-60881.6960-70699.6670-80442.2780-90155.98Luminance (Average candela/M2)Anglein DegreesAverage0ºAverage45ºAverage90º455094505550645549374900489165476146934711754601449245338545024403450501914.9751906.51151829.82251689.59351493.82451256.0755987.565701.6275415.2885136.839016.63RC80%70%50%30%10%0%RW70%50%30% 10%70%50%30% 10%50%30% 10%50%30% 10%50%30% 10%0%011911911911911611611611611111111110610610610110110199110810398941051019693969390928987888684822988982769587817584787380767277737068389787063867769627367617065606863595748169605379685953655852635651605550485756253467361524558514556504454484442669564640675546405345395144394943383676450413562494135484035463934453934328604637315845373144363142363141353029956423428544134284033283932283832282610523931265138312537302536302535292523ZoneLumens%Lamp%Fixt0-20697.3112.412.40-301475.5726.326.30-402408.842.942.90-604256.8875.975.90-805398.8196.296.20-905554.7999994799591438191790º 80º 70º 60º 50º 40º 30º 20º 10º L E D P E N D A N T S E R I E S
https://lfillumination.com/files/specsheets/VF100-VFS-2BA-T-LED.pdf | lighting | HEADQUARTERS9200 Deering AvenueChatsworth CA 91311 Telephone: 818-885-1335Toll Free: 855-885-1335Fax: 818-576-1335VF100 Series VFS-2BA-TRECESSED HOUSING 2-LIGHTRECTANGULAR TRIMMED HOUSING• Housing and plaster frame of all steel construction• Black powder coat finish• Adjustable plaster frame• Accomodates two 4” square trimless inserts• Ceiling Cut-out - 4.13” x 8.13”LED SOURCE• Field-replaceable integral LED module• Field replaceable optics CREE• 08W / 883lm (@ 80CRI min / 3000K) Fixed• 08W / 542lm (@ 80CRI min / 3000K) Adjustable• 13W / 1189lm (@ 80CRI min / 3000K) Fixed• 13W / 729lm (@ 80CRI min / 3000K) AdjustableValuDIM™• 15W / 772lm (3000-1800K) Warm Dimming - Fixed• 15W / 473lm (3000-1800K) Warm Dimming - AdjustableELECTRICAL• Field-replaceable integral LED driver• Electrical wiring compartment integrated into housing construction• Internal thermal protection• Easy maintenance access through ceiling opening• Rated for through-branch wiring• Optional dimmingMOUNTING• Butterfly brackets for commercial installation in drywall, wood, stone, acoustic tile, or other ceiling types• Perforated plate adjusts for 1/2”, 5/8”, 3/4” & 1” ceiling thickness• Includes Heavy-Duty L-Bars™ hanger bar system for residential • installationLABELS• Suitable for damp location, except when ordered with shower trim - Suitable for wet location• Air-Tight / IC OptionalTRIMMEDLEDCATALOG NUMBERTYPEPROJECT©2022 LF ILLUMINATION LLCWe reserve the right to change or withdraw specifications without prior notice. 5.50”(140)6.42”(163) Accommodates 1/2”, 5/8”, 3/4” & 1.0” Ceiling ThicknessButterﬂyBracketIntegral Power Supply& Wiring Compartment11.51”(292) 8.00” (203)4.00”(102)AdjustablePlaster Frame 13.79” (350) *19.16” (387)SpecificationsCUS®Limitedwww.lfillumination.comrev: 031422 ORDERING INFOSERIESCREE ValuDIM™DRIVER / VOLTAGEOPTIONSVFS-2BA-TVF100 SERIES2 Light Trimmed HousingBlack finish standard08C 08W LED13C 13W LED 15V 15W LEDDMU Dimming Multiple Forward/Reverse Phase (@ 120V only) 0-10V Wires Present (@ 120-277V)D31* Lutron LTEA Hi-lume™ Forward Phase 1% (@ 120V only)DEU* Lutron LDE1/PEQ1 Hi-lume™ EcoSystem™ 1% with Soft-On, Fade-to-Black™DPU* Lutron PEQ0 Hi-lume™ Premier™ 19w max. 0.1% with Soft-On, Fade-to-Black™IC* Insulated Ceiling* See drawing for extended length dimensionOrdering Example: VFS-2BA-T-13C-D1-1-ICorTrim Compatibility• 8014• 8024• 8044• 8414• 8424• 8444Fixed / FixedFixed / Adjustable Adjustable / AdjustableTRIMS ORDERED SEPARATELY
https://www.pinnacle-ltg.com/sites/default/files/2023-02/EV2D_LED_SPEC.pdf | lighting | Specifications and dimensions subject to change without notice. Specification sheets that appear on pinnacle-ltg.com are the most recent version and supersede all other previously printed or electronic versions.Project NameDateTypeEV2D_LED_SPEC_JAN2023Designed in Denver, CO • USA ¦ pinnacle-ltg.com ¦ O: 303-322-5570Example Part #: EV2D-HE-830HO-26’-G1-U-OL1-1-0-WEV2D -----------SHIELDINGSOURCELENGTH OR PATTERNMOUNTINGVOLTAGEDRIVERCIRCUITINGBATTERY & EMERGENCYFINISHFIXTURE OPTIONSCONTROLSEDGE EV2D2” Recessed Linear • Extruded aluminum trim with formed cold rolled 18 gauge steel back box housing• Highly reflective white painted steel reflector• 5-year limited warranty covers LED, driver and fixture• ETL Listed conforming to UL1598 in US and CSA 250 in Canada• Approved for dry/damp location unless otherwise noted• Maximum fixture weight is 15lbs per 4ft fixture• Room-Side Maintenance for LED system• Buy American Act compliant• Indigo-Clean available, see Indigo-Clean specification sheets for detailsKey Features_ __ _ _ _ _ __ _ _ _ _ __ _ _ _ _ _SHIELDINGSOURCE 1LENGTH OR PATTERN2MOUNTING3A - Satine Lens AL - Drop LensHE - High Efficiency Lens HED - Descent Lens BW - Batwing WHE - Asymmetric H - Arched Regress LensR - Regress LensShielding pg. 2_27_ _ - 2700K _30_ _ - 3000K _35_ _ - 3500K (available as BIOS) _40_ _ - 4000K (available as BIOS)TW3 - Tunable White (Blanco 3) CL_ _ _ _ _ _ - Custom Lumens CW_ _ _ _ _ _ - Custom Watts MOD - Mod options availableLumen Output pg. 2-3_ _ - Individual Fixture _ _ - Continuous Row L _ x _ - L Shape R _ x _ - Rectangle S _ - Square U _ x _ - U Shape T _ x _ - T Shape X _ x _ x _ - X Shape WC _ x _ - Wall to Ceiling MOD - Mod options availableLength and Pattern pg. 3-4G1(G) - 1” (15/16”) T Bar G9(G) - 9/16” T Bar GB(G) - 9/16” Bevel T BarGS(G) - Screw Slot T Bar FL(F) - 1/2” Flange NF(N) - Non Flange SF(S) - Spackle Flange MOD - Mod options availableMounting pg. 5_ _ __ _ _ _ _ _FINISHFIXTURE OPTIONS5CONTROLS6W - White S - Metallic SilverBL - Textured BlackBR - BronzeGR - GraphiteCC - Custom ColorFinish pg. 7QS - Quick Ship CP - Chicago Plenum FIL- Field Cut Illuminated Extension RC - Rotating CrossbarGLR - Internal Fast Blow Fuse MOD - Mod options availableDSP - Customer Supplied Battery/Driver/SensorFW6 - 6’ Flex WhipFixture Options pg. 7DLMFC - Wattstopper DLM (wired)DLMFS - Wattstopper LLLC (wireless)EASYS - Philips EasySense (wireless)SNSLM - Encelium Sensilum (wireless)WVLX - Eaton Wavelinx (wireless)VDO - Lutron Vive Sensor (wireless)VRF - Lutron Vive Connected (wireless)ENL_ - Enlighted (wireless)MOD - Mod options availableControls pg. 8_ _ _ __ _ _ _ _ ___ _ _VOLTAGEDRIVERCIRCUITINGBATTERY & EMERGENCY4U - Universal (120 thru 277V)1 - 120V 2 - 277V 3 - 347VVoltage pg. 5FSD - Factory Select Driver (1%, 0-10v)PL2 - Advance Xitanium (1%, 0-10v) OL4 - Osram 347v (1%, 0-10v)EE1 - eldoLED ECOdrive (1%, 0-10v)ES1 - eldoLED SOLOdrive (0.1%, 0-10v)LH1 - Lutron Hi-lume (1%, EcoSystem) PR1 - Advance Xitanium SROL2 - Osram (1%, 0-10v) MOD - Mod options availableDriver pg. 61 - Single Circuit M - Multi CircuitE - Emergency (entire fixture)N - Night Light (entire fixture)Circuiting pg. 60 - None _FSG - Factory Select ALCR_FSB - Factory Select Battery_GI - Iota ETS DR_GB - Bodine GTD_P - Bodine 10W _IC - Iota 10W _E - Emergency Circuit Section_N - Night Light Circuit Section_L - Life Safety Circuit SectionBattery and Emergency pg. 71. When specifying SOURCE the first _ is for specifying either 8 - 80CRI or 9 - 90CRI. The ending _ _ are for specifying output, example HO - High Output. If specifying QS output is 80 CRI, all color temperatures, all lumen packages. Does not include Tunable White. See output charts for more information. 2. Individual fixtures come in 2’, 3’, 4’, 5’, 6’, 7’ & 8’ lengths. Continuous row come in 1/8” increments. For Patterns specify pattern shape and overall dimensions. Example: L6x4: L pattern that is 6’x4’. 3. Specify mounting for individual or continuous length: G1, G9, GS, FL, NF & SF for continuous rows, G1G, G9G, GSG, FLF, NFN & SFS for individual lengths. 4. Enter quantity for Battery and Emergency, Example 2P. 5. QS must be used in fixture options section of part number to qualify. LMRA option only available with 120v 6Controls can only be used with Single Circuit (1) or Emergency Circuit (E). See Controls chart on page 5 for driver options and more information.4” (101.6mm)4” (101.6mm)4” (101.6mm)2-1/4”(57.2mm)See Mounting Section4” (101.6mm)3”(76.2mm)See Mounting SectionSee Mounting Section5-1/4” (133.4mm)5-1/4” (133.4mm)5-1/4” (133.4mm)EDGE EV2DSpecifications and dimensions subject to change without notice. Specification sheets that appear on pinnacle-ltg.com are the most recent version and supersede all other previously printed or electronic versions.EV2D_LED_SPEC_JAN2023• Specify either 80 or 90 CRI• Longer lead-time may apply for 90 CRI. Consult factory • 90 CRI = R9≥501LPW and watts/ft based off 47” fixture size.Designed in Denver, CO • USA ¦ pinnacle-ltg.com ¦ O: 303-322-5570 F: 303-322-5568Recessed Linear Source: White LED1ShieldingCustom Output - Lumens OR WattageCL _____Specify CRI, CCT and desired lumens (i.e. CL835500)Specify lumens between standard offering listed below. Lumens are specified per color tempCW _____Specify CRI, CCT and desired wattage (i.e. CW9407)Specify watts between standard offering listed below80 CRIColorLumens Shielding1per footAALHEBWWHEHEDHRSatineDropHigh EfficiencyBatwingAsymmetricDescentArched RegressRegressLPWWatts/ftLPWWatts/ftLPWWatts/ftLPWWatts/ftLPWWatts/ftLPWWatts/ftLPWWatts/ftLPWWatts/ft8303000K5001034.91054.81234.11204.21204.21014.91054.8985.1830HO3000K7501057.21077.01236.11206.21206.31037.31077.0997.6830VHO3000K10001069.41079.31268.01238.11238.21059.51079.399MAX8353500K5001064.71084.61224.11244.01244.01054.81084.61015.0835HO3500K7501086.91106.81275.91246.11236.11077.01106.81017.5835VHO3500K10001089.21119.01307.71277.91277.91079.31119.01029.88404000K5001064.71084.61224.11244.01244.01054.81084.61015.0840HO4000K7501086.91106.81275.91246.11236.11077.01106.81017.5840VHO4000K10001089.21119.01307.71277.91277.91079.31119.01029.890 CRI9272700K500845.9865.81024.91005.0995.0846.0865.8796.4927HO2700K750868.7888.51027.4997.5997.6858.8888.5809.3927VHO2700K1000N/AN/A1039.7N/AN/AN/AN/AN/A9303000K500935.4955.31094.61074.71064.7915.5955.3865.8930HO3000K750948.0967.81116.81096.91086.9938.1967.8888.5930VHO3000K1000N/AN/A1129.01099.21099.2N/AN/AN/A9353500K500925.4945.31084.61064.71064.7915.5945.3865.8935HO3500K750948.0967.81116.81086.91087.0928.1967.8888.6935VHO3500K1000N/AN/A1119.01099.21089.2N/AN/AN/A9404000K500925.4945.31084.61064.71064.7915.5945.3865.8940HO4000K750948.0967.81116.81086.91087.0928.1967.8888.6940VHO4000K1000N/AN/A1119.01099.21089.2N/AN/AN/ABIOSColorLumens Shielding1per footAHEBWSatineHigh EfficiencyBatwingLPWWatts/ftLPWWatts/ftLPWWatts/ftB353500K50063.47.9776.5756.7B35HO3500K75062.012.1779.77510.0B404000K50063.47.9776.5756.7B40HO4000K75062.012.1779.77510.0Custom Output - Lumens OR WattageCLB _ _ _ _Specify CRI, CCT and desired lumens (i.e. CL835500)Specify lumens between standard offering listed below. Lumens are specified per color tempCWB _ _ _ _ Specify CRI, CCT and desired wattage (i.e. CW9407)Specify watts between standard offering listed belowSource: BIOS1• CRI >84, R9 >90• Spectrum focused lighting for circadian stimulus• High EML or M/P ratio: .8 for 3500K, .9 for 4000K• COI: ≤3.3• Available for use with most Driver or Control optionsThese options use 5-1/4” HousingAALHEBWWHEHEDHRSatine LensDrop Lens(foot lengths only)High EfficiencyBatwingAsymmetricDescentArched RegressFlat Regresspg. 21” (25.4mm)EDGE EV2DSpecifications and dimensions subject to change without notice. Specification sheets that appear on pinnacle-ltg.com are the most recent version and supersede all other previously printed or electronic versions.EV2D_LED_SPEC_JAN20231LPW and watts/ft based off 47” fixture size.Designed in Denver, CO • USA ¦ pinnacle-ltg.com ¦ O: 303-322-5570 F: 303-322-5568Recessed Linear Blanco 3 Tunable White (TW3)Range Shielding1AHEBWSatineHigh EfficiencyBatwing2700-6500KLumens/ftLPWWatts/ftLumens/ftLPWWatts/ftLumens/ftLPWWatts/ftTW3647778.5769918.5676808.5• CRI >90, R9 >92• 3 Channel tunable white for precise black body curve CCT• Allows for high color consistency between fixtures• Self-commissioning with Wattstopper DLM integrated controls• Requires Control Ordering Code B3LM (pg. 6)• Requires Drive Ordering Code EC2 (pg. 4)2345678_Indiv. FixtureIndiv. FixtureIndiv. FixtureIndiv. FixtureIndiv. FixtureIndiv. FixtureIndiv. FixtureCont. RunSpecify nominal overall row length to the 1/8” not available with H or R shielding options.23” (584.2mm)35” (889mm)47” (1193.8mm)59” (1498.6mm)71” (1803.4mm)83” (2108.2mm)95” (2413mm)Specify to the 1/8”Length• All individual units cannot be joined, end trims are factory installed and cannot be removed• Refer to Pattern section for specification and ordering options• Continuous Rows are made up of even and odd length fixtures; designed to fall on-grid• BIOS and Blanco3 are only available in foot lengthspg. 3Source: Blanco31Direct Source: MOD Options• Specify MOD in the part number for any of the below options• All RGB_ Source Options will require specific driver and control• Consult factory for MOD specification details, pricing, and lead-time informationRequired DriverRequired ControlMODColor Changing RGB LEDEC1/EC4DMXColor Changing RGB-W LEDEC1/EC4DMX2 Channel Tunable WhiteEDGE EV2DSpecifications and dimensions subject to change without notice. Specification sheets that appear on pinnacle-ltg.com are the most recent version and supersede all other previously printed or electronic versions.EV2D_LED_SPEC_JAN2023• Specify pattern shape and overall dimensions (includes corner dimensions)• 90 degree horizontal corners are 12”x12” (overall, outside dimension)• Angles and shapes not shown require Mod Pattern; consult factory• Only available with A or HE Lenses• Not all drivers available with all patterns; consult factoryBACWBAACBAABS_R_x_U_x_x_L_x_T_x_X_x_WC_x_SquareProvide A dimen-sionExample: S4’Nominal Length- 4’x4’Minimum Length- 3’11”x3’11”RectangleProvide AxB dimensionsExample: R4’x4’ Nominal Length- 4’x4’Minimum Length- 3’11”x3’11”U-ShapeProvide AxBxC dimensionsExample: U3’x4’x3’Nominal Length- 3’x4’x3’Minimum Length- 2’11”x3’11”x2’11”L-ShapeProvide AxB dimensionsExample: L3’x3’Nominal Length- 3’x3’ Minimum Length- 2’11”x2’11”T-ShapeProvide AxB dimensionsExample: T3’x5’Nominal Length- 3’x5’Minimum Length- 2’11”x4’10”X-ShapeProvide AxB dimensionsExample: X5’x5’Nominal Length- 5’x5’Minimum Length- 4’10”x4’10”Wall to CeilingProvide WxC dimensionsExample: WC2’x2’Nominal Length- 2’x2’Minumim Length- 1’11”x1’11”ABDesigned in Denver, CO • USA ¦ pinnacle-ltg.com ¦ O: 303-322-5570 F: 303-322-5568Recessed Linear Patternpg. 4Horizontal Details; Every Connection is 12” x 12” in Overall Dimension6”12”12”12”12”6”12”12”Outside Detail For Outside Corner configurations,please consult factory. 14”14”Wall to Ceiling Detail Wall to Ceiling connector does not impact overall length. Entire connector will be recessed into wall/ceiling once installed.4-1/16”4-1/16”Length or Pattern: MOD Options• Specify MOD in the part number for any of the below options• Consult factory for MOD specification details, pricing, and lead-time informationMODSpecify MOD for patterns, lengths or angles not shown above45- 180 degree anglesSingle-piece welded housings up to 4’ x 4G1G Individual UnitG9GGBGGSGFLFNFNSFSG1 Continuous Run or PatternG9GBGSFLNFSF1" (15/16”) T-Bar Flange to Flange: 3-1/16” (77.8mm)9/16” T-BarFor tegular tile instal-lations, fixture position will not be flush to the bottom of the tile Flange to Flange: 3-1/16” (77.8mm)9/16” T-BarRail has bevel edge details. For tegular tile installations, fixture position will be flush to the bottom of the tile Flange to Flange: 3-1/16” (77.8mm)Screw Slot & 9/16” T-BarFor 9/16” installations with tegular tile, fixture position will be flush to the bottom of the tile Flange to Flange: 3-1/16” (77.8mm)Exposed Standard 1/2” Flange Detail Flange to Flange: 3-3/8” (85.7mm)Metal Pan or Millwork Flange to Flange: 2-11/16” (68.2mm)Drywall, Flangeless Detail Flange to Flange: 4-1/4” (108mm) RCOptional Rotating CrossbarTegular TileTegular TileTegular TileStandard TileStandard TileTegular TileTegular TileEDGE EV2DSpecifications and dimensions subject to change without notice. Specification sheets that appear on pinnacle-ltg.com are the most recent version and supersede all other previously printed or electronic versions.EV2D_LED_SPEC_JAN2023• Some EV2D configurations will not accommodate all voltage options; consult with factory• Individual Units, specify G_G, FLF, SFS, NFN• Continuous Units, specify G_, FL, SF, NF• Individual units cannot be joined, end trims are factory installed and cannot be removed• Designed to install into acoustical grid and inaccessible ceilings• Grid retention brackets integral to housing and require mechanical attachment• Each housing contains 4 grid retention brackets• Tie off fixture to structure with retention wires• Approved for dry/damp location unless otherwise notedUUniversal1120 volt2277 volt3347 voltDesigned in Denver, CO • USA ¦ pinnacle-ltg.com ¦ O: 303-322-5570 F: 303-322-5568Recessed Linear VoltageMountingpg. 5MODRecessed to SuspendedAlternative Ceiling SolutionsCombination RailsMounting: MOD Options• Specify MOD in the part number for any of the below options• Consult factory for MOD specification details, pricing, and lead-time informationEDGE EV2DSpecifications and dimensions subject to change without notice. Specification sheets that appear on pinnacle-ltg.com are the most recent version and supersede all other previously printed or electronic versions.EV2D_LED_SPEC_JAN20230-10V DriversFSDFactory Select Driver 1%, 0-10vPL2Signify Advance Xitanium 1%, 0-10vPL4Advance Xitanium 347v 1%, 0-10v, requires 347vOL2Osram Optotronic, 1%, 0-10vOL4Osram Optotronic 347v, 1% 0-10v, requires 347v optionEE1eldoLED ECOdrive 1%, 0-10v LogarithmicEE2eldoLED ECOdrive 1%, 0-10v LinearES1eldoLED SOLOdrive 0-10v, 0.1% LogarithmicES2eldoLED SOLOdrive 0-10v, 0% LinearOL5Osram Optotronic 1%, 0-10v, AUXPL5Advance Xitanium 1%, 0-10v, AUXDALI DriversEE3eldoLED ECOdrive .1%, DALI (logarithmic)ES3eldoLED SOLOdrive .1%, DALI (logarithmic)OD1Osram Optotronic 1%, DEXALOD2Osram Optotronic 1%, DALI 2 ChannelLutron DriversLH1Lutron Hi-lume Soft-on, Fade-to-black 1%, EcoSystem, LDE1LH4Lutron Hi-Lume 1%, 2-wire, Lutron-LTEA2W, 120v onlyAlternate DriversPS1Signify Advance Xitanium Step Dimming 50%/100%PR1Philips Advance Xitanium SR, requires EASYS, VDO or VRFOD1Osram Optotronic 1%, DEXALEH1ELV 120v only, 0-10v universalEC2Constant Voltage LED driver, 120v or 277v required• Standard Driver Option = FSD• Driver Lifetime: 50,000 hours at 25°C ambient operating conditions• For more driver options see Pinnacle Resource Guide • Some EV2D configurations will not accommodate all driver options; consult with factoryHow to Specify Circuiting, Battery and Emergency• Select fixture circuiting from options below• Some EV2D configurations will not accommodate all circuiting options, consult with factory1Single CircuitMMulti Circuit (Not available with controls)EEmergency Circuit only (uses nIO EZ PH ER with NLIGHT)NNight Light Circuit onlyCircuiting+213• Battery and emergency section options are available in addition to fixture circuit• Select battery and emergency section options below; factory shop drawing required• Some EV2D configurations will not accommodate all circuiting options, consult with factoryBattery and/or Emergency If Required0No battery or specific emergency section requiredDesigned in Denver, CO • USA ¦ pinnacle-ltg.com ¦ O: 303-322-5570 F: 303-322-5568Recessed Linear Driver: MOD Options• Specify MOD in the part number for any of the below options• Consult factory for MOD specification details, pricing, and lead-time informationMODPower Over EthernetDriverpg. 6EDGE EV2DSpecifications and dimensions subject to change without notice. Specification sheets that appear on pinnacle-ltg.com are the most recent version and supersede all other previously printed or electronic versions.EV2D_LED_SPEC_JAN2023FinishFixture Options• Standard powder-coat textured white, metallic silver, textured black, graphite or bronze painted finish; consult factory for chip of standard paint finishes• Selecting a fixture finish other than white may impact lumen output; consult factory for more informationEmergency_FSGFactory Select Automatic Load Control Relay (ALCR), UNV_GIEmergency Transfer Switch (ETS) DR Emergency Control Device, UNV_GBBodine GTD, Generator Transfer Device, 120v or 277v_EEmergency circuit section (NLIGHT ONLY full housing not sections)_NNight Light circuit section_LLife Safety circuit section NO THROUGH WIREFor Approximate Battery Lumen Output• Multiply battery wattage X fixture LPW shown on Lumen Table• 92.3 (LPW) x 10 (watts) = 923 battery lumen outputBattery OR Emergency Ordering Examples • Single circuit, 10w Integral Battery Ordering Code: 1-1P • Emergency only, 10w Integral Battery Ordering Code: E-1P • Single circuit, GTD required Ordering Code: 1-1GCombination Section Ordering Examples • Single circuit, (1) 10w battery, (1) emergency section Ordering Code: 1-1P1E • Multi circuit, (2) 10w battery, (2) emergency sections Ordering Code: M-2P2E • Single circuit, (1) night light section Ordering Code: 1-1N• Select battery section type if required, indicate total QTY. Example 2P• 90 minute battery runtime; test button location dependant on configuration, consult factory • No battery option available for 2’ & 3’ lengths • Entire fixture is on battery for lengths up to 5’ • Half of fixture is on battery for 6’ or 8’ housing lengths • For more battery options available, see Pinnacle Resource Guide • Select emergency section type if required, indicate total QTY. Example 1E• Combine battery and emergency section ordering codes if both options are selectedBattery• FIL has 2” min - 12” max length• FIL Option angle range is 40° to 90°• FIL Option is not IC ratedWWhiteSMetallic SilverBLTextured BlackGRGraphiteBRBronzeCCCustom ColorQSQuick ShipCPChicago PlenumFILField Cut Illuminated Extension RCRotating CrossbarDSPCustomer Supplied Battery/Driver/SensorGLRInternal Fast Blow FuseFW66’ Flex WhipAll lengths and continuous rows up to 1,000 ft OR 150 individual fixtures. Consult factory for larger projects.Quick ShipShieldingCRI, CCT & OutputMountingVoltageDriverCircuitingBatteryFinish10-DayAHEBWWHE 80 CRI, all color tem-peratures, all lumen packagesSee pg 2G1(G)G9(G)GS(G)FL(F)NF(N)SF(S)1” T-Bar9/16” T-BarScrew Slot1/2” FlangeFlangelessSpackle FlangeU12Universal (120-277)120V277VFSDPL2OL2Factory Select Driver (1%, 0-10v)Advance Xitanium 1%, 0-10vOsram 0-10v, 1%1ENSingle CircuitEmergency Night Light0_ICNoneIota 10wIntegralW White0No Battery_FSBFactory Select Battery (10w option)_FSBSTFactory Select Battery (Self Testing)_ILLIota 10w Integral Lithium, Self Testing_IRHIota 20w Remote_PLLBodine 10w Integral Lithium, Self Testing_PRHBodine 20w RemoteFixture Options: MOD Options• Specify MOD in the part number for any of the below options• Consult factory for MOD specification details, pricing, and lead-time informationMODRemote DriverDesigned in Denver, CO • USA ¦ pinnacle-ltg.com ¦ O: 303-322-5570 F: 303-322-5568Recessed Linear pg. 7EDGE EV2DSpecifications and dimensions subject to change without notice. Specification sheets that appear on pinnacle-ltg.com are the most recent version and supersede all other previously printed or electronic versions.EV2D_LED_SPEC_JAN2023ControlsControls: Tunable White• Pinnacle Lighting offers easy to specify network control solutions that connect to an intelligent centralized system to maximize lighting energy efficiencies or integral sensors for individual fixture control • Pinnacle Lighting fixtures ship technology ready; comissioning by others• Controls can only be used with Single Circuit (1) or Emergency Circuit (E) • Contact factory for any non-standard configurations for layout, placement, or EM options• One drop per sensor typical, consult factory for more information• Pinnacle Lighting offers easy to specify tunable white solutions for integrated building control or standalone controls• Pinnacle Lighting fixtures ship technology ready; comissioning by others• Controls can only be used with Single Circuit (1) or Emergency Circuit (E), • Contact factory for any non-standard configurations for layout or placementSolutionComponentsNetwork/SensorConnectionRequired DriversLimitationDLMFCLegrand Wattstopper DLMLMFC-011Digital Lighting Management (DLM)Wired, two RJ45 portsOL2, OL4NoneDLMFSLegrand Wattstopper LLLCLMFS-601-W / LMFI-111Wireless DLM Fixture SensorWirelessOD1, PR1, 0-10v0-10v requires interfaceEASYSPhilips EasySenseSNS-210Daylight/PIR OccupancyWireless to switchesPR1Not available with 347 voltSNSLMEncelium SensilumEN-CLM-PIR-DD-ZBEncelium, Daylight/PIR OccupancyWirelessOD1, OL5Not available with 347 voltWLVXEaton WavelinxSWPD1, NSP3IVMVDC1WaveLinx WCL, DaylightWirelessAny 0-10vNot available with 347 voltVDOLutron Vive SensorDFCSJ-OEM-OCCVive, Daylight/PIR OccupancyWirelessOD1, PR1Not available with 347 voltVRFLutron Vive Connected DFCSJ-OEM-RFViveWirelessOD1, PR1Not available with 347 voltENLIEnlightedSU-5E-IOT, CU-4EEnlighted, Daylight/PIR OccupancyWirelessAny 0-10vNot available with 347 voltENLCEnlightedSU-5E-CL, CU-4EEnlighted, Daylight/PIR OccupancyWirelessAny 0-10vNot available with 347 voltSolutionComponentsNetwork/SensorConnectionRequired DriversRequired LEDRequired ControlsLimitationsB3LMLegrand Wattstopper Blanco 3BLM3-DLMDigital Lighting Management (DLM)Wired, two RJ45 portsEC2TW3B3LMNot available with 347 voltControls: MOD Options• Specify MOD in the part number for any of the below options• Control Options may require specific driver. Refer to the chart below• Consult factory for MOD specification details, pricing, and lead-time informationRequired DriverMODAcuity nLight Air Wireless ConnectedEE6, ES6PhotometricsSatine LensTest #ITL91423Catalog #EV2D-A-840VHO-4Lumens3984 lmWatts36.2 wEfficacy110 LPW13931045697348For all available IES files, please visit our website at pinnacle-ltg.com. Photometry testing in accordance to IESNA-LM-79-08 at an NVLAP accredited testing laboratory. Testing conducted at 25°C ambient conditions.Candela DistributionLuminance Data (cd/sq.m)Vert AngleHorizontal AngleAngle In DegreesAverage 0-DegAverage 45-DegAverage 90-Deg 022.54567.5904519508194041919701393139313931393139355188671866318433513881387138813901390651760217290170131013721370137513751373751493714597144841513431339134713451343858737907390732013021295130213011298251250124112501247124330118711781186118311783511141105111211051102401032102410281021101845942935937930927508468388388328285573973073172372260627621618612610655085054994944917038738337737537475264263258255256801481461461451448552535455549000000Designed in Denver, CO • USA ¦ pinnacle-ltg.com ¦ O: 303-322-5570 F: 303-322-5568Recessed Linear pg. 8EDGE EV2DSpecifications and dimensions subject to change without notice. Specification sheets that appear on pinnacle-ltg.com are the most recent version and supersede all other previously printed or electronic versions.EV2D_LED_SPEC_JAN2023Applications & CertificatesConstruction: Formed cold-rolled 18 gauge steel housing. Highly reflective die-formed white painted steel reflector.Shielding: Diffuse snap-in acrylic lens, removable for maintenance.Mounting: EDGE is designed to install into acoustical grid and inaccessible ceilings. Specify GXG, FLF, SFS, NFN for individual, unjoinable units (individual units will fall on-grid). Specify GX, FL, SF, NF for continuous runs (runs designed to fall on-grid). Consult factory for detailed installation instructions. Maximum fixture weight is 15lbs per 4’ fixture.White LED: 25°C test environment. Lumen output/wattage has a margin of +/- 5%; 2’ or 3’ lengths may have a greater wattage deviation. Luminaire configurations tested in accor-dance with IES LM-79. Diodes tested in accordance with IES LM-80. Lifetime calculated using IES TM-21. Minimum lifetime greater than 60,000 hours. Lifetime Projection L70 = 146,500 hours and L90 = 45,000 hours. MacAdam 3-Step Ellipses. Not all products are Lighting Facts listed. For all available IES files, please visit our website at pinnacle-ltg.com. Three lumen packages available. Standard, High (HO) and Very High (VHO) . Custom outputs are available. Specify custom lumens or watts between standard offering listed on CRI, CCT & Output page. 80 CRI is available for 3000K, 3500K, and 4000K. 90 CRI is available for 2700K, 3000K, 3500K, and 4000K. 90 CRI = R9≥50.BIOS LED: Spectrum focused lighting for circadian stimulus. EML or M/P ratio: .8 for 3500K, .9 for 4000K. COI >3.0. Not all lumen packages available. Two lumen packages available. Standard, and High (HO). Custom outputs are available. Specify custom lumens or watts between standard offering listed on CRI, CCT & Output page. Tunable White LED: Blanco 3; 3 Channel tunable white for precise black body curve CCT. Self-commissioning with Wattstopper DLM integrated controls. Custom lumen output and color temperature configurations require use of controls. Voltage: Universal (U), 120 volt (1), 277 volt (2) and 347 volt (3) options available. Must specify OL4 in Driver section when 347 volt (3) is selected. Some EDGE configurations will not accommodate all voltage options; consult with factory.Driver: Standard Driver Option is Advance Xitanium 0-10V, 1% = PL2. Electronic driver, Power factor is >0.9 with a THD <20%. Driver Lifetime: 50,000 hours at 25°C ambient op-erating conditions. Ambient operating range: -20°F/-30°C to 77.4°F/25.2°C. For more driver options, see Pinnacle Resource Guide. Some EDGE configurations will not accommodate all driver options.Circuiting: Select from single circuit (1), Multi circuit - For multiple circuiting and zone control, requires factory shop drawing (M), Emergency circuit (E), Life Safety (L) or Night Light circuit (N). For emergency circuiting situations that require no through wire or cir-cuit separation, Life Safety Circuit should be selected. This will provide a separate power feed and only the Life Safety Circuit in that section. Some EDGE configurations will not accommodate all circuiting options; consult with factory. Battery & Emergency: Select battery or emergency options if required. If battery or emergency option is not required, enter 0. Battery duration is 90 minutes as standard. Test button location dependant on configuration, consult factory. For more Battery options, see Pinnacle Resource Guide.Finish: Standard powder-coat textured white, metallic silver, textured black, graphite or bronze painted finish; consult factory for chip of standard paint finishes or for additional custom color and finish options.Controls: DLM utlizes wired network connections for digital control through switching and dimming. nLight Air rES7 sensor provides wireless control, daylight harvesting and occupancy detection with PIR using eldoLED LED drivers. nLight Air rES7 sensor provides wireless control, daylight harvesting and occupancy detection with PDT using eldoLED LED drivers. nLight Air rIO module provides wireless control using eldoLED LED drivers. EasySense sensor provides daylight harvesting and PIR occupancy detection using the SR LED driver; the Philips app provides advanced configurations. ENCELIUM SensiLUM sensor provides wireless control, daylight harvesting and PIR occupancy; driver data is available when using the DEXAL driver. ENCELIUM SensiLUM sensor provides wireless control, daylight harvesting and PIR occupancy; driver data is available when using the DEXAL driver. Wavelinx Connected Lighting sensor provides wireless control and daylight harvesting using 0-10V LED drivers. Lutron Vive sensor provides wireless control, daylight harvesting and PIR occupancy detection using DEXAL or SR LED drivers. Lutron Vive module provides wireless control using DEXAL or SR LED drivers. Enlighted Smart Sensor provides multi-functionality including daylight harvesting and PIR occupancy; for IOT platform using 0-10v LED drivers. Enlighted Smart Sensor provides multi-functionality including daylight harvesting and PIR occupancy; for Connected platform using 0-10v LED drivers.Labels: ETL listed conforming to UL1598 abd CSA 250. Standard, HO and VHO lumen packages are IC Rated, approved for dry/damp location unless otherwise noted.Fixture Weight: Maximum fixture weight is 15lbs per 4’ fixture.Buy American Act CompliantWarranty: EDGE LED offered with a 5-year limited warranty. Covers LED, driver and fixture.Designed in Denver, CO • USA ¦ pinnacle-ltg.com ¦ O: 303-322-5570 F: 303-322-5568Recessed Linear pg. 9
https://www.pinnacle-ltg.com/sites/default/files/2023-02/EV1_LED_SPEC.pdf | lighting | Specifications and dimensions subject to change without notice. Specification sheets that appear on pinnacle-ltg.com are the most recent version and supersede all other previously printed or electronic versions.Project NameDateTypeEV1_LED_SPEC_JAN2023Designed in Denver, CO • USA ¦ pinnacle-ltg.com ¦ O: 303-322-5570Example Part #: EV1-HE-830HO-26’-G1-U-OL2-1-0-WEV1----------SHIELDINGCRI, CCT & OUTPUTLENGTH OR PATTERNMOUNTINGVOLTAGEDRIVERCIRCUITINGBATTERY & EMERGENCYFINISHFIXTURE OPTIONSEDGE EV11” Recessed Linear • Extruded aluminum trim with formed cold rolled 18 gauge steel back box housing• Highly reflective die-formed white painted steel reflector• 5-year limited warranty covers LED, driver and fixture• UL and cUL listed. IC rated• Approved for dry/damp location unless otherwise noted• Room-Side Maintenance for LED system• Buy American Act compliantKey Features1When specifying CRI, CCT & OUTPUT the first _ is for specifying either 8 - 80CRI or 9 - 90CRI. The ending _ _ are for specifying output, example HO - High Output. See output charts for more information. 2Individual fixtures come in 2’, 3’, 4’, 5’, 6’, 7’, & 8’ lengths. Continuous row come in 1/8” increments. For Patterns specify pattern shape and overall dimensions. Example: L6x4: L pattern that is 6’x4’. 3Specify grid for individual or continuous length: G1, G9 & GS for continuous rows, G1G, G9G & GSG for individual lengths. 4Enter quantity for Battery and Emergency, Example 2BS. EDGE 1 EV11-1/2” (38.1mm)See Mounting SectionSee Mounting Section_ __ _ _ _ _ __ _ _ _ _ __ _ _ _ _ _SHIELDINGSOURCE1LENGTH OR PATTERN2MOUNTING3A - Satine LensHE - High Efficiency LensBW - Batwing Insert in HE LensWHE - Asymmetric Insert in HE LensHED - Descent High Efficiency LensP - Parabolic Louver with Lens OverlayShielding pg. 2_27_ _ - 2700K _30_ _ - 3000K _35_ _ - 3500K _40_ _ - 4000K CL_ _ _ _ _ _ - Custom Lumens CW_ _ _ _ _ _ - Custom Watts MOD - Mod options availableLumen Output pg. 2_ _ - Individual Fixture_ _ - Continuous Row L _ x _ - L Shape R _ x _ - Rectangle T _ x _ - T-ShapeS _ - Square U _ x _ - U-ShapeX _ x_ x_ - X-ShapeWC _ x _ - Wall to Ceiling MOD - Mod options availableLength and Pattern pg. 3G1(G) - 1” (15/16”) T BarG9(G) - 9/16” T BarGB(G) - 9/16” Bevel T BarGS(G) - Screw Slot T BarFL(F) - 1/2” FlangeNF(N) - Non FlangeSF(S) - Spackle Flange MOD - Mod options availableMounting pg. 4_ _ __ _ FINISHFIXTURE OPTIONSCONTROLSW - White S - Metallic SilverBL - Textured BlackBR - BronzeGR - GraphiteCC - Custom ColorFinish pg. 6FIL - Field Cut Illuminated ExtensionCP - Chicago Plenum PM - Perimeter MountRC - Rotating CrossbarGLR - Internal Fast Blow FuseDSP - Customer Supplied Battery/Driver/SensorFW6 - 6’ Flex WhipFixture Options pg. 6Pinnacle is able to accomodate different control solu-tions from different manufacturers. Consult Factory for more information._ _ _ __ _ _ _ _ ___ _ _VOLTAGEDRIVERCIRCUITINGBATTERY & EMERGENCY4U - Universal (120 thru 277V)1 - 120V 2 - 277V 3 - 347VVoltage pg. 4FSD - Factory Select Driver (1%, 0-10v)PL2 - Advance Xitanium (1%, 0-10v)OL4 - Osram 347v (1%, 0-10v)EE1 - eldoLED ECOdrive (1%, 0-10v)ES1 - eldoLED SOLOdrive (0.1%, 0-10v)LH1- Lutron Hi-lume (1%, EcoSystem)PS1 - Advance Xitanium (50%/100%)OL2 - Osram (1%, 0-10v)MOD - Mod options availableDriver pg. 51 - Single Circuit M - Multi CircuitE - Emergency (entire fixture)N - Night Light (entire fixture)Circuiting pg. 50 - None_FSG - Factory Select ALCR_FSB - Factory Select Battery_GI - Iota ETS DR_GB - Bodine GTD_PL - Bodine 10W (low profile)_E - Emergency Circuit Section_N - Night Light Circuit Section_L - Life Safety Circuit SectionBattery and Emergency pg. 6EDGE EV1Specifications and dimensions subject to change without notice. Specification sheets that appear on pinnacle-ltg.com are the most recent version and supersede all other previously printed or electronic versions.EV1_LED_SPEC_JAN2023• Specify either 80 or 90 CRI• Longer lead-time may apply for 90 CRI. Consult factory • 90 CRI = R9≥50AHEBWWHEPHEDSatine LensHigh Efficiency LensBatwing Insert in HE LensAsymmetric Insert in HE LensParabolic Louver with Lens OverlayDescent High Efficiency Lens (not available in continuous)pg. 2Custom Output - Lumens OR WattageCL_ _ _ _ _Specify CRI, CCT and desired lumens (i.e. CL835500)Specify lumens between standard offering listed below. Lumens are specified per color tempCW_ _ _ _ _ Specify CRI, CCT and desired wattage (i.e. CW9407)Specify watts between standard offering listed below80 CRIColorOutputWattsShieldingper footAHEBWWHEPHEDSatine LensHigh EfficiencyBatwingAsymmetricLouverDescentLumens/ftLPWLumens/ftLPWLumens/ftLPWLumens/ftLPWLumens/ftLPWLumens/ftLPW8303000KStandard4.534777.141291.632772.736581.127360.737783.8830HO3000KHigh8.664174.576188.560470.267678.650458.669881.28353500KStandard4.535779.342494.233674.737683.628162.438886.2835HO3500KHigh8.665876.678290.962172.269580.851960.371783.48404000KStandard4.536581.043296.034376.238385.128663.639688.0840HO4000KHigh8.667077.879792.763373.670882.352961.573185.090 CRI9272700KStandard4.527460.832572.225957.628964.221648.029866.2927HO2700KHigh8.650658.860169.947855.653462.139946.455164.19303000KStandard4.532071.138084.430267.133774.925256.034877.3930HO3000KHigh8.659168.770181.555764.862372.446554.164374.89353500KStandard4.532171.338284.930367.333975.325356.234977.6935HO3500KHigh8.659268.870481.955965.062572.746754.364575.09404000KStandard4.532672.438685.830668.034276.025656.935478.7940HO4000KHigh8.659869.571182.756565.763273.547254.965375.9Designed in Denver, CO • USA ¦ pinnacle-ltg.com ¦ O: 303-322-5570 F: 303-322-5568Recessed Linear CRI, CCT & OutputShieldingDirect Source: MOD Options• Specify MOD in the part number for any of the below options• All RGB_ Source Options will require specific driver and control• Consult factory for MOD specification details, pricing, and lead-time informationMODTIR Optics2345678_Indiv. FixtureIndiv. FixtureIndiv. FixtureIndiv. FixtureIndiv. FixtureIndiv. FixtureIndiv. FixtureCont. RunSpecify nominal overall row length to the 1/8”23” (584.2mm)35” (889mm)47” (1193.8mm)59” (1498.6mm)71” (1803.4mm)83” (2108.2mm)95” (2413mm)Specify to the 1/8”12”(304.8mm)12”(304.8mm)EDGE EV1Specifications and dimensions subject to change without notice. Specification sheets that appear on pinnacle-ltg.com are the most recent version and supersede all other previously printed or electronic versions.EV1_LED_SPEC_JAN2023• Specify pattern shape and overall dimensions (includes corner dimensions)• 90 degree corners are 12”x12” (overall, outside dimension)• Angles and shapes not shown require Mod Pattern; consult factory• Only available with HE lens optionBACWBAACBAABS_R_x_U_x_x_L_x_T_x_X_x_WC_x_SquareProvide A dimen-sionExample: S4’Nominal Length- 4’x4’Minimum Length- 3’11”x3’11”RectangleProvide AxB dimensionsExample: R4’x4’ Nominal Length- 4’x4’Minimum Length- 3’11”x3’11”U-ShapeProvide AxBxC dimensionsExample: U3’x4’x3’Nominal Length- 3’x4’x3’Minimum Length- 2’11”x3’11”x2’11”L-ShapeProvide AxB dimensionsExample: L3’x3’Nominal Length- 3’x3’ Minimum Length- 2’11”x2’11”T-ShapeProvide AxB dimensionsExample: T3’x5’Nominal Length- 3’x5’Minimum Length- 2’11”x4’10”X-ShapeProvide AxB dimensionsExample: X5’x5’Nominal Length- 5’x5’Minimum Length- 4’10”x4’10”Wall to CeilingProvide WxC dimensionsExample: WC2’x2’Nominal Length- 2’x2’Minumim Length- 1’11”x1’11”ABLength or Pattern: MOD Options• Specify MOD in the part number for any of the below options• Consult factory for MOD specification details, pricing, and lead-time informationon• Perimeter mount mod will be mounted on wall surface with room side of fixture being tallet then wall sideMODSpecify MOD for patterns, lengths or angles not shown above45- 180 degree anglesSingle-piece welded housings up to 4’ x 4pg. 3Designed in Denver, CO • USA ¦ pinnacle-ltg.com ¦ O: 303-322-5570 F: 303-322-5568Recessed Linear Length• All individual units cannot be joined, end trims are factory installed and cannot be removed• Continuous Rows are made up of even and odd length fixtures; designed to fall on-grid• Choose fixture length for Individual or Continuous Row length; for patterns refer to Pattern section on page 6 PatternOutside Detail For Outside Corner configurations,please consult factory. 12”12”Horizontal Details; Every Connection is 12” x 12” in Overall Dimension6”12”12”12”12”6”12”12”Wall to Ceiling Detail Wall to Ceiling connector does not impact overall length. Entire connector will be recessed into wall/ceiling once installed.3-1/2”3-1/2”G1G Individual UnitG9GGBGGSGFLFNFNSFSG1 Continuous Run or PatternG9GBGSFLNFSF1" (15/16”) T-BarFlange to Flange: 2-5/16” (58.7mm)9/16” T-BarFor tegular tile instal-lations, fixture position will not be flush to the bottom of the tileFlange to Flange: 2-5/16” (58.7mm)9/16” T-BarRail has bevel edge details. For tegular tile installations, fixture position will be flush to the bottom of the tileFlange to Flange: 2-5/16” (58.7mm)Screw Slot & 9/16” T-BarFor 9/16” installations with tegular tile, fixture position will be flush to the bottom of the tileFlange to Flange: 2-5/16” (58.7mm)Exposed Standard 1/2” Flange DetailFlange to Flange: 2-5/8” (66.7mm)Metal Pan or MillworkFlange to Flange: 2” (50.1mm)Drywall, Flangeless DetailFlange to Flange: 3-1/2” (88.9mm)PMOptional Perimeter Mounting Includes bracket and wall railEDGE EV1Specifications and dimensions subject to change without notice. Specification sheets that appear on pinnacle-ltg.com are the most recent version and supersede all other previously printed or electronic versions.EV1_LED_SPEC_JAN2023• Individual Units Specify G_G, FLF, SFS, NFN• Continuous runs Specify G_, FL, SF, NF• Individual units cannot be joined, end trims are factory installed and cannot be removed• Designed to install into acoustical grid and inaccessible ceilings• Grid retention brackets integral to housing and require mechanical attachment to grid• Each housing contains 4 grid retention brackets• Tie off fixture to structure with retention wires• Approved for dry/damp location unless otherwise notedTegular TileTegular TileTegular TileStandard TileStandard TileTegular TileTegular Tilepg. 4• Some EV1 configurations will not accommodate all voltage options; consult with factoryUUniversal1120 volt2277 volt3347 voltDesigned in Denver, CO • USA ¦ pinnacle-ltg.com ¦ O: 303-322-5570 F: 303-322-5568Recessed Linear MountingMounting: MOD Options• Specify MOD in the part number for any of the below options• Consult factory for MOD specification details, pricing, and lead-time informationMODRecessed to SuspendedAlternative Ceiling SolutionsCombination RailsPerimeter mount with 2” DropPerimeter mount with 3” DropPerimeter mount with 4” DropVoltageEDGE EV1Specifications and dimensions subject to change without notice. Specification sheets that appear on pinnacle-ltg.com are the most recent version and supersede all other previously printed or electronic versions.EV1_LED_SPEC_JAN2023pg. 5• Standard Driver Option = FSD • Driver Lifetime: 50,000 hours at 25°C ambient operating conditions• For more driver options see Pinnacle Resource Guide • Some EV1 configurations will not accommodate all driver options; consult with factoryDriver0-10V DriversFSDFactory Select Driver 1%, 0-10vPL2Signify Advance Xitanium 1%, 0-10vPL4Advance Xitanium 347v 1%, 0-10v, requires 347vOL2Osram Optotronic, 1%, 0-10vOL4Osram Optotronic 347v, 1% 0-10v, requires 347v optionEE1eldoLED ECOdrive 1%, 0-10v LogarithmicEE2eldoLED ECOdrive 1%, 0-10v LinearES1eldoLED SOLOdrive 0-10v, 0.1% LogarithmicES2eldoLED SOLOdrive 0-10v, 0% LinearDALI DriversEE3eldoLED ECOdrive .1%, DALI (logarithmic)ES3eldoLED SOLOdrive .1%, DALI (logarithmic)OD1Osram Optotronic 1%, DEXALOD2Osram Optotronic 1%, DALI 2 ChannelLutron DriversLH1Lutron Hi-lume Soft-on, Fade-to-black 1%, EcoSystem, LDE1LH4Lutron Hi-Lume 1%, 2-wire, Lutron-LTEA2W, 120v onlyAlternate DriversPS1Signify Advance Xitanium Step Dimming 50%/100%EH1ELV 120v only, 0-10v universalDriver: MOD Options• Specify MOD in the part number for any of the below options• Consult factory for MOD specification details, pricing, and lead-time informationMODPower Over EthernetHow to specify Circuiting, Battery and Emergency• Select fixture circuiting from options below• Some EV1 configurations will not accommodate all circuiting options, consult with factory1Single CircuitMMulti CircuitEEmergency Circuit onlyNNight Light Circuit onlyCircuiting+213• Battery and emergency section options are available in addition to fixture circuit• Select battery and emergency section options below; factory shop drawing required• Some EV1 configurations will not accommodate all circuiting options, consult with factoryBattery and/or Emergency If Required0No battery or specific emergency section requiredDesigned in Denver, CO • USA ¦ pinnacle-ltg.com ¦ O: 303-322-5570 F: 303-322-5568Recessed Linear EDGE EV1Specifications and dimensions subject to change without notice. Specification sheets that appear on pinnacle-ltg.com are the most recent version and supersede all other previously printed or electronic versions.EV1_LED_SPEC_JAN2023Emergency_FSGFactory Select Automatic Load Control Relay (ALCR), UNV_GIEmergency Transfer Switch (ETS) DR Emergency Control Device, UNV_GBBodine GTD, Generator Transfer Device, 120v or 277v_EEmergency circuit section_NNight Light circuit section_LLife Safety circuit section NO THROUGH WIREBattery OR Emergency Ordering Examples • Single circuit, 10w Integral Battery Ordering Code: 1-1PL • Emergency only, 10w Integral Battery Ordering Code: E-1PL • Single circuit, GTD required Ordering Code: 1-1GCombination Section Ordering Examples • Single circuit, (1) 10w battery, (1) emergency section Ordering Code: 1-1PL1E • Multi circuit, (2) 10w battery, (2) emergency sections Ordering Code: M-2PL2E • Single circuit, (1) night light section Ordering Code: 1-1N• Select emergency section type if required, indicate total QTY. Example 1E• Combine battery and emergency section ordering codes if both options are selectedpg. 6For Approximate Battery Lumen Output• Multiply battery wattage X fixture LPW shown on Lumen Table• 92.3 (LPW) x 10 (watts) = 923 battery lumen output• Select battery section type if required, indicate total QTY. Example 2PL• 90 minute battery runtime; test button is remote to fixture • Battery not available for lengths under 4’ • Entire fixture is on battery for lengths up to 5’ • Half of fixture is on battery for 6’, 7’ or 8’ housing lengths • For more battery options available, see Pinnacle Resource Guide BatteryFinish• Standard powder-coat textured white, metallic silver, textured black, graphite or bronze painted finish; consult factory for chip of standard paint finishes• Selecting a fixture finish other than white may impact lumen output; consult factory for more informationWWhiteSMetallic SilverBLTextured BlackGRGraphiteBRBronzeCCCustom ColorFixture Options• Additional options to enhance the fixture and finish of the productFILField Cut Illuminated ExtensionCPChicago PlenumPMPerimeter MountRCRotating CrossbarDSPCustomer Supplied Battery/Driver/SensorGLRInternal Fast Blow FuseFW66’ Flex WhipControls• Pinnacle is able to accommodate different control solutions from different manufacturers. Consult Factory for more information0No Battery_FSBFactory Select Battery (10w option)_FSBSTFactory Select Battery (Self Testing)_ILLIota 10w Integral Lithium, Self Testing_IRHIota 20w Remote_PLLBodine 10w Integral Lithium, Self Testing_PRHBodine 20w RemoteDesigned in Denver, CO • USA ¦ pinnacle-ltg.com ¦ O: 303-322-5570 F: 303-322-5568Recessed Linear 828621414207High Eficiency - High Eficiency Test # ITL86990Catalog # EX1B-HE-HE-840-840-4Lumens 3474 LmWatts 35.6 WEficacy 98 LPW882662441221Asymmetric - Asymmetric Test # ITL86988/87003Catalog # EX1B-WHE-WHE-840-840-4Lumens 2655 lmWatts 38.9 WEficacy 68 LPWCandela DistributionVert AngleHorizontal Angle 022.54567.590071571571571571558037777116516261086281969658053815879839672513463208488306374514022576979059339835330664724543351314355546414873092834045054842827125445361457367236229502893733102032015523029725517217460181231204142145651401751581131167010312611785887571858160628044514937388520232317169000000497372248124Batwing - Batwing Test # ITL86987/87002Catalog # EX1BW-BW-840-840-4Lumens 3255 LmWatts 38.9 WEficacy 84 LPWCandela DistributionVert AngleHorizontal Angle 022.54567.59004454454454454455443447451452453104364434504564591542443244746347020408417443471483253873974364774943036237442247449735334348400459484403033173714314544527028433538840950236248293337352552022102482822936016817420322823665135138159176182701031041181291337573738187898046454951528522202121219000000Candela DistributionVert AngleHorizontal Angle 022.54567.59008288288288288285823824823822821108108088047997961578777976975775120753739722699690257106896626296143065763259555453735596569524477459405284994494043874545742937933632350385361315277266553172962562252166025323420317917265194180156140135701421321161031007597907972708058544844448526242120209000000Asymmetric LensTest #ITL86988Catalog #EV1WHE-840-4Lumens1532 LmWatts19.9 WEfficacy77 LPWBatwing LensTest #ITL86987Catalog #EV1BW-840-4Lumens1371 LmWatts19.9 WEfficacy69 LPWHigh Efficiency LensTest #ITL86985Catalog #EV1HE-840-4Lumens1726 LmWatts19.9 WEfficacy87 LPWLuminance Data (cd/sq.m)Angle In DegreesAverage 0-DegAverage 45-DegAverage 90-Deg451418111775100345512136979582736510063810369917582166745596785667753935136Luminance Data (cd/sq.m)Angle In DegreesAverage 0-DegAverage 45-DegAverage 90-Deg4583861041912705557728948911229657030826794487561986887757685545453175317Luminance Data (cd/sq.m)Angle In DegreesAverage 0-DegAverage 45-DegAverage 90-Deg45112261420111411558805113749779657254911082107560617208684185504557265726For all available IES files, please visit our website at pinnacle-ltg.com. Photometry testing in accordance to IESNA-LM-79-08 at an NVLAP accredited testing laboratory. Testing conducted at 25°C ambient conditionsEDGE EV1Specifications and dimensions subject to change without notice. Specification sheets that appear on pinnacle-ltg.com are the most recent version and supersede all other previously printed or electronic versions.EV1_LED_SPEC_JAN2023pg. 7Designed in Denver, CO • USA ¦ pinnacle-ltg.com ¦ O: 303-322-5570 F: 303-322-5568Recessed Linear PhotometricsEDGE EV1Specifications and dimensions subject to change without notice. Specification sheets that appear on pinnacle-ltg.com are the most recent version and supersede all other previously printed or electronic versions.EV1_LED_SPEC_JAN2023Construction: Formed cold-rolled 20 gauge steel housing. Highly reflective die-formed white painted aluminum reflector.Shielding: Diffuse snap-in acrylic lens, removable for maintenance.Mounting: EDGE is designed to install into acoustical grid and inaccessible ceilings. Specify GXG, FLF, SFS, NFN for individual, unjoinable units (individual units will fall on-grid). Specify GX, FL, SF, NF for continuous runs (runs designed to fall on-grid). Consult factory for detailed installation instructions. Maximum fixture weight is 15lbs per 4’ fixture.LED: 25°C test environment. Lumen output/wattage has a margin of +/- 5%; 2’ or 3’ lengths may have a greater wattage deviation. Luminaire configurations tested in accor-dance with IES LM-79. Diodes tested in accordance with IES LM-80. Lifetime calculated using IES TM-21. Minimum lifetime greater than 60,000 hours. Lifetime Projection L70 = 117,400 hours and L90 = 35,00 hours. MacAdam 3-Step Ellipses. Not all products are Lighting Facts listed. For all available IES files, please visit our website at pinnacle-ltg.com.CRI, CCT & Lumen Output: Two lumen packages available. Standard and High (HO). Custom outputs are available. Specify custom lumens or watts between standard offering listed on CRI, CCT & Output page. 80 CRI is available for 3000K, 3500K, and 4000K. 90 CRI is available for 2700K, 3000K, 3500K, and 4000K. 90 CRI = R9≥50.Voltage: Universal (U), 120 volt (1), 277 volt (2) and 347 volt (3) options available. Must specify OL4 in Driver section when 347 volt (3) is selected. Some EDGE configurations will not accommodate all voltage options; consult with factory.Driver: Standard Driver Option is Advance Xitanium 0-10V, 1% = PL2. Electronic driver, Power factor is >0.9 with a THD <20%. Driver Lifetime: 50,000 hours at 25°C ambient operating conditions. Ambient operating range: -20°F/-30°C to 92°F/33°C. For more driver options, see Pinnacle Resource Guide. Some EDGE configurations will not accommodate all driver options.Circuiting: Select from single circuit (1), Multi circuit - For multiple circuiting and zone control, requires factory shop drawing (M), Emergency circuit (E), Life Safety (L) or Night Light circuit (N). For emergency circuiting situations that require no through wire or cir-cuit separation, Life Safety Circuit should be selected. This will provide a separate power feed and only the Life Safety Circuit in that section. Some EDGE configurations will not accommodate all circuiting options; consult with factory. Battery & Emergency: Select battery or emergency options if required. If battery or emergency option is not required, enter 0. Battery duration is 90 minutes as standard. Test button is remote to fixture. For more Battery options, see Pinnacle Resource Guide.Finish: Standard powder-coat textured white, metallic silver, textured black, graphite or bronze painted finish; consult factory for chip of standard paint finishes or for additional custom color and finish options.Controls: Specify PD for daylight sensor, requires 0-10v driver. Some EDGE configura-tions will not accommodate all control options; consult with factory.Labels: UL and cUL Listed. Standard and HO lumen packages are IC Rated, approved for dry/damp location unless otherwise noted.Fixture Weight: Maximum fixture weight is 15lbs per 4’ fixture.Buy American Act CompliantWarranty: EDGE LED offered with a 5-year limited warranty. Covers LED, driver and fixture.pg. 8Designed in Denver, CO • USA ¦ pinnacle-ltg.com ¦ O: 303-322-5570 F: 303-322-5568Recessed Linear Applications & Certificates
https://lfillumination.com/files/specsheets/GlowSTX-Ringer-Suspended-Round.pdf | lighting | GlowSTX™ SeriesRINGER PENDANT MOUNTLEDAMBIENTHEADQUARTERS9200 Deering AvenueChatsworth CA 91311 Telephone: 818-885-1335Toll Free: 855-885-1335Fax: 818-576-1335CONSTRUCTION• Die formed circular steel LED housing• Molded satin acrylic lens• Spun steel canopy and driver enclosure• Powder coat finish LED SOURCE• LED strip circumferentially mounted• 14W / 823lm, 90CRI / 3000K - 16” Diameter• 25W / 1419lm, 90CRI / 3000K - 24” Diameter• 29W / 1581lm, 90CRI / 3000K - 32” Diameter• 44W / 2337lm, 90CRI / 3000K - 48” Diameter• 62W / 3567lm, 90CRI / 3000K - 60” DiameterELECTRICAL• Field accessible junction box wiring with power supply enclosure, access from below• Integral thermo protection• LED driver located in Ø5” x 1.75” tall canopyMOUNTING• Canopy mounted directly to junction box• Canopy, 6’ aircraft cable, cable grip hardware (adjustable) and power leadLABELS• Suitable for damp locationRINGER SUSPENSIONORDERING INFO SERIESWATTAGE / SIZE CRI / COLORPOWER SUPPLYFINISHRINGER GlowSTX™ Ringer Pendant MountAmbient Lighting14L 16” diameter 14W LED / 823lm (@ 90CRI min / 3000K) Delivered9030 90CRI / 3000K(Other color temperatures available with special orders)DMU Dimming Multiple Forward/Reverse Phase (@ 120V only) 0-10V Wires Present (@ 120-277V) *Not available in 62L - 60” RingSS Silver(White or Black finish available with special orders)25L 24” diameter 25W LED / 1419lm (@ 90CRI min / 3000K) Delivered29L 32” diameter 29W LED / 1581lm (@ 90CRI min / 3000K) Delivered44L 48” diameter 44W LED / 2337lm (@ 90CRI min / 3000K) Delivered62L 60” diameter* 62W LED / 3567lm (@ 90CRI min / 3000K) DeliveredD2U 0-10V Dimming (@ 120-277V) 62L RINGEROrdering Example: RINGER-25L-9030-DMU-SSCATALOG NUMBERTYPEPROJECTwww.lfillumination.comrev: 020320©2020 LF ILLUMINATION LLCWe reserve the right to change or withdraw specifications without prior notice.CUS®LimitedMeasurements in ( ) are metric equivalents.RING 24”(610mm)RING 16”(406mm)RING 32”(813mm)2”(51mm).75”(19mm)RING 60” (1524mm)RING 48”(1219mm)Specifications3 CABLE CANOPY SUSPENSION16” RING24” RING32” RING48” RING4 CABLE CANOPY SUSPENSION60” RING
https://lfillumination.com/files/specsheets/1431-Round-Fixed-Wall-Wash-Trim.pdf | lighting | CATALOG NUMBERTYPEPROJECTROUND WALLWASH - The 1 inch Series recessed wallwash seamlessly integrates into the surrounding space while providing superior performance and functionality. These fixtures meet and exceed the needs of today’s lighting designers and specifiers. SF100 Series - 1431 TrimROUND WALLWASH 1-LIGHTTRIMMEDLEDTRIM ORDERING INFOTRIM SERIESLED MODULECRI / COLORBEAM SPREADTRIM FINISH1431SF100 SeriesRound FixedWallwashLUMILEDS09U* 9W LED / 274lm del.Delivered Lumens @ 90CRI / 3000K / Wide Beam All White Trim 9030 90CRI / 3000K 9027 90CRI / 2700K*8035 80CRI / 3500K*8040 80CRI / 4000K* * Made to Order (Longer lead time)W Wide 40°WW All WhiteExample: 1431-09U-9030-W-WBHEADQUARTERS9200 Deering AvenueChatsworth CA 91311 Telephone: 818-885-1335Toll Free: 855-885-1335Fax: 818-576-1335©2021 LF ILLUMINATION LLCWe reserve the right to change or withdraw specifications without prior notice.www.lfillumination.comrev: 02-15-21Ø1.54”(39)Ø1.00”(25)Ø2.00”(51)3.77”(96)QuickConnectØ1.63”(41)FIXED WALLWASH1431 Round Trimmed • Recessed wallwash• 2.00” round die-cast aluminum trim• Small Ø1.00” aperture• TIR optic wide 40°• Easy trim installation and service• Powder coat finishLABELS• Suitable for dry locationSpecificationsLimitedMeasurements in ( ) are metric equivalents.1431
https://lfillumination.com/files/specsheets/2431_Round_Wall-Wash_Trim.pdf | lighting | CATALOG NUMBERTYPEPROJECTROUND WALLWASH - The 2” Series recessed wallwash seamlessly integrates into the surrounding space while providing superior performance and functionality. These fixtures meet and exceed the needs of today’s lighting designers and specifiers. 2431FIXED WALLWASH2431 Round Trimmed • Recessed wallwash• 2.76” round die-cast aluminum trim• Small Ø1.96” aperture• Aluminum reflector• Easy installation and removal• Powder coat finishLABEL• Suitable for dry locationSpecificationsMeasurements in ( ) are metric equivalents.SF200 Series 2431ROUND FIXED WALLWASH 1-LIGHTTRIMMEDLEDTRIM ORDERING INFOTRIM SERIESLED MODULECRI / COLORBEAM SPREADTRIM FINISH2431SF200 SeriesRound FixedWallwashLUMILEDS14U* 14W LED / 831lm del.Delivered Lumens @ 90CRI / 3000K / Wide Beam 9027 90CRI / 2700K*9030 90CRI / 3000K 9035 90CRI / 3500K*9040 90CRI / 4000K** Made to Order (Longer lead time)W WideWW All WhiteExample: 2431-14U-9030-W-WWHEADQUARTERS9200 Deering AvenueChatsworth CA 91311 Telephone: 818-885-1335Toll Free: 855-885-1335Fax: 818-576-1335©2019 LF ILLUMINATION LLCWe reserve the right to change or withdraw specifications without prior notice.www.lfillumination.comrev: 11-19-191.00”(25)3.94”(100)Ø2.76”(50)Ø1.96”(56)Limited
https://nlight.acuitybrands.com/api/products/getasset/lithonia-lighting/1014680/5b5d1100-92c2-4972-836b-66a435af269d/fex-led.pdf?abl_version=03%2f09%2f2023+19%3a30%3a24&DOC_Type=SPEC_SHEET | lighting | INDUSTRIAL FEX LEDFEATURES & SPECIFICATIONSCertain airborne contaminants can diminish the integrity of acrylic and/or polycarbonate. Click here for Acrylic-Polycarbonate Compatibility table for suitable use.Certain airborne contaminants may adversely affect the functioning of LEDs and other electronic components, depending on various factors such as concentrations of the contaminants, ventilation, and temperature at the end-user location. Click here for a list of substances that may not be suitable for interaction with LEDs and other electronic components.ENCLOSED CONSTRUCTION: - Cast & Extruded Aluminum - Polyester Powder Coated - 18-8 Stainless Steel Hardware - 304 Stainless steel mounting bracket - Molded Silicon Gasketing - 3/4" threaded NPT end-caps standard - Super durable TGIC thermoset powder coat finish provides 1500 hours salt fog rating. CR (corrosion resistant) optional finish is a five-stage pre-treating and painting process that yields over 5,000 hours salt rating per ASTM B117.OPTICS & LENS: - Clear & Frosted Polycarbonate, .125" thick - Clear & Frosted Tempered Glass, .125" thickELECTRICAL: - MVOLT (120-277V) - HVOLT (347-480V) - 0-10V, 10% DimmingINSTALLATION: - Angle (wall or ceiling) with optional RMBA - Pendant with PMP4X option (L24 only) (18" wiring leads exiting monopoint hub) - Pole (1½
https://media.iuseelite.com/specsheet2/ows-cyl-ud-101-led.pdf | lighting | WWW.ORACLELIGHTING.COMSERIESOWS-LEDOWSCylinder Wall Sconce DownlightSERIESCOLORBZ - BronzeACCESSORIESOWS-CYL-UD-101-RL - Replacement lens kitOrdering Guide Example: LUMENS1500L - (1500 Lumens)CCT30K - (3000K)35K - (3500K)40K - (4000K)50K - (5000K)VOLTAGEMVOLTCYLINDER WALL SCONCE UPLIGHT/DOWNLIGHTOWS-CYL-UD-101-LEDOWS-CYL-UD-101-LED 7”4.5”12” Features Housing Die-cast Aluminum with Powder Coated Finish Finish Options: -05 Black, -30 Oil Rubbed Bronze Good for Wet Location Applications Optical Shade: Clear Glass Up Light, 9W, 750 lumens and Down Light, 9W, 750 lumens Electrical 120V – 277V, Built-in Photo Cell Option High Power Factor, Low THD Lamp Integrate LED Module: Color Temperature Option 3000K, 3500K, 4000K, 5000K Certifcation ETL/cETL Listed, Suitable for Wet Locations, CEC Listed Warranty 5 Years Limited Warranty on Driver and LED OWS-CYL-UD-101-LED-1500L-MVOLT-30K-BZ
https://media.iuseelite.com/specsheet2/ows-fc-202-led-ud.pdf | lighting | w w w . i u s e e l i t e . c o mBy Elite LightingDue to the changes of constant improvement in LED technology, all details are subject to change without notice. Consult factory for up to date information. RS160719PHOTOMETRIC TESTSLUMENSLIFETIMEWORKINGTEMPERATURECCT COLOR QUALITYCRIMOUNTINGFINISHDIMMINGCONSTRUCTION Die-cast aluminum construction with tempered clear glass lens complete with stainless steel mounting hardware. Enclosed-and-gasketed silicon construction protects from dust, corrosion, and environments prone to moisture. Chip- and fade-resistant powder-coat finish is available in four colors.UL wet location listed for indoor and outdoor use.UP- AND DOWNLIGHTINGProvides both up- and downlighting for delivering ambient uplighting as well as wide, general illumination ideal for walkways and other large outdoor areas.FEATURESThe OWS-FC-202-LED-UD is an architectural LED wall sconce providing both up- and downlighting for a dynamic combination of ambient lighting and area lighting suitable. The OWS-FC-202-LED-UD has a curved, low-profile design that complements contemporary interiors and a durable, corrosion-resistant construction suitable for outdoor applications. The OWS is wet location rated and full cutoff meets Dark Sky requirements. Stainless steel mounting hardware and an enclosed-and-gasketed silicon construction protects from dust, corrosion, and environments prone to moisture – making the OWS the choice for robust, long-lasting, efficient wallwash and façade lighting. A 50W power consumption replaces 200W MH. Available in four finishes and two optical configurations: up/downlight and standard downlight.OWS-FC-202-LED-UDHalf Moon LED Wall Sconce with Up/DownlightIn Accordance with IES LM79-08, LM80 and TM-30, TM-21 500 up / 5000 down L70 at 50,000 Hours-30ºC to 40ºC (-22ºF to 104ºF)40K, 50K3 Step MacAdam Ellipse70+ StandardSurface Black, Silver, White, BronzeDIM10 ( 0-10 dimming) NOMINAL LUMENSDELIVERED LUMENSWATTAGE5000520740 WBased on 4000K, 85+ CRI. Actual wattage may vary +/- 5%NINGBO MORELUX LIGHTING MFG LTDAdd:SOUTH LONGFEI RD,MEICHI INDUSTRIALZONE,YINZHOU DISTRICT,NINGBO,ZHEJIANG 315137 CHINATel:+86-574-89017286 Fax:+86-574-87717000 E-Mail: shannon.shi@morelux.comHMWPL-360-050W SERIES OUT DOOR WALL-MOUNTED AREA LUMINAIREECIFICATIONS & VARIATIONSE DRAWINGS & DIMENSIONSMWPL-360-050W seriesSERIES NAMELAMPWATTAGECCTVOLTAGEDIMMINGOPTIONGLED TYPECONTROLFINISHDRIVER BRANDHMWPL-360050W40KV8D2PCBZLYHMWPL-360050W = 50W40K = 4000K50K = 5000KV8 = 120-277VD =0-10V Dimming2 = 2835PC = With PhotocellNA = Without photocellBZ = BronzeWH = WhiteBK = BlackSL = SilverGY = GrayYE = YellowSB = sandblastLY = Ningbo LongyuanSampleHMWPL-360-050W-40K-V8-D-2-PC-BZ-LYDue to the changes of constant improvement in LED technology, all details are subject to change without notice. Consult factory for up to date information. w w w . i u s e e l i t e . c o mBy Elite LightingOWS-FC-202-LED-UDHalf Moon LED Wall Sconce with Up/DownlightSERIESWall Mount Wall PackExample: OWS-FC-202-LED-UD-5000L-DIM10-MVOLT-40K-BZOWS-FC-202-LED-UDLUMENS5000LOPTIONPHC - PhotocellEMG - EmergencyFINISHBK - BlackWH - WhiteSI - SilverCCTVOLTAGEMVOLT40K50KDIMMINGDIM10 - 0-10V DimmingOPTICSHigh-impact UV-stabilized polycarbonate lens provides uniform illumination and high output. Type II distribution – area lighting used for wide walkways, ramps and entrance roadways, jogging paths, and other larger areas typically near roadside.MOUNTINGWall mounted for area light the option for ambient uplighting, delivering uniform, widespread high output. Can be mounted either upward or downward to achieve multiple optical effects.OPTIONS & ACCESSORIESOptions and AccessoriesOptional emergency battery back-up (EMG) option for emergency egress lightingOptional photocell (PHC) detects changing light levels and saves energy by turning off during the dayDRIVER ELECTRICAL INFORMATIONPowered by high-quality constant-current power LED drivers which are rated for 50 to 60Hz at 120/277V input. Produce less than 20% THD, and have a power factor of .90 to 1.00.DIMMING & DRIVER INFORMATIONDIM10 - Flicker Free 1% Dimming Standard (DIM10) 0-10V dimming on either MVOLT 120 or 277. WARRANTYFive-year warranty for parts and components (labor not included).LISTINGcULus ListedWet Location ListedDark Sky Compliant TEST NO.: INPUT WATTS: LUMENS: CRI: EFFICACY: CCT: SPACING CRITERIA: Candle Power Distribution (Candelas)RC - Ceiling Cavity ReflectanceRW - Wall ReflectanceROOM CAVITY RATIOCoefficients of Utilization - Zonal Cavity MethodEffective Floor Cavity Reflectance 0.20Zonal Lumens SummaryCandela TabulationLumens Per ZoneLuminance (Average candela/M2)90º 80º 70º 60º 50º 40º 30º 20º 10º OWS-FC-202-LED-UD-5000L-DIM10-MVOLT-40K-BKEL09186740520770 1304000K1.38ZoneLumens%Lamp%Fixt0-20580.7211.211.20-301235.9323.723.70-402023.438.938.90-603424.7565.865.80-803927.8675.475.40-903958.17676Angle in DegreesAverage 0ºAverage 45ºAverage 90º4528455269742495355255602474121310652126318513134777517731108407057851571865661425ZoneLumens0-10149.8810-20430.8520-30655.230-40787.4740-50779.350-60622.0560-70360.7770-80142.3480-9030.2300.01581.25.01583.215.01548.525.0146235.01322.445.01122.655.0817.9865.0501.3875.0256.0585.076.43590.07.107RC80%70%50%30%10%0%RW70%50%30%10%70%50%30%10%50%30%10%50%30%10%50%30%10%0%011311311311310810810810898989889898980808076110410097939996928987858279777672716966296888277918479757773697067646462595638878716583756863696359635855575451484807062567667595461555156514752484442574625448706052475549445145414742393666856484265544641504339464136423834327635143376049413645393442363239343128859463833564537324135313833293631272595542353052413429383228353026332825231052393227493831263529253327243026232139779311901586BZ - BronzeNOTE: 500L UP LIGHT
https://media.iuseelite.com/specsheet2/ows-cyl-101.pdf | lighting | WWW.ORACLELIGHTING.COMTEL: (323) 888-1973FAX: (323) 888-1977376SERIESOWSOWSCylinder Wall Sconce DownlightCYLINDER WALL SCONCE DOWNLIGHTOWS-CYL-101SERIESOWS-CYL-101WATTAGEHPS, MHHPS-70HPS-100HPS-150MH-70MH-100MH-150MH-175- (70W High Pressure Sodium)- (100W High Pressure Sodium)- (150W High Pressure Sodium)- (70W Metal Halide)- (100W Metal Halide)- (150W Metal Halide)- (175W Metal Halide)CFLCFL-1X26CFL-1X32- (1X26W Compact Fluorescent)- (1X32W Compact Fluorescent)INCANDESCENTINC-150- (150W Incandescent)VOLTAGEHPS, MH1,4- 120- MVOLT (120/208/240/277)- 347 5- 480 5CFL2, 3, 4- 120- MVOLT(120/277)- 208- 240- 347INC- 120- 277COLORBZ - BronzeACCESSORIESOWS-CYL-101-RL - Replacement lens kitOPTIONSPC120PC277SFDFXT- Photo control (120V only)- Photo control (277V only)- Single fuse- Double fuse- 20ºF/-30ºC Min. Temp. Bal. (CFL only)OWS-CYL-101NOTES:1. Pulse-Start standard on all fixtures above 175W.2. Lamps are not included for CFL.3. Please consult factory for dimming options.4 (Consult factory) for other wattages and options.5. 347 & 480 Volt not available on 50 & 70W fixture.Ordering Guide Example: OWS-CYL-101-MH-175-120-PC120-BZSUGGESTED USEDecorative cylindrical shape provides an architectural treatment to complement and blend with other building designs. For general lighting and wall washing of entrances, walkways, apartment buildings, parking garages, recreation facilities, underpasses, and tunnels. CONSTRUCTIONDie-cast aluminum housing. The reflector is made of die-formed specular anodized aluminum for high efficiency. Includes removable baffle to convert fixture from downlight to up/downlight. The one-piece silicone gasket effectively limits outside contaminants by sealing off the optical chamber. HID & HPS fixtures have porcelain 4KV pulse-rated medium-base socket with nickel-plated screw shell sockets. CFL fixtures have 4-pin plug-in base and standard ballast of minimum starting temperature of 0ºF/-18ºC. Extreme temperature ballast (XT) with -20ºF/-30ºC is available.FINISH - Dark bronze corrosion-resistant polyester powder finish is standard.LENS - Frosted, tempered glass lens.INSTALLATION - Must be mounted independently of outlet body.LISTINGS - UL/C-UL for wet location.LAMP - (Vertical Lamp Position) Included except for CFL option.All specifications are subject to change without noticeDimensions:10-1/4"6"11"Top View4-1/4"
https://media.iuseelite.com/specsheet2/omssl-led-101.pdf | lighting | Project Name:Note:Type:Catalog Number:Submittal form is available @ www.oraclelighting.comTel: 323-888-1973 • Fax: 323-888-1977Speciﬁcations and Dimensions subject to change without notice.Issued-B1118-Rev. 120W Dual-Head Sensor FloodlightOMSSL-LED-101Motion Activated LED Security Light1800 lumens20W30K, 40K, 50K807-step MacAdam Ellipse binning 90 lumens/watt100º120V50/60 HzMax. 70 ft (adjustable)From 10 sec to 5 minDry/Damp/Wet location14ºF - 104ºF2-3/4”6-1/4”4-1/4”4-7/8”6-1/8”FEATURES:• Dual adjustable light heads, flexible and cover a wide area• Precision die-cast aluminum housing• 360º rotation lens hood• Low power consumption, equivalent to 120W halogen light• Motion activated and manual on-off override• Adjustable detection range and time settings• Easy and fast installationSPECIFICATIONS: LUMENSWATTAGECCTCRICOLOR CONSISTENCY LIGHT EFFICIENCYBEAM ANGLEVOLTAGEPOWER FREQUENCY DETECTION DISTANCE TIME SETTING APPLICABLE ENVIRONMENT WORKING TEMPERATUREAPPLICATIONS:The Oracle LED motion Security lighting is now just a motion away. Providing increased safety, security, and peace of mind, it can be easily installed quickly and safely. It saves additional energy by utilizing the dusk-to-dawn feature, supplying full light protection when motion is detected.** DesignLights Consortium® (DLC) qualiﬁed product. Not all versions of this product may be DLC qualiﬁed. Please check the DLC Qualiﬁed Products List at www.designlights.org to conﬁrm which versions are qualiﬁed.Ordering Guide Example: OMSSL-LED-101-1800L-120-30K-180-WHOMSSL-LED-101SERIESOMSSL-LED-101PERFORMANCE1800L- 900 lumens/headFINISHWHBZ- White- BronzeVOLTAGE120- 120VCCT30K40K50K- 3000K- 4000K- 5000KPHOTOMETRICS:BUG120DIMENSION:010º10º20º20º30º30º40º40º50º50º60º60º70º70º80º80º90º90º100º100º170340510680SENSOR180Sensor Detection Range
https://media.iuseelite.com/specsheet2/omssl-led-102.pdf | lighting | Project Name:Note:Type:Catalog Number:Submittal form is available @ www.oraclelighting.comTel: 323-888-1973 • Fax: 323-888-1977Speciﬁcations and Dimensions subject to change without notice.Issued-H2418-Rev. 230W 3-Head Sensor FloodlightMotion Activated LED Security LightOMSSL-LED-102SPECIFICATIONS:LUMENS2700 lumensWATTAGE30WCCT30K, 40K, 50KCRI80COLOR CONSISTENCY7-step MacAdam Ellipse binningLIGHT EFFICIENCY90 lumens/wattBEAM ANGLE100ºVOLTAGE120VPOWER FREQUENCY50/60 HzDETECTION DISTANCEMax. 70 ft (adjustable)TIME SETTINGFrom 10 sec to 5 minAPPLICABLE ENVIRONMENTDry/Damp/Wet locationWORKING TEMPERATURE14ºF - 104ºFFEATURES:• Three adjustable light heads, flexible and cover a wide area• Precision die-cast aluminum housing• 360º rotation lens hood• Low power consumption, equivalent to 120W halogen light• Motion activated and manual on-off override• Adjustable detection range and time settings• Easy and fast installationAPPLICATIONS:The Oracle LED motion Security lighting is now just a motion away. Providing increased safety, security, and peace of mind, it can be easily installed quickly and safely. It saves additional energy by utilizing the dusk-to-dawn feature, supplying full light protection when motion is detected.Ordering Guide Example: OMSSL-LED-102-2700L-120-30K-180-WHOMSSL-LED-102SERIESOMSSL-LED-102PERFORMANCE2700L- 900 lumens/headFINISHWHBZ- White- BronzeVOLTAGE120- 120VCCT30K40K50K- 3000K- 4000K- 5000KBUG120DIMENSION:PHOTOMETRICS:010º10º20º20º30º30º40º40º50º50º60º60º70º70º80º80º90º90º100º100º3056119161222SENSOR180Sensor Detection Range
https://www.signify.com/api/assets/v1/file/Signify/content/6d0a39203d524d0fbe91ace3002c08a4/Commercial_Retrofit_DualSelect_Lightolier_EN_CST.pdf | lighting | Lightolier_CommRetroDLDualSelect_SpecSheet page 1 of 4The Lightolier Commercial retrofit Downlight DualSelect is an easy to install downlight with adjustable lumen and CCT output switch. This convenient downlight is ideal for retail store, residential and office application.Project: Location: Cat.No: Type: Notes: DownlightingCommercial retrofit Downlight DualSelect4", 6", 8" & 10" round apertureFixtureexample: CR4RLMCCTFamilyCRSize/LumensCCTVoltageFinishCR Commercial Retrofit Downlight DualSelect4RLM 4" Round 500-1000lm, 90CRI, 0-10V Dimming6RLM 6" Round 700-1500lm, 90CRI, 0-10V Dimming8RLM 8" Round 1000-2000lm, 90CRI, 0-10V Dimming 10RLM 10" Round 2000-3000lm, 90CRI, 0-10V DimmingCCT 3000K - 3500K - 4000K - 120/347V- WhiteFeatures1. Flange: Aluminum white painted with baffle.2. Power supply: Integral class 1 driver. (see Electrical section for specifications)3. Lifetime: L70 at 50,000 hours and backed with a 5-year warranty (see www.lightolier.com for details).4. LED board: Light emitted source. 5. Power connection: Trim is supplied with quick connect metal conduit with connector inside.6. Dimming: 0-10V Dimming7. Lumen Selectable: Ability to switch to three different lumen package. Select the desired lumen output using the switch before installation. Lumen output can be changed after installation by un-installing the luminare from the ceiling. Note: The default setting from Factory is set to the highest lumen value.8. CCT Selectable: Select the desired CCT using the switch before installation. CCT can be changed after installation by un-installing the luminaire from the ceiling.ElectricalElectronic power supply: RoHS compliant. Class 1 power unit for use in a dry and damp locations.LabelscULus listed. ENERGY STAR®. Electrical SpecsNominal LumensInput VoltsInput Freq.Input CurrentInput PowerTHD FactorPower FactorMinimum Operating Temp.Maximum Operating Temp.IC/ Non-ICEfficacy @90CRI 3000KCR4RLMCCT500lm/700lm/1000lm120-347V50/60HZ102-21mA5.5/8/12W<25%@120V>0.9@120V-20°C40°CIC80lm/WCR6RLMCCT700lm/1000lm/1500lm120-347V50/60HZ147-26mA7/10/17W<25%@120V>0.9@120V-20°C40°CIC85lm/WCR8RLMCCT1000lm/1500lm/2000lm120-347V50/60HZ174-36mA10/15/21W<25%@120V>0.9@120V-20°C40°CIC90lm/WCR10RLMCCT 2000lm/2500lm/3000lm120-347V50/60HZ264-65mA20/25/32W<25%@120V>0.9@120V-20°C40°CNON-IC90lm/WCompatibility Frame Aperture RangeSeries MinimumMaximum4" Comm RetrofitØ4.0’’ (Ø102mm)Ø5.1’’ (Ø130mm)6" Comm RetrofitØ6.3’’ (Ø159mm)Ø7.5’’ (Ø190mm)8" Comm RetrofitØ7.9’’ (Ø200mm)Ø9.4’’ (Ø240mm)9.5" Comm RetrofitØ9.0’’ (Ø229mm)Ø10.6’’ (Ø270mm)CCTLightolier_CommRetroDLDualSelect_SpecSheet page 2 of 4DimensionsRetrofit downlight 4"Retrofit downlight 8"Retrofit downlight 10"1094-inch133Ø210.00Ø118.408-inchØ260.00Ø135.00149Ø292.001626-inch9.5-inch5.94"Ø151.0mm3.25"Ø82.6mm4.23"Ø109mm8.27"Ø210mm5.24"Ø133mm4.67"Ø118.4mm10.23"Ø260mm5.31"Ø135mmØ260.005.87"Ø149mmØ260.0011.5"Ø292mmØ260.006.17"Ø156.7mmØ260.006.38"Ø162mm4"Ø102mm6.26"Ø159mm7.87"Ø200mm9"Ø229mmLED Commercial Retrofit Downlight DualSelect4", 6", 8" & 10" round aperture1094-inch133Ø210.00Ø118.408-inchØ260.00Ø135.00149Ø292.001626-inch9.5-inch5.94"Ø151.0mm3.25"Ø82.6mm4.23"Ø109mm8.27"Ø210mm5.24"Ø133mm4.67"Ø118.4mm10.23"Ø260mm5.31"Ø135mmØ260.005.87"Ø149mmØ260.0011.5"Ø292mmØ260.006.17"Ø156.7mmØ260.006.38"Ø162mm4"Ø102mm6.26"Ø159mm7.87"Ø200mm9"Ø229mm1094-inch133Ø210.00Ø118.408-inchØ260.00Ø135.00149Ø292.001626-inch9.5-inch5.94"Ø151.0mm3.25"Ø82.6mm4.23"Ø109mm8.27"Ø210mm5.24"Ø133mm4.67"Ø118.4mm10.23"Ø260mm5.31"Ø135mmØ260.005.87"Ø149mmØ260.0011.5"Ø292mmØ260.006.17"Ø156.7mmØ260.006.38"Ø162mm4"Ø102mm6.26"Ø159mm7.87"Ø200mm9"Ø229mm1094-inch133Ø210.00Ø118.408-inchØ260.00Ø135.00149Ø292.001626-inch9.5-inch5.94"Ø151.0mm3.25"Ø82.6mm4.23"Ø109mm8.27"Ø210mm5.24"Ø133mm4.67"Ø118.4mm10.23"Ø260mm5.31"Ø135mmØ260.005.87"Ø149mmØ260.0011.5"Ø292mmØ260.006.17"Ø156.7mmØ260.006.38"Ø162mm4"Ø102mm6.26"Ø159mm7.87"Ø200mm9"Ø229mmRetrofit downlight 6"Lightolier_CommRetroDLDualSelect_SpecSheet page 3 of 41. Tested using absolute photometry as specified in LM79: IESNA Approved Method for the Electrical and Photometric Measurements of Solid-State Lighting Products. 2. Wattage: controlled to within 5% 3. Correlated Color Temperature: within specs as defined in ANSI_NEMA_ANSLG C78.377-2008: Specifications for the Chromaticity of Solid State Lighting Products.Candela Curve150300450600AngleMean CP Lumens0510152025303540455055606570758085905235105014874614253823332822381811359666503421804813719520817812167369Zonal lumens & percentagesZone Lumens %Luminaire0-300-400-600-90381589887100038.1%58.9%88.7%100.0%Coefficients of utilizationCeiling80%70% 50%30%0%Wall705030105010501050100RCRZonal cavity method - Effective floor reflectance = 20%Room Cavity Ratio01234567891011911110294878175706662581191079585777063585349461191038978696255504642381191008472635650444037341161049384756862575349451169883726355494440373411110090817366615651484411195817162554944403633106968778716559545047431069280696154494440363310087766658524642383431Single unit dataHeight to Lighted Plane Initial center beam foot-candlesBeam dia. (ft)*5'6'7'8'9'211410865.7'6.8'8.0'9.1'10.3'* Beam diameter is where foot-candles drop to 50% of maximum.Multiple unit data - RCR 2Spacing on centerInitial center beam foot-candlesWatts per sq.ft.5'6'7'8'9'40.026.019.016.013.00.530.350.250.210.1738'x38'x10' Room, Workplane 2.5' above floor, 80/50/20% Reflectances4-inch LED, 1000lm, 90CRI, 3000KCR4RLMCCTOutput lumens:Spacing Criterion:Input Watts2:1000 lm1.1412.0 WEfficacy:CCT3: CRI:83.0 lm/w3000 K90 minCandela Curve200400600800AngleMean CPLumens07365733701072115701197206742563328830580355154044431645369502935522027860154659819170647548958032851616900Zonal lumens & percentagesZone Lumens %Luminaire0-300-400-600-90381589887100038.1%58.9%88.7%100.0%Coefficients of utilizationCeiling80%70% 50%30%0%Wall705030105010501050100RCRZonal cavity method - Effective floor reflectance = 20%Room Cavity Ratio01234567891011911110294878175706662581191079585777063585349461191038978696255504642381191008472635650444037341161049384756862575349451169883726355494440373411110090817366615651484411195817162554944403633106968778716559545047431069280696154494440363310087766658524642383431Single unit dataHeight to Lighted Plane Initial center beam foot-candlesBeam dia. (ft)*5'6'7'8'9'211410865.7'6.8'8.0'9.1'10.3'* Beam diameter is where foot-candles drop to 50% of maximum.Multiple unit data - RCR 2Spacing on centerInitial center beam foot-candlesWatts per sq.ft.5'6'7'8'9'40.026.019.016.013.00.530.350.250.210.1738'x38'x10' Room, Workplane 2.5' above floor, 80/50/20% Reflectances6-inch LED, 1500lm, 90CRI, 3000KCR6RLMCCTOutput lumens:Spacing Criterion:Input Watts2:1500 lm1.1412.0 WEfficacy:CCT3: CRI:83.0 lm/w3000 K90 minPhotometryLED Commercial Retrofit Downlight DualSelect4", 6", 8" & 10" round aperture1. Tested using absolute photometry as specified in LM79: IESNA Approved Method for the Electrical and Photometric Measurements of Solid-State Lighting Products. 2. Wattage: controlled to within 5% 3. Correlated Color Temperature: within specs as defined in ANSI_NEMA_ANSLG C78.377-2008: Specifications for the Chromaticity of Solid State Lighting Products.Candela Curve2505007501000AngleMean CP Lumens051015202530354045505560657075808590977972957930893845777692596492386295192116576038200922613864293762541216021Zonal lumens & percentagesZone Lumens %Luminaire0-300-400-600-9074011691799200037.0%58.5%90.0%100.0%Coefficients of utilizationCeiling80%70% 50%30%0%Wall705030105010501050100RCRZonal cavity method - Effective floor reflectance = 20%Room Cavity Ratio01234567891011911110294878175706662581191079585777063585349461191038978696255504642381191008472635650444037341161049384756862575349451169883726355494440373411110090817366615651484411195817162554944403633106968778716559545047431069280696154494440363310087766658524642383431Single unit dataHeight to Lighted Plane Initial center beam foot-candlesBeam dia. (ft)*5'6'7'8'9'39272015126.0'7.2'8.4'9.6'10.8'* Beam diameter is where foot-candles drop to 50% of maximum.Multiple unit data - RCR 2Spacing on centerInitial center beam foot-candlesWatts per sq.ft.5'6'7'8'9'67.044.032.026.020.00.980.640.460.380.3038'x38'x10' Room, Workplane 2.5' above floor, 80/50/20% Reflectances8-inch LED, 2000lm, 90CRI, 3000KCR8RLMCCTOutput lumens:Spacing Criterion:Input Watts2:2000 lm1.222.0 WEfficacy:CCT3: CRI:90.9 lm/w3000 K90 minCandela Curve35070010501400AngleMean CP Lumens0144251436136101409151370386201317251250573301156351034643408944574257250584554313916029065173182701077581878055852930900Zonal lumens & percentagesZone Lumens %Luminaire0-300-400-600-90109517382701300036.5%57.9%90.0%100.0%Coefficients of utilizationCeiling80%70% 50%30%0%Wall705030105010501050100RCRZonal cavity method - Effective floor reflectance = 20%Room Cavity Ratio01234567891011911110294878175706662581191079585777063585349461191038978696255504642381191008472635650444037341161049384756862575349451169883726355494440373411110090817366615651484411195817162554944403633106968778716559545047431069280696154494440363310088766658524642383431Single unit dataHeight to Lighted Plane Initial center beam foot-candlesBeam dia. (ft)*5'6'7'8'9'58402923186.0'7.2'8.4'9.6'10.8'* Beam diameter is where foot-candles drop to 50% of maximum.Multiple unit data - RCR 2Spacing on centerInitial center beam foot-candlesWatts per sq.ft.5'6'7'8'9'94.062.044.037.029.01.420.930.660.550.4438'x38'x10' Room, Workplane 2.5' above floor, 80/50/20% Reflectances9.5-inch LED, 3000lm, 90CRI, 3000K CR10RLMCCT Output lumens:Spacing Criterion:Input Watts2:3000 lm1.232.0 WEfficacy:CCT3: CRI:93.8 lm/w3000 K90 minPhotometry - continued© 2020 Signify Holding. All rights reserved. The information provided herein is subject to change, without notice. Signify does not give any representation or warranty as to the accuracy or completeness of the information included herein and shall not be liable for any action in reliance thereon. The information presented in this document is not intended as any commercial offer and does not form part of any quotation or contract, unless otherwise agreed by Signify. Signify North America Corporation 200 Franklin Square Drive, Somerset, NJ 08873 Telephone 855-486-2216Signify Canada Ltd. 281 Hillmount Road, Markham, ON, Canada L6C 2S3 Telephone 800-668-9008All trademarks are owned by Signify Holding or their respective owners.www.day-brite.comLED Commercial Retrofit Downlight DualSelect4", 6", 8" & 10" round apertureLightolier_CommRetroDLDualSelect_SpecSheet 01/21 page 4 of 4
https://media.iuseelite.com/specsheet2/st7bx-13-120v.pdf | lighting | 1067S T E P L I G H TSTEP LIGHTDue to the changes of constant improvement in lighting technology, all details are subject to change without notice. Consult factory for up to date information. 3-1/4”7”8-1/4”3-1/4”2-1/2”DESCRIPTION: APPLICATION:For concrete use onlyBODY:High grade die-cast aluminum with 0.3% copperto prevent corrosion in concrete applications.COVER:High-grade die-cast aluminumGASKET:Single piece molded siliconLENS:Frosted tempered glassFINISH:White, Satin Aluminum, andBronze thermoset powder coatEXTERNAL LOUVER:Anodized 45” cut-off louverREFLECTOR:High performance aluminum reflectorassembly for superb light output.INSTALLATION:Two 1/2” NPS wiring holesFeed through listed BALLAST:Thermally protected, current controlled ballast,will produce full light output, increase lamp lifewith no noise or flicker. Ballast supplied ismanufactured by Advance.HOUSING AND FACE PLATE MUST BE ORDERED SEPARATELY.ST701-BRST703-BRST702-BR HOUSING WATTAGE LAMP TYPEST7BX-2X15-120VST7BX-1X25-120VST7BX-2X18-12V*ST7BX-7-120VST7BX-9-120VST7BX-13-120V30W25W36W7W9W13WT7 DC BAYONET T8 DC BAYONET T6 DC BAYONETCFL 2 PINSCFL 2 PINSCFL 2 PINS*MUST BE USED WITH REMOTE TRANSFORMER FACE PLATEST701ST702ST703 FINISH W= WHITE BR= BRONZE AL= SATIN ALUMINUM SN= SATIN NICKEL
https://media.iuseelite.com/specsheet2/ows-cyl-ud-103.pdf | lighting | WWW.ORACLELIGHTING.COMTEL: (323) 888-1973FAX: (323) 888-1977374SERIESOWSOWS4”(101.6 mm)5.44”(138.18 mm)3.94”(100.08 mm)2.38”(60.45 mm).94”(623.88 mm)OWSCylinder Wall Sconce Up and DownSURAFCE MOUNT UP AND DOWN BRICK, STEP, WALL SCONCE FIXTUREOWS-CYL-UD-103Ordering Guide Example: OWS-CYL-UD-103-MR16-LED-12V-BZDimensions:SUGGESTED USEFor areas where smooth and wide light distribution is needed. Ideal for building facades, security, recreation facilities, parking lots, signs, and displays. CONSTRUCTIONElectroplated stainless steel cover aluminum corrosion-proof housing with PVC sleeve. The one-piece silicone gasket effectively limits outside contaminants by sealing off the optical chamber.LENS - Clear, heat- and impact-resistant tempered glass lens.oLAMP/WATTAGE - 50W incandescent or 10W LED.All specifications are subject to change without notice SERIESOWS-CYL-UD-103OWS-CYL-UD-103COLORBZBKWHGRSS- Bronze- Black- White- Green- Satin Steel(On selected configuration, consult factory)*MUST BE USED WITH REMOTE TRANSFORMERLAMP TYPE/WATTAGEMR16(50W Maximum)(10W LED)VOLTAGE12V
https://media.iuseelite.com/specsheet2/rl677-850l.pdf | lighting | Due to the changes of constant improvement in LED technology, all details are subject to change without notice. Consult factory for up to date information. w w w . i u s e e l i t e . c o mTYPELUMENCCTCRIFINISHOPTIONSRL677o 850L-DIMTR-120o 27Ko 30Ko 40Ko 90+o WHo GU24SAGU24 SOCKET ADAPTEREXAMPLE: RL677-850L-DIMTR-120-30K-90-W-WH6”Surface Mount Led ModuleRL677-850LCOMPATIBLE WITH MOST JUNCTION BOXES w ENGINEERED FOR VERSATILITY AND PERFORMANCE The Elite RL677 has been engineered for standard junctions boxes. Over 1000 usable lumthe luminaire to the work surface. Lighting is smooth and comfortable, all while using 75%equivalent Incandescent. Plus the Elite RL677 features 50,000 hours of life, and CaliforniaGreater light output than a 26W CFL or a 65W BR30 while consuming less than 15W of pw OPTICSThe Elite-Engineered LED Module system is much more than just a simple LED retrofit. Tha highly engineered work of design and optical science which produces over 1000 lumenscrafted optics gather the light scattered by the LED chip and shape it into a functional beadistribution.w DURABILITYAluminum housing and heat management system are engineered for extremely long life aWithout proper heat management, any LED luminaire will fail. Our system pulls the heat frallowing the continued cool operation for years. Life tests have shown the Elite RL677 lighmaintained at 70% of initial at 50,000 hours of operation.w REPEATABLERepeatability means quality. From our chip selection process, to our driver, to the thermal manRL677 Module is engineered for quality.All Elite LED luminaries are rated at 90+ CRI, as ratedand LM-80 standards by a certified laboratory, and meets the California Title-24 compliance sselective LED chips produce zero ultraviolet and virtually no infrared light.w DIMMABLEThe Elite RL677 lighting system is dimmable down to 10% by using an approved dimmer. matrix for more information.w INTERCHANGEABLEThe Elite RL677 LED system fits in most junction boxes.w OUR WORDThe Elite LED lighting system carries a five-year carefree warranty for parts and componenCustom designed bracket included for mounting instandard size junction box.INSTALLATIONDIMENSION10003/4”7-3/8”NEW4” Round(Plastic)4" Shallow Pancake Box4” Octagonal(Metal)Fire Rated J-BoxExample: RL677-1000L-DIMTR-120-30K-90-W-WHCERTIFICATIONS• RoHS• IECC• LM97/LM80• California Title 24• New York state• Washington state• ETL listedINPUT VOLT.INPUT FREQ.THDPOWER FACTORINPUT POWERLUME12060Hz<20%0.9715W (+/-5%)100RL677FINISHLUMENSDIMMINGCCT COLOR QUALITYCRILIFETIME TRIM FEATURESThe Elite RL677 has been engineered for standard junctions boxes. Over 850 usable lumens are directed from the luminaire to the work surface. Lighting is smooth and comfortable, all while using 75% less energy than the equivalent incandescent. Plus the Elite RL677 features 50,000 hours of life, and California Title-24 compliance. Greater light output than a 26W CFL or a 65W BR30 while consuming less than 12W of power. California Title-24 compliance Dimmable 50,000 Hours Life 5 Year Warranty White, Satin Nickel850DIMTR (Triac)27K, 30K, 40K3-Step MacAdam Ellipse90+50,000 HoursCast aluminum trimNOMINAL LUMENSDELIVERED LUMENSWATTAGE85097114 WBased on 4000K, 90+ CRI. Actual wattage may vary +/- 5% 09202021INSTALLATIONYou MUST seal all gaps between the ceiling and ﬁxture with weatherproof silicone sealant. This deters moisture and water from damaging ﬁxtures and other mechanical ceiling elements.Wet LocationDue to the changes of constant improvement in LED technology, all details are subject to change without notice. Consult factory for up to date information. w w w . i u s e e l i t e . c o m6”Surface Mount Led ModuleRL677-850L4” Round(Plastic)4" Shallow Pancake Box4” Square(Plastic)4” Octagonal(Metal)4” Square(Metal)ith Mud RingFire Rated J-BoxCOMPATIBLE JUNCTION BOXESINPUT WATTS:LUMENS: CRI: EFFICACY: 67 CCT: SPACING CRITERIA:Candle Power Distribution (Candelas)RC - Ceiling Cavity Reflectanceavity Reflectance ROOM CAVITY RATIOCoefficients of Utilization - Zonal Cavity MethodEffective Floor Cavity Reflectance 0.20Zonal Lumens SummaryCandela TabulationLumens Per ZoneLuminance (Average candela/M2)90º 80º 70º 60º 50º 40º 30º 20º 10º Cone of LightBEAM DIA. MEASURED AT 50% OF NADIR F.C.(FT.)Distance to Plane(FC.) Initial Footcandle at Nadir(FT.) BeamVert. Spread(FT.) BeamHoriz. Spread2126 fc3.6 ft3.6 ft431.5 fc7.1 ft7.1 ft614.0 fc10.7 ft10.7 ft87.88 fc14.3 ft14.3 ft105.05 fc17.8 ft17.8 ft123.50 fc21.4 ft21.4 ft RL677-850L-DIMTR-120-30K-90-WHTEST NO.: EL05082054 14.5 971 90 3000K 1.16ZoneLumens%Lamp%Fixt0-20176.6818.218.20-30357.2836.836.80-40550.9756.756.70-60853.4187.887.80-80958.9998.798.70-90959.4898.898.8Angle in DegreesAverage 0ºAverage 45ºAverage 90º45175751698016727551413413397130506510492961691217565965595505785755719ZoneLumens0-1047.2110-20129.4720-30180.630-40193.6940-50173.0550-60129.3960-7076.2170-8029.3880-900.4900504.545499.7115461.3225394.2835312.0245226.9155148.026580.967531.17850.12900.44RC80%70%50%30%10%0%RW70%50%30%10%70%50%30%10%50%30%10%50%30%10%50%30%10%0%01191191191191161161161161101101101051051051011011019911111071031001081041019810097959694929290898721029589849993888389858186827983807775394857872928377718075707773697571686548776696385756862726661706560686359575816961557868605566595464585362575351675635549736254496053485852485751474577057494468574944554843544743524742418655345406452453951443949433948433937961494136604841364740364640354539353310584538335645383344373343373242363231126252379505
https://media.iuseelite.com/specsheet2/rl791.pdf | lighting | E LEDProject Name:Note:Type:Catalog Number:Fixtureount Dimmable FixtureSPECIFICATIONS:APERTURE5.5”7”9”11”LUMENS600 l900 l1200 l1500 lFIELD SELECTABLE CCT SLIM SURFACE MOUNT DOWNLIGHTERFORMANCEbeen engineered to install p to 1500 usable lumens are rface Easy to Install applicable to12”9”7-7/8”5-3/8”w w w . i u s e e l i t e . c o m7”7 Inch Round LED Slim Surface Mount Dimmable FixtureRL791FEATURESThe Elite LED Slim Surface Mount has been engineered to install into most standard junction boxes. Up to 900 usable lumens are directed from the luminaire to the work surface. Easy to install, applicable to junction box or recessed can installation.TYPELUMENCCTCRIFINISHACCESSORYRL791 o 900L-DIMTR-120 o 30Ko 40Ko 50Ko 90+ o WH-White (standard)o RL791-RT-BK - Black Ringo RL791-RT-SN - Satin Nickel Ringo RL791-RT-BZ - Bronze RingEXAMPLE: RL791-900L-DIMTR-120-30K-90-WHNOMINAL LUMENSDELIVERED LUMENSWATTAGE90089814W Based on 4000K, 90+ CRI. Actual wattage may vary +/- 5%7-7/8” 5/8”FINISHLUMENSCCT COLOR QUALITYDIMMINGCRILIFETIME WH (White), BK (Black), SN (Satin Nickel), BZ (Bronze)90030K, 40K, 50K3-Step MacAdam EllipseDIMTR ( Triac Dimming)90+50,000 Hourso RL791-TORSION-SPRINGo A-RL791-EMG-LED-WHEmpty Base for Battery Backup OPTICSThe Elite LED Module system is much more than just a simple LED retrofit. The Elite LED system is a highly engineered work of design and optical science which produces up to 1200 lumens. Our meticulously crafted optics gather the light scattered by the LED chip and shape it into a functional beam with uniform light distribution. DIMMINGIntended for Triac (120V) based on configuration. Minimum 90ºC supply conductors.COMPLIANCENon-conductive fixture for shower light application. Product complies with the requirements of the California Energy Commission regulated under Title 24.LISTINGETL listed for damp location (wet location - with covered ceilings)Energy Star certifiedWARRANTYThe Elite LED lighting system carries a five-year carefree warranty for parts and components. (Labor not included)INSTALLATIONYou MUST seal all gaps between the ceiling and ﬁxture with weatherproof silicone sealant. This deters moisture and water from damaging ﬁxtures and othermechanical ceiling elements.Due to the changes of constant improvement in LED technology, all details are subject to change without notice. Consult factory for up to date information. 08122021YOUR CHOICE FOR LIGHTING YOUR CHOICE FOR LIGHTING Due to the changes of constant improvement in LED technology, all details are subject to change without notice. Consult factory for up to date information. w w w . i u s e e l i t e . c o m7”7 Inch Round LED Slim Surface Mount Dimmable FixtureRL791Submittal form is available @ www.iuseeliteled.comTel: 323-888-1973 • Fax: 323-888-1977Specifications and Dimensions subject to change without notice.FINISHWhiteAMBIENT ENVIRONMENTDamp locationmple: RL791-900L-DIMTR-120-30K/40K/50K-90-WHCCT30K/40K/50K - 3000K/4000K/500KCRI90 - 90+ CRIVOLTAGE120 - 120VDIMMINGDIMTR - TriacFINISHWHBZBN- White- Bronze- Brushed Nickel3.5” Round(Plastic)Pancake J-Box(Metal)4” Octagonal(Metal)Fire Rated J-BoxNote: A 2-1/8” deep octagon junction box is recommended for through circuit wiring applications.Compatible Junction Boxes:y s with der for parts MOUNTINGRING COLORSRL791-RT-BKBlackRL791-RT-SNSatin NickelRL791-RT-BZBronzeAccessory*For use in 6" downlight housing ONLYRL791-TORSION-SPRINGA-RL791-EMG-LED-WHEMPTY BASE FOR BATTERY BACKUP WHITE FINISHOPTIONYOUR CHOICE FOR LIGHTING YOUR CHOICE FOR LIGHTING
https://media.iuseelite.com/specsheet2/rl791-cct.pdf | lighting | E LEDProject Name:Note:Type:Catalog Number:Fixtureount Dimmable FixtureSPECIFICATIONS:APERTURE5.5”7”9”11”LUMENS600 l900 l1200 l1500 lFIELD SELECTABLE CCT SLIM SURFACE MOUNT DOWNLIGHTERFORMANCEbeen engineered to install p to 1500 usable lumens are rface Easy to Install applicable to12”9”7-7/8”5-3/8”w w w . i u s e e l i t e . c o m7”7 Inch Round LED Slim Surface Mount Dimmable FixtureRL791FEATURESThe Elite LED Slim Surface Mount has been engineered to install into most standard junctionboxes. Up to 900 usable lumens are directed from the luminaire to the work surface. Easy to install, applicable to junction box or recessed can installation.TYPELUMENCCTCRIFINISHACCESSORYRL791 o 900L-DIMTR-120o 30K/40K/50Ko 90+ o WH-White (standard)o RL791-RT-BK* - Black Ringo RL791-RT-SN* - Satin Nickel Ringo RL791-RT-BZ* - Bronze Ring*Order SeparteEXAMPLE: RL791-900L-DIMTR-120-30K/40K/50K-90-WHNOMINAL LUMENSDELIVERED LUMENSWATTAGE900100613.5W Based on 4000K, 90+ CRI. Actual wattage may vary +/- 5%7-7/8”FINISHLUMENSCCT COLOR QUALITYDIMMINGCRILIFETIME WH (White), BK (Black), SN (Satin Nickel), BZ (Bronze)90030K/40K/50K3-Step MacAdam EllipseDIMTR ( Triac Dimming), DIM10 ( 0-10V Dimming)90+50,000 Hourso RL791-TORSION-SPRINGo A-RL791-EMG-LED-WHEmpty Base for Battery Backup OPTICSThe Elite LED Module system is much more than just a simple LED retrofit. The Elite LED system is a highly engineered work of design and optical science which produces up to 900 lumens. Our meticulously crafted optics gather the light scattered by the LED chip and shape it into a functional beam with uniform light distribution. DIMMINGIntended for Triac (120V) and 0 to 10V Dimming. Minimum 90ºC supply conductors. COMPLIANCENon-conductive fixture for shower light application. Product complies with the requirements of the California Energy Commission regulated under Title 24.LISTINGETL listed for damp location (wet location - with covered ceilings)Energy Star certifiedWARRANTYThe Elite LED lighting system carries a five-year carefree warranty for parts and components. (Labor not included)INSTALLATIONYou MUST seal all gaps between the ceiling and ﬁxture with weatherproof silicone sealant. This deters moisture and water from damaging ﬁxtures and othermechanical ceiling elements.Due to the changes of constant improvement in LED technology, all details are subject to change without notice. Consult factory for up to date information. 08122021YOUR CHOICE FOR LIGHTING YOUR CHOICE FOR LIGHTING 1-3/4”o 900L-DIM10-MVOLTDue to the changes of constant improvement in LED technology, all details are subject to change without notice. Consult factory for up to date information. w w w . i u s e e l i t e . c o m7”7 Inch Round LED Slim Surface Mount Dimmable FixtureRL791Submittal form is available @ www.iuseeliteled.comTel: 323-888-1973 • Fax: 323-888-1977Specifications and Dimensions subject to change without notice.FINISHWhiteAMBIENT ENVIRONMENTDamp locationmple: RL791-900L-DIMTR-120-30K/40K/50K-90-WHCCT30K/40K/50K - 3000K/4000K/500KCRI90 - 90+ CRIVOLTAGE120 - 120VDIMMINGDIMTR - TriacFINISHWHBZBN- White- Bronze- Brushed Nickel4” Round(Plastic)4” Octagonal(Metal)Fire Rated J-BoxNote: A 2-1/8” deep octagon junction box is recommended for through circuit wiring applications.Compatible Junction Boxes:y s with der for parts MOUNTINGRING COLORSRL791-RT-BKBlackRL791-RT-SNSatin NickelRL791-RT-BZBronzeRL791-900L-DIMTR-120-30K-40K-50K-90-WHTEST NO.: EL08151985INPUT WATTS: 13.5109LUMENS: 1006CRI: 90EFFICACY: 71CCT: 4000K SPACING CRITERIA: 1.18Candle Power Distribution (Candelas)RC - Ceiling Cavity Reflectance RW - Wall ReflectanceROOM CAVITY RATIOCoefficients of Utilization - Zonal Cavity MethodEffective Floor Cavity Reflectance 0.20Zonal Lumens Summary0Candela TabulationLumens Per ZoneZoneLumens0-1050.2510-20138.8120-30195.7130-40211.5040-50187.9950-60135.2460-7070.7570-8015.2080-900.03Luminance (Average candela/M2)Anglein DegreesAverage0ºAverage45ºAverage90º456598676070545549235128548065298432193611755508711282857550535.775529.5515489.5925418.9435330.4945234.6655142.036563.42757.16850.03900.03RC80%70%50%30%10%0%RW70%50%30% 10%70%50%30% 10%50%30% 10%50%30% 10%50%30% 10%0%0119119119119116116116116111111111106106106102102102100111110710410110910510299101999697959394929189210396918610094898591878388848185827977395867974938578738276727975717773706848878706486766964746863726762706561605827062578069625667615665605564595553676645650746356506155506054495853494777159514569585045565045554944544844428665446416553464152454051454050444038962504237614942374842374741374641373510584639345746393445383444383443373432ZoneLumens%Lamp%Fixt0-20189.0618.8018.800-30384.7638.2038.200-40596.2659.3059.300-60919.4991.4091.400-801005.4499.9099.900-901005.4799.9099.9013426840253690º 80º 70º 60º 50º 40º 30º 20º 10º Cone of LightBEAM DIA. MEASURED AT 50% OF NADIR F.C.(FT.)Distance to Plane(FC.) Initial Footcandle at Nadir(FT.) BeamVert. Spread(FT.) BeamHoriz. Spread21343.73.7433.57.47.3614.9111188.3714.714.6105.3618.418.3123.7222.122RL791- *For use in 6" downlight housing ONLYTORSION SPRING (Not Included)YOUR CHOICE FOR LIGHTING YOUR CHOICE FOR LIGHTING
https://media.iuseelite.com/specsheet2/rl790.pdf | lighting | Due to the changes of constant improvement in LED technology, all details are subject to change without notice. Consult factory for up to date information. w w w . i u s e e l i t e . c o m7” Round LED Slim Surface Mount Dimmable Fixture with Emergency Battery Back-up 7”RL790Note:Type:Submittal form is available @ www.iuseeliteled.comTel: 323-888-1973 • Fax: 323-888-1977Specifications and Dimensions subject to change without notice.1-5/8” Thick Surface LED FixtureFixture with Emergency Battery Back-upSPECIFICATIONS:APERTURE7”DELIVERED LUMENS900 lumensWATTAGE15WCCT30KCRI90VOLTAGE120VPOWER FREQUENCY50/60 HzFINISHWhiteAPPLICABLE ENVIRONMENTDamp locationOrdering Information: RL790-900L-DIMTR-120-30K-90-WH-EMG-LEDSERIES/APERTURE/LUMENSRL790-900L - 7” aperture-900 lumensCCT30K - 3000KCRI90 - 90+ CRIVOLTAGE120 - 120VDIMMINGDIMTR - TriacFINISHWH - WhiteEMERGENCYEMG-LED3.5” Round(Plastic)Pancake J-Box(Metal)4” Square(Plastic)4” Octagonal(Metal)4” Square(Metal)Fire Rated J-BoxNote: A 2-1/8” deep octagon junction box is recommended for through circuit wiring applications.Compatible Junction Boxes:DESCIPTIONIntelligent emergency light, 90 minute operation from battery, 24 hours recharge time. Ideal for hotel, dining room, guest room, office, show room, shop, and corridor.FEATURES• 5/8” thick luminaire, 15W, 900Lm• 100%-10% dimming capability, this fxture is compatible with industry standard TRIAC/ELVdimmers• Lifetime rated for greater than 50,000 hours• Input voltage: AC 120V 50/60Hz• Edge-lit technology to produce a smooth uniform lighting effect• High quality plastic materialEMERGENCY BATTERY BACKUP MODULE• Over-charge/ discharge protection• Durable die-cast aluminum material• Self test function• Lithium battery backup module• 24 hours recharge time• ≥90 minutes operation from battery• Switching time:<1 secondCERTIFICATION• ETL • Energy Star • JA8 • Title24WARRANTYThe Elite LED lighting system carries a five-year warranty for parts and components. (Labor not included)5/8” 1”8”8”FINISHLUMENSWATTAGEAPERTUREDIMMINGCCT COLOR QUALITYCRILIFETIME FEATURESIntelligent emergency light, 90 minute operation from battery, 24 hours recharge time. Ideal for hotel, dining room, guest room, office, show room, shop, and corridor.• 5/8” thick luminaire, 15W, 900Lm• 100%-10% dimming capability, this fxture is compatible withindustry standard TRIAC/ELVdimmers• Lifetime rated for greater than 50,000 hours• Input voltage: AC 120V 50/60Hz• Edge-lit technology to produce a smooth uniform lighting effect• High quality plastic material• Over-charge/ discharge protection• Durable die-cast aluminum material• Self test function• Lithium battery backup module• 24 hours recharge time• ≥90 minutes operation from battery• Switching time: <1 second• Five-year warranty for parts and components. (Labor not included)White90015W7"DIMTR (Triac)30K3-Step MacAdam Ellipse90+50,000 HoursNOMINAL LUMENSDELIVERED LUMENSWATTAGE90095016WBased on 4000K, 90+ CRI. Actual wattage may vary +/- 5%TYPELUMENCCTCRIFINISHEMERGENCYRL790o 900L-DIMTR-120o 30Ko 90+o WH (White) o EMG-LEDEXAMPLE: RL790-900L-DIMTR-120-30K-90-WH-EMG-LEDDue to the changes of constant improvement in LED technology, all details are subject to change without notice. Consult factory for up to date information. w w w . i u s e e l i t e . c o m7” Round LED Slim Surface Mount Dimmable Fixture with Emergency Battery Back-up 7”RL790RL790-900L-DIMTR-120-30K-90-WH-EMG-LEDTEST NO.: EL09121972INPUT WATTS: 15.7LUMENS: 950CRI: 90EFFICACY: 60CCT: 4000K SPACING CRITERIA: 1.42Candle Power Distribution (Candelas)RC - Ceiling Cavity Reflectance RW - Wall ReflectanceROOM CAVITY RATIOCoefficients of Utilization - Zonal Cavity MethodEffective Floor Cavity Reflectance 0.20Zonal Lumens Summary0Candela TabulationLumens Per ZoneZoneLumens0-1029.1410-2083.9920-30128.5330-40157.0740-50165.8450-60153.3060-70120.5570-8074.1680-9025.33Luminance (Average candela/M2)Anglein DegreesAverage0ºAverage45ºAverage90º45164931635516399551616115992159966515518152101528675142141385013962851330312430125490307.0725307.23015297.00025277.55035249.13045212.94055169.25065119.7407567.1708521.170902.770RC80%70%50%30%10%0%RW70%50%30% 10%70%50%30% 10%50%30% 10%50%30% 10%50%30% 10%0%011911911911911611611611611011011010510510510110110199110810398941051009693969389928986888684812988982769587817583787380757177736967389787063867668627366617064606763585648169605379675952655752625651605450485756152457260524558504456494454484341669554639675445395244395044384943383676450413562494135474034463934443834318594537315845363143363042353041353028955423328544133284033273932273831272510523830255038302537302536292535292423ZoneLumens%Lamp%Fixt0-20113.1311.9011.900-30241.6525.4025.400-40398.7342.0042.000-60717.8775.6075.600-80912.5896.1096.100-90937.9198.8098.807715423230990º 80º 70º 60º 50º 40º 30º 20º 10º Cone of LightBEAM DIA. MEASURED AT 50% OF NADIR F.C.(FT.)Distance to Plane(FC.) Initial Footcandle at Nadir(FT.) BeamVert. Spread(FT.) BeamHoriz. Spread276.86.56.6419.21313.168.5319.519.784.82626.2103.0732.532.8122.1338.939.3Note: A 2-1/8” deep octagon junction box is recommended for through circuit wiring applications.3.5” Round(Plastic)Pancake J-Box(Metal)4” Square(Plastic)4” Octagonal(Metal)4” Square(Metal)Fire Rated J-BoxPHOTOMETRICCOMPATIBLE JUNCTION BOXES
https://media.iuseelite.com/specsheet2/rl790-cct.pdf | lighting | Due to the changes of constant improvement in LED technology, all details are subject to change without notice. Consult factory for up to date information. w w w . i u s e e l i t e . c o m7” Round LED Slim Surface Mount Dimmable Fixture with Emergency Battery Back-up 7”RL790Note:Type:Submittal form is available @ www.iuseeliteled.comTel: 323-888-1973 • Fax: 323-888-1977Speciﬁcations and Dimensions subject to change without notice.1-5/8” Thick Surface LED FixtureFixture with Emergency Battery Back-upSPECIFICATIONS:APERTURE7”DELIVERED LUMENS900 lumensWATTAGE15WCCT30KCRI90VOLTAGE120VPOWER FREQUENCY50/60 HzFINISHWhiteAPPLICABLE ENVIRONMENTDamp locationOrdering Information:SERIES/APERTURE/LUMENSRL790-900L - 7” aperture-900 lumensCCT30K - 3000KCRI90 - 90+ CRIVOLTAGE120 - 120VDIMMINGDIMTR - TriacFINISHWH - WhiteEMERGENCYEMG-LED3.5” Round(Plastic)Pancake J-Box(Metal)4” Square(Plastic)4” Octagonal(Metal)4” Square(Metal)Fire Rated J-BoxNote: A 2-1/8” deep octagon junction box is recommended for through circuit wiring applications.Compatible Junction Boxes:DESCIPTIONIntelligent emergency light, 90 minute operation from battery, 24 hours recharge time. Ideal for hotel, dining room, guest room, ofﬁce, show room, shop, and corridor.FEATURES• 5/8” thick luminaire, 15W, 900Lm• 100%-10% dimming capability, this fxture is compatible with industry standard TRIAC/ELVdimmers• Lifetime rated for greater than 50,000 hours• Input voltage: AC 120V 50/60Hz• Edge-lit technology to produce a smooth uniform lighting effect• High quality plastic materialEMERGENCY BATTERY BACKUP MODULE• Over-charge/ discharge protection• Durable die-cast aluminum material• Self test function• Lithium battery backup module• 24 hours recharge time• ≥90 minutes operation from battery• Switching time:<1 secondCERTIFICATION• ETL • Energy Star • JA8 • Title24WARRANTYThe Elite LED lighting system carries a ﬁve-year warranty for parts and components. (Labor not included)5/8”1”8”8”FINISHLUMENSWATTAGEAPERTUREDIMMINGCCT COLOR QUALITYCRILIFETIME FEATURESIntelligent emergency light, 90 minute operation from battery, 24 hours recharge time. Ideal for hotel, dining room, guest room, office, show room, shop, and corridor.• 5/8” thick luminaire, 15W, 900Lm• 100%-10% dimming capability, this fxture is compatible withindustry standard TRIAC/ELVdimmers• Lifetime rated for greater than 50,000 hours• Input voltage: AC 120V 50/60Hz• Edge-lit technology to produce a smooth uniform lighting effect• High quality plastic material• Over-charge/ discharge protection• Durable die-cast aluminum material• Self test function• Lithium battery backup module• 24 hours recharge time• ≥90 minutes operation from battery• Switching time: <1 second• Five-year warranty for parts and components. (Labor not included)• lumen output in EMG mode 450LWhite90015W7"DIMTR (Triac)30K/40K/50K3-Step MacAdam Ellipse90+50,000 HoursNOMINAL LUMENSDELIVERED LUMENSWATTAGE900110615WBased on 4000K, 90+ CRI. Actual wattage may vary +/- 5%TYPELUMENCCTCRIFINISHEMERGENCYRL790❏ 900L-DIMTR-120❏ 30K/40K/50K❏ 90+❏ WH (White) ❏ EMG-LEDEXAMPLE: RL790-900L-DIMTR-120-30K/40K/50K-90-WH-EMG-LED3000K •4000K • 5000K3EASY COLORSDue to the changes of constant improvement in LED technology, all details are subject to change without notice. Consult factory for up to date information. w w w . i u s e e l i t e . c o m7” Round LED Slim Surface Mount Dimmable Fixture with Emergency Battery Back-up 7”RL790Note: A 2-1/8” deep octagon junction box is recommended for through circuit wiring applications.3.5” Round(Plastic)Pancake J-Box(Metal)4” Square(Plastic)4” Octagonal(Metal)4” Square(Metal)Fire Rated J-BoxCOMPATIBLE JUNCTION BOXESRL790-900L-DIMTR-120-30K-40K-50K-90-WH-EMG-LEDTEST NO.: EL05082054INPUT WATTS: 15LUMENS: 1106CRI: 90EFFICACY: 71CCT: 3000K SPACING CRITERIA: 1.24Candle Power Distribution (Candelas)RC - Ceiling Cavity Reflectance RW - Wall ReflectanceROOM CAVITY RATIOCoefficients of Utilization - Zonal Cavity MethodEffective Floor Cavity Reflectance 0.20Zonal Lumens Summary0Candela TabulationLumens Per ZoneZoneLumens0-1054.0910-20151.1920-30217.9230-40242.5240-50219.850-60152.7160-7061.470-803.7180-900.17Luminance (Average candela/M2)Anglein DegreesAverage0ºAverage45ºAverage90º4555135531138538137628106330107387932786569624579772767675159357595855899824320574.815569.515533.5325467.8235380.0245279.9755178.176585.96750.12850.15900.21RC80%70%50%30%10%0%RW70%50%30% 10%70%50%30% 10%50%30% 10%50%30% 10%50%30% 10%0%01191191191191161161161161111111111061061061021021021001111108105102109106103100101999798969494939189210397918710195908692888488858286838078396878075938679748377738076727874716948979716587777065756964736763716662615827163588070635768625766615664595654676655751756456516255516055505954504877159514670585146575045565045544945438675447416554464152464151454150454139962504338615042384842374741374641373510594739345746393445393444383443383432ZoneLumens%Lamp%Fixt0-20205.2818.618.60-30423.238.338.30-40665.7260.260.20-601038.2393.993.90-801103.3499.899.80-901103.5199.899.814428843257690º 80º 70º 60º 50º 40º 30º 20º 10º Cone of LightBEAM DIA. MEASURED AT 50% OF NADIR F.C.(FT.)Distance to Plane(FC.) Initial Footcandle at Nadir(FT.) BeamVert. Spread(FT.) BeamHoriz. Spread21993.43.3452.86.66.4623.010.19.7812.813.513.0108.3416.716.1125.7520.119.4
https://media.iuseelite.com/specsheet2/rl795.pdf | lighting | SPECIFICATIONS:APERTURE5.5”7”9”LUMENS600 lumens900 lumens1200 lumensWATTAGE10W15W20WCCT30K, 40KCRI90VOLTAGE120VPOWER FREQUENCY50/60 HzFINISHWhiteAPPLICABLE ENVIRONMENTDamp location9”7”SLIM SURFACE LEDProject Name:Note:Type:Catalog Number:Submittal form is available @ www.iuseeliteled.comTel: 323-888-1973 • Fax: 323-888-1977Speciﬁcations and Dimensions subject to change without notice.1” Thick Surface LED FixtureSquare LED Slim Surface Mount Dimmable FixtureOrdering Information: Example: SERIES/APERTURE/LUMENSRL595-600LRL795-900L RL995-1200L- 5.5” aperture/600 lumens- 7” aperture/900 lumens- 9” aperture/1200 lumensCCT30K40K- 3000K- 4000KCRI90 - 90+ CRIVOLTAGE120 - 120VDIMMINGDIMTR - TriacFINISHWH - White5-1/2”ENGINEERED FOR VERSATILITY AND PERFORMANCEThe Elite LED Slim Surface Mount has been engineered to install into most standard junctions boxes. Up to 1200 usable lumens are directed from the luminaire to the work surface. Lighting is smooth and comfortable, all while using 75% less energy than the equivalent Incandescent. Features 50,000 hours of life, and California Title-24 compliance.OPTICSThe Elite LED Module system is much more than just a simple LED retroﬁt. The Elite LED system is a highly engineered work of design and optical science which produces up to 1200 lumens. Our meticulously crafted optics gather the light scattered by the LED chip and shape it into a functional beam with uniform light distribution. DIMMINGIntended for Triac (120V) base on conﬁguration. Minimum 90º supply conductors. COMPLIANCENon-conductive ﬁxture for shower light application. Product complies with the requirements of the California Energy Commission regulated under Title 24.LISTINGETL listed for damp location (wet location - with covered ceilings)Energy Star certiﬁedWARRANTYINSTALLATIONYou MUST seal all gaps between the ceiling and ﬁxture with weatherproofsilicone sealant. This deters moisture andwater from damaging ﬁxtures and othermechanical ceiling elements.The Elite LED lighting system carries a ﬁve-year carefree warranty for parts and components. (Labor not included)3.5” Round(Plastic)Pancake J-Box(Metal)4” Octagonal(Metal)Fire Rated J-BoxNote: A 2-1/8” deep octagon junction box is recommended for through circuit wiring applications.Compatible Junction Boxes:
https://media.iuseelite.com/specsheet2/rl695-cct.pdf | lighting | w w w . i u s e e l i t e . c o m6”6 Inch Square LED Slim Surface Mount Dimmable FixtureRL695FEATURESThe Elite LED Slim Surface Mount has been engineered to install into most standard junctionboxes. Up to 900 usable lumens are directed from the luminaire to the work surface. Easy to install, applicable to junction box or recessed can installation.OPTICSThe Elite LED Module system is much more than just a simple LED retrofit. The Elite LED system is a highly engineered work of design and optical science which produces up to 900 lumens. Our meticulously crafted optics gather the light scattered by the LED chip and shape it into a functional beam with uniform light distribution. DIMMINGIntended for Triac (120V) based on configuration. Minimum 90º supply conductors.COMPLIANCENon-conductive fixture for shower light application. Product complies with the requirements of the California Energy Commission regulated under Title 24.LISTINGETL listed for damp location (wet location - with covered ceilings)Energy Star certifiedWARRANTYThe Elite LED lighting system carries a five-year carefree warranty for partsand components. (Labor not included)TYPELUMENCCTCRIFINISHRL695o 900L-DIMTR-120o 30K/40K/50Ko 90+ o WH-White (standard)o RL695-RT-BK - Black Ringo RL695-RT-SN - Satin Nickel Ringo RL695-RT-BZ - Bronze RingEXAMPLE: RL695-900L-DIMTR-120-30K/40K/50K-90-WHNOMINAL LUMENSDELIVERED LUMENSWATTAGE90091414W Based on 4000K, 90+ CRI. Actual wattage may vary +/- 5%6-3/8”6-3/8” 5/8”FINISHLUMENSCCT COLOR QUALITYDIMMINGCRILIFETIME WH (White), BK (Black), SN (Satin Nickel), BZ (Bronze)90030K/40K/50K3-Step MacAdam EllipseDIMTR ( Triac Dimming)90+50,000 HoursE LEDProject Name:Note:Type:Catalog Number:Fixtureount Dimmable FixtureSPECIFICATIONS:APERTURE5.5”7”9”11”LUMENS600 l900 l1200 l1500 lFIELD SELECTABLE CCT SLIM SURFACE MOUNT DOWNLIGHTERFORMANCEbeen engineered to install p to 1500 usable lumens are rface Easy to Install applicable to12”9”7-7/8”5-3/8”INSTALLATIONYou MUST seal all gaps between the ceiling and ﬁxture with weatherproof silicone sealant. This deters moisture and water from damaging ﬁxtures and othermechanical ceiling elements.Due to the changes of constant improvement in LED technology, all details are subject to change without notice. Consult factory for up to date information. 08122021Due to the changes of constant improvement in LED technology, all details are subject to change without notice. Consult factory for up to date information. w w w . i u s e e l i t e . c o m6”6 Inch Square LED Slim Surface Mount Dimmable FixtureRL695Submittal form is available @ www.iuseeliteled.comTel: 323-888-1973 • Fax: 323-888-1977Specifications and Dimensions subject to change without notice.FINISHWhiteAMBIENT ENVIRONMENTDamp locationmple: RL791-900L-DIMTR-120-30K/40K/50K-90-WHCCT30K/40K/50K - 3000K/4000K/500KCRI90 - 90+ CRIVOLTAGE120 - 120VDIMMINGDIMTR - TriacFINISHWHBZBN- White- Bronze- Brushed Nickel3.5” Round(Plastic)Pancake J-Box(Metal)4” Square(Plastic)4” Octagonal(Metal)Fire Rated J-BoxNote: A 2-1/8” deep octagon junction box is recommended for through circuit wiring applications.Compatible Junction Boxes:y s with der for parts MOUNTINGRING COLORSRL695-RT-BKBlackRL695-RT-SNSatin NickelRL695-RT-BZBronzeRL695-900L-DIMTR-120-30K-40K-50K-90-WHTEST NO.: EL08021944INPUT WATTS: 14.5LUMENS: 914CRI: 90EFFICACY: 63CCT: 4000K SPACING CRITERIA: 1.20Candle Power Distribution (Candelas)RC - Ceiling Cavity Reflectance RW - Wall ReflectanceROOM CAVITY RATIOCoefficients of Utilization - Zonal Cavity MethodEffective Floor Cavity Reflectance 0.20Zonal Lumens Summary0Candela TabulationLumens Per ZoneZoneLumens0-1045.2310-20125.1520-30176.9530-40191.8740-50171.2450-60123.8260-7065.2370-8013.9180-900.03Luminance (Average candela/M2)Anglein DegreesAverage0ºAverage45ºAverage90º4510801095113855803830877654905125777596119190851110481.905475.7115438.7525375.5935296.4845210.6355127.086557.14756.84850.03900.03RC80%70%50%30%10%0%RW70%50%30% 10%70%50%30% 10%50%30% 10%50%30% 10%50%30% 10%0%0119119119119116116116116111111111106106106102102102100111110710410110910510299101999697959394929189210396918610094898591878388848185827977395867974938578738276727975717773706848878706486766964746863726662706561595827062568069625667615665605563585453676645650746355506155506054495853494777158514569585045564945554944544844428665446416553464152454051454049444038962504237614942374841374741374640363510584639345746393445383444383443373332ZoneLumens%Lamp%Fixt0-20170.3818.6018.600-30347.3338.0038.000-40539.1959.0059.000-60834.2591.2091.200-80913.3999.9099.900-90913.4299.9099.9012124136248390º 80º 70º 60º 50º 40º 30º 20º 10º Cone of LightBEAM DIA. MEASURED AT 50% OF NADIR F.C.(FT.)Distance to Plane(FC.) Initial Footcandle at Nadir(FT.) BeamVert. Spread(FT.) BeamHoriz. Spread21203.73.7430.17.47.4613.411.111.187.5314.814.8104.8218.518.5123.3522.222.2Torsion Springs (Included)RL695-TORSION-SPRING
https://juno.acuitybrands.com/api/products/getasset/juno/661609/13b63f21-f09c-4393-8a2d-18d35e648546/d3_2_0.pdf?abl_version=12%2f29%2f2022+19%3a28%3a59&DOC_Type=SPEC_SHEET | lighting | One Lithonia Way • Conyers, GA 30012 • Phone (847) 827-9880 • Fax (847) 827-2925 • Visit us at www.acuitybrands.comPrinted in U.S.A. ©2017-2024 Acuity Brands Lighting, Inc. Rev. 03/21/241 of 2Project:Fixture Type:Location:Contact/Phone:TRAC 12 Miniature Low Voltage Trac SystemLINEAR LAMPHOLDERSTL201D3.2.0Low Voltage T3-1/4 Single LampholderWedge base lampholders are an economical choice for linear lighting applications. They have a minimal profile and produce bright, uniform illumination. They have stationary aluminum reflectors to forward project more of the 360° light from the lamp. They are compatible with wedge base lamps that are 10W or less and T3-1/4 size or smaller including xenon, LED, etc. Xenon lamps emit a white light that approximates the color of halogen, but have up to a 20,000-hour lamp life and do not require fixture lenses or special handling.Catalog NumberFinishLampTL201 WHWhiteOne T3 ¼,10W max. wedge base lamp, 12V or 24VTL201 BLBlackOne T3 ¼,10W max. wedge base lamp, 12V or 24VPRODUCT DESCRIPTIONA miniature low voltage linear lighting system for undercabinet and cove applications. Labels UL listed, CSA certified • Union made • Assembled in U.S.A.Government Procurement BAA – Buy America(n) Act: Product qualifies as a domestic end product under the Buy American Act as implemented in the FAR and DFARS. Product also qualifies as manufactured in the United States under DOT Buy America regulations.BABA – Build America Buy America: Product qualifies as produced in the United States under the definitions of the Build America, Buy America Act.Please refer to www.acuitybrands.com/buy-american for additional information.Specifications subject to change without notice.5/8"1 3/8"One Lithonia Way • Conyers, GA 30012 • Phone (847) 827-9880 • Fax (847) 827-2925 • Visit us at www.acuitybrands.comPrinted in U.S.A. ©2017-2024 Acuity Brands Lighting, Inc. Rev. 03/21/242 of 2D3.2.0TRAC 12 Miniature Low Voltage Trac SystemLINEAR LAMPHOLDERSTL201Cabinetry Lighting GuidelinesOver Cabinets The Trac 12® system, using 10-watt lamps spaced 6” on center, generally provides excellent indirect lighting. For lower-level mood lighting, use 3-watt or 5-watt lamps with slightly closer spacing. Placing the fixture at the front edge of the cabinet top will project light into the space and illuminate any displayed objects. Locate top of lamp even with top edge of cove molding to prevent a harsh shadow line.Inside Cabinets Running the Trac 12 system vertical on the front inside of cabinets avoids the need to put trac on each shelf. 3-watt Xenon lamps 3” on center will generally provide adequate lighting inside a cabinet.Under Cabinets Placing the Juno Trac 12 system at the front lip of the cabinet conceals the fixture from view, minimizes veiling reflections, and provides maximum light on the working area of the countertop.Lamp Type Catalog Number Volts/ On-Center Footcandles Number of Lamps Watts Spacing A B C DXenon Wedge Base TL201 1 12V/5W 3” 10 31 20 22 1 12V/10W 6” 12 36 23 25Footcandles on Horizontal Work SurfaceN O T E : Shiny flooring may cause lamp image reflections.Kick Spaces 3-watt Xenon lamps spaced on 4” centers provide adequate kick space lighting. Wider spacings can be used when the distance from trac to floor is greater than 4” or when even illumination is not required.Cove LightingPlacement Guidelines1. For uniform illumination o.c. lamp spacing must be equal to or less than lamp spacing from wall “C”Footcandles on Horizontal and Vertical Planes (Test conducted with 70% reflectances at 23.5 volts)Conversion factors for other lampsL A M P M U L T I P L I E R12V, 10W Festoon 1.3312V, 10W Rigid Loop 1.1112V, 10W Wedge Base 0.9224V, 5W Rigid Loop 0.4424V, 5W Wedge Base 0.3212V, 5W Rigid Loop 0.5012V, 5W Wedge Base 0.37 Lamp Spacing O.C. Lamp Cove Footcandles on Vert. Plane (Wall) Footcandles on Horiz. Plane (Ceiling) from Wall C Spacing Height H A B C D W X Y Z 3” 3” 6” 111 155 162 31 176 164 93 44 3” 3” 9” 62 89 155 21 118 121 93 54 3” 3” 12” 42 56 120 15 83 87 78 56 4” 4” 6” 88 111 105 23 124 123 85 38 4” 4” 9” 53 74 99 16 88 89 76 46 4” 4” 12” 36 49 96 11 63 66 61 46 5” 5” 6” 68 71 67 19 85 96 81 35 5” 5” 9” 44 57 61 13 66 69 63 43 5” 5” 12” 31 42 58 8 48 51 48 40Lamp Type24V, 10W Rigid Loop or Wedge Base Xenon LampN O T E : Frosted lamps typically provide slightly less lumen output, but more uniformity with wider spacings. Lamp Type Lamp Spacing 2” 3” 4” 5” 6” Lumens/Foot (24V Lamp) - 340 255 204 170 Maximum Run Length-24V - 12’ 16’ 20’ 24’ Maximum Run Length-12V - 6’ 8’ 10’ 12’ Lumens/Foot (24V Lamp) 162 108 81 65 54 Maximum Run Length-24V 16’ 24’ 32’ 40’ 48’ Maximum Run Length-12V 8’ 12’ 16’ 20’ 24’ Lumens/Foot 93 62 42 37 31 Maximum Run Length-12V 13’ 20’ 27’ 33’ 40’10 Watt Xenon Lamps3 Watt Xenon Lamps5 Watt Xenon LampsMaximum Run Length per 20 Amp Circuit10 Watt Xenon Lamps3 Watt Xenon Lamps Lamp Type Lamp Spacing 2” 3” 4” 5” 6” Lumens/Foot (24V Lamp) - 340 255 204 170 Maximum Run Length-24V 10’ 15’ 20’ 25’ 30’ Maximum Run Length-12V 5’ 7.5’ 10’ 12.5’ 15’ Lumens/Foot (24V Lamp) 162 108 81 65 54 Maximum Run Length-24V 20’ 30’ 40’ 50’ 60’ Maximum Run Length-12V 10’ 15’ 20’ 25’ 30’ Lumens/Foot 93 62 42 37 31 Maximum Run Length-12V 17’ 25’ 34’ 42’ 50’5 Watt Xenon LampsMaximum Run Length per 25 Amp Circuit
https://media.iuseelite.com/specsheet2/22-oevhp-led-ml-cct.pdf | lighting | Due to the changes of constant improvement in LED technology, all details are subject to change without notice. Consult factory for up to date information. w w w . i u s e e l i t e . c o mBy Elite Lighting2’ x 2’ Architectural Shallow Plenum Recessed LED Troffer 2’x2’3-1/4"23-13/16"47-13/16"3-1/4"11-13/16"47-13/16"EMERGENCYLUMENSDIMMING & CONTROLCCT & DYNAMICPLATFORMSCOLOR QUALITYSIZEMOUNTINGCRILIFETIMEPHOTOMETRIC TESTS2000L/3000L/4000L35K/40K/50K3 Step MacAdam Ellipse2’x2’, 2’x4’RecessedUGRUGR <1785+In Accordance with IES LM79-08, LM80 and TM-30, TM-21FEATURESinnovative LED technology to deliver soft, glare-free illumination, resulting in improved visual comfort and uniform appearance. The with an aesthetically pleasing appearance and contemporary design. The energy saving features and optical performance createMULTILUMENS E L E C T O R3500K •4000K • 5000KEASY 3 COLORS0-10V Flicker Free 10% Dimming Standard (DIM10)5000L/6000L/7000LNOMINAL LUMENSDELIVERED LUMENSWATTAGE4000456932W3000317821W2000258917WBased on 4000K, 85+ CRI. Actual wattage may vary +/- 5%2000/3000/4000NOMINAL LUMENSDELIVERED LUMENSWATTAGE7000703655W6000611746W5000514237WBased on 4000K, 85+ CRI. Actual wattage may vary +/- 5%5000/6000/700022-OEVHP-LED3-1/2"23-13/16"23-13/16"23-13/16"23-13/16"10W - Up to 1000L output 20W - Up to 2000L output EMG-LED-G2-10W-SDT - Self Diagnostic (Consult Factory)EMG-LED-G2-20W-SDT - Self Diagnostic (Consult Factory)GTD-UL924L70 at 167,000 HoursBy Elite LightingDue to the changes of constant improvement in LED technology, all details are subject to change without notice. Consult factory for up to date information. w w w . i u s e e l i t e . c o m2’ x 2’ Architectural Shallow Plenum Recessed LED Troffer22-OEVHP-LEDFIXTURE SIZE- 2’ X2’SERIES- LED Shallow Volumetric Troffer VOLTAGEEMERGENCYCCTCRITYPELUMENSExample: 22-OEVHP-LED-2000L/3000L/4000L-DIM10-MVOLT-35K/40K/50K-85LEDOEVHP222’x2’MAINTENANCEboards and driver compartment, locking into place for secure closure of the luminaire. LED engines and drivers are removable and upgradable even after luminaire installation. Luminaire can be regularly and safely wiped down to ensure optimal performance.OPTICAL SYSTEMThe LED light engine is secured to the body of the luminaire, with the body acting as a heat sink. A proprietary design of the lens results in zero pixilation, regardless of the viewing angle, with LEDs placed to promote a uniform appearance. The result is even illumination across the space, from luminaire to luminaire. A UGR (Unifed Glare Rating) of less than 17 minimizes the efect of glare, enhancing well-being and reducing discomfort.CONSTRUCTIONBody is constructed of heavy-duty 20-gauge cold rolled steel, post-painted and engineered for maximum strength and extended life. All corners interlock to prevent aesthetic damage to the luminaire, with sides and corners uniformly turned in and hemmed to remove sharp edges for safe handling and easy installation. Luminaire is supplied with multiple wiring entrances for easy daisy chain of luminaires, to add power packs, whips, or other accessories FINISHwith all body components seamlessly interlocked for added structural strength.MOUNTINGLuminaires accommodate lay-in ceilings, Slot T, and T-bar suspension systems for 5/8” and 3/8” ceiling thicknesses. Four corner tie points are standard for safety wire support when required, with built-in earthquake clips, standard. Luminaires may be avand other options.DIMMING- 0-10V DimmingOPTIONSLuminair es can be shipped pre-installed with whips, modular wiring systems, daylight harvesting controls, occupancy sensors, and/or power packs for individual or room control applications. DRIVER ELECTRICAL INFORMATIONPowered by high-quality constant-current power LED drivers which are rated for 50 to 60Hz at 120/277V input. DIMMING & DRIVER INFORMATIONDIM10 - Flicker Free 10 % Dimming Standard (DIM10) 0-10V dimming on either MVOLT 120, 277V. WARRANTYFive-year warranty for parts and components. (Labor not included)LISTINGSc-UL-us - Listed for Feed Through Wiring.Listed for DLC, California Title 24 compliant.*LED Shallow *Only for 2000/3000/4000L OTHER OPTIONS- 2’x2’ Flange Kit- 2’x2’ Surface Mount Kit- Internal Fast Blow Fuse- Internal Slow Blow Fuse- Radio Interference Suppressor- 0-10V DimmingO-EMG-LED-10WO-EMG-LED-20WO-EMG-LED-G2-10W-SDTO-EMG-LED-G2-20W-SDTGTD-UL924(listed bodine GTD factoryinstalles on drivers input)*Consult factory for detailsBy Elite LightingDue to the changes of constant improvement in LED technology, all details are subject to change without notice. Consult factory for up to date information. w w w . i u s e e l i t e . c o m2’ x 2’ Architectural Shallow Plenum Recessed LED Troffer22-OEVHP-LED2’x2’❏ 1EB1-W120/208/240V Extender cable, 3-wire w/ground-phase A,B, 1’ cable length-Whip End ❏ 2EB1-W277/480V Extender cable, 3-wire w/ground-phase A,B, 1’ cable length-Whip End ❏ 2SB1277/480V Switch Module, 3-wire w/ground-phase A,B, 1’ cable length❏ 1LB0120/208/240V Lighting Component, 3-wire w/ground-phase A,B, No cable required❏ 1SPB120/208/240V Splitter, 3-wire w/ground-phase A,B1SPB1LB02SB11EB1-W,2EB1-wC5❏ C5❏ 1DB1C5-3/8X6FT FLEX ASSY 18/5 W/GRAY & PURPLE WIRE - EXTENDED TO 12" 120/208/240V Distribution cable, 3-wire w/ground-phase A,B, 1’ cable length ❏ C66-wire Flex Cable (Single Circuit)❏ 2DB1277/480V Distribution cable, 3-wire w/ground-phase A,B, 1’ cable length WHIPS1DB1,2DB1WHIPSC622-OEVHP-LED-2000L-3000L-4000L-DIM10-MVOLT-35K-40K-50K-85(3000L)TEST NO.: EL02102061INPUT WATTS: 21.5LUMENS: 3178CRI: 85EFFICACY: 148CCT: 40K SPACING CRITERIA: 1.42Candle Power Distribution (Candelas)RC - Ceiling Cavity ReflectanceRW - Wall ReflectanceROOM CAVITY RATIOCoefficients of Utilization - Zonal Cavity MethodEffective Floor Cavity Reflectance 0.20Zonal Lumens Summary0Candela TabulationLumens Per ZoneZoneLumens0-1091.7810-20263.4720-30403.7830-40494.7240-50526.6250-60500.2860-70421.3570-80299.0280-90131.67Luminance (Average candela/M2)Anglein DegreesAverage0ºAverage45ºAverage90º45239525232686552311253028036522292562303575201827623611851669330146420969.7935964.80015926.85025853.47035751.62045629.81055493.14065350.32075194.2508554.110909.810RC80%70%50%30%10%0%RW70%50%30% 10%70%50%30% 10%50%30% 10%50%30% 10%50%30% 10%0%01191191191191161161161161101101101051051051011011019911071029792104999591959188908785868482792978880749485797382767178736975716765388766760857566607164596862576560565448067585177665750635549605449585248455736050437159504356484254474252464139668544438665344375143374942364741363476349393361483933463833443732433732308584435295743352942342941342939332826954413226534032263931263731263630262410513729245037292436282435282334282321ZoneLumens%Lamp%Fixt0-20355.2511.2011.200-30759.0323.9023.900-401253.7539.5039.500-602280.6671.8071.800-803001.0394.5094.400-903132.798.7098.6024248572797090º 80º 70º 60º 50º 40º 30º 20º 10º 22-OEVHP-LED-2000L-3000L-4000L-DIM10-MVOLT-35K-40K-50K-85(2000L)TEST NO.: EL02102041INPUT WATTS: 17.3LUMENS: 2589CRI: 85EFFICACY: 150CCT: 40K SPACING CRITERIA: 1.42Candle Power Distribution (Candelas)RC - Ceiling Cavity ReflectanceRW - Wall ReflectanceROOM CAVITY RATIOCoefficients of Utilization - Zonal Cavity MethodEffective Floor Cavity Reflectance 0.20Zonal Lumens Summary0Candela TabulationLumens Per ZoneZoneLumens0-1075.4010-20216.4320-30329.9930-40403.0740-50428.9750-60407.4160-70342.5270-80241.9080-90106.45Luminance (Average candela/M2)Anglein DegreesAverage0ºAverage45ºAverage90º45230021471965552429217818956526812266180175325325061632855138356313490796.8515797.38015778.34025738.72035679.82045604.94055518.26065421.49075313.19085166.5709053.030RC80%70%50%30%10%0%RW70%50%30% 10%70%50%30% 10%50%30% 10%50%30% 10%50%30% 10%0%01191191191191161161161161101101101051051051011011019911071029792104999591959188908785878482802978880749486797382767178736975716765388766861857566607164596862576661565448067585178665750635650615449585348465736050437159504356494354474252464139668544438665344375143374942374741363476349403361483933463833443732433732308584436295744352942342941342939332927954413226534032263931263731263630262410513729245037292436292435282334282321ZoneLumens%Lamp%Fixt0-20291.8311.3011.300-30621.8124.0024.000-401024.8839.6039.600-601861.2772.0071.900-802445.6894.6094.500-902552.1398.7098.6019939959879790º 80º 70º 60º 50º 40º 30º 20º 10º 22-OEVHP-LED-2000L-3000L-4000L-DIM10-MVOLT-35K-40K-50K-85(4000L)TEST NO.: EL02102047INPUT WATTS: 32LUMENS: 4569CRI: 85EFFICACY: 143CCT: 40K SPACING CRITERIA: 1.42Candle Power Distribution (Candelas)RC - Ceiling Cavity ReflectanceRW - Wall ReflectanceROOM CAVITY RATIOCoefficients of Utilization - Zonal Cavity MethodEffective Floor Cavity Reflectance 0.20Zonal Lumens Summary0Candela TabulationLumens Per ZoneZoneLumens0-10132.4410-20380.1720-30579.6230-40708.0540-50754.4750-60720.8460-70607.2670-80429.9880-90190.34Luminance (Average candela/M2)Anglein DegreesAverage0ºAverage45ºAverage90º453460364238755533373653404665317637194384752918398051458524174770669101399.47951393.780151338.240251232.870351086.11045910.08055712.03065499.32075280.8908578.3709014.220RC80%70%50%30%10%0%RW70%50%30% 10%70%50%30% 10%50%30% 10%50%30% 10%50%30% 10%0%01191191191191161161161161101101101051051051011011019911071029792104999591959188908785868482792978880749485797382767178736975716765388766760857566607164596862576560565448067585177665750635549605449585248455736050437159504356484254474252464139668544438665344375143374942364741363476349393361483933463833443732433732308584435295743352942342941342939332826954413226534032263931263731263630262410513729245037292436292435282334282321ZoneLumens%Lamp%Fixt0-20512.6211.2011.200-301092.2323.9023.900-401800.2839.4039.400-603275.5971.8071.700-804312.8394.5094.400-904503.1798.7098.603507011051140190º 80º 70º 60º 50º 40º 30º 20º 10º By Elite Lighting2’ x 2’ Architectural Shallow Plenum Recessed LED Troffer22-OEVHP-LED 2’x2’Due to the changes of constant improvement in LED technology, all details are subject to change without notice. Consult factory for up to date information. w w w . i u s e e l i t e . c o m TEST NO.: INPUT WATTS: LUMENS: CRI: EFFICACY: CCT: SPACING CRITERIA: Candle Power Distribution (Candelas)RC - Ceiling Cavity ReflectanceRW - Wall ReflectanceROOM CAVITY RATIOCoefficients of Utilization - Zonal Cavity MethodEffective Floor Cavity Reflectance 0.20Zonal Lumens SummaryCandela TabulationLumens Per ZoneLuminance (Average candela/M2)90º 80º 70º 60º 50º 40º 30º 20º 10º 22-OEVHP-LED-5000L-6000L-7000L-DIM10-MVOLT-35K-40K-50K-85(5000L)EL1229203537.85142N/A1363500K1.40ZoneLumens%Lamp%Fixt0-20597.0211.6011.600-301270.1124.7024.700-402088.3440.6040.600-603769.0573.3073.300-804913.4395.6095.600-905091.4699.0099.00Angle in DegreesAverage 0ºAverage 45ºAverage 90º4542974162404255438841233891654607413836767550564264334585406842882747ZoneLumens0-10154.4010-20442.6320-30673.0930-40818.2340-50864.7050-60816.0260-70679.1670-80465.2280-90178.0300.01632.1635.01621.26015.01556.55025.01449.54035.01304.69045.01130.17055.0936.21065.0724.18075.0486.74085.0131.89090.04.440RC80%70%50%30%10%0%RW70%50%30%10%70%50%30%10%50%30%10%50%30%10%50%30%10%0%01191191191191161161161161111111111061061061011011019911071029793104100959195928891888587858381297888175948679748277727974707672686638877686185756761726559696358666157554806859527866585164565061554959534946574605144725950445749435548435347424066854453866534438514338494337484237357634940346148403447393345383344373331859453630574436304335304134294034292795541332753403227393227383126373126241051383024503730243629243529243428242241382512381650 TEST NO.: INPUT WATTS: LUMENS: CRI: EFFICACY: CCT: SPACING CRITERIA: Candle Power Distribution (Candelas)RC - Ceiling Cavity ReflectanceRW - Wall ReflectanceROOM CAVITY RATIOCoefficients of Utilization - Zonal Cavity MethodEffective Floor Cavity Reflectance 0.20Zonal Lumens SummaryCandela TabulationLumens Per ZoneLuminance (Average candela/M2)90º 80º 70º 60º 50º 40º 30º 20º 10º 22-OEVHP-LED-5000L-6000L-7000L-DIM10-MVOLT-35K-40K-50K-85(6000L)EL1229203646.46117N/A1323500K1.40ZoneLumens%Lamp%Fixt0-20710.8511.6011.600-301512.2624.7024.700-402486.5340.6040.600-604484.5873.3073.300-805844.9695.6095.600-906057.1899.0099.00Angle in DegreesAverage 0ºAverage 45ºAverage 90º4551024943481355520948994633655467491843807559985064395285483150353252ZoneLumens0-10183.8210-20527.0220-30801.4130-40974.2740-501029.5950-60968.4660-70806.7370-80553.6480-90212.2300.01942.7455.01925.51015.01848.78025.01721.28035.01549.25045.01341.83055.01111.25065.0859.36075.0577.47085.0156.60090.05.280RC80%70%50%30%10%0%RW70%50%30%10%70%50%30%10%50%30%10%50%30%10%50%30%10%0%01191191191191161161161161111111111061061061011011019911071029793104100959195928891888587858381297888175948679748277727974707672686638877686185756761726559696358666157554806859527866585164565061554959534946574605144725950445749435548435347424066854453866534438514438494337484237357634940346148403447393345383344373331859453630574436304335304134294034292795541332753403227393227383126373126241051383024503730243629243529243428242248897514631951 TEST NO.: INPUT WATTS: LUMENS: CRI: EFFICACY: CCT: SPACING CRITERIA: Candle Power Distribution (Candelas)RC - Ceiling Cavity ReflectanceRW - Wall ReflectanceROOM CAVITY RATIOCoefficients of Utilization - Zonal Cavity MethodEffective Floor Cavity Reflectance 0.20Zonal Lumens SummaryCandela TabulationLumens Per ZoneLuminance (Average candela/M2)90º 80º 70º 60º 50º 40º 30º 20º 10º 22-OEVHP-LED-5000L-6000L-7000L-DIM10-MVOLT-35K-40K-50K-85(7000L)EL1229203755.67036N/A1273500K1.40ZoneLumens%Lamp%Fixt0-20818.1411.6011.600-301740.4824.7024.700-402861.6640.7040.700-605160.4473.3073.300-806722.4195.5095.500-906966.7299.0099.00Angle in DegreesAverage 0ºAverage 45ºAverage 90º4558715692553855599256425331656291565650387569035815452885556557233745ZoneLumens0-10211.5710-20606.5720-30922.3530-401121.1740-501184.7950-601113.9960-70925.6770-80636.3080-90244.3100.02235.8765.02215.97015.02127.77025.01980.86035.01783.30045.01544.06055.01278.35065.0988.92075.0664.52085.0180.42090.06.080RC80%70%50%30%10%0%RW70%50%30%10%70%50%30%10%50%30%10%50%30%10%50%30%10%0%011911911911911611611611611111111110610610610110110199110710297931041009591959288918885878583812978881759486797482777279747076726866388776861857567617265606963586661575548068595278665851645650615550595349465746051447259504457494355484353474240668544538665345385144385043374842373576349403461484034473933453833443733318594536305744363043353041342940342927955413327534032273932273831263731262410513830245037302436292435292434282422562112316852246By Elite Lighting2’ x 2’ Architectural Shallow Plenum Recessed LED Troffer22-OEVHP-LED 2’x2’Due to the changes of constant improvement in LED technology, all details are subject to change without notice. Consult factory for up to date information. w w w . i u s e e l i t e . c o m
https://sensorswitch.acuitybrands.com/api/products/getasset/holophane/1319860/eef1a96d-8000-419a-a04c-81c7f7b3262b/pxlh_.pdf?abl_version=01%2f27%2f2023+12%3a25%3a45&DOC_Type=SPEC_SHEET | lighting | Holophane ¦ One Lithonia Way, Conyers, GA 30012 ¦ Phone: 866-HOLOPHANE ¦ www.holophane.com ¦ TechSupport-Lighting@AcuityBrands.com© 2019-2024 Acuity Brands Lighting, Inc. All rights reserved. Rev. 07/24/24 Specifications subject to change without notice.PXLH Page 1 of 10Petrolux® LED Low Bay Hazardous Location for Demanding EnvironmentsPXLHCatalog NumberNotesTypeDimensions: Inches (millimeters) unless otherwise noted. Diameter: 13.11 in. (332.99 mm.)UNM Height: 11.43 in. (290.32 mm.)PM Height: 10.48 in. (266.19 mm.)Weight: 19 lbs. (8.62 Kg.)Pallet Quantity: 12 fixturesEPA: .787 ft²• Petroleum refineries• Ethanol facilities• Chemical plants• Power plants• Textile mills• Water and wastewater treatment facilitiesTypical ApplicationsDescription• For demanding environments with lower mounting heights where dust, dirt and moisture are a concern.• Certain airborne contaminants may adversely affect the functioning of LEDs and other electronic components, depending on various factors such as concentrations of the contaminants, ventilation, and temperature at the end-user location. Click here for a list of substances that may not be suitable for interaction with LEDs and other electronic components.Optics• Prismatic borosilicate glass directs light where needed and reduces harsh glare.• Silicone rubber lens available that will not brown, chip, shatter or break. • Four distributions (Type 5 low angle, Type 5 high angle, type 4 forward throw and Type 1 long and narrow) available to maximize versatility.• Highly engineered LED system ensures superior uniformity and maximizes spacing.• Lens assembly secured by stainless steel tamper-resistant Torx® T-20 screws.Electrical• Luminaire Surge Protection Level: Designed to withstand up to 10kV/5kA per ANSI C82.77-5-2015.• 0-10V dimming driver is standard. Dims to 10%.• 3000K, 4000K or 5000K CCT available.• Fault-tolerant LED light engine continues to provide light even in the failure of one LED.• Field Adjustable Output (AO) module - Onboard device that adjusts the light output and input wattage to meet site specific requirements. The AO module is preset at the factory to position number 8 (see chart on page 5).• Integrated Bluetooth occupancy sensor: The SBG BTP is bluetooth enabled with dimming photocells. Allows you to change settings in the field using the VLP app.Mechanical• Super durable TGIC thermoset powder coat with corrosion resistant finish is a five-stage pre-treating and painting process that yields over 5,000 hours salt rating per ASTM B117.• Robust cast aluminum housing with low copper content (0.6% CU content) withstands harsh or hostile environments.• Universal mount high profile top cover (ceiling/pendant). Optional universal arm available for wall/stanchion. Other mountings include a high profile yoke mount.Mechanical (cont.)• Precise number of fins dissipate maximum amount of heat.• Universal mount can be wall, stanchion, and angle mounted to accommodate a variety of arms.Listings• UL Listed to US and Canadian Standards.• Suitable for use in hazardous locations (UL844, see chart on page 9) Class I, Division 2, Groups A, B, C, D Class II, Division 1, Groups E, F, and G Class II, Division 2, Groups F and G Class III• Simultaneous presence (Class I Division 2, Class II Division 1 / Class II Division 2)• Zone Equivalency Markings (See chart on page 10)• -40°F (-40°C) to 149°F (65°C) (see chart on page 7)• IP65, IP66 and IP67 rated. (see Option Value Ordering Restrictions & Notes on page 3)• 1G vibration rated.• NEMA 4X rated (see chart on page 9)• Marine Rated (see chart on page 9)• IK rated (see chart on page 5)• DesignLights Consortium® (DLC) Premium qualified product and DLC qualified product. Not all versions of this product may be DLC Premium qualified or DLC qualified. Please check the DLC Qualified Products List at www.designlights.org/QPL to confirm which versions are qualified.Government ProcurementBAA – Buy America(n) Act: Product with the BAA option qualifies as a domestic end product under the Buy American Act as implemented in the FAR and DFARS. Product with the BAA option also qualifies as manufactured in the United States under DOT Buy America regulations.BABA – Build America Buy America: Product with the BAA option also qualifies as produced in the United States under the definitions of the Build America, Buy America Act.Please refer to www.acuitybrands.com/resources/buy-american for additional information.Warranty5-year limited warranty. This is the only warranty provided and no other statements in this specification sheet create any warranty of any kind. All other express and implied warranties are disclaimed. Complete warranty terms located at: www.acuitybrands.com/support/warranty/terms-and-conditionsNote: Actual performance may differ as a result of end-user environment and application.All values are design or typical values, measured under laboratory conditions at 25 °C.Capable LuminaireThis item is an A+ capable luminaire, which has been designed and tested to provide consistent color appearance and out-of-the-box control compatibility with simple commissioning.• All configurations of this luminaire meet the Acuity Brands’ specification for chromatic consistency• This luminaire is part of an A+ Certified solution for nLight® control networks marked by a shaded background*To learn more about A+, visit www.acuitybrands.com/aplus.*See ordering tree for detailsHolophane ¦ One Lithonia Way, Conyers, GA 30012 ¦ Phone: 866-HOLOPHANE ¦ www.holophane.com ¦ TechSupport-Lighting@AcuityBrands.com© 2019-2024 Acuity Brands Lighting, Inc. All rights reserved. Rev. 07/24/24 Specifications subject to change without notice.PXLH Page 2 of 10Petrolux® LEDHazardous Location for Demanding EnvironmentsSeriesLumen PackageDistributionVoltageColor TemperatureColor Rendering Index MountingPXLH3000LM3,000 lumens5000LM5,000 lumens8000LM8,000 lumens10000LM 10,000 lumensFWDForward throw, glass lensLNDLong and Narrow, glass lensMD0Medium, glass lens, with minimal uplightMDU5Medium, glass lens, with uplightMDU5FRMedium, frosted glass lens, with uplightSOMedium, silicon optic, with minimal uplight ‡SOLNDLong and Narrow, silicone optic ‡SOWDWide, silicone optic ‡WDWide, glass lensMVOLT(120V-277V, 50/60Hz)120120V, 50/60Hz208208V, 50/60Hz240240V, 50/60Hz277277V, 50/60HzHVOLT(347V-480V, 50/60Hz)347347V, 50/60Hz480480V, 50/60Hz125VDC125V, DC Driver ‡250VDC250V, DC Driver ‡30K3000K CCT 40K4000K CCT 50K5000K CCT 70CRI70CRI80CRI80CRI90CRI90CRIUNMUniversal Mount, high profile top cap ‡PMPendant Mount, low profile top cap ‡YK90Yoke Mount 0-90 Degree, high profile top cap ‡ OptionsFinishWet Location Cords (No Plug): ‡CNP16WWL3FTCord only, 16-gauge, 3 conductors, white, 3ftCNP164CWL3FTCord only, 16-gauge, 4 conductors, black, 3ft ‡CNP164CWWL3FTCord only, 16-gauge, 4 conductors, white, 3ft ‡CNP165CDWL3FTCord only, 16-gauge, 5 conductors, includes 0-10V dimming leads, black, 3ft ‡CNP165CDWWL3FT Cord only, 16-gauge, 5 conductors, includes 0-10V dimming leads, white, 3ft ‡Mounting Accessories:072331Substation arm for a single luminaire, down orientation only ‡072331CTLSubstation arm for a single luminaire with integral sensor, down orientation only ‡P3USUniversal arm for wall or stanchion mount ‡P3US3535° Universal arm for wall or stanchion mount ‡Sensor Switch Embedded Sensors:SBGR10360° Low Mount Sensor, (8-15' mounting heights), on/off occupancy (LINK) ‡SBGR10 P360° Low Mount Sensor, (8-15' mounting heights), on/off photocell (LINK) ‡SBGR10 D 3V360° Low Mount sensor, (8-15' mounting heights), high/low occupancy dimming (LINK) ‡SBG10 OCC BTP360° Low Mount Sensor, (7-15' mounting heights), on/off occupancy, utilizes smart hub for Bluetooth® programmability (LINK) ‡SBG10 HL BTP360° Low Mount Sensor, (7-15' mounting heights), high/low/(off) occupancy dimming, utilizes smart hub for Bluetooth® programmability (LINK) ‡SBG10 ADC BTP360° Low Mount Sensor, (7-15' mounting heights), on/off occupancy with auto dimming photocell, utilizes smart hub for Bluetooth® programmability (LINK) ‡SBG10 ANL BTP360° Low Mount Sensor, (7-15' mounting heights), high/low/(off) occupancy dimming with auto dimming photocell, utilizes smart hub for Bluetooth® programmability (LINK) ‡Emergency:BSL310HAZSB10.4W Internal hazardous location emergency driver, 0°C min, UL924 Compliant, Certified in CA Title 20 MAEDBS ‡Other Options:AOField Adjustable Output, Standard setting is 8 ‡BAABuy America(n) Act and/or Build America Buy America QualifiedBPButton style photo control ‡EMDIngress/Egress Marker Decal NSGNon Silicone Gasket (EPDM) ‡PCPendant Cone ‡UPSUplight Shield ‡WGXZinc coated wire guard, factory installed DBXDBlack super durable, corrosion resistant ‡DGXDGray super durable, corrosion resistant ‡DWHXDWhite super durable, corrosion resistant ‡NOTE: ‡ indicates option chosen has ordering restrictions. Please reference ordering restrictions chart.ORDERING INFORMATION Example: PXLH 3000LM MDU5 MVOLT 40K 80CRI UNM DGXDA+ Capable options indicated by this color background.For Footnotes, see next page.Accessories: Order as separate catalog number.072331 XX CRSubstation arm for a single luminaire, down orientation only, XX denotes color ‡072331 CTL XX CRSubstation arm for a single luminaire with sensor, down orientation only. XX denotes color ‡HSCKXX inch safety chain kit ‡MI3502 THREAD SEALThread Sealant ‡P3US XX CRUniversal arm for wall or stanchion mount, XX denotes color ‡P3US35 XX CR35° Universal arm for wall or stanchion mount, XX denotes color ‡PCPXLW XX CRPendant Cone, XX denotes color ‡UPSPXLW XX CRUplight shield, XX denotes color ‡WGPXLWZinc coated wire GuardHolophane ¦ One Lithonia Way, Conyers, GA 30012 ¦ Phone: 866-HOLOPHANE ¦ www.holophane.com ¦ TechSupport-Lighting@AcuityBrands.com© 2019-2024 Acuity Brands Lighting, Inc. All rights reserved. Rev. 07/24/24 Specifications subject to change without notice.PXLH Page 3 of 10Petrolux® LEDHazardous Location for Demanding EnvironmentsDIMENSIONAL DATA‡ Option Value Ordering Restrictions & NotesOption valueRestriction072331CTL, 072331 CTL XX CRNot available with YK90, cord or cordset. Requires PM or UNM mounting. Includes one 3 conductor input feed cable. Not IP or NEMA4X rated. Wet location rated.072331, 072331 XX CRNot available with YK90, cord or cordset. Requires PM or UNM mounting. Includes one 5 conductor input feed cable with input power and 0-10V dimming leads. Not IP or NEMA4X rated. Wet location rated.125VDC, 250VDCNot available with BP.AONot available with BSL310HAZSB, CNP165CDWL3FT, CNP165CDWWL3FT, SBGR10 D 3V individual dimming sensor or SBG10 BTP Bluetooth sensors. Not CI D2 rated.SBG10 OCC BTP, SBG10 HL BTP, SBG10 ADC BTP, SBG ANL BTPNot available with HVOLT in the 3000LM or 5000LM lumen packages. BTP sensor options with 3000LM or 5000LM lumen packages cannot dim to OFF. These lumen packages will dim to 10% minimum and cannot be turned OFF with controls. Not available with CNP165CDWL3FT, CNP165CDWWL3FT, AO or BSL310HAZSB in any lumen package. IP65 and IP66 rated. Not CII D1, Marine or NEMA4 rated.BPNot available with MVOLT, HVOLT, 480, 125VDC or 250VDC. Not CII D1, Marine or NEMA4X rated.BSL310HAZSBUtilizes Bodine BSL310HAZSB emergency driver. Available with SBGR10 or SBGR10 P individual non-dimming sensors. Not available with AO adjustable output, PM mounting, HVOLT, 347, 480, SBGR10 D 3V individual dimming sensor or SBG10 BTP Bluetooth sensors. Available with CNP164CWL3FT or CNP164CWWL3FT, but not required. Not Marine or NEMA4 rated.CNP164CWL3FT, CNP164CWWL3FTAvailable with BSL310HAZSB battery only. Not Marine or NEMA4X rated.CNP165CDWL3FT, CNP165CDWWL3FTNot available with AO adjustable output, SBG BTP bluetooth sensors, BSL310HAZSB battery or SBG individual dimming and non-dimming sensors. Not Marine or NEMA4X rated.DBXDCorrosion resistant finish is standard. Not Marine or NEMA4X rated.DGXDCorrosion resistant finish is standard.DWHXDCorrosion resistant finish is standard. Not NEMA4X rated.HSCKXX denotes length. Available in multiple sizes. Replace X with size in inches. Example: HSCK120 = 120 inches or 10 feet.MI3502 THREAD SEALOrder one per luminaire, 6ml tube.NSGNot available with SO or SOND. Not CII D1, CII D2, CIII, Marine or NEMA4X rated. P3US, P3US XX CR, P3US35, P3US35 XX CRNot available with PM, YK90 or cord. Requires UNM mounting. Not IP, Marine or NEMA4X rated. Wet location rated.PC, PCPXLW XX CRNot available with UNM or YK90. Requires PM Mounting. Requires minimum 8" customer provided stem. Not Marine or NEMA4X rated. PMNot available with BSL310HAZSB battery. Ships with 3/4" NPT pendant opening.SBGR10 D 3VNot available with CNP165CDWL3FT, CNP165CDWWL3FT or AO. IP65 and IP66 rated. Not CI D2, CII D1, Marine or NEMA4X rated.SBGR10, SBGR10 PIP65 and IP66 rated. Not CI D2, CII D1, Marine or NEMA4X rated. SO, SOLND, SOWDNot CII D1, Marine or NEMA4X rated.UNMIncludes provisions for 3/4" NPT pendant mount and ceiling mount. When ordered with the P3US universal mounting arm, includes provisions for 1.5" NPT stanchion mount and wall mount.UPS, UPSPXLW XX CRWhen paired with any sensor option, the sensor viewing angle will be cutoff.Wet Location Cords (No Plug)Available with YK90 only. Not Marine or NEMA4X rated.YK90When used with a sensor, not rated for wet location beyond 35 degree tilt. Not Marine rated. YOKE MOUNT 0-90° (YK90)CEILING MOUNT (UNM)UNIVERSAL MOUNT (UNM and P3US)(P3US ordered separately)P3US-XX Accessory (ordered separately)UNIVERSAL MOUNT (UNM and P3US)45Ā317.75(12.51")1" NPT (with plug)2X DIA 10.08mm (.397")Mounting holes214.63mm(8.45")1 1/2" NPT (with plug)123.95mm(4.88")2X DIA 10.08mm (.397")Mounting holes3/4" NPT (with plug)1" NPT (with plug)1" NPT (with plug)2X DIA 9mm (.358")Mounting holes1 1/2" NPT (with plug)1" NPT (with plug)398.01mm(15.67")103.31mm(4.07")371.79mm(14.64")398.01mm(15.67")Holophane ¦ One Lithonia Way, Conyers, GA 30012 ¦ Phone: 866-HOLOPHANE ¦ www.holophane.com ¦ TechSupport-Lighting@AcuityBrands.com© 2019-2024 Acuity Brands Lighting, Inc. All rights reserved. Rev. 07/24/24 Specifications subject to change without notice.PXLH Page 4 of 10Petrolux® LEDHazardous Location for Demanding EnvironmentsDIMENSIONAL DATA (continued)UNIVERSAL MOUNTING (UNM and P3US35) (P3US35 ordered separately)PENDANT CONE ACCESSORY (PM and PC)WIRE GUARD OPTION (WGX)362.20mm(14.26")432.82mm(17.04")1 1/2" NPT (with plug)290.32mm(11.43")To Optic303.53mm(11.95")WGX OptionUPLIGHT SHIELD OPTION (UNM, P3US, SENSOR and UPS)(P3US ordered separately)SENSOR OPTION (UNM and P3US)(P3US ordered separately)333.99mm(13.11")234.44mm(9.23")266.19mm(10.48")To Optic248.67mm(9.79")PENDANT MOUNT (PM)Sensor housing249.94mm(9.84")290.83mm(11.45")317.50mm(12.50")UNIVERSAL MOUNT (UNM and P3(P3US35 Ordered SeparatelPENDANT CONE OPTION (PM and PC)WIRE GUARD OPTION (UNM and WGX)362.20mm(14.26")290.32mm(11.43")To Optic303.53mm(11.95")WGX OptionUNIVERSAL MOUNTING (UNM and P3US35) (P3US35 ordered separately)PENDANT CONE ACCESSORY (PM and PC)WIRE GUARD OPTION (WGX)362.20mm(14.26")432.82mm(17.04")1 1/2" NPT (with plug)290.32mm(11.43")To Optic303.53mm(11.95")WGX Option072331 SUBSTATION ARM (PM) - AVAILABLE AS DOWN ORIENTATION ONLY522.48mm(20.56")UPLIGHT SHIELD OPTION (UNM, P3US, SENSOR and UPS)(P3US ordered separately)SENSOR OPTION (UNM and P3US)(P3US ordered separately)333.99mm(13.11")234.44mm(9.23")266.19mm(10.48")To Optic248.67mm(9.79")PENDANT MOUNT (PM)Sensor housing249.94mm(9.84")290.83mm(11.45")317.50mm(12.50")Holophane ¦ One Lithonia Way, Conyers, GA 30012 ¦ Phone: 866-HOLOPHANE ¦ www.holophane.com ¦ TechSupport-Lighting@AcuityBrands.com© 2019-2024 Acuity Brands Lighting, Inc. All rights reserved. Rev. 07/24/24 Specifications subject to change without notice.PXLH Page 5 of 10Petrolux® LEDHazardous Location for Demanding EnvironmentsOPERATIONAL DATAProjected Lumen Maintenance (TM-21)25C ambientLumen Package0 Hours15,000 Hours30,000 Hours45,000 Hours60,000 Hours100,000Hours3,000LM10.970.950.920.90.845,000LM10.970.950.920.90.848,000LM10.970.940.920.890.8310,000LM10.970.950.920.90.8455C ambientLumen Package0 Hours15,000 Hours30,000 Hours45,000 Hours60,000 Hours100,000Hours3,000LM10.970.940.910.880.815,000LM10.970.940.910.890.828,000LM10.960.930.890.860.7810,000LM10.960.930.90.870.79Performance with AO Field Adjustable OutputImpact Resistance (IK Ratings)FAO SettingBase Max Lumen Output %135%248%361%474%587%6100%7100%8100%Lens MaterialRatingGlassIK07SiliconeIK10ModelDefault OperationOccupancy Time DelayPhotocell ModePhotocell Set-pointLow TrimHigh TrimDim to Off Time DelaySBG10 OCC BTPOn/Off Occupancy Only10 minutes Disabled n/an/a100%DisabledSBG10 HL BTPOccupancy w/ 0-10V Dimming (High/Low/Off)10 minutes Disabled n/a10%100%2.5 minutesSBG10 ADC BTPOn/Off Occupancy with Auto Dimming Photocell10 minutes On/Off & Auto Dim50 fc10%100%0 secondsSBG10 ANL BTPHigh/Low/(Off) Occupancy Dimming with Auto Dimming Photocell10 minutes On/Off & Auto Dim50 fc10%100%Stay Dim/Never OffDefault Bluetooth Sensor ProgrammingNumber of LED Boards and Drivers UsedLumen PackageNumber of LED boards per fixtureNumber of drivers per fixture3000LM115000LM118000LM1110000LM11Holophane ¦ One Lithonia Way, Conyers, GA 30012 ¦ Phone: 866-HOLOPHANE ¦ www.holophane.com ¦ TechSupport-Lighting@AcuityBrands.com© 2019-2024 Acuity Brands Lighting, Inc. All rights reserved. Rev. 07/24/24 Specifications subject to change without notice.PXLH Page 6 of 10Petrolux® LEDHazardous Location for Demanding EnvironmentsOperating Characteristics ‡LumensDistributionInput Watts ‡3000K4000K5000K70CRI80CRI90CRI70CRI80CRI90CRI70CRI80CRI90CRI3000LMFWD21284826212166298827262184311027602201Lumens136125103142130104148131105LPWLND269824832053283125832069294726162086Lumens128118981351239914012599LPWMD0303427922308318329042327331429412346Lumens144133110152138111158140112LPWMDU5302027802298316928912316329829282335Lumens144132109151138110157139111LPWMDU5FR270024852054283325842071294926172087Lumens129118981351239914012599LPWSO318229282421333830452440347530842460Lumens152139115159145116165147117LPWSOLND285026232168299027282186311327632203Lumens136125103142130104148132105LPWSOWD316329112406331930272426345430662445Lumens151139115158144116164146116LPWWD309828512357325029652376338330032395Lumens148136112155141113161143114LPWLumensDistributionInput Watts ‡3000K4000K5000K70CRI80CRI90CRI70CRI80CRI90CRI70CRI80CRI90CRI5000LMFWD35485144653691509046433720529847033750Lumens139128105145133106151134107LPWLND459742303497482243993525502044563553Lumens131121100138126101143127102LPWMD0516947573932542349473964564550113996Lumens148136112155141113161143114LPWMDU5514647353914539849253946561949883978Lumens147135112154141113161143114LPWMDU5FR460042333499482644023527502344593556Lumens131121100138126101144127102LPWSO542149884124568751884157592052544190Lumens155143118162148119169150120LPWSOLND485644683694509446473724530347073754Lumens139128106146133106152134107LPWSOWD538949594099565351574133588552244166Lumens154142117162147118168149119LPWWD527848574015553750514047576451164080Lumens151139115158144116165146117LPWLumensDistributionInput Watts ‡3000K4000K5000K70CRI80CRI90CRI70CRI80CRI90CRI70CRI80CRI90CRI8000LMFWD58775071325896813174175943846375135991Lumens134123102140128102146130103LPWLND734467585586770470285632801971185677Lumens127117961331219713812398LPWMD0825875996282866379036333901880056384Lumens142131108149136109155138110LPWMDU5822075646253862378676304897679686354Lumens142130108149136109155137110LPWMDU5FR734867625590770970335635802571235680Lumens127117961331219713812398LPWSO866079696588908582886641945783946694Lumens149137114157143115163145115LPWSOLND775771395901813874245949847175195996Lumens134123102140128103146130103LPWSOWD860979226549903182396602940183456655Lumens148137113156142114162144115LPWWD843277596414884580696466920881736518Lumens145134111153139111159141112LPWNotes ‡Input Watts120 volts.Operating CharacteristicsAbsolute photometry calculated in accordance with IESNA LM-79-08 @ 25°C.Holophane ¦ One Lithonia Way, Conyers, GA 30012 ¦ Phone: 866-HOLOPHANE ¦ www.holophane.com ¦ TechSupport-Lighting@AcuityBrands.com© 2019-2024 Acuity Brands Lighting, Inc. All rights reserved. Rev. 07/24/24 Specifications subject to change without notice.PXLH Page 7 of 10Petrolux® LEDHazardous Location for Demanding EnvironmentsAmbient Temperature RatingsMountingOCC Sensor: SBGRBTP Sensor: SBG BTPBattery: BSL310HAZSBVoltageLumensSupply Wire3000LM5000LM8000LM10000LMPM UNM YK90NNNAny-40°C to 65°C-40°C to 65°C-40°C to 60°C-40°C to 55°C90°CY120-277 0°C to 40°C 0°C to 40°C 0°C to 35°C0°C to 35°C90°CYNAny-40°C to 60°C-40°C to 60°C-40°C to 60°C-40°C to 55°C90°CYNNAny-40°C to 65°C-40°C to 65°C-40°C to 60°C-40°C to 55°C90°CY120-277 0°C to 40°C 0°C to 40°C 0°C to 35°C0°C to 35°C90°COperating Characteristics ‡LumensDistributionInput Watts ‡3000K4000K5000K70CRI80CRI90CRI70CRI80CRI90CRI70CRI80CRI90CRI10000LMFWD7497969014745210276937575121069794957572Lumens132122101139127102145128102LPWLND9281854170619737888371181013689977175Lumens125115951321209613712297LPWMD01043796057940109509989800411398101178068Lumens141130107148135108154137109LPWMDU51038995617904108999943796711345100718031Lumens140129107147134108153136109LPWMDU5FR9287854770659743888971221014290037179Lumens126116951321209613712297LPWSO109451007283261148210475839311952106098461Lumens148136113155142113162143114LPWSOLND98049022745810285938375191070795047579Lumens132122101139127102145128102LPWSOWD108811001382771141510413834411882105478411Lumens147135112154141113161143114LPWWD10657980781071118010199817211637103308238Lumens144133110151138110157140111LPWNotes ‡Input Watts120 volts.Operating CharacteristicsAbsolute photometry calculated in accordance with IESNA LM-79-08 @ 25°C.LAT FactorsTemp (oC)Temp (oF)3000 LM5000 LM8000 LM10000 LM-40-41.0751.0821.0921.101-30141.0651.0711.0801.087-20-41.0551.0591.0661.072-10141.0431.0471.0531.0570321.0321.0341.0381.0425411.0261.0281.0311.03415591.0131.0141.0161.01725771.0001.0001.0001.00035950.9860.9850.9840.982451130.9720.9700.9670.964551310.9570.9540.9490.945651490.9420.9380.9310.925Holophane ¦ One Lithonia Way, Conyers, GA 30012 ¦ Phone: 866-HOLOPHANE ¦ www.holophane.com ¦ TechSupport-Lighting@AcuityBrands.com© 2019-2024 Acuity Brands Lighting, Inc. All rights reserved. Rev. 07/24/24 Specifications subject to change without notice.PXLH Page 8 of 10Petrolux® LEDHazardous Location for Demanding Environments40C˚ AmbientLumen PackageC1D2C2D1/C2D2/C3Simultaneous C1 and C23000LMT4T6T35000LMT4T6T2C8000LMT4T6T310000LM MVOLTT2CT6T310000LM HVOLTT2T4T2C55C˚ AmbientLumen PackageC1D2C2D1/C2D2/C3Simultaneous C1 and C23000LMT3CT6T2D5000LMT3T6T2D8000LMT3CT6T2D10000LM MVOLTT3T6T2D10000LM HVOLTT2AT3CT260C˚ AmbientLumen PackageC1D2C2D1/C2D2/C3Simultaneous C1 and C23000LMT4T6T2C5000LMT3AT6T2C8000LMT4T6T2C10000LM MVOLTN/AN/AN/A10000LM HVOLTN/AN/AN/A65C˚ AmbientLumen PackageC1D2C2D1/C2D2/C3Simultaneous C1 and C23000LMT3CT6T2C5000LMT3AT6T2C8000LMN/AN/AN/A10000LM MVOLTN/AN/AN/A10000LM HVOLTN/AN/AN/AGlass Lens (MD0, MDU5, MDU5GLF, WD, ND, FWD)40C˚ AmbientLumen PackageC1D2C2D2/C3Simultaneous C1 and C23000LMT4T6T2A5000LMT4T6T2A8000LMT4T6T2A10000LM MVOLTT2CT6T2A10000LM HVOLTT2T6T2A55C˚ AmbientLumen PackageC1D2C2D2/C3Simultaneous C1 and C23000LMT3CT5T25000LMT3T5T28000LMT3CT5T210000LM MVOLTT3T5T210000LM HVOLTT2AT5T260C˚ AmbientLumen PackageC1D2C2D2/C3Simultaneous C1 and C23000LMT4T5T25000LMT3AT5T28000LMT4T5T210000LM MVOLTN/AN/AN/A10000LM HVOLTN/AN/AN/A65C˚ AmbientLumen PackageC1D2C2D2/C3Simultaneous C1 and C23000LMT3CT4AT15000LMT3AT4AT18000LMN/AN/AN/A10000LM MVOLTN/AN/AN/A10000LM HVOLTN/AN/AN/ASilicone Lens (SO, SOLND, SOWD)How to Estimate Delivered Lumens in Emergency ModeUse the formula below to estimate the delivered lumens in emergency modeDelivered Lumens = P x LPWP = Output power of emergency driverLPW = Lumen per watt rating of the luminaire. (See charts on page 7)The LPW rating is also available at Designlight ConsortiumP = 10 watts for BSL310HAZSBEmergency Lumen Output Example - 10 Watt Battery Approximate Luminaire EfficacyApproximate Lumens at 1 Minute Approximate Lumens at 45 MinutesApproximate Lumens at 90 Minutes100 LPW100010001000110 LPW110011001100120 LPW120012001200130 LPW130013001300140 LPW140014001400150 LPW150015001500Emergency Lumen Output Holophane ¦ One Lithonia Way, Conyers, GA 30012 ¦ Phone: 866-HOLOPHANE ¦ www.holophane.com ¦ TechSupport-Lighting@AcuityBrands.com© 2019-2024 Acuity Brands Lighting, Inc. All rights reserved. Rev. 07/24/24 Specifications subject to change without notice.PXLH Page 9 of 10Petrolux® LEDHazardous Location for Demanding EnvironmentsHazardous CompatibilityOption GroupOptionsClass I, Division 2Class II, Division 1Class II, Division 2 Class IIIDistributionFWD, MD0, MDU5, MDU5FR, LND, WDYESYESYESYESSO, SOLND, SOWDYESNOYESYESMountingPM, UNM, YK90YESYESYESYESFinishDBXD, DGXD, DWHXDYESYESYESYESCordsetsAny CordsetYESYESYESYESIndividual SensorsSBGR10, SBGR10 P, SBGR10 D 3VNONOYESYESBluetooth SensorsSBG10 OCC BTP, SBG10 HL BTP, SBG10 ADC BTP, SBG10 ANL BTPYESNOYESYESEmergencyBSL310HAZSBYESYESYESYESOptionsAONOYESYESYESBPYESNOYESYESEMDYESYESYESYESNSGYESNONONOPC, PCPXLWYESYESYESYESUPS, UPSPXLWYESYESYESYESWGX, WGPXLWYESYESYESYESMounting Accessories072331, 072331CTLYESNOYESYESP3US, P3US35YESYESYESYESMarine/NEMA4X CompatibilityOption GroupOptionsMarineNEMA4XDistributionFWD, MD0, MDU5, MDU5FR, LND, WDYESYESSO, SOLND, SOWDNONOMountingPM, UNMYESYESYK90NOYESFinishDBXDNONODGXDYESYESDWHXDYESNOCordsetsAny CordsetNONOIndividual SensorsSBGR10, SBGR10 P, SBGR10 D 3VNONOBluetooth SensorsSBG10 OCC BTP, SBG10 HL BTP, SBG10 ADC BTP, SBG10 ANL BTPNONOEmergencyBSL310HAZSBNONOPhotocontrolBPNONOOptionsAOYESYESEMDYESYESNSGNONOPC, PCPXLWNONOUPS, UPSPXLWYESYESWGX, WGPXLWYESYESMounting Accessories072331, 072331CTLYESNOP3US, P3US35NONOHolophane ¦ One Lithonia Way, Conyers, GA 30012 ¦ Phone: 866-HOLOPHANE ¦ www.holophane.com ¦ TechSupport-Lighting@AcuityBrands.com© 2019-2024 Acuity Brands Lighting, Inc. All rights reserved. Rev. 07/24/24 Specifications subject to change without notice.PXLH Page 10 of 10Petrolux® LEDHazardous Location for Demanding EnvironmentsZone Equivalency MarkingsCLASS I, DIV 2, GROUP DCLASS I, ZONE 2 GROUP IIACLASS I, DIV 2, GROUP CCLASS I, ZONE 2 GROUP IIBCLASS I, DIV 2, GROUP BCLASS I, ZONE 1 GROUP IIB PLUS HYDROGENCLASS I, DIV 2, GROUP A & CLASS I, DIV 2, GROUP BCLASS I, ZONE 2 GROUP IICCLASS II, DIV. 1 GROUP E, F, OR GCLASS II, ZONE 20 AND ZONE 21CLASS II, DIV. 2, GROUP F OR GCLASS II, ZONE 22CLASS IIIN/AOptions and AccessoriesSBGR SensorSBG BTP Sensor and BTP Smarthub Control ModuleAO Adjustable OutputPM Pendant Mount UNM Universal Mount and WGX Wire GuardYK90 Yoke Mount
https://www.waclighting.com/storage/waclighting-images/specsheet_pdf/3020W-HM1_SPSHT.pdf | lighting | Fixture Type:Catalog Number:Project:Location:WAC Lighting retains the right to modify the design of our products at any time as part of the company's continuous improvement program. JuL 2016waclighting.comPhone (800) 526.2588Fax (800) 526.2585Headquarters/Eastern Distribution Center44 Harbor Park Drive Port Washington, NY 11050Central Distribution Center1600 Distribution CtLithia Springs, GA 30122Western Distribution Center 1750 Archibald Avenue Ontario, CA 91760WALL WASH – 3020WHM1 Flexrail1 LuminaireSPECIFICATIONSConstruction: Die-cast aluminumPower Consumption: 20WInput:120V AC 50/60HzLight Source: High output LEDDimming: Electronic Low Voltage (ELV) 100% - 5%Finish: Powder coatedStandards: UL & cUL ListedFEATURES• 350° horizontal rotation and 90° vertical aiming• Integral LED and driver• 50,000 hour rated life• 5 year WAC Lighting product warrantyPRODUCT DESCRIPTIONLED luminaire with optimum light distribution for wall wash application SystemModelColor TempCRILumensFinishHM1Flexrail13020W303000K90925PTPlatinumHM1–3020W-30-PTORDER NUMBER3c”3b”5”88”WAC Lightingwww.waclighting.comPhone (800) 526.2588 • Fax (800) 526.2585Headquarters/Eastern Distribution Center44 Harbor Park Drive • Port Washington, NY 11050Phone (516) 515.5000 • Fax (516) 515.5050Western Distribution Center 1750 Archibald Avenue • Ontario, CA 91760Phone (800) 526.2588 • Fax (800) 526.2585WAC Lighting retains the right to modify the design of our products at any time as part of the company's continuous improvement program. JuL 2016WALL WASH – 3020WADistance from wallBOn-center spacing distanceB/2Distance from wall to thenearest luminaireResults may vary depending on surface properties, ambient light levels, etc.<SIDE ELEVATION><BACK ELEVATION>8'CeilingHeight30°Tilted aimLAYOUT GUIDEAVERAGE WALL ILLUMINANCEPHOTOMETRYShown when fixture is aimed towards the ground(nadir)BOn-center spacing distance3 feet5 feetADistance from wall3 feet31 fc25 fc5 feet20 fc16 fc
https://cdn.currentlighting.com/site/specsheet/COL_CRN_spec.pdf | lighting | CRNWET LOCATION HIGH BAYPage 1 of 5 Rev 04/11/23COL_CRN_spec_R01currentlighting.com/columbialighting© 2023 HLI Solutions, Inc. All rights reserved. Information and specifications subject to change without notice. All values are design or typical values when measured under laboratory conditions.FEATURES• Efficient wet location high bay • Suitable for a variety of areas including warehouses, gyms, covered outdoor areas, garden centers and mezzanines• Optional integrated occupancy sensor offers increased energy savings• Three reflector options provide glare reduction and aesthetic customization• Efficacy up to 146 lms/w assures energy savings over traditional high bay luminaires• Offers lumen packages from 14,000 to 34,000 lms for proper illumination on a variety of high bay applicationsDATE:LOCATION:TYPE:PROJECT:CONSTRUCTION• Die cast aluminum housing• Available with standard clear tempered glass or optional frosted polycarbonate lens• Thermally separated electronic and LED heat sink design• 6' wet location power and dimming cords standard (no plug)INSTALLATION• Pendant mount from fixture eye bolt or ¾" threaded conduit with snap hook• Symmetric for easy one-for-one replacement of existing high bays• Weight: 15 lbs.CERTIFICATIONS• All luminaires are built to UL 1598 standards, and bear appropriate cULus labels for wet locations• IP66 ratedWARRANTY• 5 year warrantySPECIFICATIONSELECTRICAL• Long-life +54,000hr LEDs at L70• Total input wattage of 100W / 150W / 200W / 240W• Universal voltage standard (120– 277V); 347V, 480V optional• 6kV surge protectionCONTROLS• Dimming control sensor for occupancy and ambient light level detectionKEY DATALumen Range14,000–34,000Wattage Range100–238Efficacy Range (LPW)126–144Reported Life (Hours)L70/+54,000CATALOG #:IP66CRNWET LOCATION HIGH BAYPage 2 of 5 Rev 04/11/23COL_CRN_spec_R01currentlighting.com/columbialighting© 2023 HLI Solutions, Inc. All rights reserved. Information and specifications subject to change without notice. All values are design or typical values when measured under laboratory conditions.ORDERING GUIDEExample: CRN–40LX–EDU–OCSCATALOG #DATE:LOCATION:TYPE:PROJECT:CATALOG #:CRN–– ED–ModelColor TempNominal LumensDimmingVoltageLensControl Options40K4000K50K5000KLXLow Extra High Lumen (14,000)MMMedium Lumen (21,000)MVMedium Very High Lumen (28,000)MXMedium Extra High Lumen (34,000)ED0–10V DimmingU120–277VHV347–480VBlank GlassFPFrosted PolycarbonateOCSMicrowave Occupancy Sensor, DImming, with photocell 1:1, Mounting Height to Coverage Ratio 1Notes:1Requires use of one commissioning remote per project. Match remote type with sensor type base on Made To Order Sensor Options chart2Pendant mount slot on yoke is 1/2". Use CRN-YOKE-ADPT to convert to 3/4"CRNWet Location High Bay Accessories (Order Separately)CRNAL18Aluminum ReflectorCRNWA18Clear Acrylic ReflectorCRNWW18Diffuse Acrylic ReflectorCRN-YMYoke Mount 2CRN-YOKE-ADPTYoke 3/4" Conduit AdaptorCRN-SNAPHOOKSnap Hook for 3/4" ConduitCRN-TLRTop Luminaire RetainerELECTRICAL DATAOutput VersionAMP DRAWPower Factor(@277V)THD (@120V)Ambient Temp RangeDimmingRangeL70 LumenMaintenanceWarranty120V208V240V277V347V480V14,000 ("LX")0.860.490.430.370.280.200.965.8-20°–55°C100% to 10%54+ khrs5 years21,000 ("MM")1.290.750.660.590.450.320.918.228,000 ("MV")1.740.980.860.760.580.420.958.9-20°–50°C34,000 ("MX")2.041.161.020.900.740.530.995.4STOCK GUIDECatalog NumberCRN2 Cat. # CrossDescriptionLumensWattsLPWQty on PalletHID ReplacementCRN-40LX-EDU—4000K, 120-277V, 0-10V dimming14444100.614420250WCRN-50LX-EDUCRN2-50LX-EDU-FP5000K, 120-277V, 0-10V dimming14444100.614420250WCRN-40MM-EDU—4000K, 120-277V, 0-10V dimming21702150.614420400WCRN-50MM-EDUCRN2-50MM-EDU-FP5000K, 120-277V, 0-10V dimming21702150.614420400WCRN-40MV-EDU—4000K, 120-277V, 0-10V dimming2785620013920750W—CRN2-50MV-EDU-FP5000K, 120-277V, 0-10V dimming2785620013920750WCRN-40MX-EDU—4000K, 120-277V, 0-10V dimming34202245.213920750WCRN-50MX-EDUCRN2-50MX-EDU-FP5000K, 120-277V, 0-10V dimming34202245.213920750W—CRN2-40HM-EDU-FP4000K, 120-277V, 0-10V dimming37927271.414020750W—CRN2-50HM-EDU-FP5000K, 120-277V, 0-10V dimming37927271.414020750WCRNAL18CRN2AL18Aluminum Reflector———40—CRNWA18CRN2WA18Clear Acrylic Reflector———40—CRNWW18CRN2WW18Diffuse Acrylic Reflector———40—CRN-SNAPHOOKCRN2-SNAPHOOKSnap Hook for 3/4" Conduit—————Made To Order CRN Sensor OptionsPart NumberCatalog LogicSensor Type93098541CRN-40MM-EDU-OCSMerryTek93114448CRN-40MV-EDU-OCSHaisen93114449CRN-40MX-EDU-OCSHaisen93098544CRN-50LX-EDU-OCSMerryTek93098545CRN-50MM-EDU-OCSMerryTek93098546CRN-50MV-EDU-OCSMerryTek93098547CRN-50MX-EDU-OCSMerryTekCommissioning Remote93100556For use with Merrytek Sensors93114445For Use with Haisen SensorsSKU update in progress. If CRN (glass lens option) is no longer available, ordered items will be replaced with CRN2 (frosted polycarbonate lens option). Contact your Lighting Representative for more information.CRNWET LOCATION HIGH BAYPage 3 of 5 Rev 04/11/23COL_CRN_spec_R01currentlighting.com/columbialighting© 2023 HLI Solutions, Inc. All rights reserved. Information and specifications subject to change without notice. All values are design or typical values when measured under laboratory conditions.DELIVERED LUMENSFixtureColorNominal LumensReflectorLensLumensWattsLPWReplaces legacy sourceCRN-40LX-EDU4000KLX 14,000NoneClear Glass14426100.3144250W HIDCRN-40LX-EDU-2771379297.7141CRN-40LX-EDU-WW18Diffuse Acrylic13561100.2135CRN-40LX-EDU-WA18Clear Acrylic13754100.3137CRN-40LX-EDU-AL18Aluminum12969100.3129CRN-40LX-EDU-FPNoneFrosted Polycarbonate11527101.0114CRN-50LX-EDU5000KNoneClear Glass14628100.3146CRN-50LX-EDU-2771398597.7143CRN-50LX-EDU-WW18Diffuse Acrylic13751100.2137CRN-50LX-EDU-WA18Clear Acrylic13946100.3139CRN-50LX-EDU-AL18Aluminum13151100.3131CRN-50LX-EDU-FPNoneFrosted Polycarbonate11689101.0115CRN-40MM-EDU4000KMM 21,000NoneClear Glass21678150.4144400W HIDCRN-40MM-EDU-27721118149.2142CRN-40MM-EDU-WW18Diffuse Acrylic20195150.2134CRN-40MM-EDU-WA18Clear Acrylic20731150.3138CRN-40MM-EDU-AL18Aluminum19309150.2129CRN-40MM-EDU-FPNoneFrosted Polycarbonate17059151113CRN-50MM-EDU5000KNoneClear Glass21981150.4146CRN-50MM-EDU-27721414149.2144CRN-50MM-EDU-WW18Diffuse Acrylic20478150.2136CRN-50MM-EDU-WA18Clear Acrylic21022150.3140CRN-50MM-EDU-AL18Aluminum19580150.2130CRN-50MM-EDU-FPNoneFrosted Polycarbonate17298151.0114CRN-40MV-EDU4000KMV 28,000NoneClear Glass28618200.9142750W HIDCRN-40MV-EDU-27727468191.6143CRN-40MV-EDU-WW18Diffuse Acrylic26597200.5133CRN-40MV-EDU-WA18Clear Acrylic27330200.6136CRN-40MV-EDU-AL18Aluminum25668200.5128CRN-40MV-EDU-FPNoneFrosted Polycarbonate23752201.0118CRN-50MV-EDU5000KNoneClear Glass29018200.9144CRN-50MV-EDU-27727853191.6145CRN-50MV-EDU-WW18Diffuse Acrylic26970200.5135CRN-50MV-EDU-WA18Clear Acrylic27713200.6138CRN-50MV-EDU-AL18Aluminum26027200.5130CRN-50MV-EDU-FPNoneFrosted Polycarbonate24085201.0120CRN-40MX-EDU4000KMX 34,000NoneClear Glass33520239.2140750W HIDCRN-40MX-EDU-27732912231.6142CRN-40MX-EDU-WW18Diffuse Acrylic31226238.8131CRN-40MX-EDU-WA18Clear Acrylic32117238.9134CRN-40MX-EDU-AL18Aluminum30116238.8126CRN-40MX-EDU-FPNoneFrosted Polycarbonate27704241.0115CRN-50MX-EDU5000KNoneClear Glass33989239.2142CRN-50MX-EDU-27733373231.6144CRN-50MX-EDU-WW18Diffuse Acrylic31663238.8133CRN-50MX-EDU-WA18Clear Acrylic32567238.9136CRN-50MX-EDU-AL18Aluminum30538238.8128CRN-50MX-EDU-FPNoneFrosted Polycarbonate28092241117DIMENSIONS8.0"15.0" DiameterDATE:LOCATION:TYPE:PROJECT:CATALOG #:CRNWET LOCATION HIGH BAYPage 4 of 5 Rev 04/11/23COL_CRN_spec_R01currentlighting.com/columbialighting© 2023 HLI Solutions, Inc. All rights reserved. Information and specifications subject to change without notice. All values are design or typical values when measured under laboratory conditions.PHOTOMETRYZONAL LUMEN SUMMARY ZoneLumens% Luminaire0–30807328.80–4013,35146.70–6023,77783.10–9028,618100.00–18028,618100.0CRN-40MV-EDU30005200104000˚15˚30˚45˚60˚75˚90˚LUMINAIRE DATA Test No. 18.01025Description15" Diameter CRN High Bay LED with Clear Flat Glass Lens Delivered Lumens28,618Watts200.9Efficacy142.4MountingPendantSpacing Criterion1.29POLAR GRAPH ZONAL LUMEN SUMMARY ZoneLumens% Luminaire0–3011,52342.20–4016,81061.50–6024,00187.80–9027,11799.20–18027,331100.0CRN-40MV-EDU-WA1830008000160000˚15˚30˚45˚60˚75˚90˚LUMINAIRE DATA Test No. 18.01141Description15" Diameter CRN High Bay with Clear Flat Glass Lens and 18" Clear Acrylic Open Bottom ReflectorDelivered Lumens27,331Watts200.6Efficacy136.1MountingPendantSpacing Criterion1.05POLAR GRAPH ZONAL LUMEN SUMMARY ZoneLumens% Luminaire0–309,89337.20–4014,89956.00–6021,73981.70–9025,56096.10–18026,598100.0CRN-40MV-EDU-WW1830006500130000˚15˚30˚45˚60˚75˚90˚LUMINAIRE DATA Test No. 18.01142Description15" Diameter CRN High Bay with Clear Flat Glass Lens and 18" Diffuse Acrylic Open Bottom ReflectorDelivered Lumens26,598Watts200.5Efficacy132.5MountingPendantSpacing Criterion1.13POLAR GRAPH DATE:LOCATION:TYPE:PROJECT:CATALOG #:CRNWET LOCATION HIGH BAYPage 5 of 5 Rev 04/11/23COL_CRN_spec_R01currentlighting.com/columbialighting© 2023 HLI Solutions, Inc. All rights reserved. Information and specifications subject to change without notice. All values are design or typical values when measured under laboratory conditions.ZONAL LUMEN SUMMARY ZoneLumens% Luminaire0–3010,50240.90–4016,71965.10–6024,32694.80–9025,668100.00–18025,668100.0CRN-40MV-EDU-AL1830006800136000˚15˚30˚45˚60˚75˚90˚LUMINAIRE DATA Test No. 18.01451Description15" Diameter CRN High Bay with Clear Flat Glass Lens and 18" Aluminum Open Bottom ReflectorDelivered Lumens25,668Watts200.53Efficacy128MountingPendantSpacing Criterion1.23POLAR GRAPH ADDITIONAL INFORMATIONCLEAR ACRYLIC REFLECTORDIFFUSE ACRYLIC REFLECTORSPUN ALUMINUM REFLECTORPHOTOMETRY CONT'DCLEAR GLASS LENSFROSTED POLYCARBONATE LENSDATE:LOCATION:TYPE:PROJECT:CATALOG #:
https://bklighting.com/collaterals/specs/specs-1395.pdf | lighting | DATE:CATALOG NUMBER LOGIC:PROJECT:TYPE:THIS DOCUMENT CONTAINS PROPRIETARY INFORMATION OF B-K LIGHTING, INC. AND ITS RECEIPT OR POSSESSION DOES NOT CONVEY ANY RIGHTS TO REPRODUCE, DISCLOSE ITS CONTENTS, OR TO MANUFACTURE, USE OR SELL ANYTHING IT MAY DESCRIBE. REPRODUCTION, DISCLOSURE OR USE WITHOUT SPECIFIC WRITTEN AUTHORIZATION OF B-K LIGHTING, INC. IS STRICTLY FORBIDDEN.559.438.5800 ¦ INFO@BKLIGHTING.COM ¦ BKLIGHTING.COMMADE IN THE USAAnchor kit may be shipped ahead upon request.YUKON BOLLARD LED (INTEGRAL)CATALOG NUMBER LOGICExample: YKB - 42 - LED - TR - A2780 - BLP - SD - B1 - RE1/RE2 - INC - MTMATERIALAluminumSERIESYKB - Yukon BollardOVERALL HEIGHT42 - 42”SOURCELED - Linear ArrayHOUSINGTR - Integral DriverLED TYPEA2780 - 12W/2700K/80CRI A2790 - 12W/2700K/90CRIA3080 - 12W/3000K/80CRI A3090 - 12W/3000K/90CRIA3580 - 12W/3500K/80CRI A3590 - 12W/3500K/90CRIA4080 - 12W/4000K/80CRI A4090 - 12W/4000K/90CRIFINISH (See page 2 for full-color swatches)Standard Finishes (BZP, BZW, BLP, BLW, WHP, WHW, SAP, VER)Premium Finish (ABP, AMG, AQW, BCM, BGE, BPP, CAP, CMG, CRM, HUG, NBP, OCP, RMG, SDS, SMG, TXF, WCP, WIR)Also available in RAL FinishesFACEPLATESD - StandardLD - LouveredBACKPLATEB1 - Stepped (For use with SD Faceplate)B2 - Curved (For use with SD and LD Faceplate)BACKPLATE FINISH(Blank) - Backplate finish matches faceplate finishBLW - Black Wrinkle finish for glare reduction*RECEPTACLE**(Blank) - No ReceptacleRE1 - Receptacle 20A GFCIRE2 - Receptacle w/ 1-A-USB and 1-C-USB portCONTROL TYPEELV - Dimming Driver (For use with Electronic Low Voltage Dimmer)***INC - Dimming Driver (For use with Incandescent Dimmer)***010 - 0-10V Dimming DriverINPUT VOLTAGEMT - 120-277 VAC InputIP66 RATED02/01/2023 SKU-1395*Yields up to 60% loss in output.**Two selections required. Two prices required.***120V onlySUB-2850-00DATE:PROJECT:TYPE:THIS DOCUMENT CONTAINS PROPRIETARY INFORMATION OF B-K LIGHTING, INC. AND ITS RECEIPT OR POSSESSION DOES NOT CONVEY ANY RIGHTS TO REPRODUCE, DISCLOSE ITS CONTENTS, OR TO MANUFACTURE, USE OR SELL ANYTHING IT MAY DESCRIBE. REPRODUCTION, DISCLOSURE OR USE WITHOUT SPECIFIC WRITTEN AUTHORIZATION OF B-K LIGHTING, INC. IS STRICTLY FORBIDDEN.559.438.5800 ¦ INFO@BKLIGHTING.COM ¦ BKLIGHTING.COMMADE IN THE USATHIS DOCUMENT CONTAINS PROPRIETARY INFORMATION OF B-K LIGHTING, INC. AND ITS RECEIPT OR POSSESSION DOES NOT CONVEY ANY RIGHTS TO REPRODUCE, DISCLOSE ITS CONTENTS, OR TO MANUFACTURE, USE OR SELL ANYTHING IT MAY DESCRIBE. REPRODUCTION, DISCLOSURE OR USE WITHOUT SPECIFIC WRITTEN AUTHORIZATION OF B-K LIGHTING, INC. IS STRICTLY FORBIDDEN.559.438.5800 ¦ INFO@BKLIGHTING.COM ¦ BKLIGHTING.COMMADE IN THE USASatin Black(BLP)Satin Bronze(BZP)Satin White(WHP)Black Wrinkle(BLW)Bronze Wrinkle(BZW)White Wrinkle(WHW)Verde(VER)Satin Aluminum(SAP)Cascade Mtn.Granite (CMG)Black Chrome(BCM)Weathered Iron(WIR)Rocky Mtn.Granite (RMG)Beige (BGE)Clear AnodizedPowder (CAP)Sierra MtnGranite (SMG)WeatheredCopper (WCP)Antique BrassPowder (ABP)Cream(CRM)Aleutian MtnGranite (AMG)Old Copper(OCP)Brown PatinaPowder (BPP)Antique White(AQW)Textured Forest(TXF)Hunter Green(HUG)Sonoran DesertSandstone (SDS)Natural BrassPowder (NBP)STANDARD FINISHESPREMIUM FINISHESClick Here to view larger, full-color swatches of all available finishes on our website.8 1/8"[206mm]5"[127mm]SD - Standard8 1/8"[206mm]5"[127mm]LD - Louvered 1/8"[3mm]1"[25mm]6"[152mm]3"[76mm]11 1/8"[283mm]5 9/16"[141mm]5/16"[8mm]2"[52mm]STANDARD ANCHOR BASE MOUNTINGFIXTURE WEIGHT ≈ 27lbs11 1/8"[283mm]42 1/4"[1073mm]15 1/8"[384mm]35 13/16"[910mm]FRONT VIEWTamper ResistantLocking Screw42 1/4"[1073mm]11 1/8"[283mm]35 13/16"[910mm](RE1 Shown with Duplex-GFCI)11 1/8"[283mm]42 1/4"[1073mm]35 13/16"[910mm](RE2 Shown with Duplex-Dual with USB)42 1/4"[1073mm]35 13/16"[910mm]6"[152mm]42 1/4"[1073mm]15 1/8"[384mm]35 13/16"[910mm]SIDE VIEWYUKON BOLLARD LED (INTEGRAL)IP66 RATED02/01/2023 SKU-1395SUB-2850-00DATE:PROJECT:TYPE:Accessories (Configure separately)SPECIFICATIONSTHIS DOCUMENT CONTAINS PROPRIETARY INFORMATION OF B-K LIGHTING, INC. AND ITS RECEIPT OR POSSESSION DOES NOT CONVEY ANY RIGHTS TO REPRODUCE, DISCLOSE ITS CONTENTS, OR TO MANUFACTURE, USE OR SELL ANYTHING IT MAY DESCRIBE. REPRODUCTION, DISCLOSURE OR USE WITHOUT SPECIFIC WRITTEN AUTHORIZATION OF B-K LIGHTING, INC. IS STRICTLY FORBIDDEN.559.438.5800 ¦ INFO@BKLIGHTING.COM ¦ BKLIGHTING.COMMADE IN THE USAELECTRICALPHYSICALWATTAGE12WOPERATING VOLTAGE120-277 VACWIRINGFixture factory pre-wired with 18GA Stranded, XLPE, 150°C, 600V wire / RE1 & RE2 - 12GA, Solid Copper Wire, PVC Coated, 90C, 600V.DRIVER440mA, Class II, constant current integral driver. 50/60 Hz. >0.9 Power Factor, 5A in-rush current(typical at 120 VAC), ≤20%THD (nominal at 120 VAC full load). Output over-voltage, over-current, and short circuit protection with auto recovery. Dimming driver for use with 0-10V, Incandescent, or ELV dimmers. ***INC/ELV dimming at 120 VAC only. 1-100% range for all dimming options.FACEPLATEFully machined. Furnished in copper-free aluminum (6061-T6).HOUSING11”x6”x1/8” wall constructed of heavy gauge, die-formed, 5052 aluminum.IN-USE RECEPTACLE COVERFurnished in copper-free aluminum (6061-T6).RE1 - RECEPTACLE 20AGFCI, 20 Amp, 125 Volt, NEMA 5-20R, 2P, 3W Duplex Receptacle with Tamper Resistant Locking Screw.RE2 - RECEPTACLE W/ 1 USB-A AND 1 USB-C PORTCombination Ports, One Type A, One Type C, Weather and Tamper Resistant 15A/125V Duplex, 5 Amp, 5 Volts USB Ports.INSTALLATION11”x6” black anodized aluminum base with galvanized steel anchor plate and 18” steel threaded rods. For use in poured concrete footing.HARDWARETamper-resistant, stainless steel hardware.WARRANTY5 year limited warranty.CERTIFICATION AND LISTINGUL tested to IESNA LM-79. UL Listed. Certified to CAN/CSA/ANSI Standards. ADA compliant in-use receptacle. RoHS compliant. Suitable for indoor or outdoor use. Suitable for use in wet locations. IP66 Rated. Made in USA.YUKON BOLLARD LED (INTEGRAL)IP66 RATED02/01/2023 SKU-1395SUB-2850-00DATE:PROJECT:TYPE:THIS DOCUMENT CONTAINS PROPRIETARY INFORMATION OF B-K LIGHTING, INC. AND ITS RECEIPT OR POSSESSION DOES NOT CONVEY ANY RIGHTS TO REPRODUCE, DISCLOSE ITS CONTENTS, OR TO MANUFACTURE, USE OR SELL ANYTHING IT MAY DESCRIBE. REPRODUCTION, DISCLOSURE OR USE WITHOUT SPECIFIC WRITTEN AUTHORIZATION OF B-K LIGHTING, INC. IS STRICTLY FORBIDDEN.559.438.5800 ¦ INFO@BKLIGHTING.COM ¦ BKLIGHTING.COMMADE IN THE USALM79 DATABK No.CCT(Typ.)CRI(Typ.)Input Watts(Typ.)A278027008012A279027009012A308030008012A309030009012A358035008012A359035009012A408040008012A409040009012A278027008012A279027009012A308030008012A309030009012A358035008012A359035009012A408040008012A409040009012A278027008012A279027009012A308030008012A309030009012A358035008012A359035009012A408040008012A409040009012A278027008012A279027009012A308030008012A309030009012A358035008012A359035009012A408040008012A409040009012OPTICAL DATALEDOrientation Backplate FaceplateRoadway ClassBUGDel. LumensMultiplier0°B1SDType IVB0 U3 G1380.90.920°B1SDType IVB0 U3 G1316.10.830°B1SDType IVB0 U3 G1389.20.950°B1SDType IVB0 U3 G1323.00.830°B1SDType IVB0 U3 G1401.61.010°B1SDType IVB0 U3 G1333.30.830°B1SDType IVB0 U3 G1414.00°B1SDType IVB0 U3 G1343.60.8330°B1SDType IIIB0 U3 G1361.60.9230°B1SDType IIIB0 U3 G1300.10.8330°B1SDType IIIB0 U3 G1369.40.9530°B1SDType IIIB0 U3 G1306.60.8330°B1SDType IIIB0 U3 G1381.21.0130°B1SDType IIIB0 U3 G1316.40.8330°B1SDType IIIB0 U3 G1393.030°B1SDType IIIB0 U3 G1326.20.8360°B1SDType IIIB0 U3 G1252.10.9260°B1SDType IIIB0 U3 G1209.20.8360°B1SDType IIIB0 U3 G1257.60.9560°B1SDType IIIB0 U3 G1213.80.8360°B1SDType IIIB0 U3 G1265.81.0160°B1SDType IIIB0 U3 G1220.60.8360°B1SDType IIIB0 U3 G1274.060°B1SDType IIIB0 U3 G1227.40.830°B1SDType IIIB0 U3 G1320.20.920°B1SDType IIIB0 U3 G1265.70.830°B1SDType IIIB0 U3 G1327.10.950°B1SDType IIIB0 U3 G1271.50.830°B1SDType IIIB0 U3 G1337.61.010°B1SDType IIIB0 U3 G1280.20.830°B1SDType IIIB0 U3 G1348.00°B1SDType IIIB0 U3 G1288.80.83L70 Data50,00050,00050,00050,00050,00050,00050,00050,00050,00050,00050,00050,00050,00050,00050,00050,00050,00050,00050,00050,00050,00050,00050,00050,00050,00050,00050,00050,00050,00050,00050,00050,000LAMP & DRIVER DATA (YUKON BOLLARD)DRIVERDATATypeAC Input RangeFrequency HzPower Factor at Full Load (Efficiency)THDIn Rush CurrentOperating CurrentOperation Ambient Tem-peratureDimmer TypeDimmer RangeIntegral120-277VAC50/60>0.9≤20%120VAC - 5A440mAINC/ELV/0-101-100%DATE:PROJECT:TYPE:THIS DOCUMENT CONTAINS PROPRIETARY INFORMATION OF B-K LIGHTING, INC. AND ITS RECEIPT OR POSSESSION DOES NOT CONVEY ANY RIGHTS TO REPRODUCE, DISCLOSE ITS CONTENTS, OR TO MANUFACTURE, USE OR SELL ANYTHING IT MAY DESCRIBE. REPRODUCTION, DISCLOSURE OR USE WITHOUT SPECIFIC WRITTEN AUTHORIZATION OF B-K LIGHTING, INC. IS STRICTLY FORBIDDEN.559.438.5800 ¦ INFO@BKLIGHTING.COM ¦ BKLIGHTING.COMMADE IN THE USALM79 DATABK No.CCT(Typ.)CRI(Typ.)Input Watts(Typ.)A278027008012A279027009012A308030008012A309030009012A358035008012A359035009012A408040008012A409040009012A278027008012A279027009012A308030008012A309030009012A358035008012A359035009012A408040008012A409040009012OPTICAL DATALEDOrientation Backplate FaceplateRoadway ClassBUGDel. LumensMultiplier0°B2SDType IVB0 U3 G1442.50.920°B2SDType IVB0 U3 G1367.30.830°B2SDType IVB0 U3 G1452.10.950°B2SDType IVB0 U3 G1375.30.830°B2SDType IVB0 U3 G1466.61.010°B2SDType IVB0 U3 G1387.30.830°B2SDType IVB0 U3 G1481.00°B2SDType IVB0 U3 G1399.20.830°B2LDType IIIB0 U2 G1219.90.920°B2LDType IIIB0 U2 G1182.50.830°B2LDType IIIB0 U2 G1224.70.950°B2LDType IIIB0 U2 G1186.50.830°B2LDType IIIB0 U2 G1231.81.010°B2LDType IIIB0 U2 G1192.40.830°B2LDType IIIB0 U2 G1239.00°B2LDType IIIB0 U2 G1198.40.83L70 Data50,00050,00050,00050,00050,00050,00050,00050,00050,00050,00050,00050,00050,00050,00050,00050,000LAMP & DRIVER DATA (YUKON BOLLARD)
https://media.iuseelite.com/specsheet2/sl3-led-cw-24.pdf | lighting | 443LINIA COVE LED LIGHTING MODULESPart#EV24-150*EV24-200*ODX-250S-24*EV24-300*ODX-500*ODX-600S*ODX-750S-24*ODX-1000*ODX-1200S*TypeMagneticMagneticMagneticMagneticMagneticMagneticMagneticMagneticMagneticOutput(12V/24V)1@150 Watts1@200 Watts1@250 Watts1@300 Watts1@500 Watts1@600 Watts2@375 Watts2@500 Watts2@600 WattsDepth 2-15/16” 2-15/16” 3-3/8” 3-3/8” 4-1/4” 4-1/4” 4-1/4” 4-15/32” 5-7/16”APPROXIMATE SIZES AND WEIGHTHeight 7-9/16” 7-9/16” 8-1/16” 8-1/16” 9-7/16” 9-7/16” 9-7/16” 8-13/32” 10-9/16” Width 3-1/16” 3-1/16”4-3/16” 4-3/16” 4-11/16” 4-11/16” 4-11/16” 7-13/16” 6-3/4”Weight 10 lbs. 12 lbs. 16 lbs. 16 lbs. 20 lbs. 20 lbs. 28 lbs. 32 lbs. 35 lbs.*277V available upon requestThe maximum capacity of a fixture must not exceed 20 amps (480 Watts @ 24 Volts). If a run length exceeds these limitations, then it should only be provided by multiple fixtures. Each fixture would then require an independent feed running to the transformer. Additionally, fixtures using 6” on center are further restricted in size to prevent excessive drops in voltage. Please call our technical department for more details. MAXIMUM FIXTURE SIZE LAMP SPACING 2.4”O.C. 3”O.C. 4”O.C. 6”O.C. NUMBER OF LAMPS/FOOT 5 4 3 2 MAX. LENGTH @ 24V 1W 96’ 120’ 150’ 150’ MAX. WATTAGE @ 24V 1W 480 480 480 480 MAX. LENGTH @ 12V 1W 48’ 60’ 75’ 75’ MAX. WATTAGE @ 12V 1W 240 240 240 240 MAX. LAMPS/CIRCUIT @ 24V 1W 480 480 550 300TransformerFused 24 VAC OutputsConnector(SL-TB or SL-JBC)Do Not Exceed Transformer Output RatingDo Not Exceed Max. Fixture LengthLighting Fixture120 VAC inputWIRING DIAGRAMRequested wattage of transformer= Lamp Wattage1W1.8W2.4” O.C. = 5 lamps3” O.C. = 4 lamps4” O.C. = 3 lamps5” O.C. = 2.4 lamps6” O.C. = 2 lampsx number of lamp/ftx LengthTRANSFORMER SPECIFICATION GUIDEREPLACEMENT LAMPS FOR EXISTING RIGID LOOP 24V COVE LIGHTING SYSTEMS (OR ELITE SL1 SYSTEM)CATALOG WATTAGE VOLTAGE COLORSL1-LED-NW-12 1W 12V 30KSL1-LED-CW-12 1W 12V 41KSL1-LED-NW-24 1W 24V 30KSL1-LED-CW-24 1W 24V 41KREPLACEMENT LAMPS FOR EXISTING FESTOON 24V COVE LIGHTING SYSTEMS (OR ELITE SL2 SYSTEM)CATALOG WATTAGE VOLTAGE COLORSL2-LED-NW-12 1W 12V 30KSL2-LED-CW-12 1W 12V 41KSL2-LED-NW-24 1W 24V 30KSL2-LED-CW-24 1W 24V 41KRequested wattage of transformer= Lamp Wattagex number of lamp/ftx Length150W1W4” O.C. = 3 lamps50’USE FROMULA TO DETERMINE WHICH TRANSFORMER TO USESL1SL2SL3REPLACEMENT LAMPS FOR EXISTING FESTOON 24V COVE LIGHTING SYSTEMS (OR ELITE SL3 SYSTEM)CATALOG WATTAGE VOLTAGE COLORSL3-LED-WW-12 1.8W 12V 27KSL3-LED-CW-12 1.8W 12V 41KSL3-LED-WW-24 1.8W 24V 27KSL3-LED-CW-24 1.8W 24V 41KLINIAS L - L E D A S Y M M E T R I C A L L I N I A C O V E L E D M O D U L E SDue to the changes of constant improvement in LED technology, all details are subject to change without notice. Consult factory for up to date information.
https://www.acuitybrands.com/api/products/getasset/gotham-lighting/1657593/0bdd7318-01e7-4adb-a7f9-27ca82738811/myo-1-head-configurable-cylinder.pdf?abl_version=12%2f16%2f2022+20%3a03%3a24&DOC_Type=SPEC_SHEET | lighting | GOTHAM ARCHITECTURAL DOWNLIGHTING ¦ 1400 Lester Road Conyers GA 30012 ¦ P 800-705-SERV (7378) ¦ gothamlighting.com© 2017-2023 Acuity Brands Lighting, Inc. All Rights Reserved. Rev. 10/19/23. Specifications subject to change without notice.PAGE 1 OF 8MYO 1-HEAD CONFIGURABLE CYLINDERLuminaire Type:Catalog Number:Gotham Architectural DownlightingLED DownlightsMYO™ 1-Head Configurable CylinderRecessed Multiple SeriesSolid-State Lighting(US and International Patents Pending)Slot Trim (SLT) shownOPTICAL SYSTEM:• Superior 100% virgin silicone refractive optic enables maximum dimensional stability and optical transmission with no discoloration over life.• Primary control of distribution occurs in refractive optic allowing for aesthetic versatility with trim color and finish.• Eleven field-interchangeable optics plus wallwash accessory allow designers to achieve tailored lighting effects.• Optical Baffle (U.S. Patent Number D851,326S) utilizes Bounding Ray optical design to minimize flash and provide even illuminance and appearance.MECHANICAL SYSTEM:• Matte black enclosure ensures seamless integration into architecture.• Vertical hot aiming tilt with indicator up to 40° and 365° of horizontal rotation possible from below ceiling.• Accommodates 3/8" to 5/8" thick ceilings. • Install from below architecture standard (Non-IC Only).• Additional mounting options available including Structural Reinforcement Pan, Chicago Plenum, and Type IC.• Standard ambient operating temperature: 25 °C.• Light engine and driver are accessible from above or below ceiling.• Choice of three Trim Types: Slot, Bevel or Flangeless Bevel. Flange is 3/8" wide and only 1/16" thick for minimalistic appearance.• Flangeless trim option includes proprietary Gotham mud ring, enabling seamless integration into drywall applications. Mud ring ships separately.ELECTRICAL SYSTEM:• Solid-state LED light engine available in 2700K, 3000K, 3500K or 4000K color temperatures. Standard CRI: 80 typical. High 90+ CRI option available.• Rated system life of >60,000 hours at 70% output.• 120V TRIAC or ELV dimming and 0-10V dimming standard.• Each Light Engine head can be gang or independently controlled• Luminaire accepts parallel and branch circuit control wiring.• 2.5-Step MacAdam Ellipse Color Consistency.LISTING• Fixtures are UL certified to meet US and Canadian standards; wet location, covered ceiling. BUY AMERICAN ACT• This product is assembled in the USA and meets the Buy America(n) government procurement requirements under FAR, DFARS and DOT regulations. Please refer to www.acuitybrands.com/buy-american for additional information.WARRANTY• 5-year limited warranty. This is the only warranty provided and no other statements in this specification sheet create any warranty of any kind. All other express and implied warranties are disclaimed. Complete warranty terms located at: www.acuitybrands.com/support/warranty/terms-and-conditionsNote: Actual performance may differ as a result of end user environment and application.All values are design or typical values, measured under laboratory conditions at 25 °C.FEATURESCORE ELEMENTSDriver EnclosureOptical BaffleCylinderTrimCYL MntgMYO 1-Head Configurable CylinderRecessed Multiple SeriesSolid-State Lighting (US and International Patents Pending) PAGE 2 OF 8GOTHAM ARCHITECTURAL DOWNLIGHTING ¦ 1400 Lester Road Conyers GA 30012 ¦ P 800-705-SERV (7378) ¦ gothamlighting.com© 2017-2023 Acuity Brands Lighting, Inc. All Rights Reserved. Rev. 10/19/23. Specifications subject to change without notice.MYO 1-HEAD CONFIGURABLE CYLINDEREXAMPLE: MYO 1X SCYL 27K 1000LM 45D AR LSS SDBL BSG BVL TRW MVOLT UGZ NCHLight EngineSeries# of SourcesMYO1X1-Head Light EngineTypeColor TemperatureNominal Lumens per HeadDistribution(BLANK)AdjustableSCYLCylinder27K2700K30K3000K35K3500K40K4000K500LM500 Lumens750LM750 Lumens1000LM1000 Lumens1500LM11500 Lumens15D15° beam angle20D20° beam angle25D25° beam angle30D30° beam angle35D35° beam angle40D40° beam angle45D45° beam angle3515DElliptical 35° x 15° beam angle5020DElliptical 50° x 20° beam angle5060DElliptical 50° x 60° beam angle6070DElliptical 60° x 70° beam angleWWD2Wallwash distributionSCYL OnlyBaffleTrimReflector ColorReflector FinishArchitectural ColorsBaffle ColorTrim StyleTrim ColorARClearPRPewterWTRWheatGRGoldWRWhiteBRBlackLSSSemi-specularLDMatte diffuseSDWHGMatte WhiteSDDBDark BronzeSDBLBlackSDWHGlossy WhiteSDMBMedium BronzeSDNANatural AluminumSDSSSandstoneSDGCCharcoal GreySDTGTennis GreenSDBRBright RedSDSBSteel BlueBBLBlackBWHWhiteBSGShale GreyBWSWeathered SandstoneBRRRazed RubyBAZAzuriteBMDMoon DustBAPAtlantis PearlBMPMercury PoolBIOIron OreBACAztec CopperRAL COLORConsult FactoryBVLBevel EdgeSLT3,4SlotTRBLBlackTRWWhiteOptionsFlange StyleLensingVoltageDriverOptions(BLANK)FlangedFL5Flangeless(BLANK)OpenMVOLT120V - 277V120120V277277VUGZ 7Universal dimming match-ing eldoLED linear dim curve and specifications to 1% (0-10V or 120V phase-cut)SF 6Single FuseCRI90 6High CRI (90+)ICAT 1,6IC/Airtight housing constructionNCH 10Structural Reinforcement PanCP 1Chicago PlenumORDERING INFORMATIONMYO 1-Head Configurable CylinderRecessed Multiple SeriesSolid-State Lighting (US and International Patents Pending) PAGE 3 OF 8GOTHAM ARCHITECTURAL DOWNLIGHTING ¦ 1400 Lester Road Conyers GA 30012 ¦ P 800-705-SERV (7378) ¦ gothamlighting.com© 2017-2023 Acuity Brands Lighting, Inc. All Rights Reserved. Rev. 10/19/23. Specifications subject to change without notice.MYO 1-HEAD CONFIGURABLE CYLINDERORDERING NOTES1. 1500 lumens not available in ICAT or CP.2. Includes 30D refractor optic; must be aimed in the field. Color matches trim.3. Not available with lensing option.4. Not available in flangeless.5. Not available with slot trim.6. Not valid with MVOLT, must specify 120 or 277 in voltage field.7. Refer to TECH SHEET 240 for full list of recommended compatible dimmers. Control system electrical load, and protocol may limit minimum dim level. 8. Device must be remote mounted. Will not be factory installed. Access required to location of remote mounted device. 9. Order one accessory per head for individual head control. See Control Sequence for control option examples.10. NCH is required for T-grid ceilings or where code prohibits resting the driver box on the ceiling.11. Optics shipped with additonal capture rings to retain optic.12. Order one accessory per head as required.13. Available for gang control only. Consult factory for individual head control.ACCESSORIES order as separate catalog numbers (shipped separately)OPTC2 15D 11,1215° beam angleOPTC2 20D 11,1220° beam angleOPTC2 25D 11,1225° beam angleOPTC2 30D 11,1230° beam angleOPTC2 35D 11,1235° beam angleOPTC2 40D 11,1240° beam angleOPTC2 45D 11,1245° beam angleOPTC2 3515D 11,12Elliptical 35° x 15° beam angleOPTC2 5020D 11,12Elliptical 50° x 20° beam angleOPTC2 5060D 11,12Elliptical 50° x 60° beam angleOPTC2 6070D 11,12Elliptical 60° x 70° beam angleOPTC2 KITMYOKit including a field interchangeable optic for each of the 11 preset beam distribu-tion patternsOPTC2 KITACCAccessory kit includes black and white finish for all: snoot, wall wash, hex louverSDT 347/120 75VA AD13347V Step-down transformer - use with all 1-light, 2-light, and 3-light with cumula-tive wattage under 75WAW500.050" Allen Wrench for adjustability (tilt & rotation)NPP16D 6,8,9nLight moduleORDERING INFORMATION (continued)EXAMPLE: MYO 1X SCYL 27K 1000LM 45D AR LSS SDBL BSG BVL TRW MVOLT UGZ NCHMYO 1-Head Configurable CylinderRecessed Multiple SeriesSolid-State Lighting (US and International Patents Pending) PAGE 4 OF 8GOTHAM ARCHITECTURAL DOWNLIGHTING ¦ 1400 Lester Road Conyers GA 30012 ¦ P 800-705-SERV (7378) ¦ gothamlighting.com© 2017-2023 Acuity Brands Lighting, Inc. All Rights Reserved. Rev. 10/19/23. Specifications subject to change without notice.MYO 1-HEAD CONFIGURABLE CYLINDERTRIM STYLEFLANGE STYLESlot (SLT) 4Bevel Edge (BVL)Bevel - Flangeless (FL)BAFFLE COLORSSOLID FINISHMETALLIC FINISHBlack (BBL)Shale Grey (BSG)Aztec Copper (BAC)Razed Ruby (BRR)Atlantic Pearl (BAP)White (BWH)Weathered Sandstone (BWS)Mercury Pool (BMP)Moon Dust (BMD)Azurite (BAZ)Iron Ore (BIO)MYO 1-Head Configurable CylinderRecessed Multiple SeriesSolid-State Lighting (US and International Patents Pending) PAGE 5 OF 8GOTHAM ARCHITECTURAL DOWNLIGHTING ¦ 1400 Lester Road Conyers GA 30012 ¦ P 800-705-SERV (7378) ¦ gothamlighting.com© 2017-2023 Acuity Brands Lighting, Inc. All Rights Reserved. Rev. 10/19/23. Specifications subject to change without notice.MYO 1-HEAD CONFIGURABLE CYLINDERDIMENSIONAL DATAAll dimensions are inches (centimeters) unless otherwise noted.1-HeadBevel Aperture: 1 5/8 X 1 5/8Slot Aperture: 1 1/2 X 1 1/2Flange: 3 1/4 X 3 1/4MYO 1-Head Configurable CylinderRecessed Multiple SeriesSolid-State Lighting (US and International Patents Pending) PAGE 6 OF 8GOTHAM ARCHITECTURAL DOWNLIGHTING ¦ 1400 Lester Road Conyers GA 30012 ¦ P 800-705-SERV (7378) ¦ gothamlighting.com© 2017-2023 Acuity Brands Lighting, Inc. All Rights Reserved. Rev. 10/19/23. Specifications subject to change without notice.MYO 1-HEAD CONFIGURABLE CYLINDERDIMENSIONAL DATAAll dimensions are inches (centimeters) unless otherwise noted.1-HEAD - STRUCTURAL REINFORCEMENT PAN1-HEAD - IC/AIRTIGHT HOUSING AND CHICAGO PLENUM CONSTRUCTIONMYO 1-Head Configurable CylinderRecessed Multiple SeriesSolid-State Lighting (US and International Patents Pending) PAGE 7 OF 8GOTHAM ARCHITECTURAL DOWNLIGHTING ¦ 1400 Lester Road Conyers GA 30012 ¦ P 800-705-SERV (7378) ¦ gothamlighting.com© 2017-2023 Acuity Brands Lighting, Inc. All Rights Reserved. Rev. 10/19/23. Specifications subject to change without notice.MYO 1-HEAD CONFIGURABLE CYLINDERPHOTOMETRY - CYLINDER IES FILE CREATIONCRICCTMultiplier802700K0.9023000K0.9513500K1.04000K1.073902700K0.783000K0.8293500K0.854000K0.878These are core ICO CYL 2 IES files that can be manipulated with respect to CCT and CRI, using the table below.See Gotham ICO CYL 2 Downlight Photometry/Design Tools page for Cylinder IES files.WATTAGE CONSUMPTION MATRIXFCC CLASSIFICATION FOR RESIDENTIAL INSTALLATION1XLUMENSNON-IC/IC WATTAGE5007750101000141500252XHEAD 1 LUMENSHEAD 2 LUMENSNON-IC WATTAGEIC WATTAGE50050015.712.6475075022.119.041000100031.128.041500150052.149.043XHEAD 1 LUMENSHEAD 2 LUMENSHEAD 3 LUMENSNON-IC WATTAGEIC WATTAGE5005005002218.9475075075031.628.5410001000100045.142.0415001500150076.673.54NOMINAL LUMENS PER HEADIFB (STANDARD OPTION)NCHICATCP500LMSUITABLESUITABLESUITABLESUITABLE750LMSUITABLESUITABLESUITABLESUITABLE1000LMNOT SUITABLENOT SUITABLESUITABLESUITABLE1500LMNOT SUITABLENOT SUITABLEN/AN/A1-HEAD MARKED SPACING IN INCHES 25ºC AMBIENTLUMEN PACKAGEFixed Center to Center MINFixture Center to Building Member MINSpace Above Fixture500-1000NoneNoneNone15001898MYO 1-Head Configurable CylinderRecessed Multiple SeriesSolid-State Lighting (US and International Patents Pending) PAGE 8 OF 8GOTHAM ARCHITECTURAL DOWNLIGHTING ¦ 1400 Lester Road Conyers GA 30012 ¦ P 800-705-SERV (7378) ¦ gothamlighting.com© 2017-2023 Acuity Brands Lighting, Inc. All Rights Reserved. Rev. 10/19/23. Specifications subject to change without notice.MYO 1-HEAD CONFIGURABLE CYLINDERWIRING DIAGRAMS1-HeadDRIVERBLACK - HOTWHITE - COMMONBARE - GROUNDPURPLE - 0-10V(+)PINK - 0-10V(-)
https://lfillumination.com/files/specsheets/LANRP-B.pdf | lighting | Die Cast AluminumHousing7.51”(191)6’-0” AdjustablePower SupplyCableAdjustablePower SupplyJ-Box CanopyCoverØ3.00” (76)4” J-Box by othersØ5.00” (127)LANRPB CYLINDER PENDANT MOUNTHEADQUARTERS9200 Deering AvenueChatsworth CA 91311 Telephone: 818-885-1335Toll Free: 855-885-1335Fax: 818-576-1335PENDANT HOUSING• Single downlight accent fixture / small size• 3.00” Diameter cylindrical shape• Die cast aluminum housing• LED optical grade reflector• 5” diameter canopy• Powder coat finishLED SOURCE• CREE• ValuDIM™ Warm dimming• Field replaceable optics available• Will accept 1 lens and 1 louver• Through ventilation passively cooled thermal managementELECTRICAL• Fully integral LED driver• Phase dimmable or 0-10V power supplyMOUNTING• Directly to junction box• Surface canopy with 6’ adjustable cable• and hardware suppliedLABELS• Suitable for damp locationCATALOG NUMBERTYPEPROJECTwww.lfillumination.comrev:062119©2019 LF ILLUMINATION LLCWe reserve the right to change or withdraw specifications without prior notice.Measurements in ( ) are metric equivalents.ORDERING INFO SERIESWATTAGE CRI / COLORBEAMPOWER SUPPLYFINISHLANRPB LANIE PENDANTSmall Downlight08C 08W LED 914 lm del.13C 13W LED 1230 lm del.19C 19W LED 1768 lm del.26C 26W LED 2377 lm del. Delivered @ 80CRI / 3000K Narrow Beam8027 80CRI / 2700K 8030 80CRI / 3000K8035 80CRI / 3500K 8040 80CRI / 4000K9227 92CRI / 2700K 9230 92CRI / 3000K9235 92CRI / 3500K 9240 92CRI / 4000KN Narrow 13°M Medium 25°W Wide 36°V Very Wide 51°DMU Dimming Multiple Forward/Reverse Phase (@ 120V only) 0-10V Wires Present (@ 120-277V)BB Matte BlackWW WhiteConsult factory for custom colors.ValuDIM™15V 15W LED /813 lm del. / 3000-1800K Warm DimmingDelivered @ 92CRI / 3000KNarrow Beam9220 92CRI / 3000-1800K Warm Dimming (ValuDIM Only)ValuDIM™N Narrow 17°M Medium 25°W Wide 38° Ordering Example: LANRPB-13C-8030-M-DMU-BBCUS®LimitedSpecificationsLEDINTEGRAL DRIVERSMALLOPTICAL ACCESSORIESLANIEOPTICAL ACCESSORYDESCRIPTIONLIGHT SOURCESMALL• 65mm LEDDiffusion LensOPT-TRA20B-P-DFLØ2.60” (65mm) nom.Linear Spread Lens OPT-TRA20B-P-LSLØ2.60” (65mm) nom.Prismatic Spread Lens OPT-TRA20B-P-PSLØ2.60” (65mm) nom.Hex Cell LouverOPT-TRA20B-HXLØ2.60” (65mm) nom.* Other filters, colored glass, dichroics & micro-lenses available upon requestHEADQUARTERS9200 Deering AvenueChatsworth CA 91311 Telephone: 818-885-1335Toll Free: 855-885-1335Fax: 818-576-1335www.lfillumination.comrev: 081518©2018 LF ILLUMINATION LLCWe reserve the right to change or withdraw specifications without prior notice.
https://www.focalpointlights.com/sites/default/files/FLCY3_SM__M.pdf | lighting | Photometric performance is measured in accordance with IESNA LM-79. Visit focalpointlights.com for complete photometric data.Focal Point LLC ¦ 4141 S. Pulaski Rd, Chicago, IL 60632 ¦ 773.247.9494 ¦ focalpointlights.comID+ 3.5" CylinderLED SURFACE MOUNT WITH DECORATIVE REVEALFEATURESDIMENSIONAL DATA (continued on page 3 & 4)PERFORMANCEJune 2022 M3.5'' cylinder pendant with decorative reveal; glow or non-glow options.Custom color options for finish and glowing reveal. One-piece die-cast reflector with a knife edge for a modern aesthetic.50° cut-off for brightness control and visual comfort.Multiple canopy options enable various driver offerings and conduit installations while maintaining premier aesthetics.Warm Dim: Lighting that enhances spaces with a warm glow, reminiscent of incandescent or halogen light sources.PoE compatible: Integrates with Power over Ethernet lighting systems via standard, low-voltage wires.28˚ Narrow FloodLumen Output: 1500lmTotal System Watts: 17WSpacing Criterion: 0.507.88"200.2mm8.13"206.6mm2.55"64.8mm4.00"101.6mm4.50"4.50"Glowing Reveal4" Octogonal J-Box required(By others)Non-Glow Reveal0.77"0.49"0.49"4.00"101.6mm3.55"90.2mm1.56"39.6mm3.50"88.9mm4.00"101.6mm0.44"Power Canopy Decorative CanopiesShallow CanopyPendant Mount Companions Not Compatible with4" Square J-Box89˚ Super Wide FloodLumen Output: 1500lmTotal System Watts: 17W Spacing Criterion: 1.24White Glow Palladium Silver Custom RAL Custom RAL Glow Black Non-Glow White White Non-GlowBlackFocal Point LLC reserves the right to change specifications for product improvement without notification.fixture: project: SPECIFICATIONS LED SystemProprietary LED module with single light emitting source. May be specified in 2700K, 3000K, 3500K or 4000K in CRI>80 or CRI>90. 3500K and 4000K with CRI>90 have a cyanosis observation index (COI) of 3.3 or less. Color accuracy within 2 SDCM. Aluminum heat sink provides appropriate thermal management. ConstructionUpper housing is extruded aluminum. Lower reflector is die-cast aluminum. Twist & lock construction leaves no visible fasteners within the knife edge trim. Fixture will not exceed 5 lb.OpticsBeam spreads achieved with optics that may be easily changed in field. Cut-off degreeDistribution Beam Spread ¦ Spacing CriteriaNFLFL1FL2WFLSWFL50˚28˚ ¦ 0.5034˚ ¦ 0.5945˚ ¦ 0.7557˚ ¦ 0.80—80˚————89˚ ¦ 1.24ElectricalChoice of constant current dimming drivers. Power factor > .9 typical. PoE compatible: Integrates with Power over Ethernet lighting systems via standard, low-voltage wires. L11 & LFP with Shallow Canopy, Integral Driver not Right Light as standard, consult factory.EmergencyEmergency output —7W for 90 minutes. Maximum mounting height: 16.98 ft J-box cannot be recessed above the ceiling with Emergency Battery.LabelsUL and cUL listed. Suitable for Dry or Damp Locations, indoor use only. Shallow Canopy with Integral Driver, Wet Location standard, indoor use only.FinishPolyester powder coat applied over a multi-stage pre–treatment.Lumen MaintenanceReported: L70 > 60,000 hours Calculated: L70 at > 194,000 hours L80 > 60,000 hours L80 at > 120,000 hours (Derived from EPA TM-21 calculator. Based on typical conditions, consult factory for additional data.)ReliabilityAt Focal Point, our products are designed to stand the test of time. Each luminaire is engineered using superior components, manufactured with the utmost care and rigorously tested. Contact us for reliability data.WarrantyLED system rated for operation in ambient environments up to 25°C. 5 year limited warranty.PERFORMANCE TABLEORDERINGLuminaire SeriesFLCY3ID+ 3.5" Round Cylinder FLCY3Trim TypeRDRoundRDDecorative RevealWhite Non-Glow RevealWHRBlack Non-Glow RevealBKRWhite Glowing RevealWHGCustom Color Glowing Reveal (Specify your RAL color value. Extended lead time consult factory.)RAL_ _ _ _Lumen Output700 Lumens700L1000 Lumens1000L1500 Lumens1500L1700 Lumens1700L2000 Lumens (PC & DPC only.)2000LColor Temperature2700K, 80+ CRI or 90+ CRI27K or 927K3000K, 80+ CRI or 90+ CRI30K or 930K3500K, 80+ CRI or 90+ CRI35K or 935K4000K, 80+ CRI or 90+ CRI40K or 940KWarm Dim: 2700-1800K, 90+ CRI 92718WWarm Dim: 3000-1800K, 90+ CRI 93018W(Warm Dim: 1500L only. EM not available.)Circuit1CSingle Circuit1CVoltage120/277 UNVUNV120 Volt120277 Volt277Low VoltageLVCanopy ConfigurationShallow Canopy, Integral Driver *SCShallow Canopy with decorative J-box cover, Integral Driver *DSC*(L11, LVN & LFP only.)Power Canopy PCPower Canopy with decorative J-box cover DPCControl System & Dimming Level0-10V - 0% DimmingLZ10-10V - 1% DimmingL11Low Voltage, PoE compatibleLVN(No driver. Not available with EMR. SC or DSC with LV Voltage only.)Phase Dimming (SC with 120V only. Consult factory for recommended dimmers.)LFPLutron Hi-Lume EcoSystem (LDE1) - 1% DimmingLH1Lutron Hi-Lume - Forward Phase - 1% Dimming (120V only. 1000L Max.)LTEDALI - 0% DimmingDZ1DALI - 1% DimmingD11MountingSMSurface MountSMOptic50˚ Cut-off ConeDNT(Not available with SWFL distribution)50˚ Cut-off Cone with Solite LensDNTS(NFL distribution only)80˚ Cut-off ConeDSS(SWFL distribution only)DistributionNarrow FloodNFLFlood 1FL1Flood 2FL2Wide FloodWFLSuper Wide FloodSWFLFactory OptionsEmergency BatteryEMR(J-box cannot be recessed above the ceiling. Remote test switch.)Reflector ColorCDClear DiffuseCDLuminaire Finish(Cylinder and canopy finish match)BlackBKWhiteWHPalladium SilverPSCustom Color (Specify your RAL color value. Extended lead time consult factory.)RAL_ _ _ _Lumen OutputDelivered LumensSystem WattsLPW700L7368961000L108212941500L158217921500L114523491700L174319912000L20572486Glowing Reveal, 3500K, 80CRI, Clear Diffuse, Narrow Flood Distribution. Warm Dim based on 3000 - 1800K, 90 CRI. Lumen output may vary +/- 5%. Actual wattage may vary +/- 5%.10 DAYOptions in orange qualify for the Quickship program. 10-day up to 50 pieces. Refer to Quickship Guide for complete details. 4.50"114.3mm3.10"78.7mm6.00"152.4mmSC - Shallow Canopy, Integral DriverSurface mount J-BoxRecessed J-BoxRecessed J-BoxSurface mount J-BoxPC - Power CanopyIndicates Driver Location6.00"152.4mm3.10"78.7mm6.00"152.4mm3.10"78.7mmEmergency Battery option16.20"411.5mm1.93"49.0mmEM Battery4.50"114.3mmEmergency Battery option4.50"114.3mm16.20"411.5mm1.93"49.0mmEM BatteryDSC - Shallow Canopy with decorative J-box cover, Integral Driver DPC - Power Canopy with decorative J-box cover Surface mount J-BoxEmergency Battery optionEmergency Battery option6.00"152.4mm6.00"152.4mm16.82"427.15mm1.91"48.63mmEM Battery2.16"54.9mm2.16"54.9mmConduit byothersSurface mount J-Box5.05"128.3mm6.00"152.4mm16.82"427.15mm1.91"48.63mmEM Battery5.05"128.3mm6.00"152.4mmConduit byothersDIMENSIONAL DATA CONTINUED10'NON-SCALLOPING SUPER WIDE FLOOD DESIGN GUIDE - 1500 LUMEN EXAMPLEDistancefrom bottom of fixtureFootcandlesFixtures 3' from WallFixtures 3.5' from WallFixtures 4' from Wall3' OC3.5' OC3' OC3.5' OC3' OC3.5' OC0 - 1'3"2222222222222221116"2222222222222222229"33333333322222222212"3333333332222222222'8887776665555554443'1515151313131111111010108887774'1919191616161515151313131212121111115'1919191616161717171515151515151313136'1717171414141616161414141515151313137'1515151313131515151313131414141212128'1313131111111313131111111313131111119'11111199911111110101012121210101010'999888101010888101010999How To Use Lumen MultipliersFormula: (Lumen Output Value) x (Color Temperature & CRI) x (Optic & Distribution)Example: FLCY3-RD-1000L-935K-DNT-FL1 (1000) x (0.83) x (0.87) ≈ 722 lm (estimated delivered lumens)Color Temperature & CRITrim TypeOpticColor TemperatureMultiplierRound [RD]ALL2700K, 80+ CRI [27K]0.932700K, 90+ CRI [927K]0.783000K, 80+ CRI [30K]0.973000K, 90+ CRI [930K]0.813500K, 80+ CRI [35K]1.003500K, 90+ CRI [935K]0.834000K, 80+ CRI [40K]1.014000K, 90+ CRI [940K]0.862700-1800K, 90+ CRI [92718W]0.763000-1800K, 90+ CRI [93018W]0.72Optic & DistributionTrim TypeOpticDistributionMultiplierRound [RD]Tall Cone, 50˚ cut-off [DNT]Narrow Flood (28˚) [NFL]1.00Flood 1 (34˚) [FL1]0.89Flood 2 (45˚) [FL2]0.75Wide Flood (57˚) [WFL]0.75Tall Cone, 50˚ cut-off with Solite Lens [DNTS]Narrow Flood (28˚) [NFL]0.97Super Short Cone, 80˚ cut-off [DSS]Super Wide Flood (89˚) [SWFL]0.74Multiplier tables are provided to aid with estimation of lumen levels across options. Apply multipliers against ordered Lumen Output to estimate Delivered Lumens. Refer to IES files for most accurate photometric information.3.5" CYLINDER LUMEN MULTIPLIER TABLE
https://media.iuseelite.com/specsheet2/aila-led.pdf | lighting | UP TODIMENSIONS:Catalog Number:Project Name:Type:Note:APPLICATION- Aila is the perfect aesthetic element to add dimension to a space. It is a whimsical form that can add visual and pleasing illumination into a space. Aila features a side sparkle and star like shape while maintaining quality performance. Aila is a great visual focal point in many applications, such as, boardrooms, lobbies, retail spaces or high design hospitality. The luminaire adds an artistic flare that creates visual interest.CONSTRUCTION - Rigid aluminum design ensures longevity and endurance plus a high quality, high transmission, glare free lens for smooth illumination. PERFORMANCE - The honeycomb light engines found in the Ailaare rated at 80+ CRI and are available in multiple CCTs: 3000K, 3500K and 4000K. Rated and tested to LM-79 and LM-80 standards. The LEDs are also binned to a 3-step MacAdam ellipse to achieve consistent color from fixture to fixture. ELECTRICAL - Powered by high-quality constant-current power LED drivers which are rated for 50 to 60Hz at 120-277V input, produce less than 20% THD, and have a power factor of .90 to 1.00. DIMMING - The AILA-LED comes standard with 0-10V dimming on either in 120 and 277V. 347V please consult factory. Dimmable down to 1% of initial lumens. Also available in Lutron dimming options. Consult factory for dimmer compatibility.MOUNTING - Comes standard in ceiling mount or adjustable cable suspension system providing fast installation into a variety of interior heights, including sloped ceilings. Consult factory for additional mounting options.QUALITY CONTROL - Every fixture is rigorously tested by our QC Department before shipping. WARRANTY - Limited 5 Year Warranty1500A I L A L E D P E N D A N T S E R I E SAILA-LEDEXAMPLE: AILA-LED-2-1500L-DIM10-MVOLT-40K-WH-CMSERIESSIZELUMENS - DIMMINGCCTEMERGENCYCOLORMOUNTING OPTIONAILA-LED2’(1.8’)o 30Ko 35Ko 40Ko EMG-LEDRemote Mounted forSurface Mounto WH ( Matt White)Custom color available, please consult factory. Must provide RAL#o CM-Ceiling Mounto SM-10’ Suspended Mount(Consult factory for other sizes)5-1/2”21-5/8”21-5/8”o 1500L-DIM10-MVOLTo 1500L-LUTH-MVOLTo 1500L-DIMTR-1201482LUMENS31WATTAILA-LEDAILA-LEDZonal Lumens SummaryZone Lumens %Lamp %Fixt0-3000-4000-6000-9000-1800400.00 27.00 27.00654.18 44.20 44.101155.29 78.10 78.001482.03 100.20 100.001482.03 100.20 100.00Candle Power Distribution (Candelas)Angle In Degrees 450550650750850Average 00412 414 415395 399 400373 376 380341 344 353257 283 300Average 450Average 900Luminance Data (cd/sq.m)05152535455565758590516.922516.860497.070459.720406.480340.480264.840184.040103.11026.2101.750516.922515.910496.650459.720407.070341.700267.190185.610104.15028.8101.820516.922515.610496.900460.450408.390343.260268.410187.670106.87030.57004590Candela Tabulation80°70°60°50°40°30°10°0°20°90°129258388517AILA-LED-2-1500L-DIM10-MVOLT-40K-WHWATTAGE: 31.2LUMENS: 1482TOTAL LUMINAIRE EFFICACY: 48EFFICACY: 48 LM/WRC - Ceiling Cavity ReflectanceRW - Wall ReflectanceROOM CAVITY RATIO0 119 119 119 119 116 116 116 116 111 111 111 107 107 107 102 102 102 1001 109 104 99 95 106 101 97 94 97 94 91 93 91 88 90 87 85 832 99 90 83 77 96 88 82 76 85 79 75 81 77 73 78 75 71 693 90 79 71 64 87 77 70 64 74 68 62 72 66 61 69 64 60 584 82 70 61 54 80 69 60 54 66 59 53 64 57 52 62 56 52 495 76 62 53 47 73 61 53 46 59 52 46 57 51 45 55 50 45 436 70 56 47 41 68 55 47 40 53 46 40 52 45 40 50 44 39 377 65 51 42 36 63 50 42 36 49 41 35 47 40 35 46 40 35 338 60 46 38 32 59 46 38 32 44 37 32 43 36 31 42 36 31 299 56 43 34 29 55 42 34 29 41 34 29 40 33 28 39 33 28 2610 53 39 31 26 51 39 31 26 38 31 26 37 30 26 36 30 26 2480%70% 50% 30% 10%70% 50% 30% 10%50% 30% 10%50% 30% 10%50% 30% 10%0%70%50%30%10%0%RCRWCoefficients of Utilization - Zonal Cavity MethodEffective Floor Cavity Reflectance 20% = PF0-180 : 1.2690-270 : 1.26Diagonal : 1.38Spacing CriteriaPHOTOMETRY DATAL E D P E N D A N T S E R I E SL E D P E N D A N T S E R I E S
https://www.cooperlighting.com/api/assets/v1/file/Signify/content/9819ca372737475eb269ad78013dd2b0/metalux-wsla-led-linear-specsheet | lighting | %PDF-1.7%����1 0 obj< >endobj5 0 obj< >endobj8 0 obj< >endobj11 0 obj< >endobj14 0 obj< >endobj17 0 obj< >endobj20 0 obj< >endobj23 0 obj< >endobj26 0 obj< >endobj3 0 obj< >endobj2 0 obj< >endobj4 0 obj< >endobj6 0 obj< >endobj7 0 obj< >endobj9 0 obj< >endobj10 0 obj< >endobj12 0 obj< >endobj13 0 obj< >endobj15 0 obj< >endobj16 0 obj< >endobj18 0 obj< >endobj19 0 obj< >endobj21 0 obj< >endobj22 0 obj< >endobj24 0 obj< >endobj25 0 obj< >endobj27 0 obj< >endobj28 0 obj< >endobj29 0 obj< >endobj30 0 obj< >stream Metalux © 2021 Cooper Lighting Solutions All Rights Reserved Metalux WSLA 4 and 8ft linear WaveStream LED spec sheet Metalux WSLA linear WaveStream LED lighting spec sheet lighting PS519439EN Cooper Lighting Solutions Signify endstreamendobj31 0 obj< >streamx�+��¦endstreamendobj32 0 obj< >streamx���Ao�0����8�M��J�q�*���m��1��_�4P��Dy�������H���� Xvm�����¦ni�JMQ�;��su~_Pi�"4^$��N���<��^g��e����U��sK�D�j2��g�P�8TN�� ����h�W�G��`<lv%^ՠ; /�A�ʚ��uA�}T��nd�"���"��`¦�}�=��%�Iߊ�q�endstreamendobj33 0 obj< >streamx�+��¦endstreamendobj34 0 obj< >streamx���Mk�0���:n���,��ڦ�19��m%��t������Ո1b"l=H��zwq��5,����[O�����:���w�a:���7�1�D��h�GL��a8��n��Χ������8͕��5���i�zCH2��?�dEO�Oa�eQ{����\�H���8�c��P�A��2Xd�4�X�� ��T�f�@5b�70Z kAֆL��:�ܐ�$�K[����=X�5�B��V2A/���j$��f�A���m�T� ��Y��?�//�Dendstreamendobj35 0 obj< >streamx�+��¦endstreamendobj36 0 obj< >streamx���=o1����퀱�;ƪ:);m�!���o��YU�(V�Go^�0��Z�v�܌V}W��1����ܩU�9&p�C�0�E���1$���A=��e{:^�����9�ߥg���Z�tj�9ъ����S��Eٚ����g�j&"��ct�=T��C��w�dmѵd�ȇ����(*�X}��$j�1�@OX�`� ���w��@-wP��4�9 ������RC:�L��)N���\C�LG}-^�Fendstreamendobj37 0 obj< >streamx�+��¦endstreamendobj38 0 obj< >streamx���Mk�0���롪d��ڤ�19��m%��t���쌰Ո1"�~�_��`.f����yb۾��e,p��z}�v�'x���F�̰�u;a)`�`�\ƣy���¦�M��ח��nx���Y�w��=vfP�x=��g�������ܺܖ���d�,k��F�)��X��ʷ�ߊ��Ȭ�$�I�"�9=�*8�Q�zrv�(�16Щ熈�@�C,�U�sX`P3�K�eTC���J�7B\ɽT{#�����8�Ql#��xf��ȟ��/+�0endstreamendobj39 0 obj< >streamx�+��¦endstreamendobj40 0 obj< >streamx�S�*���wVЏ�44Sprq�ls��b.,J�rZ(�(��q��*�h]t#3=sK#K0�˥�Y���W��W�����e6B�]C�\}������[L�t�������������D�����$��<�endstreamendobj41 0 obj< >streamx�+��¦endstreamendobj42 0 obj< >streamx���O�0���9�a]�n�]��(R���F':���/2D�� ���ʭ�r���l���8L@��>@�)X��2d��ŷ!�R�Ai��,�0���#���a�����{Ƽ��o,�Y=�R�ɲ�1j�$���"���_$^�<�endstreamendobj43 0 obj< >streamx�+��¦endstreamendobj44 0 obj< >streamx�S�*���wVЏ�42Qprq�lS��b.,J�r�)�(��q��*�h]t#3=sK#K0�˥�Y���W��W�����e6B�]C�\}������[L�t�������������D�����$��<�endstreamendobj45 0 obj< >streamx�+��¦endstreamendobj46 0 obj< >streamx�S�*���wVЏ�4�Pprq�lK��b.,J�r(�(��q��*�h]t#3=sK#K0�˥�Y���W��W�����e6B�]C�\}�������[L�t�������������D�����$�<�endstreamendobj47 0 obj< >streamx�+��¦endstreamendobj48 0 obj< >streamx�S�*���wVЏ�46Rprq�lc��b.,J�r�(�(��q��*�h]t#3=sK#K0�˥�Y���W��W�����e6B�]C�\}������[L�t�������������D�����$��2<�endstreamendobj49 0 obj< /LastModified /NumberOfPageItemsInPage 2/NumberofPages 1/OriginalDocumentID /PageItemUIDToLocationDataMap< >/PageTransformationMatrixList< >/PageUIDList< >/PageWidthList< >>>>>/Resources< >/ExtGState< >/Font< >/ProcSet[/PDF/Text]/XObject< >/Properties< >>>/Rotate 0/Tabs/W/Thumb 83 0 R/TrimBox[0.0 0.0 612.0 792.0]/Type/Page>>endobj50 0 obj[84 0 R 85 0 R 86 0 R 87 0 R]endobj84 0 obj< >/Border[0 0 0]/H/N/Rect[34.0 772.4 578.0 741.4]/Subtype/Link/Type/Annot>>endobj85 0 obj< >/Border[0 0 0]/H/N/Rect[50.7854 734.462 109.877 721.19]/Subtype/Link/Type/Annot>>endobj86 0 obj< >/Border[0 0 0]/H/N/Rect[138.167 734.462 199.1 721.19]/Subtype/Link/Type/Annot>>endobj87 0 obj< >/Border[0 0 0]/H/N/Rect[221.294 734.462 292.578 721.19]/Subtype/Link/Type/Annot>>endobj51 0 obj< >streamH��Wms�6��_�/7gJ��I<c˾szj�X����ɰ6���%G��뿿]��&��xH���ų/X���(��/���'ds�����oF"&Z�H%)ᚬ�������I�/��@��j�nt��h�����6��JSJI�F0�(�D2т0Q�4IF㋙bFs�����rq3�MoG���>'��s;�J\EgO`)����8P�!���vS�3�.�Er�[�%�ut�6��j[�%��FP5¦D��h����:0#��¦M^/�V뇬�����������d�E�^nJ+h��g����깋�.�ku�I�R�KJh������7�������/�&��u�w����ks�8�8���;;j��%Q,��ȇ��8<�������E��b�T���U8M�'����,<�2����)������¦����U$�*J8¦")c��*c�Qi���DG�^_`h���*�8����@�@X�󉌌ԕ%F�H��DV&��Q�>c��O��JR<���M�7���FC��3��U6X�{���"�"�%kܼ�����쑮���[��w���^���O<�s���.���'~���e~�rBs2#.�g�7�W�`�r��o౲lG��,�����CY��X�"��J�N�2s��#�"�:�0����C�чYeK%�D� ���E=�ix_CE)8:��,z����*�dPS���̍��p�8i�p���Q�W�r��z,��n�ǉ^f��Z�6�����p�5�½�h�z����]r��u�#f��%3�Sz��,acp��]8���4x}C%����wn��{m�ʂ��i�Գ��"��S嵶��J�p[Cdo���!����2�c־"P�\SǞ��y��ߟ����^L%ͣz��9(��}�p����v��d¦W5\�uZ�d:d'�*2�4�ؔ�NB�*�NFue��T�'-=�I����9ң��$�J��/wm�h��;����������H.�Sa���p�D�>5H�������{2����5�����wU�[{k��8\GO���q��挂�d���k*l��Vc���$~ci��X&�H�0���<��p��_1�ӻ��%���%�BR�b�R�������ƹ�1*�Z�`<�Ρ��G�"M���j�b¦�E�^���yA����b��ܚ��!_����q[��X�<����b~����L������^�j�(��Gu$D�'��jM���1_g�v].pI��ƖJp=��<�!��I�yZ�_WTp�ˡ�)H���h�UG_�_k܊H�����b�G�Bs�Xf�� e��<�Nu�iI��~<����\�σ����(FJ��-�QD���a-��g�E/�g��o�l���¦z���-���S�-V�N��6ٚ�����~x���O��%}�6H`H�ͦی�Yz��ި�39��¦��γE�^+�@�E�U���6[C�2_�� T��e�%�iz���Z�VV%����̠�Rc�R�z�-�m���ŧ��P#�������<{X-o��{�??�ءF����u��/���A�X�!�*�%РiyY¦��T�x'z�PR�ި�[�X�,��ڛ�M�n¦wQeuh����]-v$�S;d8�c8��˳¦,���W���k36�� i�%��@)�pxxYE;TAE�xN�vS�5Zup��h;@0搒C�x�$�����!�zhb�Gl�=<��<��"Л��P��.�!4�n��mު=�����E���KS�&�m���2�t��,{B@r�].�e�J�m���4i'8ї��_��j6��j�0����aj�����V��U�`�w��[��p�@s��7����v�����U`���+l@�a�c�w����!�"8��ܥƊbb���d�����{�TX��}�4��Sc�w:�¦��-����値 �!Hr�Mr�M��CRC�̳<�x2��d��<˓9�'�,O��sH���4e�{\�fU��a�'�>��Q<'L��4є�Gw��2���6#h茍�2�>x��@�Q�E����\O��Z������EN���<�'��f)z����7h��t��9��d;_܆�^�r��:¦��TyY����������{2_ޭ�Y1_-�H���vS� �?;�y�O��'>��N@R��J����Ur�~���j�m�Ȣ��+-H@E�C�&��mJڍ��],h���P�V������y�-[�°(q�>�}_��<��g��GҼ����o �]Η�=K0 e,���%��s��j�ۉ�ۉ��=�Վ�VUN�q��
https://media.iuseelite.com/specsheet2/ech-opl-1000.pdf | lighting | ECH-OPL-1000Technical InformationLAMP TYPEE27NUMBER OF LAMPS1WATTAGE/LUMEN100WFINISHBKGLASS TYPE/COLORCLEARWIDTH8'HEIGHT22'By Elite LightingECH-OPL-1000w w w . i u s e e l i t e . c o mDue to the changes of constant improvement in LED technology, all details are subject to change without notice. Consult factory for up to date information
https://media.iuseelite.com/specsheet2/ech-opl-1001.pdf | lighting | ECH-OPL-1001Technical InformationLAMP TYPEE27NUMBER OF LAMPS1WATTAGE/LUMEN100WFINISHBKGLASS TYPE/COLORCLEARWIDTH9-1/2'HEIGHT24-1/2'By Elite LightingECH-OPL-1001w w w . i u s e e l i t e . c o mDue to the changes of constant improvement in LED technology, all details are subject to change without notice. Consult factory for up to date information
https://lfillumination.com/files/specsheets/MF31DSRS-1-Light-Remodel-Trimless-LED.pdf | lighting | DESCRIPTION• One light recessed accent / downlight - large size• All steel 18GA construction remodel housing • Trimless insert with 6.50” x 6.50” open aperture• Vent holes for cooler operating temperature• Deep sleeve feature to conceal inner components• Powder coat finish• Ceiling Cut-Out - 7.95” x 7.95”LED SOURCE• Field-replaceable integral LED module• Field-changeable optic• 22W / 2200lm (@ 80CRI min / 3000K)• 34W / 2800lm (@ 80CRI min / 3000K) • Accepts up to 2 or more optical accessories• Trim mounted double gimbal• 30º x 30º tilt aimingELECTRICAL• Field-replaceable integral LED driver• Electrical wiring compartment integrated into housing construction• Thermal protection• Easy maintenance access through ceiling opening• Rated for through-branch wiring• DimmableMOUNTING• Trimless collar is secured using adjustable swing out tabs • For installation in drywall and other mud-in ceiling types• Adjust for 1/2” through 1.0” ceiling thicknessLABELS• Suitable for damp locationHEADQUARTERS9200 Deering AvenueChatsworth CA 91311 Telephone: 818-885-1335Toll Free: 855-885-1335Fax: 818-576-1335CATALOG NUMBERTYPEPROJECT©2016 LF ILLUMINATION LLCWe reserve the right to change or withdraw specifications without prior notice.www.lfillumination.comrev: 093016PerforatedMud Plate7.75” (197)9.30”(236)14.20” sq(361)6.50” sq(165)Driver CompartmentVent HolesDeep SleeveRemodel Swing-OutAdjustable Tabs30º30ºSkim coatMeasurements in ( ) are metric equivalents.REMODEL - MF300 SeriesRECESSED ADJUSTABLE REMODEL 1-LIGHTTRIMLESSLEDLARGECUS®LimitedORDERING INFOSERIESWATTAGE CRI / COLORBEAMLAMP ASSEMBLYDRIVERVOLTAGEFINISHOPTIONSMF31DR-SMULTIFORMS REMODELMF300 Series Recessed 1-Light Adjustable AccentTrimless Insert Remodel Housing22L 22W LED 2200 lm nom.34L 34W LED 2800 lm nom.8027 80CRI / 2700K 8030 80CRI / 3000K 8035 80CRI / 3500K8040 80CRI / 4000K9027 90CRI / 2700K 9030 90CRI / 3000K9727 97CRI / 2700K 9730 97CRI / 3000KN Narrow 17° M Medium 26° W Wide 52°TD Trim Mounted Double GimbalD1 Phase Dimming (120V only)D2 0-10V DimmingD3 Lutron Hi-lume™* Forward Phase (120V only)D4 Lutron Hi-lume™* EcoSystem™ & 3 wire (1%)DE Lutron Hi-lume™* EcoSystem™ 1% with Soft-On, Fade-to-Black™*Consult factory for further dimming options1 120VU 120-277VBB BlackWW WhiteSS SilverXX CustomEM Remotely MountedEmergency LED InverterMF31DR-SOrdering Example: MF31DR-S-22L-8027-N-TD-D2-U-BB-EMOPTICAL ACCESSORIESMF100 / MF300 / Surface MF / Suspended MFOPTICAL ACCESSORYDESCRIPTIONLIGHT SOURCESMALLMEDIUMLARGE• MR16• CMHMR16• 50mm LED• PAR20• PAR20CMH• T4GU6.5• 70mm LED• PAR30 / PAR30CMH• T4G8.5• T6G12• AR111 / CDMR111• 111mm LEDClear LensOPTB-CLRØ2.00” (51mm) nom.OPTC-CLRØ2.90” (74mm) nom.OPTD-CLRØ4.40” (112mm) nom.Clear Lens - LED FilmOPTB-L-CLRØ2.00” (51mm) nom.N/AN/AUV LensOPTB-UVLØ2.00” (51mm) nom.OPTC-UVLØ2.90” (74mm) nom.OPTD-UVLØ4.40” (112mm) nom.Hex Cell LouverOPTB-HXLØ2.00” (51mm) nom.OPTC-HXLØ2.90” (74mm) nom.OPTD-HXLØ4.40” (112mm) nom.Diffusion LensOPTB-DFLØ2.00” (51mm) nom.OPTC-DFLØ2.90” (74mm) nom.OPTD-DFLØ4.40” (112mm) nom.Diffusion Lens - LED FilmOPTB-L-DFLØ2.00” (51mm) nom.OPTC-L-DFLØ2.90” (74mm) nom.OPTD-L-DFLØ4.40” (112mm) nom.Linear Spread LensOPTB-LSLØ2.00” (51mm) nom.OPTC-LSLØ2.90” (74mm) nom.OPTD-LSLØ4.40” (112mm) nom.Linear Spread Lens - LED FilmOPTB-L-LSLØ2.00” (51mm) nom.OPTC-L-LSLØ2.90” (74mm) nom.OPTD-L-LSLØ4.40” (112mm) nom.Prismatic Spread LensOPTB-PSLØ2.00” (51mm) nom.OPTC-PSLØ2.90” (74mm) nom.OPTD-PSLØ4.40” (112mm) nom.Snoot - BlackOPTB-SNBØ2.00” (51mm) nom.OPTC-SNBØ2.90” (74mm) nom.OPTD-SNBØ4.40” (112mm) nom.Snoot - WhiteOPTB-SNWØ2.00” (51mm) nom.OPTC-SNWØ2.90” (74mm) nom.OPTD-SNWØ4.40” (112mm) nom.Snoot - SilverOPTB-SNSØ2.00” (51mm) nom.OPTC-SNSØ2.90” (74mm) nom.OPTD-SNSØ4.40” (112mm) nom.Snoot - White With Black SplayOPTB-SNWBØ2.00” (51mm) nomOPTC-SNWBØ2.90” (74mm) nom.OPTD-SNWBØ4.40” (112mm) nom.Snoot - Silver With Black SplayOPTB-SNSBØ2.00” (51mm) nomOPTC-SNSBØ2.90” (74mm) nom.OPTD-SNSBØ4.40” (112mm) nom.* Other filters, colored glass, dichroics & micro-lenses available upon requestHEADQUARTERS9200 Deering AvenueChatsworth CA 91311 Telephone: 818-885-1335Toll Free: 855-885-1335Fax: 818-576-1335www.lfillumination.comrev: 072215©2015 LF ILLUMINATION LLCWe reserve the right to change or withdraw specifications without prior notice.
https://lfillumination.com/files/specsheets/MF31CSRT-1-Light-Remodel-Trimmed-LED.pdf | lighting | DESCRIPTION• One light recessed accent / downlight - medium size• All steel 18GA construction remodel housing • 1” trim flange with 5.00” x 5.00” open aperture• Vent holes for cooler operating temperature• Deep sleeve feature to conceal inner components• Powder coat finish• Ceiling Cut-Out - 6.70” x 6.25” Important! No LargerLED SOURCE• Field-replaceable integral LED module• Field-changeable optic• 17W / 1700lm (@ 80CRI min / 3000K)• 22W / 2200lm (@ 80CRI min / 3000K) • Accepts up to 2 or more optical accessories• Trim mounted double gimbal• 30º x 30º tilt aimingELECTRICAL• Field-replaceable integral LED driver• Electrical wiring compartment integrated into housing construction• Thermal protection• Easy maintenance access through ceiling opening• Rated for through-branch wiring• DimmableMOUNTING• Trim collar is secured using adjustable swing out tabs• For installation in drywall, wood, stone, acoustic tile, or other ceiling types• Adjust for 1/2” through 1.0” ceiling thicknessLABELS• Suitable for damp locationCATALOG NUMBERTYPEPROJECT7.00” sq(178)5.00” sq(127)6.25” (159)8.52”(216)Driver CompartmentVent HolesDeep SleeveRemodel Swing-OutAdjustable Tabs30º30º1” (25) Trim FlangeMeasurements in ( ) are metric equivalents.REMODEL - MF300 SeriesRECESSED ADJUSTABLE REMODEL 1-LIGHTTRIMMEDLEDMEDIUMCUS®LimitedORDERING INFOSERIESWATTAGE CRI / COLORBEAMLAMP ASSEMBLYDRIVERVOLTAGEFINISHOPTIONSMF31CR-TMULTIFORMS REMODELMF300 Series Recessed 1-Light Adjustable AccentTrimmed Fixture Remodel Housing17L 17W LED 1700 lm nom.22L 22W LED 2200 lm nom.8027 80CRI / 2700K 8030 80CRI / 3000K 8035 80CRI / 3500K8040 80CRI / 4000K9027 90CRI / 2700K 9030 90CRI / 3000K9727 97CRI / 2700K 9730 97CRI / 3000KN Narrow 22° M Medium 43° W Wide 58°TD Trim Mounted Double GimbalD1 Phase Dimming (120V only)D2 0-10V DimmingD3 Lutron Hi-lume™* Forward Phase (120V only)D4 Lutron Hi-lume™* EcoSystem™ & 3 wire (1%)DE Lutron Hi-lume™* EcoSystem™ 1% with Soft-On, Fade-to-Black™*Consult factory for further dimming options1 120VU 120-277VBB BlackWW WhiteWB White Trim / Black InteriorSS SilverSB Silver Trim /Black InteriorXX CustomEM Remotely MountedEmergency LED InverterMF31CR-TOrdering Example: MF31CR-T-22L-8027-N-TD-D2-U-BB-EMHEADQUARTERS9200 Deering AvenueChatsworth CA 91311 Telephone: 818-885-1335Toll Free: 855-885-1335Fax: 818-576-1335©2016 LF ILLUMINATION LLCWe reserve the right to change or withdraw specifications without prior notice.www.lfillumination.comrev: 093016OPTICAL ACCESSORIESMF100 / MF300 / Surface MF / Suspended MFOPTICAL ACCESSORYDESCRIPTIONLIGHT SOURCESMALLMEDIUMLARGE• MR16• CMHMR16• 50mm LED• PAR20• PAR20CMH• T4GU6.5• 70mm LED• PAR30 / PAR30CMH• T4G8.5• T6G12• AR111 / CDMR111• 111mm LEDClear LensOPTB-CLRØ2.00” (51mm) nom.OPTC-CLRØ2.90” (74mm) nom.OPTD-CLRØ4.40” (112mm) nom.Clear Lens - LED FilmOPTB-L-CLRØ2.00” (51mm) nom.N/AN/AUV LensOPTB-UVLØ2.00” (51mm) nom.OPTC-UVLØ2.90” (74mm) nom.OPTD-UVLØ4.40” (112mm) nom.Hex Cell LouverOPTB-HXLØ2.00” (51mm) nom.OPTC-HXLØ2.90” (74mm) nom.OPTD-HXLØ4.40” (112mm) nom.Diffusion LensOPTB-DFLØ2.00” (51mm) nom.OPTC-DFLØ2.90” (74mm) nom.OPTD-DFLØ4.40” (112mm) nom.Diffusion Lens - LED FilmOPTB-L-DFLØ2.00” (51mm) nom.OPTC-L-DFLØ2.90” (74mm) nom.OPTD-L-DFLØ4.40” (112mm) nom.Linear Spread LensOPTB-LSLØ2.00” (51mm) nom.OPTC-LSLØ2.90” (74mm) nom.OPTD-LSLØ4.40” (112mm) nom.Linear Spread Lens - LED FilmOPTB-L-LSLØ2.00” (51mm) nom.OPTC-L-LSLØ2.90” (74mm) nom.OPTD-L-LSLØ4.40” (112mm) nom.Prismatic Spread LensOPTB-PSLØ2.00” (51mm) nom.OPTC-PSLØ2.90” (74mm) nom.OPTD-PSLØ4.40” (112mm) nom.Snoot - BlackOPTB-SNBØ2.00” (51mm) nom.OPTC-SNBØ2.90” (74mm) nom.OPTD-SNBØ4.40” (112mm) nom.Snoot - WhiteOPTB-SNWØ2.00” (51mm) nom.OPTC-SNWØ2.90” (74mm) nom.OPTD-SNWØ4.40” (112mm) nom.Snoot - SilverOPTB-SNSØ2.00” (51mm) nom.OPTC-SNSØ2.90” (74mm) nom.OPTD-SNSØ4.40” (112mm) nom.Snoot - White With Black SplayOPTB-SNWBØ2.00” (51mm) nomOPTC-SNWBØ2.90” (74mm) nom.OPTD-SNWBØ4.40” (112mm) nom.Snoot - Silver With Black SplayOPTB-SNSBØ2.00” (51mm) nomOPTC-SNSBØ2.90” (74mm) nom.OPTD-SNSBØ4.40” (112mm) nom.* Other filters, colored glass, dichroics & micro-lenses available upon requestHEADQUARTERS9200 Deering AvenueChatsworth CA 91311 Telephone: 818-885-1335Toll Free: 855-885-1335Fax: 818-576-1335www.lfillumination.comrev: 072215©2015 LF ILLUMINATION LLCWe reserve the right to change or withdraw specifications without prior notice.
https://lfillumination.com/files/specsheets/MF31BRS-1-Light-Remodel-Trimless-LED.pdf | lighting | DESCRIPTION• One light recessed accent / downlight - small size• All steel 18GA construction remodel housing • Trimless insert with 4.00” x 4.00” open aperture• Vent holes for cooler operating temperature• Deep sleeve feature to conceal inner components• Powder coat finish• Ceiling Cut-Out - 5.45” x 5.45”LED SOURCE• Field-replaceable integral LED module• Field-changeable optic• CREE / ValuDIM™ • Accepts up to 2 or more optical accessories• Trim mounted double gimbal• 30º x 30º tilt aimingELECTRICAL• Field-replaceable integral LED driver• Electrical wiring compartment integrated into housing construction• Thermal protection• Easy maintenance access through ceiling opening• Rated for through-branch wiring• DimmableMOUNTING• Trimless collar is secured using adjustable swing out tabs• For installation in drywall and other mud in ceiling types• Adjust for 1/2” through 1.0” ceiling thicknessLABELS• Suitable for damp locationCATALOG NUMBERTYPEPROJECT12.52” (318)7.30”(185)11.31”(287)Driver CompartmentVent HolesDeep SleeveRemodel Swing-OutAdjustable TabsPerforatedMud PlateSkim coat30º30º4.00” sq(102)PerforatedMud PlateMeasurements in ( ) are metric equivalents.REMODEL - MF300 SeriesRECESSED ADJUSTABLE REMODEL 1-LIGHTTRIMLESSLEDSMALLTSMRMRATrRHEADQUARTERS9200 Deering AvenueChatsworth CA 91311 Telephone: 818-885-1335Toll Free: 855-885-1335Fax: 818-576-1335©2018 LF ILLUMINATION LLCWe reserve the right to change or withdraw specifications without prior notice.CUS®LimitedTRIM ORDERING INFOSERIESLED MODULE WATTAGE AND INFORMATIONCRI / COLORBEAMHSG TYPEDRIVERFINISHOPTIONSMF31BR-SREMODELMF300 Series Recessed 1-Light Adjustable AccentTrimless Remodel HousingCREE08C 08W LED / 1094lm delivered13C 13W LED / 1473lm delivered19C 19W LED / 2117m deliveredDelivered @ 80CRI / 3000KNarrow Beam8027 80CRI / 2700K8030 80CRI / 3000K8035 80CRI / 3500K8040 80CRI / 4000K9227 92CRI / 2700K 9230 92CRI / 3000K9227 92CRI / 2700K9230 92CRI / 3000K9240 92CRI / 4000K9827 98CRI / 2700K9830 98CRI / 3000K9835 98CRI / 3500K9840 98CRI / 4000KCREE N Narrow 16°M Medium 28°W Wide 42°V Very Wide 73°TD Trim Mounted Double GimbalDMU Dimming MultipleForward/Reverse Phase (@ 120V only)0-10V Wires Present(@ 120-277V)BB BlackWW WhiteSS SilverXX CustomFor Emergency LED Inverter Options See Page 3ValuDIM™15V 15W LED / 876lm del.3000-1800K Warm DimmingDelivered Lumens@ 92CRI / 3000K / Narrow Beam9220 92CRI / 3000-1800K Warm Dimming ValuDIM OnlyValuDIM™N Narrow 17°M Medium 25°W Wide 38°MF31BR-SExample: MF31BR-S-19C-8027-N-TD-DMU-BBwww.lfillumination.comPAGE 1rev: 091418OPTICAL ACCESSORIESMF100 / MF300 / Surface MF / Suspended MFOPTICAL ACCESSORYDESCRIPTIONLIGHT SOURCESMALLMEDIUMLARGE• MR16• CMHMR16• 50mm LED• PAR20• PAR20CMH• T4GU6.5• 70mm LED• PAR30 / PAR30CMH• T4G8.5• T6G12• AR111 / CDMR111• 111mm LEDClear LensOPTB-CLRØ2.00” (51mm) nom.OPTC-CLRØ2.90” (74mm) nom.OPTD-CLRØ4.40” (112mm) nom.Clear Lens - LED FilmOPTB-L-CLRØ2.00” (51mm) nom.N/AN/AUV LensOPTB-UVLØ2.00” (51mm) nom.OPTC-UVLØ2.90” (74mm) nom.OPTD-UVLØ4.40” (112mm) nom.Hex Cell LouverOPTB-HXLØ2.00” (51mm) nom.OPTC-HXLØ2.90” (74mm) nom.OPTD-HXLØ4.40” (112mm) nom.Diffusion LensOPTB-DFLØ2.00” (51mm) nom.OPTC-DFLØ2.90” (74mm) nom.OPTD-DFLØ4.40” (112mm) nom.Diffusion Lens - LED FilmOPTB-L-DFLØ2.00” (51mm) nom.OPTC-L-DFLØ2.90” (74mm) nom.OPTD-L-DFLØ4.40” (112mm) nom.Linear Spread LensOPTB-LSLØ2.00” (51mm) nom.OPTC-LSLØ2.90” (74mm) nom.OPTD-LSLØ4.40” (112mm) nom.Linear Spread Lens - LED FilmOPTB-L-LSLØ2.00” (51mm) nom.OPTC-L-LSLØ2.90” (74mm) nom.OPTD-L-LSLØ4.40” (112mm) nom.Prismatic Spread LensOPTB-PSLØ2.00” (51mm) nom.OPTC-PSLØ2.90” (74mm) nom.OPTD-PSLØ4.40” (112mm) nom.Snoot - BlackOPTB-SNBØ2.00” (51mm) nom.OPTC-SNBØ2.90” (74mm) nom.OPTD-SNBØ4.40” (112mm) nom.Snoot - WhiteOPTB-SNWØ2.00” (51mm) nom.OPTC-SNWØ2.90” (74mm) nom.OPTD-SNWØ4.40” (112mm) nom.Snoot - SilverOPTB-SNSØ2.00” (51mm) nom.OPTC-SNSØ2.90” (74mm) nom.OPTD-SNSØ4.40” (112mm) nom.Snoot - White With Black SplayOPTB-SNWBØ2.00” (51mm) nomOPTC-SNWBØ2.90” (74mm) nom.OPTD-SNWBØ4.40” (112mm) nom.Snoot - Silver With Black SplayOPTB-SNSBØ2.00” (51mm) nomOPTC-SNSBØ2.90” (74mm) nom.OPTD-SNSBØ4.40” (112mm) nom.* Other filters, colored glass, dichroics & micro-lenses available upon requestHEADQUARTERS9200 Deering AvenueChatsworth CA 91311 Telephone: 818-885-1335Toll Free: 855-885-1335Fax: 818-576-1335©2018 LF ILLUMINATION LLCWe reserve the right to change or withdraw specifications without prior notice.www.lfillumination.comPAGE 2rev: 071818CATALOG NUMBERTYPEPROJECTEMERGENCY INVERTERSLEDELVMLVHEADQUARTERS9200 Deering AvenueChatsworth CA 91311 Telephone: 818-885-1335Toll Free: 855-885-1335Fax: 818-576-1335©2018 LF ILLUMINATION LLCWe reserve the right to change or withdraw specifications without prior notice.The emergency inverter provides full power up to its load rating for no less than 90 minutes as prescribed by UL 924 Listed for US and Canada & CSA C22 No. 141 Unit Equipment for Emergency Lighting.The inverter is installed remotely, behind an access panel or with above ceiling access required (behind grid ceilings are also acceptable). The inverter is not accessible through the fixture opening in the ceiling. The inverters are rated for 120-277V and will work for LED, ELV, MLV, incandescent & fluorescent loads.The inverter is paired for the connected load wattage of the light source(s). If the load rating requirement is 25W (or less) then we recommend LF #EMREM25 IOTA #IIS-25-I: http://www.iotaengineering.com/iis25.htm Instructions: http://iotaengineering.com/Inverter/iis25_manual.pdf Wiring Diagram: http://iotaengineering.com/diagrams/ad10.pdfIf the load rating requirement is 25-35W then we recommend LF #EMREM35 IOTA #IIS-35-I: http://iotaengineering.com/Inverter/iis35_spec.pdf Instructions: http://iotaengineering.com/Inverter/iis35_manual.pdf Wiring Diagram: http://iotaengineering.com/diagrams/ad10.pdf If the load rating requirement is 35-50W then we recommend LF #EMREM50 IOTA #IIS-50-I: http://iotaengineering.com/Inverter/iis50_spec.pdf Instructions: http://iotaengineering.com/Inverter/iis50_manual.pdf Wiring Diagram: http://iotaengineering.com/diagrams/ad10.pdf Consult LF Illumination for higher wattage inverter offerings.25W35W50Wwww.lfillumination.comPAGE 3rev: 051018
https://lfillumination.com/files/specsheets/MF31BRT-1-Light-Remodel-Trimmed-LED.pdf | lighting | DESCRIPTION• One light recessed accent / downlight - small size• All steel 18GA construction remodel housing • 1” trim flange with 4.00” x 4.00” open aperture• Vent holes for cooler operating temperature• Trim features deep sleeve to conceal inner components• Powder coat finish• Ceiling Cut-Out - 5.45” x 5.45”LED SOURCE• Field-replaceable integral LED module• Field-changeable optic• CREE / ValuDIM™ • Accepts up to 2 or more optical accessories• Trim mounted double gimbal• 30º x 30º tilt aimingELECTRICAL• Field-replaceable integral LED driver• Electrical wiring compartment integrated into housing construction• Thermal protection• Easy maintenance access through ceiling opening• Rated for through-branch wiring• DimmableMOUNTING• Trim collar is secured using adjustable swing out tabs• For installation in drywall, wood, stone, or other ceiling types• Adjust for 1/2” through 1.0” ceiling thicknessLABELS• Suitable for damp locationCATALOG NUMBERTYPEPROJECT1” (25) Trim Flange7.30”(185)6.00” sq(152)4.00” sq(102)5.25” (133)Driver CompartmentVent HolesDeep SleeveRemodel Swing-OutAdjustable Tabs30º30ºMeasurements in ( ) are metric equivalents.REMODEL - MF300 SeriesRECESSED ADJUSTABLE REMODEL 1-LIGHTTRIMMEDLEDSMALLHEADQUARTERS9200 Deering AvenueChatsworth CA 91311 Telephone: 818-885-1335Toll Free: 855-885-1335Fax: 818-576-1335©2018 LF ILLUMINATION LLCWe reserve the right to change or withdraw specifications without prior notice.www.lfillumination.comPAGE 1rev: 071818CUS®LimitedTRIM ORDERING INFOSERIESLED MODULE WATTAGE AND INFORMATIONCRI / COLORBEAMHSG TYPEDRIVERFINISHOPTIONSMF31BR-TREMODELMF300 Series Recessed 1-Light Adjustable AccentTrimmed Fixture Remodel HousingCREE08C 08W LED / 1094lm delivered13C 13W LED / 1473lm delivered19C 19W LED / 2117m deliveredDelivered @ 80CRI / 3000KNarrow Beam8027 80CRI / 2700K8030 80CRI / 3000K8035 80CRI / 3500K8040 80CRI / 4000K9227 92CRI / 2700K 9230 92CRI / 3000K9227 92CRI / 2700K9230 92CRI / 3000K9240 92CRI / 4000K9827 98CRI / 2700K9830 98CRI / 3000K9835 98CRI / 3500K9840 98CRI / 4000KCREE N Narrow 16°M Medium 28°W Wide 42°V Very Wide 73°TD Trim Mounted Double GimbalDMU Dimming MultipleForward/Reverse Phase (@ 120V only)0-10V Wires Present(@ 120-277V)BB BlackWW WhiteWB White Trim / Black InteriorSS SilverSB Silver Trim / Black InteriorXX CustomFor Emergency LED Inverter Options See Page 6ValuDIM™15V 15W LED / 876lm del.3000-1800K Warm DimmingDelivered Lumens@ 92CRI / 3000K / Narrow Beam9220 92CRI / 3000-1800K Warm Dimming ValuDIM OnlyValuDIM™N Narrow 17°M Medium 25°W Wide 38°MF31BR-TExample: MF31BR-T-19C-8027-N-TD-DMU-BBOPTICAL ACCESSORIESMF100 / MF300 / Surface MF / Suspended MFOPTICAL ACCESSORYDESCRIPTIONLIGHT SOURCESMALLMEDIUMLARGE• MR16• CMHMR16• 50mm LED• PAR20• PAR20CMH• T4GU6.5• 70mm LED• PAR30 / PAR30CMH• T4G8.5• T6G12• AR111 / CDMR111• 111mm LEDClear LensOPTB-CLRØ2.00” (51mm) nom.OPTC-CLRØ2.90” (74mm) nom.OPTD-CLRØ4.40” (112mm) nom.Clear Lens - LED FilmOPTB-L-CLRØ2.00” (51mm) nom.N/AN/AUV LensOPTB-UVLØ2.00” (51mm) nom.OPTC-UVLØ2.90” (74mm) nom.OPTD-UVLØ4.40” (112mm) nom.Hex Cell LouverOPTB-HXLØ2.00” (51mm) nom.OPTC-HXLØ2.90” (74mm) nom.OPTD-HXLØ4.40” (112mm) nom.Diffusion LensOPTB-DFLØ2.00” (51mm) nom.OPTC-DFLØ2.90” (74mm) nom.OPTD-DFLØ4.40” (112mm) nom.Diffusion Lens - LED FilmOPTB-L-DFLØ2.00” (51mm) nom.OPTC-L-DFLØ2.90” (74mm) nom.OPTD-L-DFLØ4.40” (112mm) nom.Linear Spread LensOPTB-LSLØ2.00” (51mm) nom.OPTC-LSLØ2.90” (74mm) nom.OPTD-LSLØ4.40” (112mm) nom.Linear Spread Lens - LED FilmOPTB-L-LSLØ2.00” (51mm) nom.OPTC-L-LSLØ2.90” (74mm) nom.OPTD-L-LSLØ4.40” (112mm) nom.Prismatic Spread LensOPTB-PSLØ2.00” (51mm) nom.OPTC-PSLØ2.90” (74mm) nom.OPTD-PSLØ4.40” (112mm) nom.Snoot - BlackOPTB-SNBØ2.00” (51mm) nom.OPTC-SNBØ2.90” (74mm) nom.OPTD-SNBØ4.40” (112mm) nom.Snoot - WhiteOPTB-SNWØ2.00” (51mm) nom.OPTC-SNWØ2.90” (74mm) nom.OPTD-SNWØ4.40” (112mm) nom.Snoot - SilverOPTB-SNSØ2.00” (51mm) nom.OPTC-SNSØ2.90” (74mm) nom.OPTD-SNSØ4.40” (112mm) nom.Snoot - White With Black SplayOPTB-SNWBØ2.00” (51mm) nomOPTC-SNWBØ2.90” (74mm) nom.OPTD-SNWBØ4.40” (112mm) nom.Snoot - Silver With Black SplayOPTB-SNSBØ2.00” (51mm) nomOPTC-SNSBØ2.90” (74mm) nom.OPTD-SNSBØ4.40” (112mm) nom.* Other filters, colored glass, dichroics & micro-lenses available upon requestHEADQUARTERS9200 Deering AvenueChatsworth CA 91311 Telephone: 818-885-1335Toll Free: 855-885-1335Fax: 818-576-1335©2018 LF ILLUMINATION LLCWe reserve the right to change or withdraw specifications without prior notice.www.lfillumination.comPAGE 5rev: 071818CATALOG NUMBERTYPEPROJECTEMERGENCY INVERTERSLEDELVMLVHEADQUARTERS9200 Deering AvenueChatsworth CA 91311 Telephone: 818-885-1335Toll Free: 855-885-1335Fax: 818-576-1335©2018 LF ILLUMINATION LLCWe reserve the right to change or withdraw specifications without prior notice.The emergency inverter provides full power up to its load rating for no less than 90 minutes as prescribed by UL 924 Listed for US and Canada & CSA C22 No. 141 Unit Equipment for Emergency Lighting.The inverter is installed remotely, behind an access panel or with above ceiling access required (behind grid ceilings are also acceptable). The inverter is not accessible through the fixture opening in the ceiling. The inverters are rated for 120-277V and will work for LED, ELV, MLV, incandescent & fluorescent loads.The inverter is paired for the connected load wattage of the light source(s). If the load rating requirement is 25W (or less) then we recommend LF #EMREM25 IOTA #IIS-25-I: http://www.iotaengineering.com/iis25.htm Instructions: http://iotaengineering.com/Inverter/iis25_manual.pdf Wiring Diagram: http://iotaengineering.com/diagrams/ad10.pdfIf the load rating requirement is 25-35W then we recommend LF #EMREM35 IOTA #IIS-35-I: http://iotaengineering.com/Inverter/iis35_spec.pdf Instructions: http://iotaengineering.com/Inverter/iis35_manual.pdf Wiring Diagram: http://iotaengineering.com/diagrams/ad10.pdf If the load rating requirement is 35-50W then we recommend LF #EMREM50 IOTA #IIS-50-I: http://iotaengineering.com/Inverter/iis50_spec.pdf Instructions: http://iotaengineering.com/Inverter/iis50_manual.pdf Wiring Diagram: http://iotaengineering.com/diagrams/ad10.pdf Consult LF Illumination for higher wattage inverter offerings.25W35W50Wwww.lfillumination.comPAGE 6rev: 051018
https://bklighting.com/collaterals/specs/specs-1244.pdf | lighting | DATE:CATALOG NUMBER LOGIC:PROJECT:TYPE:THIS DOCUMENT CONTAINS PROPRIETARY INFORMATION OF B-K LIGHTING, INC. AND ITS RECEIPT OR POSSESSION DOES NOT CONVEY ANY RIGHTS TO REPRODUCE, DISCLOSE ITS CONTENTS, OR TO MANUFACTURE, USE OR SELL ANYTHING IT MAY DESCRIBE. REPRODUCTION, DISCLOSURE OR USE WITHOUT SPECIFIC WRITTEN AUTHORIZATION OF B-K LIGHTING, INC. IS STRICTLY FORBIDDEN.559.438.5800 ¦ INFO@BKLIGHTING.COM ¦ BKLIGHTING.COMMADE IN THE USADriver housing required. Configure separately.YOSEMITE LED CATALOG NUMBER LOGICExample: YO - LED - x43 - WW - BLP - 9 - 11 - CVMATERIALAluminumSERIESYO - YosemiteSOURCELED - Chip on Board TechnologyLED TYPEx83 - 23W LED/2700K x43 - 34W LED/2700Kx84 - 23W LED/3000K x44 - 34W LED/3000Kx85 - 23W LED/4000K x45 - 34W LED/4000KOPTICSWW - Wall WashFINISH (See page 2 for full-color swatches)Standard Finishes (BZP, BZW, BLP, BLW, WHP, WHW, SAP, VER)Premium Finish (ABP, AMG, AQW, BCM, BGE, BPP, CAP, CMG, CRM, HUG, NBP, OCP, RMG, SDS, SMG, TXF, WCP, WIR)Also available in RAL FinishesLENS TYPE9 - Clear (Standard)SHIELDING11 - Honeycomb BaffleACCESSORIESCV - Cutoff VisorCS - Cutoff SnootBD - Adjustable Barn DoorsIP66 RATED12/06/2022 SKU-1244SUB-2573-00DATE:PROJECT:TYPE:THIS DOCUMENT CONTAINS PROPRIETARY INFORMATION OF B-K LIGHTING, INC. AND ITS RECEIPT OR POSSESSION DOES NOT CONVEY ANY RIGHTS TO REPRODUCE, DISCLOSE ITS CONTENTS, OR TO MANUFACTURE, USE OR SELL ANYTHING IT MAY DESCRIBE. REPRODUCTION, DISCLOSURE OR USE WITHOUT SPECIFIC WRITTEN AUTHORIZATION OF B-K LIGHTING, INC. IS STRICTLY FORBIDDEN.559.438.5800 ¦ INFO@BKLIGHTING.COM ¦ BKLIGHTING.COMMADE IN THE USASatin Black(BLP)Satin Bronze(BZP)Satin White(WHP)Black Wrinkle(BLW)Bronze Wrinkle(BZW)White Wrinkle(WHW)Verde(VER)Satin Aluminum(SAP)Cascade Mtn.Granite (CMG)Black Chrome(BCM)Weathered Iron(WIR)Rocky Mtn.Granite (RMG)Beige (BGE)Clear AnodizedPowder (CAP)Sierra MtnGranite (SMG)WeatheredCopper (WCP)Antique BrassPowder (ABP)Cream(CRM)Aleutian MtnGranite (AMG)Old Copper(OCP)Brown PatinaPowder (BPP)Antique White(AQW)Textured Forest(TXF)Hunter Green(HUG)Sonoran DesertSandstone (SDS)Natural BrassPowder (NBP)STANDARD FINISHESPREMIUM FINISHESClick Here to view larger, full-color swatches of all available finishes on our website.6 3/8"(162mm)2 3/8”8 5/8”(219mm)4 1/8" Dia(105mm)(60mm)2 11/16”(68mm)(68mm)2 11/16”4 1/8" Dia.(105 mm)PatentedACV Valve Patented 360HDMounting SystemAdjustable Barn DoorsCutof SnootCutof VisorYOSEMITE LED IP66 RATED12/06/2022 SKU-1244SUB-2573-00DATE:PROJECT:TYPE:Accessories (Configure separately)SPECIFICATIONSTHIS DOCUMENT CONTAINS PROPRIETARY INFORMATION OF B-K LIGHTING, INC. AND ITS RECEIPT OR POSSESSION DOES NOT CONVEY ANY RIGHTS TO REPRODUCE, DISCLOSE ITS CONTENTS, OR TO MANUFACTURE, USE OR SELL ANYTHING IT MAY DESCRIBE. REPRODUCTION, DISCLOSURE OR USE WITHOUT SPECIFIC WRITTEN AUTHORIZATION OF B-K LIGHTING, INC. IS STRICTLY FORBIDDEN.559.438.5800 ¦ INFO@BKLIGHTING.COM ¦ BKLIGHTING.COMMADE IN THE USAELECTRICALPHYSICALWATTAGE23W or 34W LEDWIRINGXLPE coated, 18AWG, 600V, 150° C rated and certified to UL 1569 standard.REMOTE DRIVERFor use with remote LED Driver. See remote driver submittal(s) to determine remote distance, dimming range, and wiring requirements prior to detailing field installation of any remote wiring.MATERIALSFurnished in copper-free aluminum (6061-T6).BODYEnclosed, water-proof wireway with machined end caps gasketed to create a water-tight seal for optical compartment.KNUCKLE360HD Mounting System features a mechanical taperlock, allowing full 180° vertical adjustment without the use of aim-limiting serrated teeth. High temperature, silicone ‘O’ Ring provides water-tight seal and compressive resistance to maintain fixture position. Design withstands 73 lbs. static load prior to movement for optical alignment with a ½” pipe thread for mounting. Biaxial source control additionally provides 360° horizontal rotation in addition to vertical adjustment. Aim & Lock technology allows precision adjustment without the redundant tightening and loosening of knuckle screw. 360HD hardware is stainless steel with black oxide treatment for additional corrosion resistance.LENSShock-resistant, tempered glass lens is factory adhered to fixture cap and provides hermetically sealed optical compartment.LEDIntegrated solid state system and modular design with electrical disconnects allow for easy field upgrade and maintenance. LM-80 certified. Minimum 50,000 hour rated life at 70% of initial lumens (L70). LED technology provides long life, significant energy reduction and exceptional thermal management.COLOR MANAGEMENTChip on board technology delivers natural white light. Exact color point conformity exceeds ANSI C78.377 standard. Module exceeds 80 CRI (RA>80, R9.16). Color point uniformity 2 SDCM color control for 2700K-4000K CCT.ACCESSORIESThree (3) accessory options for optimum lighting control.WATER MANAGEMENTPatented Anti-Condensation Valve (ACV) vacuum seals optical chamber and eliminates internal condensation. Spring loaded exterior mounted ACV button facilitates removal of vacuum sealed cap for service and re-initiates vacuum seal through normal fixture operation.HARDWARETamper-resistant, stainless steel hardware. LOCK hardware is black oxide treated for additional corrosion resistance.FINSIHStarGuard, our 15-stage chromate-free process cleans and conversion coats aluminum components prior to application of Class ‘A’ TGIC polyester powder coating and is RoHS compliant.WARRANTY5-year limited warranty.CERTIFICATION & LISTINGITL tested to IESNA LM-79. UL Listed. Certified to CAN/CSA/ANSI Standards. RoHS compliant. Suitable for indoor or outdoor use, in wet locations, and for installation within 4’ of the ground. IP65 Rated. Made in the USA with sustainable processes.Tree StrapTree StrapPower Canopy IIIPower Canopy IIIPM3D & PM3PM3D & PM3HP2HP2TMBTMBHP2RMHP2RMPM3DRM & PM3RMPM3DRM & PM3RMDRM & RMDRM & RMYOSEMITE LED IP66 RATED12/06/2022 SKU-1244SUB-2573-00DATE:PROJECT:TYPE:THIS DOCUMENT CONTAINS PROPRIETARY INFORMATION OF B-K LIGHTING, INC. AND ITS RECEIPT OR POSSESSION DOES NOT CONVEY ANY RIGHTS TO REPRODUCE, DISCLOSE ITS CONTENTS, OR TO MANUFACTURE, USE OR SELL ANYTHING IT MAY DESCRIBE. REPRODUCTION, DISCLOSURE OR USE WITHOUT SPECIFIC WRITTEN AUTHORIZATION OF B-K LIGHTING, INC. IS STRICTLY FORBIDDEN.559.438.5800 ¦ INFO@BKLIGHTING.COM ¦ BKLIGHTING.COMMADE IN THE USALAMP & DRIVER DATA (x43, x44, x45, x83, x84, x85)LM79 DATAL70 DATABK No.Delivered LumensCCT (Typ.)CRI (Ra.Typ.)Input Watts (Tpy.)Minimum Rated Life (hrs.) 70% of initial lumens (L70)x8318842700K802350,000x8419243000K802350,000x8519654000K802350,000x4326112700K803450,000x4426313000K803450,000x4527444000K803450,000
https://media.iuseelite.com/specsheet2/er-led-120-150.pdf | lighting | 1049F L E X I B L E R O P E L I G H TFLEXIBLE ROPELIGHTDue to the changes of constant improvement in lighting technology, all details are subject to change without notice. Consult factory for up to date information. ERIFL-F106 -120V LED Flexilight 6ft. Power Cord w/ Power ConnectorERIFL-F107 -24V LED Flexilight 6ft. Power Cord w/ Power ConnectorERIFL-F107 -12V LED Flexilight 6ft. Power Cord w/ Power ConnectorF4 LED Flexilight End CapsF5 LED Flexilight Tie StrapF6 LED Flexilight Mounting ClipF7 LED Flexilight Suction CupF8 LED Flexilight 6 ft. ChannelLED Instant Flexilight Accessories:Specifications of LED Instant Flexilight:StructureVoltage110-120V24V12VNOTE: Each Roll Includes; 3pcs ERIFL-XXX Power Cords, 3pcs F4 End CapsNo Driver Required/ Rectifier Included12V, 4 bulbs/unit24V, 8 bulbs/unit110V - 120V, 18 bulbs/unit12V, 4 bulbs/unit24V, 8 bulbs/unit110V - 120V, 18 bulbs/unit12V, 4 bulbs/unit24V, 8 bulbs/unit110V - 120V, 18 bulbs/unitPackages AvailableERIFL-F106 F5F8F6F7F10F22F14F103F23F4E R - L E D - 1 2 0 - 1 5 0 - C O L O RVoltageLengthSpecify colorItem No.(Available in 150’ Rolls only, no custom cut)F10 LED Flexilight Y-Cable ConnectorF14 Housing Clam for Splice ConnectorF103 LED Flexilight PVC ConnectorF22 LED Flexilight PVC T-ConnectorF23 LED Flexilight PVC X-ConnectorMax. Loading Length (Color)600’(WW, CW, B, G)900’(R, Y)100’(WW, CW, B, G)200’(R, Y)50’(WW, CW, B, G)100’(R, Y)Cutting Unit (Color)40”(WW, CW, B, G)54”(R, Y)6”(WW, CW, B, G)4”(R, Y)3”(WW, CW, B, G)6”(R, Y)Bulb Spec.LEDLEDLEDLEDLEDLEDNumber of Bulbs/Unit3654612612Wattage0.8W/foot0.53W/foot0.88W/foot0.44W/foot0.88W/foot0.44W/footItem NumberER-LED-120-150ER-LED-24-150ER-LED-12-150Length150’150’150’Package/Roll/Roll/RollLED Voltage12V24VLED Lenght50’100’Max. Wattage75w100wCat#M100L-12-DCM100L-24-DCNOTE: LED Magnetic Transformer
https://media.iuseelite.com/specsheet2/ermf-120-150.pdf | lighting | 1052F L E X I B L E R O P E L I G H TWWW.IUSEELITE.COM • TEL 1-877-375-5555 • FAX 1-877-375-3333The Mini Round Instant Flexilight, 3/8” in diameter and rated at 35,000 hours, is becoming the most popular rope light because of its smaller diameter. This design has become possible through a restructuring of wires and light bulbs inside the rope light. Therefore, the quality and life of the product has remained as high as the standard 1/2” rope light. The exclusive use of the highest-quality PVC material along with UV additives makes this product suitable for both indoor and outdoor applications, and can withstand both freezing and scorching weather. Flashing light effects can be created if a controller is used. The Mini Round Instant Flexilight is suitable for making complicated patterns and designs with acute angles and dense lines. Its flexibility also makes it perfect for making smaller designs, such as portable signs and small home decorations. Number of wireNumber of bulb/footDiameterShapeColors available (PVC)2123/8”RoundClear:Clear, Red Green, Orange, PurpleFluorescent Colors:Green, Orange and PinkPearl Colors:Red, Yellow, Blue & GreenMini Round Instant Flexilight1053F L E X I B L E R O P E L I G H TFLEXIBLE ROPELIGHTDue to the changes of constant improvement in lighting technology, all details are subject to change without notice. Consult factory for up to date information. ERM1-120V Mini Round Flexilight 6ft. Power Cord w/ Power ConnectorERM1-24V* Mini Round Flexilight 6ft. Power Cord w/ Power ConnectorERM1-12V** Mini Round Flexilight 6ft. Power Cord w/ Power ConnectorM3 Mini Round Flexilight Splice ConnectorM4 Mini Round Flexilight End CapsM5 Mini Round Flexilight Tie StrapM6 Mini Round Flexilight Mounting ClipsM7 Mini Round Flexilight Suction CupM8 Mini Round Flexilight 6ft. ChannelM9 Mini Round Flexilight Easy Splice ConnectorM10 Mini Round Flexilight Y-cordM11 Mini Round Flexilight T-connectorM14 Housing Clamp for Splice ConnectorM103 Mini Round Flexilight PVC Connector12V, 4 bulbs/unit24V, 8 bulbs/unit110V - 120V, 18 bulbs/unit12V, 4 bulbs/unit24V, 8 bulbs/unit110V - 120V, 18 bulbs/unit12V, 4 bulbs/unit24V, 8 bulbs/unit110V - 120V, 18 bulbs/unit Mini Round Instant Flexilight Accessories:Specifications of Mini Round Instant Flexilight:StructureVoltage12V24V110-120VERM1Specify colorMax. Loading Length (Color)30’60’150’Cutting Unit (Color)4”8”24”Bulb Spec.3.0V0.07A0.21W3.0V0.07A0.21W6.5V0.07A0.46WNumber of Bulbs/Unit121212Wattage2.52W/foot2.52W/foot5.5W/footNOTE: EACH ROLL INCLUDES; 3pcs ERM1XXX Power Cords, 3pcs M3 Splice Connectors, 3pcs M4 End CapsPackages AvailableE R M F - 1 2 0 - 1 5 0 - C O L O RVoltageLengthItem No.(Available in 150’ Rolls only, no custom cut)Item NumberERMF-120-150ERMF-24-150*ERMF-12-150**Length150’150’150’Package/Roll/Roll/RollM5M8M6M7M9M4SM10M10M22M103M23M11M14M22 Mini Round Flexilight PVC T-ConnectorM23 Mini Round Flexilight PVC X-ConnectorM3Standard ControllerMODELERWL-2C-M-110 ERWL-2C-M-24A*(*Requires 24V AC power source)ERWL-2C-M-12A**(**Requires 12V AC power source)VOLTAGE AVAILABLE120V24V12VMAX. LENGTH150 FT.60 FT.30 FT.FUNCTIONSStatic/FlashingStatic/FlashingStatic/Flashing
https://media.iuseelite.com/specsheet2/ersf-120-150.pdf | lighting | 1050F L E X I B L E R O P E L I G H TWWW.IUSEELITE.COM • TEL 1-877-375-5555 • FAX 1-877-375-3333With its square profile, the 3/8” x 3/8” Mini Square Flexilight and rated at 35,000 hours, is very suitable for installation on flat surfaces, at the intersection of two walls, or in channels on the surfaces of buildings, where it can fit perfectly.It is also ideal for making a perfect straight line when installed with a channel. It is widely used for the decoration of building edges and staircase steps. Number of wireNumber of bulb/footDiameterShapeColors available (PVC)2123/8” x 3/8” (13mm x 13mm)SquareClear:ClearMini Square FlexilightMini Square Flexilight1051F L E X I B L E R O P E L I G H TFLEXIBLE ROPELIGHTDue to the changes of constant improvement in lighting technology, all details are subject to change without notice. Consult factory for up to date information. SM1012V, 4 bulbs/unit24V, 8 bulbs/unit110V - 120V, 18 bulbs/unit12V, 4 bulbs/unit24V, 8 bulbs/unit110V - 120V, 18 bulbs/unit12V, 4 bulbs/unit24V, 8 bulbs/unit110V - 120V, 18 bulbs/unitStandard ControllerERSM1-120V Mini Square Flexilight 6ft. Power Cord w/ Power ConnectorERSM1-24V* Mini Square Flexilight 6ft. Power Cord w/ Power ConnectorERSM1-12V** Mini Square Flexilight 6ft. Power Cord w/ Power ConnectorSM3 Mini Square Flexilight Splice ConnectorSM4 Mini Square Flexilight End CapsF5 Mini Square Flexilight Tie StrapM6 Mini Square Flexilight Mounting ClipsF7 Mini Square Flexilight Suction CupM8 Mini Square Flexilight 6ft. ChannelSM9 Mini Square Flexilight Easy Splice ConnectorSM10 Mini Square Flexilight Y-cordMini Square Flexilight Accessories:Specifications of Mini Square Flexilight:StructureVoltage12V24V110-120VNOTE: EACH ROLL INCLUDES; 3pcs ERSM1XXX Power Cords, 3pcs SM3 Splice Connectors, 3pcs SM4 End CapsPackages AvailableERSM1F5M8M6F7SM9SM4E R S F - 1 2 0 - 1 5 0 - C O L O RVoltageLengthSpecify colorItem No.(Available in 150’ Rolls only, no custom cut)Max. Loading Length (Color)30’60’150’Cutting Unit (Color)4”9”18”Bulb Spec.3.0V0.07A0.21W3.0V0.07A0.21W6.5V0.07A0.46WNumber of Bulbs/Unit121212Wattage2.52W/foot2.52W/foot2.5W/footItem NumberERSF-120-150ERSF-24-150*ERSF-12-150**Length150’150’150’Package/Roll/Roll/RollMODELERWL-2C-M-S-110 ERWL-2C-M-S-24A*(*Requires 24V AC power source)ERWL-2C-M-S-12A**(**Requires 12V AC power source)VOLTAGE AVAILABLE120V24V12VMAX. LENGTH150 FT.60 FT.30 FT.FUNCTIONSStatic/FlashingStatic/FlashingStatic/FlashingSM3
https://media.iuseelite.com/specsheet2/erif-120-150.pdf | lighting | 1054F L E X I B L E R O P E L I G H TWWW.IUSEELITE.COM • TEL 1-877-375-5555 • FAX 1-877-375-3333The Round Instant Flexilight, 1/2” in diameter and rated at 35,000 hours, is a basic, long-lasting product. Since we only use the highest-quality PVC material along with UV additives, the Round Instant Flexilight can be used in indoor or outdoor applications and can withstand both freezing and scorching weather. Flashing light effects can be created if a controller is used. The Round Instant Flexilight is very easy to use for a wide variety of design purposes, such as creating meaningful patterns in lighting projects; illuminating the edges of buildings, stairs, and other objects; or simply making a promotional sign.Round Instant FlexilightNumber of wireNumber of bulb/footDiameterShapeColors available (PVC)2121/2” RoundClear:Clear, GreenFluorescent Colors:Green and PinkPearl Colors:White, Red, Yellow, Blue & Green1055F L E X I B L E R O P E L I G H TFLEXIBLE ROPELIGHTDue to the changes of constant improvement in lighting technology, all details are subject to change without notice. Consult factory for up to date information. 12V, 4 bulbs/unit24V, 8 bulbs/unit110V - 120V, 18 bulbs/unit12V, 4 bulbs/unit24V, 8 bulbs/unit110V - 120V, 18 bulbs/unit12V, 4 bulbs/unit24V, 8 bulbs/unit110V - 120V, 18 bulbs/unitStandard ControllerERIF1-120V Round Instant Flexilight 6ft. Power Cord w/ Power ConnectorERIF1-24V* Round Instant Flexilight 6ft. Power Cord w/ Power ConnectorERIF1-12V** Round Instant Flexilight 6ft. Power Cord w/ Power ConnectorF3 Round Instant Flexilight Splice ConnectorF4 Round Instant Flexilight End CapsF5 Round Instant Flexilight Tie StrapF6 Round Instant Flexilight Mounting ClipsF7 Round Instant Flexilight Suction CupF8 Round Instant Flexilight 6ft. ChannelF9 Round Instant Flexilight Easy Splice ConnectorF10 Round Instant Flexilight Y-cordF11 Round Instant Flexilight T-connectorF14 Round Instant Flexilight Splice ConnectorF103 Round Instant Flexilight PVC ConnectorF22 Round Instant Flexilight PVC T-ConnectorF23 Round Instant Flexilight PVC X-ConnectorRound Instant Flexilight Accessories:Specifications of Round Instant Flexilight:StructureVoltage12V24V110-120VERIF1F5F8F6F7F9F4F10Max. Loading Length (Color)30’60’240’Cutting Unit (Color)4’8’24’Bulb Spec.3.0V0.07A0.21W3.0V0.07A0.21W6.5V0.07A0.46WNumber of Bulbs/Unit121212Wattage2.52W/foot2.52W/foot3W/footMODELERWL-2C-110 ERWL-2C-24A*(*Requires 24V AC power source)ERWL-2C-12A**(**Requires 12V AC power source)VOLTAGE AVAILABLE120V24V12VMAX. LENGTH150 FT.60 FT.30 FT.FUNCTIONSStatic/FlashingStatic/FlashingStatic/FlashingF22F103F23F11F14NOTE: EACH ROLL INCLUDES; 3pcs ERIFXXX Power Cords, 3pcs F3 Splice Connectors, 3pcs F4 End CapsPackages AvailableE R I F - 1 2 0 - 1 5 0 - C O L O RVoltageLengthSpecify colorItem No.(Available in 150’ Rolls only, no custom cut)Item NumberERIF-120-150ERIF-24-150*ERIF-12-150**Length150’150’150’Package/Roll/Roll/RollF3
https://media.iuseelite.com/specsheet2/eriu-120-150.pdf | lighting | 1056F L E X I B L E R O P E L I G H TWWW.IUSEELITE.COM • TEL 1-877-375-5555 • FAX 1-877-375-3333The Super-Brite rope light, 5/8” in diameter, is made with super-bright bulbs (6V/100MA). Each bulb emits 66.7% higher brightness than the standard miniature bulb. Since we only use the highest-quality PVC material along with UV additives, the Super-Brite Flexilight can be used in indoor or outdoor applications and can withstand both freezing and scorching weather. Superior brightness makes these rope lights perfect for creating highlights in decorations. Due to its larger bulbs and thickness, Super-Brite is also designed for large-scale decorations, such as those on a skyscraper, across a bridge, or on a large billboard. Number of wireNumber of bulb/footDiameterShapeColors available (PVC)2125/8”RoundClear:Clear, Red, Yellow, Blue, Green, Orange, PurpleFluorescent Colors:Green, Orange and PinkPearl Colors:White, Red, Yellow, Blue & GreenSuper-Brite Flexilight5/8”DIAMETER1057F L E X I B L E R O P E L I G H TFLEXIBLE ROPELIGHTDue to the changes of constant improvement in lighting technology, all details are subject to change without notice. Consult factory for up to date information. 12V, 4 bulbs/unit24V, 8 bulbs/unit110V - 120V, 18 bulbs/unitERIU-1 120V Super-Brite Flexilight 6ft. Power Cord w/ Power ConnectorIU3 Super-Brite Flexilight Splice ConnectorIU4 Super-Brite Flexilight End CapsF5 Super-Brite Flexilight Tie StrapIU6 Super-Brite Flexilight Mounting ClipsF7 Super-Brite Flexilight Suction CupIU8 Super-Brite Flexilight 6ft. ChannelIU9 Super-Brite Flexilight Easy Splice ConnectorIU10 Super-Brite Flexilight Y-cordIU14 Housing Clamp for Splice ConnectorIU103 Super-Brite Flexilight PVC ConnectorIU22 Super-Brite Flexilight PVC T-ConnectorIU23 Super-Brite Flexilight PVC X-ConnectorSuper-Brite Flexilight Accessories:Specifications of Super-Brite Flexilight:StructureVoltage110-120VNOTE: EACH ROLL INCLUDES; 3pcs ERIU-1 Power Cords, 3pcs IU3 Splice Connectors, 3pcs IU4 End CapsPackages AvailableERIU1 E R I U - 1 2 0 - 1 5 0 - C O L O RVoltageLengthSpecify colorItem No.(Available in 150’ Rolls only, no custom cut)Max. Loading Length (Color)100’Cutting Unit (Color)20”Bulb Spec.6.5V0.07A0.46WNumber of Bulbs/Unit12Wattage8.0W/footItem NumberERIU-120-150Length150’Package/RollF5IU8IU6F7IU9IU4IU10IU22IU23IU14IU103Standard ControllerMODELERWL-2C-ERIU-110 VOLTAGE AVAILABLE120VMAX. LENGTH150 FT.FUNCTIONSStatic/FlashingGradual Color-Change
https://media.iuseelite.com/specsheet2/ermf-12-150.pdf | lighting | 1052F L E X I B L E R O P E L I G H TWWW.IUSEELITE.COM • TEL 1-877-375-5555 • FAX 1-877-375-3333The Mini Round Instant Flexilight, 3/8” in diameter and rated at 35,000 hours, is becoming the most popular rope light because of its smaller diameter. This design has become possible through a restructuring of wires and light bulbs inside the rope light. Therefore, the quality and life of the product has remained as high as the standard 1/2” rope light. The exclusive use of the highest-quality PVC material along with UV additives makes this product suitable for both indoor and outdoor applications, and can withstand both freezing and scorching weather. Flashing light effects can be created if a controller is used. The Mini Round Instant Flexilight is suitable for making complicated patterns and designs with acute angles and dense lines. Its flexibility also makes it perfect for making smaller designs, such as portable signs and small home decorations. Number of wireNumber of bulb/footDiameterShapeColors available (PVC)2123/8”RoundClear:Clear, Red Green, Orange, PurpleFluorescent Colors:Green, Orange and PinkPearl Colors:Red, Yellow, Blue & GreenMini Round Instant Flexilight1053F L E X I B L E R O P E L I G H TFLEXIBLE ROPELIGHTDue to the changes of constant improvement in lighting technology, all details are subject to change without notice. Consult factory for up to date information. ERM1-120V Mini Round Flexilight 6ft. Power Cord w/ Power ConnectorERM1-24V* Mini Round Flexilight 6ft. Power Cord w/ Power ConnectorERM1-12V** Mini Round Flexilight 6ft. Power Cord w/ Power ConnectorM3 Mini Round Flexilight Splice ConnectorM4 Mini Round Flexilight End CapsM5 Mini Round Flexilight Tie StrapM6 Mini Round Flexilight Mounting ClipsM7 Mini Round Flexilight Suction CupM8 Mini Round Flexilight 6ft. ChannelM9 Mini Round Flexilight Easy Splice ConnectorM10 Mini Round Flexilight Y-cordM11 Mini Round Flexilight T-connectorM14 Housing Clamp for Splice ConnectorM103 Mini Round Flexilight PVC Connector12V, 4 bulbs/unit24V, 8 bulbs/unit110V - 120V, 18 bulbs/unit12V, 4 bulbs/unit24V, 8 bulbs/unit110V - 120V, 18 bulbs/unit12V, 4 bulbs/unit24V, 8 bulbs/unit110V - 120V, 18 bulbs/unit Mini Round Instant Flexilight Accessories:Specifications of Mini Round Instant Flexilight:StructureVoltage12V24V110-120VERM1Specify colorMax. Loading Length (Color)30’60’150’Cutting Unit (Color)4”8”24”Bulb Spec.3.0V0.07A0.21W3.0V0.07A0.21W6.5V0.07A0.46WNumber of Bulbs/Unit121212Wattage2.52W/foot2.52W/foot5.5W/footNOTE: EACH ROLL INCLUDES; 3pcs ERM1XXX Power Cords, 3pcs M3 Splice Connectors, 3pcs M4 End CapsPackages AvailableE R M F - 1 2 0 - 1 5 0 - C O L O RVoltageLengthItem No.(Available in 150’ Rolls only, no custom cut)Item NumberERMF-120-150ERMF-24-150*ERMF-12-150**Length150’150’150’Package/Roll/Roll/RollM5M8M6M7M9M4SM10M10M22M103M23M11M14M22 Mini Round Flexilight PVC T-ConnectorM23 Mini Round Flexilight PVC X-ConnectorM3Standard ControllerMODELERWL-2C-M-110 ERWL-2C-M-24A*(*Requires 24V AC power source)ERWL-2C-M-12A**(**Requires 12V AC power source)VOLTAGE AVAILABLE120V24V12VMAX. LENGTH150 FT.60 FT.30 FT.FUNCTIONSStatic/FlashingStatic/FlashingStatic/Flashing
https://media.iuseelite.com/specsheet2/ersf-12-150.pdf | lighting | 1050F L E X I B L E R O P E L I G H TWWW.IUSEELITE.COM • TEL 1-877-375-5555 • FAX 1-877-375-3333With its square profile, the 3/8” x 3/8” Mini Square Flexilight and rated at 35,000 hours, is very suitable for installation on flat surfaces, at the intersection of two walls, or in channels on the surfaces of buildings, where it can fit perfectly.It is also ideal for making a perfect straight line when installed with a channel. It is widely used for the decoration of building edges and staircase steps. Number of wireNumber of bulb/footDiameterShapeColors available (PVC)2123/8” x 3/8” (13mm x 13mm)SquareClear:ClearMini Square FlexilightMini Square Flexilight1051F L E X I B L E R O P E L I G H TFLEXIBLE ROPELIGHTDue to the changes of constant improvement in lighting technology, all details are subject to change without notice. Consult factory for up to date information. SM1012V, 4 bulbs/unit24V, 8 bulbs/unit110V - 120V, 18 bulbs/unit12V, 4 bulbs/unit24V, 8 bulbs/unit110V - 120V, 18 bulbs/unit12V, 4 bulbs/unit24V, 8 bulbs/unit110V - 120V, 18 bulbs/unitStandard ControllerERSM1-120V Mini Square Flexilight 6ft. Power Cord w/ Power ConnectorERSM1-24V* Mini Square Flexilight 6ft. Power Cord w/ Power ConnectorERSM1-12V** Mini Square Flexilight 6ft. Power Cord w/ Power ConnectorSM3 Mini Square Flexilight Splice ConnectorSM4 Mini Square Flexilight End CapsF5 Mini Square Flexilight Tie StrapM6 Mini Square Flexilight Mounting ClipsF7 Mini Square Flexilight Suction CupM8 Mini Square Flexilight 6ft. ChannelSM9 Mini Square Flexilight Easy Splice ConnectorSM10 Mini Square Flexilight Y-cordMini Square Flexilight Accessories:Specifications of Mini Square Flexilight:StructureVoltage12V24V110-120VNOTE: EACH ROLL INCLUDES; 3pcs ERSM1XXX Power Cords, 3pcs SM3 Splice Connectors, 3pcs SM4 End CapsPackages AvailableERSM1F5M8M6F7SM9SM4E R S F - 1 2 0 - 1 5 0 - C O L O RVoltageLengthSpecify colorItem No.(Available in 150’ Rolls only, no custom cut)Max. Loading Length (Color)30’60’150’Cutting Unit (Color)4”9”18”Bulb Spec.3.0V0.07A0.21W3.0V0.07A0.21W6.5V0.07A0.46WNumber of Bulbs/Unit121212Wattage2.52W/foot2.52W/foot2.5W/footItem NumberERSF-120-150ERSF-24-150*ERSF-12-150**Length150’150’150’Package/Roll/Roll/RollMODELERWL-2C-M-S-110 ERWL-2C-M-S-24A*(*Requires 24V AC power source)ERWL-2C-M-S-12A**(**Requires 12V AC power source)VOLTAGE AVAILABLE120V24V12VMAX. LENGTH150 FT.60 FT.30 FT.FUNCTIONSStatic/FlashingStatic/FlashingStatic/FlashingSM3
https://media.iuseelite.com/specsheet2/erif-12-150.pdf | lighting | 1054F L E X I B L E R O P E L I G H TWWW.IUSEELITE.COM • TEL 1-877-375-5555 • FAX 1-877-375-3333The Round Instant Flexilight, 1/2” in diameter and rated at 35,000 hours, is a basic, long-lasting product. Since we only use the highest-quality PVC material along with UV additives, the Round Instant Flexilight can be used in indoor or outdoor applications and can withstand both freezing and scorching weather. Flashing light effects can be created if a controller is used. The Round Instant Flexilight is very easy to use for a wide variety of design purposes, such as creating meaningful patterns in lighting projects; illuminating the edges of buildings, stairs, and other objects; or simply making a promotional sign.Round Instant FlexilightNumber of wireNumber of bulb/footDiameterShapeColors available (PVC)2121/2” RoundClear:Clear, GreenFluorescent Colors:Green and PinkPearl Colors:White, Red, Yellow, Blue & Green1055F L E X I B L E R O P E L I G H TFLEXIBLE ROPELIGHTDue to the changes of constant improvement in lighting technology, all details are subject to change without notice. Consult factory for up to date information. 12V, 4 bulbs/unit24V, 8 bulbs/unit110V - 120V, 18 bulbs/unit12V, 4 bulbs/unit24V, 8 bulbs/unit110V - 120V, 18 bulbs/unit12V, 4 bulbs/unit24V, 8 bulbs/unit110V - 120V, 18 bulbs/unitStandard ControllerERIF1-120V Round Instant Flexilight 6ft. Power Cord w/ Power ConnectorERIF1-24V* Round Instant Flexilight 6ft. Power Cord w/ Power ConnectorERIF1-12V** Round Instant Flexilight 6ft. Power Cord w/ Power ConnectorF3 Round Instant Flexilight Splice ConnectorF4 Round Instant Flexilight End CapsF5 Round Instant Flexilight Tie StrapF6 Round Instant Flexilight Mounting ClipsF7 Round Instant Flexilight Suction CupF8 Round Instant Flexilight 6ft. ChannelF9 Round Instant Flexilight Easy Splice ConnectorF10 Round Instant Flexilight Y-cordF11 Round Instant Flexilight T-connectorF14 Round Instant Flexilight Splice ConnectorF103 Round Instant Flexilight PVC ConnectorF22 Round Instant Flexilight PVC T-ConnectorF23 Round Instant Flexilight PVC X-ConnectorRound Instant Flexilight Accessories:Specifications of Round Instant Flexilight:StructureVoltage12V24V110-120VERIF1F5F8F6F7F9F4F10Max. Loading Length (Color)30’60’240’Cutting Unit (Color)4’8’24’Bulb Spec.3.0V0.07A0.21W3.0V0.07A0.21W6.5V0.07A0.46WNumber of Bulbs/Unit121212Wattage2.52W/foot2.52W/foot3W/footMODELERWL-2C-110 ERWL-2C-24A*(*Requires 24V AC power source)ERWL-2C-12A**(**Requires 12V AC power source)VOLTAGE AVAILABLE120V24V12VMAX. LENGTH150 FT.60 FT.30 FT.FUNCTIONSStatic/FlashingStatic/FlashingStatic/FlashingF22F103F23F11F14NOTE: EACH ROLL INCLUDES; 3pcs ERIFXXX Power Cords, 3pcs F3 Splice Connectors, 3pcs F4 End CapsPackages AvailableE R I F - 1 2 0 - 1 5 0 - C O L O RVoltageLengthSpecify colorItem No.(Available in 150’ Rolls only, no custom cut)Item NumberERIF-120-150ERIF-24-150*ERIF-12-150**Length150’150’150’Package/Roll/Roll/RollF3
https://media.iuseelite.com/specsheet2/er-led-24-150.pdf | lighting | 1049F L E X I B L E R O P E L I G H TFLEXIBLE ROPELIGHTDue to the changes of constant improvement in lighting technology, all details are subject to change without notice. Consult factory for up to date information. ERIFL-F106 -120V LED Flexilight 6ft. Power Cord w/ Power ConnectorERIFL-F107 -24V LED Flexilight 6ft. Power Cord w/ Power ConnectorERIFL-F107 -12V LED Flexilight 6ft. Power Cord w/ Power ConnectorF4 LED Flexilight End CapsF5 LED Flexilight Tie StrapF6 LED Flexilight Mounting ClipF7 LED Flexilight Suction CupF8 LED Flexilight 6 ft. ChannelLED Instant Flexilight Accessories:Specifications of LED Instant Flexilight:StructureVoltage110-120V24V12VNOTE: Each Roll Includes; 3pcs ERIFL-XXX Power Cords, 3pcs F4 End CapsNo Driver Required/ Rectifier Included12V, 4 bulbs/unit24V, 8 bulbs/unit110V - 120V, 18 bulbs/unit12V, 4 bulbs/unit24V, 8 bulbs/unit110V - 120V, 18 bulbs/unit12V, 4 bulbs/unit24V, 8 bulbs/unit110V - 120V, 18 bulbs/unitPackages AvailableERIFL-F106 F5F8F6F7F10F22F14F103F23F4E R - L E D - 1 2 0 - 1 5 0 - C O L O RVoltageLengthSpecify colorItem No.(Available in 150’ Rolls only, no custom cut)F10 LED Flexilight Y-Cable ConnectorF14 Housing Clam for Splice ConnectorF103 LED Flexilight PVC ConnectorF22 LED Flexilight PVC T-ConnectorF23 LED Flexilight PVC X-ConnectorMax. Loading Length (Color)600’(WW, CW, B, G)900’(R, Y)100’(WW, CW, B, G)200’(R, Y)50’(WW, CW, B, G)100’(R, Y)Cutting Unit (Color)40”(WW, CW, B, G)54”(R, Y)6”(WW, CW, B, G)4”(R, Y)3”(WW, CW, B, G)6”(R, Y)Bulb Spec.LEDLEDLEDLEDLEDLEDNumber of Bulbs/Unit3654612612Wattage0.8W/foot0.53W/foot0.88W/foot0.44W/foot0.88W/foot0.44W/footItem NumberER-LED-120-150ER-LED-24-150ER-LED-12-150Length150’150’150’Package/Roll/Roll/RollLED Voltage12V24VLED Lenght50’100’Max. Wattage75w100wCat#M100L-12-DCM100L-24-DCNOTE: LED Magnetic Transformer
https://media.iuseelite.com/specsheet2/ermf-24-150.pdf | lighting | 1052F L E X I B L E R O P E L I G H TWWW.IUSEELITE.COM • TEL 1-877-375-5555 • FAX 1-877-375-3333The Mini Round Instant Flexilight, 3/8” in diameter and rated at 35,000 hours, is becoming the most popular rope light because of its smaller diameter. This design has become possible through a restructuring of wires and light bulbs inside the rope light. Therefore, the quality and life of the product has remained as high as the standard 1/2” rope light. The exclusive use of the highest-quality PVC material along with UV additives makes this product suitable for both indoor and outdoor applications, and can withstand both freezing and scorching weather. Flashing light effects can be created if a controller is used. The Mini Round Instant Flexilight is suitable for making complicated patterns and designs with acute angles and dense lines. Its flexibility also makes it perfect for making smaller designs, such as portable signs and small home decorations. Number of wireNumber of bulb/footDiameterShapeColors available (PVC)2123/8”RoundClear:Clear, Red Green, Orange, PurpleFluorescent Colors:Green, Orange and PinkPearl Colors:Red, Yellow, Blue & GreenMini Round Instant Flexilight1053F L E X I B L E R O P E L I G H TFLEXIBLE ROPELIGHTDue to the changes of constant improvement in lighting technology, all details are subject to change without notice. Consult factory for up to date information. ERM1-120V Mini Round Flexilight 6ft. Power Cord w/ Power ConnectorERM1-24V* Mini Round Flexilight 6ft. Power Cord w/ Power ConnectorERM1-12V** Mini Round Flexilight 6ft. Power Cord w/ Power ConnectorM3 Mini Round Flexilight Splice ConnectorM4 Mini Round Flexilight End CapsM5 Mini Round Flexilight Tie StrapM6 Mini Round Flexilight Mounting ClipsM7 Mini Round Flexilight Suction CupM8 Mini Round Flexilight 6ft. ChannelM9 Mini Round Flexilight Easy Splice ConnectorM10 Mini Round Flexilight Y-cordM11 Mini Round Flexilight T-connectorM14 Housing Clamp for Splice ConnectorM103 Mini Round Flexilight PVC Connector12V, 4 bulbs/unit24V, 8 bulbs/unit110V - 120V, 18 bulbs/unit12V, 4 bulbs/unit24V, 8 bulbs/unit110V - 120V, 18 bulbs/unit12V, 4 bulbs/unit24V, 8 bulbs/unit110V - 120V, 18 bulbs/unit Mini Round Instant Flexilight Accessories:Specifications of Mini Round Instant Flexilight:StructureVoltage12V24V110-120VERM1Specify colorMax. Loading Length (Color)30’60’150’Cutting Unit (Color)4”8”24”Bulb Spec.3.0V0.07A0.21W3.0V0.07A0.21W6.5V0.07A0.46WNumber of Bulbs/Unit121212Wattage2.52W/foot2.52W/foot5.5W/footNOTE: EACH ROLL INCLUDES; 3pcs ERM1XXX Power Cords, 3pcs M3 Splice Connectors, 3pcs M4 End CapsPackages AvailableE R M F - 1 2 0 - 1 5 0 - C O L O RVoltageLengthItem No.(Available in 150’ Rolls only, no custom cut)Item NumberERMF-120-150ERMF-24-150*ERMF-12-150**Length150’150’150’Package/Roll/Roll/RollM5M8M6M7M9M4SM10M10M22M103M23M11M14M22 Mini Round Flexilight PVC T-ConnectorM23 Mini Round Flexilight PVC X-ConnectorM3Standard ControllerMODELERWL-2C-M-110 ERWL-2C-M-24A*(*Requires 24V AC power source)ERWL-2C-M-12A**(**Requires 12V AC power source)VOLTAGE AVAILABLE120V24V12VMAX. LENGTH150 FT.60 FT.30 FT.FUNCTIONSStatic/FlashingStatic/FlashingStatic/Flashing
https://media.iuseelite.com/specsheet2/erif-24-150.pdf | lighting | 1054F L E X I B L E R O P E L I G H TWWW.IUSEELITE.COM • TEL 1-877-375-5555 • FAX 1-877-375-3333The Round Instant Flexilight, 1/2” in diameter and rated at 35,000 hours, is a basic, long-lasting product. Since we only use the highest-quality PVC material along with UV additives, the Round Instant Flexilight can be used in indoor or outdoor applications and can withstand both freezing and scorching weather. Flashing light effects can be created if a controller is used. The Round Instant Flexilight is very easy to use for a wide variety of design purposes, such as creating meaningful patterns in lighting projects; illuminating the edges of buildings, stairs, and other objects; or simply making a promotional sign.Round Instant FlexilightNumber of wireNumber of bulb/footDiameterShapeColors available (PVC)2121/2” RoundClear:Clear, GreenFluorescent Colors:Green and PinkPearl Colors:White, Red, Yellow, Blue & Green1055F L E X I B L E R O P E L I G H TFLEXIBLE ROPELIGHTDue to the changes of constant improvement in lighting technology, all details are subject to change without notice. Consult factory for up to date information. 12V, 4 bulbs/unit24V, 8 bulbs/unit110V - 120V, 18 bulbs/unit12V, 4 bulbs/unit24V, 8 bulbs/unit110V - 120V, 18 bulbs/unit12V, 4 bulbs/unit24V, 8 bulbs/unit110V - 120V, 18 bulbs/unitStandard ControllerERIF1-120V Round Instant Flexilight 6ft. Power Cord w/ Power ConnectorERIF1-24V* Round Instant Flexilight 6ft. Power Cord w/ Power ConnectorERIF1-12V** Round Instant Flexilight 6ft. Power Cord w/ Power ConnectorF3 Round Instant Flexilight Splice ConnectorF4 Round Instant Flexilight End CapsF5 Round Instant Flexilight Tie StrapF6 Round Instant Flexilight Mounting ClipsF7 Round Instant Flexilight Suction CupF8 Round Instant Flexilight 6ft. ChannelF9 Round Instant Flexilight Easy Splice ConnectorF10 Round Instant Flexilight Y-cordF11 Round Instant Flexilight T-connectorF14 Round Instant Flexilight Splice ConnectorF103 Round Instant Flexilight PVC ConnectorF22 Round Instant Flexilight PVC T-ConnectorF23 Round Instant Flexilight PVC X-ConnectorRound Instant Flexilight Accessories:Specifications of Round Instant Flexilight:StructureVoltage12V24V110-120VERIF1F5F8F6F7F9F4F10Max. Loading Length (Color)30’60’240’Cutting Unit (Color)4’8’24’Bulb Spec.3.0V0.07A0.21W3.0V0.07A0.21W6.5V0.07A0.46WNumber of Bulbs/Unit121212Wattage2.52W/foot2.52W/foot3W/footMODELERWL-2C-110 ERWL-2C-24A*(*Requires 24V AC power source)ERWL-2C-12A**(**Requires 12V AC power source)VOLTAGE AVAILABLE120V24V12VMAX. LENGTH150 FT.60 FT.30 FT.FUNCTIONSStatic/FlashingStatic/FlashingStatic/FlashingF22F103F23F11F14NOTE: EACH ROLL INCLUDES; 3pcs ERIFXXX Power Cords, 3pcs F3 Splice Connectors, 3pcs F4 End CapsPackages AvailableE R I F - 1 2 0 - 1 5 0 - C O L O RVoltageLengthSpecify colorItem No.(Available in 150’ Rolls only, no custom cut)Item NumberERIF-120-150ERIF-24-150*ERIF-12-150**Length150’150’150’Package/Roll/Roll/RollF3
https://media.iuseelite.com/specsheet2/omsd2-led-15.pdf | lighting | Due to the changes of constant improvement in LED technology, all details are subject to change without notice. Consult factory for up to date information. w w w . i u s e e l i t e . c o mFEATURESThe OMSD2 LED flush mount damp-rated mushroom with a frosted lens provides a wide distribution, soft and even ambient lighting that illuminates the entire interior space. Ideal for low or high ceilings with up to 1000 lumens (13”) and 1200 lumens (15”). The half-moon dome design and wide trim blends perfectly with many designs in bedrooms, stairways, hallways, basements, roofed open porches, canopies and other commercial and residential applications. LED Flush Mount Mushroom OMSD2-LEDSIZENOMINAL LUMENSWATTAGE15”120022W13”100018WBased on 4000K, 85+ CRI. Actual wattage may vary +/- 5%LUMENSDIMMING & CONTROLCOLOR QUALITYSIZEMOUNTINGCRILIFETIMEPHOTOMETRIC TESTSCCT13” - 1000L15” - 1200LDIMTR30K3 Step MacAdam Ellipse13” and 15”Surface Mount90+L70 at 50,000 HoursIn Accordance with IES LM79-08, LM80 and TM-30, TM-21CONSTRUCTION Durable aluminum trim. Satin nickel finish standard with opal glass. OPTICS PMMA lens for glare-free, even distribution. QUICK, EASY INSTALLATION Includes all necessary mounting hardware. Fast, easy, installation that can be completed by one qualified professional. LISTINGS Energy Star Damp Location WWW.IUSEELITE.COM414”18”12”3”15”13”4.75”LED Flush Mount FixtureLED Flush Mount FixtureLED Surface Mount Mushroom FixtureLED Surface Mount Mushroom Fixture with SensorOMSD1-LEDOMSD2-LEDOMS-LEDOMS-LED-SENSORSTOCK ITEMSUPCOMSD1-LED-12-1400-120-30K848070054130OMSD1-LED-14-1600-120-30K848070054154OMSD1-LED-18-1800-120-30K848070054178STOCK ITEMSUPCOMSD2-LED-13-1000L-120-30K848070056257OMSD2-LED-15-1200L-120-30K848070056271STOCK ITEMSUPCOMS-LED-11-1000L-DIMTR-MVOLT-40K-90848070037683OMS-LED-11-1200L-DIMTR-MVOLT-30K-90848070060902OMS-LED-14-2200L-DIMTR-DIM10-MVOLT-40K-90848070084601OMS-LED-19-3500L-DIMTR-DIM10-MVOLT-40K-90848070061046OMS-LED-19-3500L-DIMTR-DIM10-MVOLT-30K-90848070061022STOCK ITEMSUPCOMS-LED-12-1200L-DIMTR-120-27K/30K/35K/40K/50K-90194672004142OMS-LED-14-1500L-DIMTR-120-27K/30K/35K/40K/50K-90194672004166OMS-LED-16-2000L-DIMTR-120-27K/30K/35K/40K/50K-90194672004180STOCK ITEMSUPCOMS-LED-11-1000L-120-30K-90-SENSOR848070079041OMS-LED-11-1000L-120-40K-90-SENSOR8480700813342-1/4”WWW.IUSEELITE.COMConsult factory for more optionsLED SURFACE MOUNT SERIEST & SURFACE MOUNT14”18”12”3”15”13”4.75”LED Flush Mount FixtureLED Flush Mount FixtureLED Surface Mount Mushroom FixtureLED Surface Mount Mushroom Fixture with SensorOMSD1-LEDOMSD2-LEDOMS-LEDOMS-LED-SENSORSTOCK ITEMSUPCOMSD1-LED-12-1400-120-30K848070054130OMSD1-LED-14-1600-120-30K848070054154OMSD1-LED-18-1800-120-30K848070054178STOCK ITEMSUPCOMSD2-LED-13-1000L-120-30K848070056257OMSD2-LED-15-1200L-120-30K848070056271STOCK ITEMSUPCOMS-LED-11-1000L-DIMTR-MVOLT-40K-90848070037683OMS-LED-11-1200L-DIMTR-MVOLT-30K-90848070060902OMS-LED-14-2200L-DIMTR-DIM10-MVOLT-40K-90848070084601OMS-LED-19-3500L-DIMTR-DIM10-MVOLT-40K-90848070061046OMS-LED-19-3500L-DIMTR-DIM10-MVOLT-30K-90848070061022STOCK ITEMSUPCOMS-LED-12-1200L-DIMTR-120-27K/30K/35K/40K/50K-90194672004142OMS-LED-14-1500L-DIMTR-120-27K/30K/35K/40K/50K-90194672004166OMS-LED-16-2000L-DIMTR-120-27K/30K/35K/40K/50K-90194672004180STOCK ITEMSUPCOMS-LED-11-1000L-120-30K-90-SENSOR848070079041OMS-LED-11-1000L-120-40K-90-SENSOR8480700813342-1/4”Due to the changes of constant improvement in LED technology, all details are subject to change without notice. Consult factory for up to date information. w w w . i u s e e l i t e . c o mLED Flush Mount Mushroom OMSD2-LEDFIXTURE SIZE1315- 13”- 15”SERIESOMSD2 - LED SurfaceMountMushroomVOLTAGE120CCT30KTYPELEDExample: OMSD2-LED-13-1200L-120-30KLUMENS13” FIXTURE1000L- 1000 lumens15” FIXTURE1200L- 1800 lumens TEST NO.: INPUT WATTS: LUMENS: CRI: EFFICACY: CCT: SPACING CRITERIA: Candle Power Distribution (Candelas)RC - Ceiling Cavity ReflectanceRW - Wall ReflectanceROOM CAVITY RATIOCoefficients of Utilization - Zonal Cavity MethodEffective Floor Cavity Reflectance 0.20Zonal Lumens SummaryCandela TabulationLumens Per ZoneLuminance (Average candela/M2)90º 80º 70º 60º 50º 40º 30º 20º 10º Cone of LightBEAM DIA. MEASURED AT 50% OF NADIR F.C.(FT.)Distance to Plane(FC.) Initial Footcandle at Nadir(FT.) BeamVert. Spread(FT.) BeamHoriz. Spread290.1 fc8 ft7.7 ft423.9 fc15.6 ft15 ft610.4 fc23.6 ft22.7 ft85.8 fc31.6 ft30.4 ft103.78 fc39.2 ft37.7 ft122.6 fc47.2 ft45.4 ftOMSD2-LED-13-1000L-120-30K-90-SNEL04190518.1110490613000K1.44ZoneLumens%Lamp%Fixt0-2095.788.708.700-30205.2718.6018.600-40340.7930.9030.900-60634.0457.5057.500-80882.3880.0080.000-90971.1788.0088.00Angle in DegreesAverage 0ºAverage 45ºAverage 90º452874300031585529933148334165333135423781754266461649708593551028011140ZoneLumens0-1024.6610-2071.1220-30109.4930-40135.5240-50147.2550-60146.0060-70134.2670-80114.0880-9088.8000.0260.3595.0258.19015.0247.69025.0230.40035.0206.92045.0179.56055.0151.70065.0124.40075.097.58085.072.05090.060.230RC80%70%50%30%10%0%RW70%50%30%10%70%50%30%10%50%30%10%50%30%10%50%30%10%0%01161161161161121121121121041041049797979191918811039791869993888486827980777475727067292827468887972667468626964596460565338371625580696054645751605449565146434766353467361524556494353464149443936570564639665445385042374740354438343166450403461483933453732423630403429277594536295744352941332838322736302623855413226534031263730253529243327232195137292349362823342722322621312521191048342621463426213225203024192823191765131196262 TEST NO.: INPUT WATTS: LUMENS: CRI: EFFICACY: CCT: SPACING CRITERIA: Candle Power Distribution (Candelas)RC - Ceiling Cavity ReflectanceRW - Wall ReflectanceROOM CAVITY RATIOCoefficients of Utilization - Zonal Cavity MethodEffective Floor Cavity Reflectance 0.20Zonal Lumens SummaryCandela TabulationLumens Per ZoneLuminance (Average candela/M2)90º 80º 70º 60º 50º 40º 30º 20º 10º Cone of LightBEAM DIA. MEASURED AT 50% OF NADIR F.C.(FT.)Distance to Plane(FC.) Initial Footcandle at Nadir(FT.) BeamVert. Spread(FT.) BeamHoriz. Spread2132 fc6.6 ft6.6 ft435.2 fc12.9 ft12.7 ft615.3 fc19.5 ft19.3 ft88.53 fc26.1 ft25.8 ft105.56 fc32.4 ft32 ft123.83 fc39 ft38.5 ftOMSD2-LED-15-1200L-120-40K-90-SN EL10189822.2148790674000K1.42ZoneLumens%Lamp%Fixt0-20140.669.509.500-30300.6520.2020.200-40497.3033.5033.500-60911.8461.3061.300-801239.5283.4083.400-901347.5890.7090.70Angle in DegreesAverage 0ºAverage 45ºAverage 90º4540585402804027855416064131741295654517344858448487556254557725586685118807117304117377ZoneLumens0-1036.2610-20104.4020-30159.9930-40196.6440-50210.8450-60203.7160-70180.6670-80147.0280-90108.0700.0382.8825.0381.28015.0369.36025.0346.08035.0312.86045.0271.63055.0225.88065.0180.70075.0137.81085.098.01090.079.960RC80%70%50%30%10%0%RW70%50%30%10%70%50%30%10%50%30%10%50%30%10%50%30%10%0%011711711711711311311311310610610699999993939391110498928810095908588848183807778757370293847669908174687670657166626763595638473645681706255665953625651585349464776454477462534658514555484351464139571574740685546405244384942374640363366551423562504134473933443732423631297604637315845363042352940332838322825856423327544133273931263730253529252295238302450372924362823342723322622201049352722473527223326213125213024201896192288384OMSD2
https://media.iuseelite.com/specsheet2/ovr-101-led.pdf | lighting | Project Name:Note:Type:Catalog Number:Submittal form is available @ www.oraclelighting.comTel: 323-888-1973 • Fax: 323-888-1977Speciﬁcations and Dimensions subject to change without notice.Issued-B1118-Rev. 1Ordering Guide Example: OVR-101-LED-6000L-DIM10-MVOLT-40K-O-EMG-LED-BZOVR-101-LEDLED Small Square Canopy Seriesup to 60 Wattage / up to 8000 LumensSPECIFICATIONS:LUMENS4000 / 6000 / 8000 lumensWATTAGE27W / 40W / 60WCCT40K, 50KCRI70LIGHT EFFICIENCY130 lumens/wattVOLTAGEPOWER FREQUENCYFINISHAPPLICABLE ENVIRONMENT120-277 VAC50/60 HzBronze, White, BlackDry/Damp/Wet locationWORKING TEMPERATURE-40ºC to 40ºCAPPLICATIONS:luminaire that produces a high light output while keeping energy and maintenance costs low. Ideal for parking garages, walkways, storage areas, underpasses, and stairwells.FEATURES:• MVOLT (120-277V)• Increase energy savings with optional bi-level motion sensor• Lumen output from 4000-8000Lm with efﬁcacy up to 141lm/W• Replacing 100W MH and 175W MH saving over 75% energy consumption• Operating temperature is -40ºC to 40ºC(-40ºF to 104ºF)• UL/cUL wet locationDIMENSION:PHOTOMETRICS:OVR-101-LEDSERIESOVR-101-LEDPERFORMANCE4000L6000L- 3750 lumens- 5350 lumens- 7800 lumensVOLTAGEMVOLT- 120-277VOPTIONMS- Motion SensorEMERGENCYO-EMG-LEDDIMMINGDIM10- 0-10V DimmingCCT40K50K- 4000K- 5000KFINISHBZWH- Bronze- White** DesignLights Consortium® (DLC) qualiﬁed product. Not all versions of this product may be DLC qualiﬁed. Please check the DLC Qualiﬁed Products List at www.designlights.org to conﬁrm which versions are qualiﬁed.* For list of qualiﬁed DLC ﬁxture, please consult factoryNet Weight:40W: 4.166 lb.60W: 5.070 lb.8000LBK- Black27W: 3.615 lb.
https://media.iuseelite.com/specsheet2/oss-led.pdf | lighting | WWW.ORACLELIGHTING.COMTEL: (323) 888-1973FAX: (323) 888-1977120Oracle by Elite LightingOSSLEDLED Surface Mount Square FixtureLED SURFACE MOUNT SQUARE FIXTURESERIESLED SURFACE MOUNT SERIESOSS-LEDNEWOSS-LED SERIESOrdering Information: Example: OSS-LED-14-1000L-DIM10-MVOLT-30KFIXTURE SIZE1114- 11”- 14”CCT30K40K50K- (3000K)- (4000K)- (5000K)TYPELEDSERIESOSS-Oracle LED Surface Mount SquareAPPLICATION: Hallways/corridors, office buildings, library stacks, schools, and hospitals.OPTICS - The OSS-LED uses a frosted acrylic lens to scatter the light emitted from the LED chips into functional light. The LED offered in the OSS-LED has the highest return on initial investment compared to other standard lighting solutions.PERFORMANCE - The light engines found in the OSS are rated at 90+ CRI and are available in multiple CCTs: 3000K, 4000K and 5000K. Rated and tested to LM-79 and LM-80 standards. The LEDs are also binned to a 3-step MacAdam ellipses to achieve consistent color from fixture to fixture. ELECTRICAL - Powered by high-quality constant-current power LED drivers which are rated for 50 to 60Hz at 120 or 120-277V input, produce less than 20% THD, and have a power factor of .90 to 1.00. QUALITY CONTROL - Every fixture is turned on and rigorously tested by our QC Department before shipping.INSTALLATION - Fixture easily mounts directly over a 4” recessed outlet box, and most standard size junction boxes. WARRANTY - Limited 5 Year WarrantyNote: Actual performance may differ as a result of end-user environment and application. All values are design or typical values, measured under laboratory conditions at 25oC. Specifications are subject to change without notice.PRODUCT FEATURES:• Heavy-gauge metal housing • Housing suitable for mounting to standard junction box• Lens is UV stable white acrylic• Suitable for damp location• Life tested to ensure light output up to 60,000 hours of operation to L70• Tested to LM-79 and LM-80 standards60,000 HRSL70LIFETIMECALCULATED(On selected configuration, consult factory)VOLTAGEMVOLT120347** Consult factory for detailsLUMENS11” FIXTURE1200L - (1200 lumens)14” FIXTURE2200L - (2200 lumens)CBOSS-LED-11A & B = 11-1/2”C = 3-1/2“OSS-LED-14A & B = 14-1/2”C = 4“ACRI902200LUMENS1200LUMENS28WATTS15WATTS90+C R I14"11"DIMMINGDIMTRDIM10(Not Available for 11")OPTIONUSA - Made in America ComplianceCatalog NumberOSS-LEDProject NameTypeOSSLED
https://www.cooperlighting.com/api/assets/v1/file/CLS/content/a760c37b7c754ffbb022ad4100857ca4/metalux-iled-industrial-specsheet | lighting | %PDF-1.7%âãÏÓ175 0 obj< >endobj xref175 1200000000016 00000 n0000003625 00000 n0000003806 00000 n0000003850 00000 n0000003952 00000 n0000003988 00000 n0000005354 00000 n0000005461 00000 n0000005595 00000 n0000005731 00000 n0000005866 00000 n0000006002 00000 n0000006141 00000 n0000006348 00000 n0000006528 00000 n0000006734 00000 n0000006913 00000 n0000007121 00000 n0000007301 00000 n0000007508 00000 n0000007688 00000 n0000007894 00000 n0000008073 00000 n0000008281 00000 n0000008461 00000 n0000008936 00000 n0000008963 00000 n0000009588 00000 n0000009845 00000 n0000010433 00000 n0000010688 00000 n0000011254 00000 n0000011515 00000 n0000011893 00000 n0000012155 00000 n0000012182 00000 n0000012603 00000 n0000013221 00000 n0000013758 00000 n0000014144 00000 n0000014580 00000 n0000014617 00000 n0000014731 00000 n0000014843 00000 n0000014979 00000 n0000015118 00000 n0000019537 00000 n0000019878 00000 n0000020178 00000 n0000020576 00000 n0000023779 00000 n0000027263 00000 n0000031291 00000 n0000036309 00000 n0000036689 00000 n0000036977 00000 n0000041736 00000 n0000047099 00000 n0000051750 00000 n0000051782 00000 n0000051814 00000 n0000051846 00000 n0000051878 00000 n0000051910 00000 n0000055223 00000 n0000055338 00000 n0000055370 00000 n0000055676 00000 n0000055945 00000 n0000062875 00000 n0000062970 00000 n0000063040 00000 n0000073566 00000 n0000082742 00000 n0000093003 00000 n0000104035 00000 n0000106684 00000 n0000117921 00000 n0000118388 00000 n0000118659 00000 n0000129342 00000 n0000129446 00000 n0000129516 00000 n0000130918 00000 n0000131279 00000 n0000158939 00000 n0000158978 00000 n0000187462 00000 n0000187501 00000 n0000194498 00000 n0000194537 00000 n0000201730 00000 n0000201769 00000 n0000208927 00000 n0000208966 00000 n0000216081 00000 n0000216120 00000 n0000224627 00000 n0000224666 00000 n0000231272 00000 n0000231311 00000 n0000237801 00000 n0000237840 00000 n0000245129 00000 n0000245168 00000 n0000251697 00000 n0000251736 00000 n0000252131 00000 n0000252530 00000 n0000253378 00000 n0000264412 00000 n0000264451 00000 n0000268826 00000 n0000271284 00000 n0000305643 00000 n0000305751 00000 n0000305859 00000 n0000305967 00000 n0000306042 00000 n0000002696 00000 ntrailer< <8CC2031ACAB7B2110A00000000000000>]/Prev 595067>>startxref0%%EOF 294 0 obj< >streamhŞ¤SkPŒQ~ÎÖ²åKm÷Ú-ÕVÛ3Lc•´ºı0üÈ%FFÓMÙMTB¨Ô®¢RJQªíºÙQ’»1ä/ı`ü`ŒÛïn™š\şxßy¾çıÎ<ç;ç<ç{ÌæìĞ?¥[a…©°¢1Œ!E–² QõÖ:#3'¿ÿ—ÚÚ;.Û;¸68ŠÜÅN’Vg÷ò3š¢šæº–ÕUgËÔªâÎÚóçü¥�•%Ç�=YåD“¯­�,?7&9,-5=cVæaEÎ�CÊ”Âì‹§JOÉ;-_%ñº1<0Dò‘ÛN´�˜Ö™wóVÿ`ßÏ"©Ë‰“¾Wê›�;îìnsıZo~îÁì¼#]İÚ�«ºˆ°àUA+c¢£"WŸ.=Ux1<4D^à!q»‰]ì½\æIıeE�v¶-xüàşİ{¡a!zuøŠˆÀ•A«‚g–×åM‹¿XÂ„ñÛRóf†òOB7Éâ”™Â)‰P.ù5{êÚ( 0Ò'�¤"X &üåX‹ìÆ.B"Ú †*´O«YÀ‹Ão^òDxÍ6ãm(Ÿ·†�³mLS¬Ç:ı„^Ì�Ù>n»Y–y••‚ma¦Ëëg–àÿJî)6€ÏìğŞñäğ‘ItÒ¯ŞßM¦†Y>È*şf“ğÜ8‘aœğ‚ĞÎÕœƒ†N¼‰8KdIF‹½€³øf¢È#Ö�ÌÆ`C?óÓ{œön¨¬ãØN¶‘òÌØ¾xè˜†}–•²Yt®x“QÄ%h18£"gJuz©î$—´¼Xt ZK#�Õ“šèH×:åå¥š2ƒ"VQjb6F;Ù‹Z–‹&¦øwKÕAğê-±±şÅè1õ-İÌï²…¨":Á³w“Šù„�;Ó,îq,gÊ[/5\îhoë¬¡F¬¸=¦£«¯{PÛßsëêMİ�4uª*½,£bÿÙ,MfÕáE]Nó�êC”�)%ÉÅ&sÌÌ…VK¬—Z.³ğ›»œ0Õ÷=G'–åy7ÁÄÜaâ�õÿ`,á'Kendstreamendobj176 0 obj< >>>endobj177 0 obj< >endobj178 0 obj< >>>/Fields 159 0 R>>endobj179 0 obj< >endobj180 0 obj< >/PageTransformationMatrixList< >/PageUIDList< >/PageWidthList< >>>>>/Resources< >/ExtGState< >/Font< >/ProcSet[/PDF/Text/ImageC]/Properties< >/XObject< >>>/Rotate 0/Tabs/W/Thumb 167 0 R/TrimBox[0.0 0.0 612.0 792.0]/Type/Page>>endobj181 0 obj[182 0 R 183 0 R 184 0 R 185 0 R 186 0 R 187 0 R 189 0 R 191 0 R 193 0 R 195 0 R 197 0 R]endobj182 0 obj< >/Border[0 0 0]/H/N/Rect[488.124 83.1334 577.5 62.0]/Subtype/Link/Type/Annot>>endobj183 0 obj< >/Border[0 0 0]/H/N/Rect[73.08 458.18 177.413 444.909]/Subtype/Link/Type/Annot>>endobj184 0 obj< >/Border[0 0 0]/H/N/Rect[73.08 445.02 176.48 431.749]/Subtype/Link/Type/Annot>>endobj185 0 obj< >/Border[0 0 0]/H/N/Rect[73.08 431.86 150.184 418.589]/Subtype/Link/Type/Annot>>endobj186 0 obj< >/Border[0 0 0]/H/N/Rect[440.688 416.964 499.163 389.637]/Subtype/Link/Type/Annot>>endobj187 0 obj< >/BS< >/DA(/Roboto-Regular 0 Tf 0 g)/F 4/FT/Tx/Ff 4096/MK 240 0 R/P 180 0 R/Parent 160 0 R/Q 0/Rect[87.84 678.859 189.329 714.71]/Subtype/Widget/T(1)/Type/Annot>>endobj188 0 obj< >/Subtype/Form>>streamH‰Ò©PpòuVàrendstreamendobj189 0 obj< >/BS< >/DA(/Roboto-Regular 0 Tf 0 g)/F 4/FT/Tx/Ff 4096/MK 237 0 R/P 180 0 R/Parent 160 0 R/Q 0/Rect[242.2 679.581 439.84 714.71]/Subtype/Widget/T(3)/Type/Annot>>endobj190 0 obj< >/Subtype/Form>>streamH‰Ò©PpòuVàrendstreamendobj191 0 obj< >/BS< >/DA(/Roboto-Regular 0 Tf 0 g)/F 4/FT/Tx/Ff 4096/MK 236 0 R/P 180 0 R/Parent 160 0 R/Q 0/Rect[492.75 678.859 573.904 714.71]/Subtype/Widget/T(5)/Type/Annot>>endobj192 0 obj< >/Subtype/Form>>streamH‰Ò©PpòuVàrendstreamendobj193 0 obj< >/BS< >/DA(/Roboto-Regular 0 Tf 0 g)/F 4/FT/Tx/Ff 4096/MK 235 0 R/P 180 0 R/Parent 160 0 R/Q 0/Rect[87.84 719.069 189.329 753.12]/Subtype/Widget/T(0)/Type/Annot>>endobj194 0 obj< >/Subtype/Form>>streamH‰Ò©PpòuVàrendstreamendobj195 0 obj< >/BS< >/DA(/Roboto-Regular 0 Tf 0 g)/F 4/FT/Tx/Ff 4096/MK 234 0 R/P 180 0 R/Parent 160 0 R/Q 0/Rect[242.2 719.069 439.84 753.12]/Subtype/Widget/T(2)/Type/Annot>>endobj196 0 obj< >/Subtype/Form>>streamH‰Ò©PpòuVàrendstreamendobj197 0 obj< >/BS< >/DA(/Roboto-Regular 0 Tf 0 g)/F 4/FT/Tx/Ff 4096/MK 233 0 R/P 180 0 R/Parent 160 0 R/Q 0/Rect[492.75 719.069 573.904 753.12]/Subtype/Widget/T(4)/Type/Annot>>endobj198 0 obj< >/Subtype/Form>>streamH‰Ò©PpòuVàrendstreamendobj199 0 obj< >streamH‰\’Ënƒ0E÷¦…—Í¢"{ÜH(R•´R}¨i?€À$EjrÈ"__nÕJEØs9Æ“¯·›mèF“¿Æ¾Ùéh]h£�ûKlÔìõØ…lQ˜¶kÆŸ§éÚœê!ËSñîzõ´‡>«*“¿¥Áó¯ææ¾í÷:Ëò—ØjìÂÑÜ¦¬w3“ï.Ãğ¥'£™›ÕÊ´zHAOõğ\ŸÔäSÙí¶Mãİx½M53Ş¯ƒšbz^P¦é[=u£±GÍªy:V¦zLÇ*ÓĞş/—,ÛšÏ:fU�Éóyº%Ş�7‰K¾/ñ¾\�`K¶`Gvà;òxI^&¶¬µ¨µ%¹3Ç"Ç2Ç"ÇYÀÌ±SÎš¼ÓÓÂÓ>�À�ä´ğÊ1ß!ß1ß!ß1ß!ßy²O,ôx=�ÂA�0G�#¬•©–k¬]è,p:œ…Îg¡³ÀYè,pöüçÿÜäLOOÏï¦6ıgw±ı©KÍoo5—S[M­<õ:©úÛíC?˜T…3û`×ÅÈ™endstreamendobj200 0 obj[252 0 R]endobj201 0 obj< >streamH‰\”Í�Ú0F÷y/g£Û×f$„Ä¯Ä¢?*í„ÄĞH%D!,xû:>th‹4#�Äæ�ïÓÌÍW»õ®m•í/Õ>êØ´u®—[_u§¦Í­ê¦”~Wç²Ëòxy¿á¼k�—l6Sù·øò:ôwõ²¨/‡ğšå_ú:ôM{R/?VûW•ïo]÷+œC;¨‰šÏU�ñ‹>•İçòT�®½íêø¾îoñÎóÄ÷{”N\ S]êpíÊ*ôe{Ùl?s5ÛÆÏ<mıß{¯¹v8V?Ë>·ñød¢'óDï�@ÈA+h­¡÷DÅZA´†4´�´…˜n˜^T@Ò�‡4…,„µÁºÀÚ`],!‘Á�¡ ƒydØ@‹Dš†š†O‹§ÆÓâ©ñ´xj<-�O‹§ÆÅâ¢q±¸Äz-Úµ´k0³˜Ì,f†v-íÚÚ5XÖkÁÚ`-X¬kƒµ`mhWh×Ğ®Ğ®e‚c‚e‚c‚e‚c‚e‚c‚e‚c‚e‚c‚e‚{L 3Gg–Î�Y:st&tæèLèÌÑ™Ğ™£3¡3GgBg�Î„D�DB"O"!‘'‘�È“HHäI$$ò$y‰<‰„D>%*¦ãt=şy�´¦dwËõóÉŠ'›ç“¿Îmÿ}šÎšõ*}ûøÅc#Œ+#n6õ±�ª[ßÇU”Ö_ÚAãöiÚğ±!»K§â­ñ'û-ÀÈö68endstreamendobj202 0 obj< >endobj203 0 obj< >streamH‰\”Í�›@„ï<Åw+l¦§{-!KşÙ•¦È�âä0Œ¤Æ¿}¦¨ÕF’M!˜ª¯Æ´óİaèÚÉåßÇ¾>ÆÉ�Û®ã­¿�ut§xi»lY¸¦­§�«ù»¾VC–§ÅÇÇmŠ×Cwî³²tù�tó6�÷´iúS¦ÎòocÇ¶»¸§_»ã³Ë�÷aø¯±›ÜÂ­×®‰çdô¥¾V×èòyÙË¡I÷Ûéñ’Öü{âçcˆ®˜¯—„©û&Ş†ª�cÕ]bV.Ò±vå{:ÖYìšÿî«pÙé\ÿ®Æ¬,ğğb‘NIêmÔıJı½¢^Aï©÷ĞoÔoI{zzxú‚º€öÔZ¨š¹¹�¹¹�¹¹�¹¹~C½�f®G®,g�NI3W�+Ìäs¹Â\A®(µB“AÀ d0²£ŞAsû ä‘™ç�:ıeà�ìI [[ [[ [[ [[ O�²£¢£ÒGá£ôQø(}>J…�²£¢£ÒSgOvTtTvTtÔ-õš}}•}}•}}•}}�}}�Ìf#³�ÙÈl`62˜�Ìf#³�ÙÈl`62˜�Ìfã»ax7Vğ)²V:ë%²¶¦&�0 “€QIí>ç°¾�cÁyìçÙÃÔµ]üügúÁ¥UødæzMendstreamendobj204 0 obj< >endobj205 0 obj< >streamH‰\“Íjã0…÷~-ÛEñßÕU&0MZÈ¢í0é<€c+ÃD6Š³ÈÛWÇ§t`‰�cëËw.V¾Ùmwa˜Mş3�İŞÏæ8„>úËx��7BVV¦ºùëjùîÎí”åiñşv™ıy�cÖ4&ÿ•n^æx3w?úñàï³ü=ö>ádî~oö÷&ß_§é¯?û0›Â¬×¦÷Çzm§·öìM¾,{Øõéş0ßÒšO¦Ü&oªåº¤L7öş2µ��m8ù¬)Ò±6ÍK:Ö™ı÷µà²Ã±ûÓÆ¬©ğpQ¤SÊ�Ì�È+æò†yƒ¼eŞ"?3?#¿0§?mj2k0ë’¹D®˜+äš¹FfA¶ÌY™Ù1;dzÖğò¦!_Àò¦!_Àò¦!_Àò¦!_>ç ˜ƒ<1?!s&‚™g"˜‰p&‚™g"˜‰åL,fbéiáiéiáiéiáiéiáiéiáiéiá©ì®è®d*˜J¦‚©d*˜J¦‚©d*˜J¦.LvWtWvWtWvWtWvWtWvWtWvWtWvWtwìîĞİÑÓÁÓÑÓÁÓÑÓÁÓÑÓÁÓÑÓÁÓÑÓÁÓÑÍÁm…ß«¢”å…ÿz³ñê§j¾÷Uw�1m©e/{»hş{§OãdÒ*¦²O~Œù²endstreamendobj206 0 obj< >endobj207 0 obj< >streamH‰\‘Moƒ0†ïù>®‡*¦ŒpAHm%ûĞØ~ML‡4BÒÿ~®:i‘B�Ä~_a[6í±µcùîgİa€a´Æã2ß¼F¸àu´"ÍÀŒ:ÜoÛWO½’ÄİºœZ;Ì¢ª@~Pp~…§ƒ™/¸òÍô£½ÂÓWÓí@v7ç~pB �ºƒ½ôîµŸä&Û·†âcX÷¤ùËø\B¶İSş=\\¯Ñ÷öŠ¢JhÕP�iÕ­ùOK–]ıİ{Qe19Iè n˜âœßóø�§ÌiäŒ9‹œ3ç‘æ"ò�ù@ü¦Ü˜âó‰¸`ÿ"ú+öTÑS±�Š>Šµ*jÕ™™ŠªJÎ/c~©˜ÕVì½ªX6M=Õ7ï©�Û·>Æ�Sv³RÅ-~÷`”÷endstreamendobj208 0 obj< >endobj209 0 obj[241 0 R]endobj210 0 obj< >streamH‰\’]kƒ0†ïı¹\/Š5±VÛ‚û`n?À&ÇN˜1D{á¿_ÌÛµ°€Â“sŞä�“°¬•î&¾ÛAÖ4±¶ÓÊÒ8\­$v¦K§ƒ8aª“Ó�ü_ö�B®çq¢¾Òíä9?\qœìÌ��Õp¦U¾YE¶ÓöôUÖ+ÖWc~¨'=±ˆSÔºƒ^óÚôÄB[WÊÕ»i^»Ì£ãs6ÄÏ1dä h4�$ÛèyäVÁò“[E@Zı«'±s+¿ëÛS×EIT,”d�Òhâ�6èB�#·A�#ç‰$@�âÖ¹¥ Ü'p_ºe hç‰G ƒ xx:%O'¬3Xs˜e0ã0Ë`Æa–ÁŒÃ,ƒ/A[Ì2oïQâÏ5Ş;·]7˜Û–¹—Äîó—Wkİèısó3_¦İiº¿H3æRËü0åæ¶Uendstreamendobj211 0 obj< >endobj212 0 obj< >endobj213 0 obj< >endobj214 0 obj< >endobj215 0 obj[/ICCBased 250 0 R]endobj216 0 obj< >endobj217 0 obj< >endobj218 0 obj< >endobj219 0 obj< >endobj220 0 obj< >streamH‰´W[oc·~?@ÿ% :æğÎba`e{Óëí¦�‡¤(Näc[­nkÉNüïûÍ�ºXq› ,´º\5ß5ãIsv�‰éFéÖÇÈ¿)ğoJm¦Ëı¾³ÉD+R“»‹ğ•×©u)ZE¹ÕÙG5Y4ƒÏ7^GíôÕ'¥ÔpòoŞGe_hñŞÉm3Xw÷½¢:oÊ¼¾^yr­N¦Í�ïƒO«al­<CëÔ _üÔ?*òVF£ì_¼QŸ¯‡ÿœü­¹š4_pÍûİU©\õKcÈ¶Ú$\nDY1mpQkHÍ�è6Ç$¶AÛŠg€„6¥Äˆ¶m>˜I¥Ô†L@¦ëtªˆóV‚€ŒÄ6Ë.×Z"A¨Õ¦–�­7²+Pë-øvNùäp¸¥#´�•¡5,fbÆ°õÄEÈ�òÖ·‘­µÚ€Etƒ„¤�ÕssÌH6 ¡V�0‚·¢½4¯iYn]@§XŠØ6{a½[€ZãùZÑ´)û8_ŸSÈÀ™è\·Hç­–­¯€L(: ¨ÍVhÆ­ËM; a…ÉmÒæhïÓ�h·;¦MeáH0É@H°-d0l”X2Vç`óA¹Æ¶I¼€ÒC5{ÂDXæ˜Ú/4�ÙñÂ£�û^šË3®]6øXhgâ+:¤2Ÿä2RİPü 0©<ğ(º*µ®µl-�ÂíÈ¾_Ø÷ÜDÈ�2ÒR÷İííl;[-»97ìæÜWü0X?ùUƒÕíÓt«ngİ=$45è›]ğëåÜ`ÔÏŠ4'ˆƒ;X$bË™ØgøÅÁ`ø)ßb�¼!’kÙ²kšˆ›&5‹ø�²¢´4ß.oŸ6ÛÇY7W¯.ÕÇÙ²ïÕ¸âÅVƒöĞvAJáe�d‚F*¯×�ÛÀÀıÃv¶¼W7/›m¿†o'§}—waşUÏƒ{¸ëE·ï´¶�D8ƒD%­]Â7ãñÅ½Ÿ6»,KG(¦ËZÌ¹KMã‹²Öù=&¦¼9¯÷­æ×ÇìŠb×Ï¯íú:‚Iûnû„-áf§0{¸€šLš«âIøZˆ“w+\�ó«$Ú›¼¬gÓ¡/™«÷ëõ¦6íà^ZÎoØ÷`-'U�=œÂO_€³Ë)ãÙ½¯†DÌôõ�~ÛÍæêGƒôyó°Z¯ÙR×İ¦¾©Øôaµš«o^Ën3{ZTlª®óãŸ^Eä$áªÎ¾"wÃºÇ!~û‡ÕÓ¦/‹¯»åÓ]7…òøÌßã{³ÜĞq×ª,×ŠÜ/EÂ\3VkULæ~ÛdÿW±Tfñ©çáêy¾ÇÿÙÍº[¾{wöWêæ“ş—í»W>pq~~®Æ—ª(^yu�!{ùÎËZN]Õ½‰ıñıÁ�ÅGMñq¦éâõ<¦‹ï�+]ÃEqqw^Æá@º.3•u(Ëõ.–v¦ÈË¿½¼¨Æ%NXf$²]Ô=g±Æ3Ÿ¿Î#¾"ÜÂ"á�´ÎŒ?‡·“\áıyÀÔ»r;H×q8hA„¯ÂÊåb½’…«Ûß×mñDqñp_ÖµäsĞ‹ûv“Üd¶Ï9¦ò:Ò¡ŞÙïÔ ��“¯£äƒf×Oóíl=ïÕüiÑ/Õº›ş§»ï7ªãØ±jğ<Û³y÷Ó¼—8úÚ–¾¨^8.ŞGtd/”D/b«wÓ‘1â‘ı3"ãêğˆ�.«®sa+ãt�ag�}hàrG!ˆSóö+¹ş[Vù8DVˆi>}a‰j »Õ£ú¸ú™Ÿay°^T·¼UEÚ.O»¼Ì‡'¦>.¼¨_wµÂŸ+µèû­?áìEÿˆ³—"×jûĞ?ªÛÕ¢ßlgSÅåê{¤æ;@üş±”#ırÚ+óä—§Ù#Š�†¶ÇuÕıÓîA[`S@ïDÜG�QF³Wú¨ßl™"?2hÛ‚i3¡±;jB–vÁ$il�v�?Ò.h'5+>¥]0<¥éä¢=eiÈ•v!”j:üşvÁ Ï´�+ ÿI¿îè¸[�fAzŸJ¯�^õZJ\½ªBR,×·6äJá�ÄÅ6…TÇµU q$Ü*ü—ıjÛ‘âˆ¡ïóıÓtİ«�³RD$$~a5¬ÑÌB`‰”¿Ï9v]º{ZÙ–±Ûv¹Ê·cŠ‡�c34–ùBÈ0Aˆº)�tõM°)$ÙnN¾Y5Î?ô±ÄÊÅ> K¶<ş¬+Â¤•kÊª‹õ€I2[İ¢ÿòv°Ç!ÿ4Á7ï�–Ÿd=�,õşó½áÁ\Ÿ¤^˜®©„¿ş–¨{€ß­ØİŞ²àÅzxÑ¡½5ü_ásÀ.@?Y—‡OR¤G‹LÇh�¶�B}yÿ€"«Píôğîoôô–»éÕİıçïHÑÓ%O€d��Öm„5¬ömâå=šÛEºÖ¤¨Q÷›8™ÀBaoNÿ€†8YZ}ä¤ü?ÌÉ×oß?p.²Ñ]î€‹OÓÍíÃí#'ñÆ,ıÍéâ¤»ê¤5³-?ÎÉ�Š€8çØøˆØË¾v{ÿğOk¤/^ŸoOwo~ÿxûá-.óâÕo‹š£¦FÍZ$ªˆÉ¿àdÕâ¥Õ.UÓ†)MÈP—[3ı‰L½-�L7®Ì\ç&kâùR=ßÙÌ²—¦?vÎ*MÇÔ®'ëæTŠ?K6pqğÂÅ/_Œ0Ùí8âè ³=¦~3ÅÙ¸Œ†g‹n�”fkÑöû,§À1sãXÀ­ĞÍ “Ãœñ~GŒ™Ğá½©S¬XÉğ;‰JBGçƒwl}–¶$6Œ*¤İ‡¤!æÊ�cl€k2²sò:`Da`ªM$;æÂ©EÂJ]ŠC¦¢¶Ã^FíêÍeÇI_x¨İ3§í]Í^„ö¦�J!ª�Ê¼¿ú{z’îî-¿ñù×;’e_İŒ`ìêvi‘LO�>Eaz\•zH¥çßu?¯FFÖ¢©8 #+m.Å5êôDíè0@}£¡¼ù~>xØ²úî!Íw¦�spq¦úq!�ï[ú²“ÖÿÙõwÉ.Ù�Ääen²ÂU~›�§'j'ÌlL mÙ—}1Ÿ÷¥z¥º�0‘F9pT@ÇvIàƒîÏ~¶œ~„‡U…KÈ°°1y¾"á¬€ÅvÈÑöM'`ÅâªrÄZ,Eá8ÑÆáô+3—)7m‡á³�_Å@ÁÈı´õ’H�³ ¡˜j_Áâä{,-aœÚ„áÕ×�ùf�ïº“9_}�<§°Ùw€a Ïú< å›4ëÀbøğ¬üó(oPO³Ã:±Ê„¬=uHlU®I”ÙqÔµCfUì9¼"™ä§§ë7†”âå°@¾c6‘ı¾‘e(�<¾â�oÏšÏšÿ/Íÿš?¿�fÃ™�«€ãNÙ@e"&õJ…@*åĞ(l³@,œøõ+,s·­š�RÃ"¬Œ4/h…]7ÆÇaZIˆ·“ë÷æVÕŞº}:¼=-¶Á!°#¯Ú9€N–�`:(í²Ò�+D¥�Tì2ç˜WØ6l^Yh´�¡�S–2Z¾¬ÎPšÍ‹&1üVÛ{Èİ\��M«0�¼öÑ%šÔBAÒx?"utØ£3¾cq‰fh7²=çàè{}Ç8 ÅkxĞ$šƒÍÂö¼V™¹âõxURŸºÀJ�ƒYæ%¸U À%�ïHg»n'Û®¦â®­èÖ[ˆêÙJv'©¹ñX"Á2\ùI"“€mß9¤KVº„íè”dDç`õ“5³ZÀª¸,ô³�QiO*ƒs9ìeÎ²WŠHÄ1VRf«tUŞ�œ\Ä£l”6Ö�lè4ÊÔÈS4†šX‹œ‹°$Bé�Á—~&È(G©SÒ¼+«»î$Î¤X‰­Ê‰€çCg„“±G “-D�QcØ´kˆ›õJ2>ÈK£ò,£‹r²Êhláb:¤C2k�3k'#+‘óÌ\4¦'HşkÓ5¨k®Ò³˜g›�Bñµ/Ì†¸‹ğX¡G€à<b’ïäÎ$×;ôn6ãîÅŞ&OqäêÙå‘–Ê$§]È¨™­çÊP‹.»hµ!©CRN°"æ…Õ�ƒ½.ƒÀÚYÉlµTÆ/*c¢ø³Óªv¸šPÆ¤*³Ö‚“‘Õ�2°r�½ŒdDŸ}¨øë¿òZb£2$ù¸‘>ŒE&­ìWzá'§}}÷i¨º¹0_Ô“ËNß½¶¬v¹­<ŠAtİê�,›íêy@›lV‘ØDfEÚ¬5 �×’6¦á½ìUD"P¥§ÍNåÌÂqÉ�ÜÛ[²ƒ×—ôm4�káÂ‰ÎAŠAcr–ïKLB;G´eœJ —5Aˆ(s4TH§HØ&~€ÊÀCÛcN��Á[±‰$ØeUàº�râŒçø"Œ@õ�!È²Fè‚\Å&ºˆ'pr„tÃcø•*ï9(bÎ„¤õJÀÃñè‘(¼†¥´é#Û¸ñ‚Ö· İÑ,�6¿›ñgØ¹†�Ó¿�¯Çendstreamendobj221 0 obj< >endobj222 0 obj< >endobj223 0 obj< >endobj224 0 obj< >streamH‰ìWK’#¹İëº@eğÿ9†ÃG¨�¥…ï¿ñ{2•*uO÷xá˜�”� @Ä�÷ûışÜÑJ»”¦Ä§ ¸…—#–rÿ¼í+İõMB=b"öGòÁ09üÑsŞv„#ö¼IXXÏø×í#¶Ã‡zÿÈåÈ1ŞÛJ>:˜b=JSHÙ€>¥qh,Gq~ÑËá‹_Üªxİ¯+õpµÜ=²/ÛŠÉ15˜;¦‚SÂÙšÕA1;ª«;¤Ø=xw¸~Ş°�{Yt¸XŒ×àôà¶@·Ş€IŸW4ÎVhJ’ó¤1MğGppƒG‹6l¸ôûÜ‡ƒ%ô#AQ^œ?J‚øD‰¯±b�B(´ÓˆƒD–çs0GñÏD„ÁˆèUÆ`ª Rãf¬së`‡ó}“�h›/ä]ÒE§³à³¤ÉdÜyÅ9ğ7\Éõñ™ë[‰ƒ÷$ê¢��¸H„²¸9İgbïA†]…Ù¸ü¸;D7¼¯/w wDDTæ�óÂ§C_H`uæ�ÂØÑ¶ïÉİ›ÔÇ…ëõ�‹œ€«�Ê_ÄŸ¡Í˜?"rïå�r„šÌigüJÂÓ©WHô,)‚{r¬‡LÉª´àëV#XÔys2k�úãiÈÇã™j4¸!aq(vYÉÁŸöÄ£F?Å>.Lßl9Kùçí·ß=âÕá·°xøx÷��„¬ÏÇÍIØ#«+c“¹Á¨´â¥¦øX®ät°B#‚““ÀO(�8ÑÔ^t3�‡Á¨�Y/*¢9pŠ‡81¡2!ÒXŸX»Ñ<€�øNh¦ñ;¢çÉ7ªg;".í¥Yëpo¥&(´B”‹€ÀÂ› Qîã@Dfss¢gÃ¦šèóV�†>˜˜dé¶ˆ“<>?˜^¬ŞjÔ)ÇG@ı�w•5ÚGÄ…Ñ]@@U/ŒX]€÷a†‰28š¢Ääå¦äáºŠ™°Šó#…mÅ7jwA�("ˆdd„°:$3p“��Ô�€&P!�RúQ<‡�‰‘R�QMŒfœ�ôU(p…„L@uõ„ˆtÔm1WA�j»>vzÀ¾Ñ{AAmğ²5šÅ!§˜Õ¦&¨W³·2FtkÖÛÄUĞL(ıìFdÏ�êµWÎhR\é§§ ãÓ!AŒöUPIYÏèÜÀµ‹òQ=‚©�½›.pt¦Ÿæ5W%@7LEÜTRxkH‰"1d7[¬µ÷Å©†Y4ãİ˜‹xÎ„+„nóğAŸª)÷YsÎ<•�ƒ*G›Bc¶î@‰s-Cå°÷`ğóÖpŸLµIÇÔlÌQ¶ìÖOWîÆŒIeWøy³Ã�®šî³æ2À9/!d7³/Ğ¹Şü{ó=qi»ï"â n;Pğ]Û$,,.\êâ%@o`1¯h)1wL%§„“4,Ã½¬ÿvKÛÔÛº¾8¦Ø-±}I{ô"uf2/¤~´õ³1ë-˜ğyKvø OÍ÷Ys¹¥¿ªÿÿ5¯_êá%Í²Ìòõ Q*]ÇA@1iİ+‚RÔÙŠò¦¦íÁÄ„Š µ0«íËs7)Q_·¹_[—Ğ3+=^S(¼<‰ùÖáÅ(ZaTòUE‡.¬‰Aä¤“v8ü¦ÌßÕùïêüwuş�êœñn@±ÇØÄ¬<¦F4d]n?ëş¯7üú’YüÄ/øQÇP‰ªB£¦`'0ã~_�İQP·€K';ŠqÏ¨H<©�(Ê5=¢(5gÂÖÛ•ÚQ¹jğA˜**êµ—0DÉû�È¨R›?”�1Õ—/¼Ë�ÿÑ#ïwšİoôØ¿î%ößkÈxˆX´— �Ê¢y`OÖôÁÿLøJ?Ÿ÷uƒ¡¾ğ¾»ÜwÄSŒ�7�Bğ¸Q÷Í_çÍÂĞl7ê‚�³¨/ö=>›ŒŠæ›ëOR=¼närÍŠè÷J³¿¶ÍYA²ˆ‚ÂvÈåV…_,ºÁ ÜR®eQ+B¨,***÷¤� ¨SË"nèAA¦onr¦œ�±«7�õ6�ºC»Ü�º ùi“6{N‰Ê!-ŞŒ�æ’ª_¾€[kİ�\7NídFÜá…ó-ñ­XŒ²;UÇ]3&É8·];Bï§ˆ#L·pb˜şõ­à÷¿<ïÉ¿îDˆ-e§:·Q‘,aÅéió�4şõ�xáoÓÎ£Ú²Í¢O'iKÀÙMLäsº'íŠ…��3~æ”é[öùúˆ{�f¬“ÒÆ«ç~Î;YŸJîsE>Ÿtœ?xr”û®2.ä^€l�?©øŸúâëw¥Îë1X•Ï!dô*B•�SÁ¯ó�ráqÎ…Qh9uP_R>&1v`¨‹Œ�ƒàÑñùÚ(‚:İzÆàÅ,›íÆ4Ú³IB.àÔqÎçm`ä@�<Â,��ÌD±„G?E5¶*J§,Q'*7Œ£uŠb�U?EIÖmZQ%qò‰:vNQÀ=˜;ÒÆ<PøÆ›’fß-¯$ÁıÁa8.É$ÅÍ¼�§Nx2Íç%Ê»zoz×ä�8¤Fç—¸üx¾ù¸ø16ç²øCÛùuaêÓqSª¦.ò&Qr–§†P.ä�¯ô�'»woË¾èsanèxt%¥ÛÏ�ü1[Ã"ldyíœÉ&ıBW<Ù+œ¯�«ä��Œ?µÙ¤_èŠ'{Ò‡€Âağëì„y1¶EÅ4Ù—cñì¬½.*ìryQ™3}Q;¦�¥vìGuŞ*5r¾nîÏBš¬ŞPÓ¢îPŸ�µïÔ¦2æí±p‚?ä}:÷¬ÕÉ„—ö¶?Gå÷J½7è�ª\O/'_×#$¶€Ÿ¼?”ÀÖvê’ôÁï‰WdÍrI„gW(4j8Ú^#¶`vGJª%Ù3YàäÅl[úFØÈ´!_È&ûBW¼¥¨f]ªıEÎ}¢^©{>o¥aP÷Jñµ*ÅuH¾POeeÖ‚A=—+OÔ!ù‰ºWNxå(4�íë!°&V¬ŒDˆ�…¹EìNìù2•¢ÖiqSZ0•ˆ¦�eP·fÁ“:OAjxöR-5Î;6µĞO*,³A<}�ÑË¨Ï‘m á-úy3‘>™–GØO áÊ>¥ƒeßw�\<\Òv])E÷`�œ.]qR«š›Rû�Ñ™JÄ^9zTÜZP<}ãVàâÒ‡œ%¸äÁá§æYe4Ø*8ê�Ï–‘Ãã‹+¸…â§e›­¼§s–Ï…—ñÄ5.ã…¡ïÆc¥4¿Œ®>.ã‰SÛ�ÇJ“LÆ÷¸l÷:şl¶ÃÆ‹ÙN<ˆíOq¦MîÈl?[ŠXÃåjÑyÉq$i¾�¦(¹Ít rQ³ßÙê@jÙr³VòÍTzœÏÃø�ĞÖñ„¥Œ %Èe„³uƒL€Ôfé¨¹Ÿ’q%§…¬™‡qHgÃ™W…ÖvåFÄ¤êBú¶wÖDŞ�“‡È(U¹naÆ…º¢ŒpÜ8ƒŒpDŒÆÂÈ@†aHa€~„¤\Š_„®Z¦Áò>ÎÖğ¢+ŠÑ`fl=ùIv»^¶Èz2cw/ªi-ª+d³•¨—ÍV,ôA§­ˆ£ÿ°_%¹Ã0ğîWø-´‘–�Qô¾&‡şÿÒR¶•´h�^zÄ�P\F!íQH'U"‘�*~H!�TóE•p‹Uü�k9¹²I»7¹>õ,–WsëÀõ‰š½)C»ÄlRû_‡·¬lñl@ÕÚgŒ¶\úŒ$÷cZ"— f‰rtñC¶İäSNÃŒQ_XyĞ0E½€Ò®¦ÿÕ>Ö{{dcäB;&<É«5<Çğ¸÷=‡—÷6 k€�èûŒşOÑß—·åcÆ'®Ï’ÿÈÖN8^î÷…–ûòBtc‚Ñ$FÒ‰Íë€Õ.¥ÙES2´ÙE7–8ÏÀ3ğ<ÏÀ¤0bRÒRöìÒÜ.™ŠŠ+ÃZóŠï î�ü ÙB—îZ!Ò€Ô)ø€²�fSu¹@ÅİZàÂÔóÕmmôPY¨½ûmJ¿‘ÉWfÒ¥'"IÁêØÁ¦ß$ÉR{AL“›t”Ÿ+ñzj$E?Ù"£Q¦Ş�Ê—§¾­c�›¼ÏMÿqÓ×OÕübendstreamendobj225 0 obj< >streamH‰ìWM�·½÷¯høä¦Åâ7�‘l 9’6ğÁcìÄ1f‚Ø9äïç½"›ÍîŠ×‡ØÙÃÎö«/V‘Åªâ<ÏsXB�ù$aÉ’‰’S”r"Ê¥¢àæó–(Aq0£‰¨‚ß’*rIEG¦UU_U³Sİj(Ù;«ø¦š#=ò±*fõÈW÷ŠÚ\YE"XÖWµb(hÛz¹ˆÊÖ S)à™¦—"õL¬zÉYHúÅ9b»ˆˆz>Fr™Ä-1”®p%!¤æpğ3¡¯“ST(vğ‡¸ªÛ…¦ç¤AGhKì!JıxÃv>„.[G‚ÈzBD¶Ÿ�¢<‘ Rİø5ÒƒÄe²µ¸Ù€çíâá­ŸŒäd–˜Re8ìqäÒE[‰(Kdƒ'v*k°$�¦£İúùÆºK‹¶o÷Î)¦z$¤™ñuèX6÷dƒÑ‘§ŞDkõÛö• ˜‘Ã¹îùX¸àh†”v&õœVv^“š(Ûáh@�Ò³š(¤�Ö„vKlxRZF1³}Ïl¢vñjBÑïâzv®qDU¢RéIpKv¥†1„uù%�µWPÆ‰÷s<Ò—le� ¡Õ$�&a+ 8M"7&p±¶Ÿ&aØŠa«h „~™ŞMo&\�ùß³Ÿ_á6ı€¿?ÌÓ�³àÃà×B•õ'±b_Î×Éè4óÉ±¾xØ9IÂ¹º�å¬$zÑ]‚¬�ØtàÍôüazöÅ;3ÿí_Ó³ù~øëÕä±õ¸¬�QÀ®Ó§ş$¿{øa¶3?¦;}�5ŠK¡‘â'¤@«”j­}ZÜğ¬&.‰A÷ É¯Uÿó‡éÇÉçE¼�…KcÓ­1paãµ şôİôÕüº}Ï4n´°Œ¦m¼^ÿLëkP‚s¬fbãâ±¥t}S+ÍùdşÚfÓtá™Qõùİ‹×íÜ†³BYAèHJá-CAêGÊbLĞŞ>ÅhWÆ‰x‚¨ØIŒ]¢‹*Ø�âñ=Yƒld‹ì³¥ ı#�åzë�,w/Lñc8µÜ¯^lÜÀËÖ™edº2j2ÄÎÌ¨ØvT-nc®²-ãVµÙ=0o˜ƒC,�9†vÙB;p›İ÷°ÍıÆÜ³Fºg6³7ÌmW.Sò(8hº¸Ñä6nÈàFL}#ò°lÁ"o‚İÎ&¢¤d;rÍpr€måÂr�?ƒn´;İ*\}>èvËn�÷–»¹1DT¹»/[€nµ¦äîw£‡Ğ¸ûˆz¼n³¦à�›S/Ë!Ê ìË –$,‡Á-¯ÿöí—,5qµh¦5öò‰˜ÎìZŞ¾¦ş§‡—_¾n…äÙ/ßœ¿ûö‹Ÿ¾ùç÷?ÏÏ^½�ùùg/æéóWøyƒh¦Â®5Ği(p‡"¸«H*û��È¹J¶êÀ‘e]ËN§´‚…/'ÒŠˆX»C•âg©³)š\ğUŸ¾X¥ÂŒ±ÛrKd…^×1¥®ÓøìWh-EšC4º6Û®ƒ¦ˆ”É¸Gì»!ê#2(İã„ˆƒZAwäà”`ÿQ•„b�©Ş¡o�,m±i*Á5B“±(�óãµr#è2O«#vÖÆ«„¨„"øÈQ¾ø¬WX8Ø ¼ÌGÛ¸�õ s¹»yIa9VLÁ=Ûö:Ó¤yo�¦xRşõ(ïPO‹Ã›sÈ„\kê&±W¹'QÇV·.Šg,»IËá2ÉÏ�×_z¯ÓAù�Şhôyk8��ı~…le¸yãbÄİxOšOšÿ_šÿkşü†4×93ğ)àø¦\˜>ÊÌ™ÔWQÊaExÍbbaÇo\XæÛ¶i®¨VáJH‹A)ìºc¦ÜLWñuåÆ_İjÚ{·ÏÓ÷ÓÉâu£s,ÇÈP;£“åÈ�a:TìrÅ�Oˆ†1©X³d:Ù%ğÚ —İÂŠëUc¥SæÍš–/ÃScõb•Øü®öqhl./bÓpLEwûäMZ�‚P¼ßNêäğ�2²ññp‰²i¯pİÎ�R÷{Ó¯Ç±-°�×æÁ*±:¸ZØ‡À°ÊÂ'^?¯ëVXéç f1ÁB(qã#�]ìº®;8¸Å]»�@·¾Q[»Âî$5w33ÎSWÎµ‡«Ô´ì,&�ù�ñDtu58úâ†JDøä�0†”àgdŒès³ÂƒIØ¸=¼İ‹£M®â–à7Ï®7ZU&¹šRÍì•Xi°�)ƒ<7ê,(‰ïR0ÓS&,†û‹[A¹+ƒ‡m �Af¯Ue¼©2ÕŸƒV³Ãá�2’šÌ¨ÔG%G—Á1›AH¢˜I¹¥È„âïK8¦åQb§²Ieî¤/“Ø…;½*WhÈpõ^í9›�[“¥ºq=ˆƒ�mØ"ÛË£¼­vÇ2×‡½–,Ã1"S"íFH`«Jîg{=ª¨D JÏ™ƒÊ…·Æ%·%ŞñáHRƒákî®»e8ï”1Èã�KÎÊ71)v�ÍNø:ÒÎg%(ˆZ†€ùN‘]Ó%«(£í—9ß,ƒ½JÀvy%.¤Ñ¸XbY=XÅquµkâ�ÆÑÅ&ºˆ-pº„tO%)MŞ;RpƒYtR½¬ì7¬N~1Â˜P«œ¶.Ü®ñ‚òkPi6ê[kõ{5şÔõŸºşS×ÿù]5Ãx½´ÙÕrÓqÔ.‰/´;$…dMI¤‹‹³šY$ÖwR•¥–¦Ï‰œ‹å®ºŠ6ÅÚ7ºÙÖqîrG;7íÍîİñ·µ«ën‰{zk¼§Ã¦<êïuŞk¯é�–�¾ �æÈZ­µøÊÎX´Î£ñÕ>ya-ë¦Ô66vÆ{HKôT£½rO¸cc·èœMJNÃ"õjÍen'šQë¾Ì�ÔÒÌîÄ³�m¦Æ »MÉ÷MÛã{«Şš¸mıQG�È]-J®ÔŞ?Ì—£Æõ¨Q'h±QUŒ÷mşVv27³í^é="+wÆ_4f[†€�Z÷e8h€â1{×½Í@ØØ“:�c#"ub7œ`NŒ:şİÔ!Ñ>�»9½H©£{•Ô±È-¦(åuî)ÈQdjª#R@§ØÏ9ÛÜSç¯œB—#Ué7�j(GE¢£óÀê¸S²ÓIÌ)Ê�šR'¡¤Ó`¬¢Q”™*êŸd¾Îlÿa¿Zr¬ˆaà¾O‘Œ'éN²f‡šh±AÓHÃ†ëSvå÷ aÒèé©UNì8vü“BÎxğf•ÈÏ[£¿j{)Å[ëg==€µz¡; ì¤d�,¿í‰�SM#\J¨ÖMRîİDNkk³�`OYX2õ�îvNf0PêaÂˆ!G2JŞåv�û)Àæïendstreamendobj226 0 obj< >streamH‰äW[«]Ç~_¿b‘§´pÆ#ÍıÕv.$�ëSüJ);!ìmpúĞ¿ßOÒÌºî@É9Ø…b¼Ï¦’F£Ñm´æy�rs�i~Ã¦›„}%ºë¦¥ºDrHe*V�áæŠÏ�¡ärÌ3A¢V‘`Çµ¦ø!¹x—ß÷ùŸùûó®Sò.$�F†@l®ñJL%(¬”§ùòÄİ!;&GÙÕÅú…¢"×#a+¡*¦œ–·¶âË3hx7½�¼Kó¿ç8;ûùüÿó<}š�ß˜�u¦’\ja¾Ü&¡ËïC©D¹ç%ò;«’D0’kIå DˆAN;½¦œ²�–ç¦°;¹VæÇÛôu¦ ?<ş2‘‹"�?N_§�Jê¤ü•P°§5SÕ—1ÂûÌÈ©R%)ƒªüA÷ó8}š¸@q.3q„MafoàdòQãùë‡éıüQL¼£<±ó9ç½rÎ·ÛßEÿ¸SˆH$ögdSÈ*¦&x™úè«ù®¾o†q^÷Ïï^}×#´‰J¨¢aa¸YlYâ"áòrôu,É»LêşA { Ï.\€T�ÀàÎ/é„ãZnÃ¥¨V†Ã’xN.óşÍëoæ×oŞ‰å «Z¹Óã_ß¼üÛã›¿¦wïJ‘åRä‘w„¼£}Şé&�¹ŠEÍm—z¸=(×©¸šyÀ[‡^ğ¿•D¹¡©Àn’*OÁ…NÑq–.ÿ¬ˆåêÒ":–¢yìD´*P×kè2±G¤òæœİ¹hf¨Ü\Ô·ƒ¼t©(ÈZëØà9¦=`å•�E½W”Ğ�ö‡¡‘D†·7^�ÓõŞ%®GB—�GÂ4”w w°'”è…Íû#¯«„yì¦í"´:EŒ®ÃÛÁX«e·é?œ/WFÑÆ´=nwşšCå[ˆV>ZêOìI$�MµE’È§gpÙSú¹²ú3M]< iXNgD´ä²À€É¼¾ú{¦;È?Ãş“…¸BI{�@'Âˆ{Ú‚à«F*$¸Z,Ö�°Ñ@÷øF¸'`xì½Æ»ãÁÎ˜4éÌ^´ùo2µgf¦/U×T>á7$Öì¿n«elËç®ÀROãŒáNÅ-%Ôù‡’ZîÈîúÏüµ@ïÕJ@ÌÏ\nÏ¡ãÜaŒÿíÿÄ±ïtä”í³m9–#Ë\e5ã›$aSìå÷ÈD®'M�$Ô:û¶Á²WPÖ¯ÏÅÂËïÚyYÖ‡ãQâM7ÂP�aÏÊ'äé¦„æ*oŞ%`ùb\÷WÃ&Æ�½æÏ�p;ìx! ‡hÛ“;á¤bÍ²ã!/z[ÑU+z¢î·ã–gÒq²Tî’h/Aíà�A!ñ¥ìÁ’KRôK„­Ÿï,oÀY¢–¼®lù/lŒŒ­œùËg�NXl\µ7Øcæ®™}è-ú,±-†ë¶xVk5İXÊkœ±#Ü)Àµ ºÀ±ÂÖ<ô3îIÔí“¦ª x› Cÿo” ¼€´�Ò„‡�×±€Š[»!@õëLÑeL»MŒyb30ÈDÂ›±Øû²^�où§ïçìJØ4É��ûÿ¨Ÿ“£´¦~LquÛßòOß´Oì÷´ã§´¿ÿÀİı¹¤{`eG{CG»xİ]b>³G»:ñ;îÛq—Öxe<ØÁf®#{h?ñÃ2£õ”ìYhåÌÊ�±G¦5�wmk!tæ¶0î°—BéšwøTHkyûX.£–�ÜEyÛën»híJ©’Ó.Ó¿l%~áJz7½�^¦ıçåÃ�ß¿şÓüâÛW<¿¦ıjùÓ8éì£Ô†XÌ«”gPyşõÃô~ş8y\OÆÚõwş×åãôi¦Yækš�—0Å‹’�ª½ÑmM1çsl3�dâä·êĞj¼æRíß‚ÂŒ8šAUM}q™CŠ®c«LåC[iq(é¨q™:6®šu]nfÈ\ıóôÓá/šåßñú1;®5>\óT×ë{±¾Ê‡).AˆBSw¿¸=&©HƒHŞ>dû¶u´ïëÎ±]²iìµõeêgô]Ş÷/Ä­1a"8£Ié¬x�±_¶Öºzèd“—ğ¤a¯®õÌÂ`y­Î¾I�êÒU§š¦?zcÕÅ½õn��-†wÑ„=>ì¶Éåqœ¦Ìõetw•ï\çÑQĞ#®R�~Yı¦>�äû´j,‹ô¯m,=º¼>AÉ†@bmQlc� ¦ÎÃ®ØÔ%Ñ@Ş&KvÍæ_T_>AlóšÚ+–ÂŠææĞ´Ïp©MrpÅéÚ˜ây-¡�Ç±~Y�#;²5�qı¶Ir(!=È›s˜ÍòbF©¡¾%;.•He²WCÕSpºyGzÊuáâÊÍ'}H!©pT¿qŞ˜´]ø( ”2TÕjN742Ï™8V£Õ2Öb�éóÂjŞ&yTk*ÉÁ^r˜†«SÍ’Ò¬FEèe‹‚"Œ„ZH¤3AZ®P³èË¤ sè@ı“t[çÅ,š,²‰1Ug"9V?Øà;7’ú"»&]5PE%(öV½Vaê“Ô\fµ"/@å*…•'ív¦´yià�bé¡LêÂfõ’ä\oa¬�Í%³àqõ`DZÓøˆˆU^�lİ~×mÉ+/Ee8Aédx,@Y�°\mTCt½*ê&Š`Èq´,4uÍUDX„0E/<‰@K#B^{ï#ÀhÏQ@‰£P°—x}Y¶•aü%•#vlZ èÌ�YŒOHn„*Æ5ëÙã.’i¦DÔêFr‹¼zuœp@÷û^Ïçœ­—tIDÉÍÆZNĞ[·x–7ËqQM…UãI1*Ğxz­Ì\{%Õ¬ªšİ…$å¬B�üº´ iÉæ¦“�îgYSIZ½’¾C-ò*±�AÔ²/}�Ü5!5•ZdnÊê2ÉÇœ³©2f¤"R\40²òÒ}¢æ,Wv´Œ°´v`@v©éâ7It½'ÙÓ+6(Ã÷„A”SÖæ*¶kJr#}é�™µ¢¼5oùÚñúMKˆÔ:éxz1Ió§q´øz�O´SJ[Òö’í0/~æa’‡²½Œ˜Å»Vk–Ç]L_DchlÁÔS�@{ã©­5òèÇ–P2õZºE{aCUhú[P`�¼®s×Ÿ�eïo�I�–ZéÀš¦f@ç¯ufŸ°_=í¹”ÏQµÑ OÿÑ5ë”ò.ãı¹2o‡ê€"üâ2·(Å»"èÊ´.«À$À’RY–ò`gíe!~Ûs=Œ�.KC¢.ÈÀ(RuÈ®¯KÖ¥¢Aé¿\e/�*ü�×Éª!Q÷d�%ˆ$_"Œ‹Âå)"·^à¶G‰{¬×±nŠT‡„‰˜�»«d„]EVü.Å¶ÇP]Z×èâºÈàAk­Rér¬F,ƒ´µSX!5�ûPŒ7P*Ûº¤ÎâÚ1C³”Á½YEd¸iqãÜ¿Æõ¡RêÈÌÉĞ¿:sÛC�Šh*Êmê»â±GÅJQ�ú‡lËxr{C´9M\—ó‰ygúà©¦¦vínN×{`rb§Í”B­.h§W"¹§ÃhRJš�«Ä U–â�ÒÓSlEŠ wÏ_îà&ıŞ\gêÖ‘¤ºUxn©Q‘Ìê•ÿ£şÑğ´ñë—O——�_¯¼ıõç×Ï¿]>~ù”/¿¦¶NcŠ—<»MMF¢¡T,åYª­¸ğ÷Ë7Pò`H;âì‘\şyûv`™�ß{ÎdÔÄ+³Y&Fnğw4†3T¤Û¬×“€Sİk7‘m÷µ˜ÊgÚv;°]é×i¡ÊDéqÿÁi–¹lát£�²—ZË÷± vˆùêp*½cRSq¨-õµlÄ6q8#dÂt…ÊôyÁBàğ×l‘k�Å,aaf}€º'+şAaÃµ­ø÷1ŒìÇ¨•Ğ©KKÔGJ"¯ú³€ïqÛŞŒ'ã{‹Ïç¯ñŸÍ·Ê¦œO�á¹ù5şÌüÿ‰ùú�ßÃpDÒšÏW¿�?Y=‚åÆæ'Ö,–ç­8ˆvwvO&¹_6ÎzfSO`¾;ë‘eõÄO{ªQŞÜ,!�õ’ä•Kõ¼çfÙzB(§=™,‹�f}Ö±çT+Ôê“S“<ƒyÂ÷´G³pçŸí#Oc�iŒ÷ZÎ�#¨íª&’‡hÊ"ª±”�Ê< ’Â3¬x�â(ƒÈOâ(ÎQşåÛ‹S”2ñ&†Z«ˆ€¦ag6÷‘�ïúxJ+V—bíáÈTÈA¼É’©èÔ·æ*íZÕ¦b'n€©¬`cÅ[Â¬°uÁlTŞµb¦À¼L•©Lnƒ½yRß–…4o“†£¤äm´ßnG Ü'JÔi×µ…~Çè¡ÀËíÜOy�å'4ŸùiüttÓ½—ÜIõ¢)'!°:ÀmÕÃy�ç©ó¾y5Œ²A�u»M:TX°[ÜÉi½2½KÂDÚ,ëÃÚöÂPñG~mÏ…5‡¨Û¯&´èTü¿î½¶øˆ"‰Š¥M?ƒ(NßÁµ/.òú,«’Tó}š·Ó%J™f:Û„ÑñRğ‘›ZˆŸQç[êîÊºŞÜC¦$tï°<ÏÏÓH"}Ó%CØTi÷èf7ì¦†ÔQ@çÅåæ"œ¥îƒÂ©ØÖû¸aš"§Ôu®Z�$­b¬Ã²FJŞ6â‚+o#t�¦Üü4ü»åAs�m`·øIÜ09)·J0ÊaI>»¹PXÂ2ôvù�»ÿóÈ§'‘¿¦`ı%~endstreamendobj227 0 obj< >streamH‰„WË�,·İÏWÔtY”¨×6v²3à¬¼:¼¸�äÿ�ğRÕU=5×`š§ô Eñq´mÛ–öZ‹ı½nß>=dŸ2_âïÿúøûÇ6Ù’ıÉ¦Iö�ûÜ´æ}ª­~şñ�!û¿í&}é‘÷T»AÛ+İÁ>Õ•-Ñ•iÒ½LY¶c7Lúïo6çlNÛKÑj“e—^ålN–íaÿ“à´YJ3y&ùiÆ¤@l�¤�Ù9-`ÃÆÒ,….Ø˜ólq…:¶e‡Ëv®çG ÙËÀI¡oHåf%d*m3�ìmğŸÚÿ9!«“ªBãÈ�¾-ğÌs`µ¤lro=ä'o»#ÕfrÙÖÕæ³ˆx©{3e&§‰ñÌë ú2€š…„]pÃªİ‡Ë÷Äóã€]pÖfûXˆ¥NÿÕ@knº –kÆÏ°[°å%¶ÍŸ#sîmš7ùĞZ—!í½úªÎü�"zÛI:7½ÄOÊÅFÌóŸ³"ïâÛR€I_)òíØ…S“ÅÉ'ÔK=O½@Ÿ´´¼£/2ílÛ¥Áwğuº¤‘æ‚YvÅğ]‘ClÍ£¶"6”‘Uà×”ÔE¼Z°}[(Ñ;HVÆ�­„ÒÃÛ»¥š»›‚½j­!/å��åŒ¤A�–Ú<—’À÷ÇÓ¢K«ù!#şOÑSJÔFğHÔÒp¨<”ME¶y3FŠÅ-²İJhÈ–m�©ïĞ.›ú™¼v£L‡»�Ó19†B“M.ÉË’Xİ¶-ó8ªx±•^ëì¨jç.konƒUÊÓ½ô�v€ÃX‡¤tŞbZC>ìä5Í)0LáTeÁâ:/w‰kõ¾jxEı;%®sğ#ñc[Šß<ÀlÙ¿gŠ)~yåÅ¼áğÛ‚svÚlç×<r.¡°³stƒ35Ä¥ØNÓ™X�s6´¾�¡!à]�fN� *^`\c‚‹Ãu^Ëb?€(‰M‰‰¤B‰úÚ¤,Üÿ�vlÎé¬s çd«ÉI)¾*;£‡LjÆİ¦¤Nì/c¼äDúsd˜Í{ò9”£¥»K`¦·šifÁ�V\zøùAñ�Ì7KcûËÊ�§.àe¹.ˆÕ­:Õ%­ªÉi“õ½o”�ªcšU‡š\/4m´±X>E‹s¥«†–w´"÷s§—øY½Õ_±8ıœVÓªÍ‡¤›_‘9~:±gÙ¹ <#ÆÉ¨+ÒüÒpE_æØ¹¤ZqÈ£3…ØGÎ$’ãwöïRç!÷æ1dwÆ¯¼âÊ6šRÙ½-ømÁƒç+ù-¦ë<ß½ŒÇêdAÎ·Äi©wôpààS:à¹´¾÷ÁÀT«¹iè•çOİÌš1‹s{�İZÛBdw=õc´Xš¡oä¼dpã`Ú€vG�ïH¬*»ÓdìH™~›æ11;0IÈ¹’úÀ˜’4çMAT-. ­SÄ·íBı‚�jF”X£pØéÊ}‹e�ŒºöäDÊÂ( kçşJ²—ƒ=BÀ­�õŞß—YãQ[ÊgØ£İúñŠ¦*tê;ºí4�cÖ/ÌX[‹�õø6õĞŠ1ï*…”�õ¶(9g0ĞÀ:#Ìçn$N«Î“’æ}õŒâ­{‘ŒÆ·ÏõÂ�Ç—0å¦ï�[_Ü>'Í%Q6sß®®bT­ÏŠwâ'I‘”y¿-!5M4ñw¦HÊşœí™ã½¼³¥Y}AÍ‹Ş;A§ô­ù:Ô‹Ÿ˜�¬âÊÙc‰@I�MZïª¦•f–·eZ&‰\^LÅ‰ŠHvÖÃ‹êÕ/»7´{ğVZ “*�ø”)J½ãx/Èa÷ªÌz1 O?´+Ñâ�äJúäëd=2�=eî]uMòÃ<„¿¹;Ìm¯b•�W]‡�™ç¼µÜjá”FË7†—†“7„ÜP¿£{æÄoöM“^ÜÑ;É(�ëŒ°æ»zÆááD¤ãĞ±. õv§1ƒ¦Ê¶‹†™ƒşGâØ9À*üİÁ Dh�IU8¨O®19ûäá¦x�HR>Û«/n�·WJ÷‘«Öé· Î2›œìÿ°ç¤½C%Ævra5Êî&ëp¿n—LÍNñÛ²'§\��„ší9VùLğ¦ôJ•ª‘dœ'’‡»›É8õŒY�¯�ÓÎŒcw¥Işø`Å,c¼ø¼öS…Ïı(!äì“A ¤á(Z�²÷üˆ÷)b�U 'd‰jßÂ\(�äº�6ßÂ^ÏS¥rcn),ï…i‡zæõ›™•ø€@i§“hÙpc¦ú0…ÜE¸¿#BŸ^è¸‡Îğ¡“¡ê„Ò“]µ…:»�×ÊN‘Î¥ÜÆ êÄ~Ğ*ÏS¼7ÌãlVr8KÈš�(]6GaKY�I,ãî‚8æä!“¯®Yl_l[™ï œıËrğóÿt—K–ã:Dç½ŠÜ@½Cğ¯õ¼iïÜBÜ l—³'UVJ¢H ~ø¢İ�ªÇÌ’v+óÉ_Â›Ÿ³`œ©t•„¢^U�Ö˜ëà ÚÙgşşfOWØúæ�9¨¾¾Md®Í…SŸ™ƒ\:ÔZÜìRÇÜªê�>¨Ë)¼'ò¸¬Xß>œÉ»™¼i¨œ¿œ¥úÕíü%¦pü*–5ñpGÄrı³öîŸœŞğ­Ã—µ°–[ıpñßwóÅ“ûœGg³ğÏÓ¨Õï‹%…äiMB‚ŸÛpgh�]/È²˜fºn­1›v»ÄÁ­—ŞÚQıeéı†ÿS½X~f×åi·¯�İh‘¦‘”í¦@†j çêÈN¬åÄÑ†¢İ‚º¾½<3,ÈŒ !Ï‚H‹4í2Ûv�&Eî§/Êí*¸$«úÁ&•Ê.ÓvØRÛt#åú?�"yéX ­«¬ÿ¥dª^vÈDåXv3ö�‘ÃKù÷åÅô�RG2ÛÉæ´ß€é=f�OÄ(aˆìcøJŸèq“l¿Ûoªš^…™EºbÏ-A.u]ŠÜ 79a&Ÿ7—9(;,½JRÉÄÈXo\?�ç�ì¡¼MåPJ8˜©0­K}k Î!eıÚm††Óè>É(Ğ+¸§#O©)ª»‡£G×A„6ó/S1�-¥©Ç„ä™{Ú8¸Ÿ­G§Ìa?çÔ!æñÙbóİ˜/’U¦H™ AÆ•biz%�2é‘z%‚\)3Õô’u®Sj�®ô©»ƒcvú5±Ö½éImÜ¤5…yÄG›öº»¾ÉàFÅ¡èÖ<•äÔƒ(Aí…cR•) A�¼Ô{ƒ­Áe Å]�§^­‹ŒÍ§k;½®r˜uİ~°Æ¬q~kÈ¾eWİq¤÷ûg6K„BY(úƒl! �EÊ—öÁïæş #½Í¼¢�Zr"DwÛ3Ä¹×ßrĞ“3ã–ƒzo ÌK3—»ÌZî8åÊ£ëÕ�¶ã¥Üo6ñôÇ±øF¾äíp¡sËä�®Ÿä;%à»;éfŒº�%˜êÑÂß<û�ßì{´›Jó/½Æòm«. M~è\4Àñ²ÌÓ63�óCP"¦i«MK2Z´cÿ¦rÕ“1¾»Îe¢¹ûÄzÚÄ/ü×âÅæĞ�2q§+ºÕ±ƒÒBZ¡(š~�­•õè¤•¾È�q€&Éy4*”öš7Èä~ãhô'£kÍÀê¤ÚƒÄpãz3Q¢0ŸG‰Ö)ÑjØÈc£màŠe¡Ââ³ …ûfÆÈ€}8wîŸ�™ÏóƒÀŒ:WVñ9—‡Ö¼ºt¬o¬NùA¿1ÛfûˆËŒ2iú"Î{ÕIµı“Iı×E×-Ê·àæª‘�æ�áèO�”u{Øb¥ÇƒÒ®õ¦T&Ö‘Ö8¬�”b»OMcË�æLMÊÚù-öØQáT/¿Óøº¿uka�âi‰o4Îˆzÿè”²w¼&Z={=Ê²óvøÌ{ªxÉT]_N5<9]üÁëÿ{²Š�<Ö¸¯Sı¶ïİö¥}Ï•yñ­úUÕyô2sfºA5ÌEf2GP:f°R.'É�Iº)ëš¿eñÏÎ!V¸Nö¿WRF•ñ"3¨’„é†v&Ç‹®ŸƒÀÊ~—ªÈl¡ë!SÊÛ°‹ŠVœ»9�%++éZ:¦(™Ñ4cÉ[@±ßezà¦Ju£’é×GYBcGGob£”Øªn‘®Îæ@$‘r°«ÚPjÀ¿¯i´’À¦Ácİeá±IÙ¸§Â•»”�‰/¶�JhQU9Å<=ç¸�va70>ÆËœ_¦©;�P‚�1tÇEÒoMÄ˜<5nUÓú"8””h7”PÌÿ®�Ï²»TviRagM‹FÂ3Iª›ùãÚ‚EQùà`K+§$`K¸hÊs9`]Dµ¼ÓUî!-ºŒÆ/}jú(GØ<óîYtÂÎHQdì­…Ã‘Œ…ˆë•ÑŒ·ê�=Œ·”î‰Ç£@J†W4åCÈ~uøË½jí’ä»eÀ~#y_8¸ZÏäª²–å-*HOI˜B¹ckAÁ?È3jl5I¿Z¦nK.¶t+(±¤”'ş nñèêÉBv2O¡ú>�œQêÓÈ›Ì-ùÈmnÓu—�îWÊtKwÔñŒœÄ¸åŸÛ®İù˜NCêŞ!¦�s2M^\î+SÜögK�kÒÑô>]”ÏÓéqÁtÊ”’Ô©h„á�uµ©yqøUµo°ô»èe-·I}F„*½ÌìJ³XÌ¹l�âèNÛ�~¸Æi,6uŒ¶‘ÿÖï†_G�­Ä¯>æ‚Í…8�’’†ÿø½*½ÿ�ÿ�û�²™xú®Ô@y€ˆ8!}¥ãR­>õ¡LõÔ ßmÊºˆÄ¦óè2t1æjFU>ºŞfÀŠ;tÄğÂDë•¤c˜dÕÔÏ™ÊÄJUï’ÄŒ?Ğ)#,œlğ[‡ÑÇû>3®ˆÜQè¢9&õÒÎ½¹nı7W›µkX{ìÿ±´ès~Çæ(Ôû±fİ3ó%·Zu{,²¨Ğ‹L�êñr¾9mB°K�y•‡^[µ=ßïî:™ÖŒª‹&�›ñX¾.¯öî–­@~³¶+„nôNv‰¡åì“§yúìºNÄ¸+íô–[�~jLSsÀº°Ü©ˆÖ­aaÓ£àD±lÊiçä~ĞWEº¾=Ùõ`¯ÒH£&U�­:/ycaÕ‹SôÃÈì¦U¨fåC•P›YèM—Ÿµ8‡…�•¼ü­eëŞlMİˆll¦hÙF­W±Ê^(Ô(qf8¬I!4öH÷¹ì`µ‹MeÕå«.ºÕÅ„k­3'É{˜³¾iŞè©÷�5æí�Ó™öD‰èíD¾ªDl©öƒJë�º ]T¼·®û„šf«}u:i/‰šæªOKê´‘şyËHf·¾“u]P‹ä³t_9//“¦ÊòŠ>4vÆË6ASò?ÿ`„#ãÊendstreamendobj228 0 obj< >endobj229 0 obj< >endobj230 0 obj< >streamH‰ìWK�l·�×*j·,QÔofœ%ô�dÿ@Ès¨û©j~F`4p[§$Qäºßï÷ôĞ\ì›%Û·Lõñ¨>b_)ış¼ê>/Ó'º/*ŠEÓiÊX¤Éçµ¦íS“knş­\T!©ŸiÅÏn©ûwâá«zÃLöµC eú/ßZVÍÚ!_ïù‘pŠÚŒ�û�*?où‘‰rµ‰\\”Ôæc_Ÿgá¢Jö°`»¦è‹R'rßš%Á\ªnô�¦ó¡½}’9ÿvÌ—ìò;l“A{ì’&F‡’àƒ»K,òC$q»Ÿ–zÁ8õ`Î•*.¢¨+~}R÷Îó†ÙÜ`�j÷ç`pfD5ÄAHIĞ_:@uĞv¹Ï@¹Tjq�¨J€…jg�EÍ17ŠM0lTlXçâ00ËÃäÔL�/L¦e…åÒh§mÏÛ?n½ıë��ò½¦ùHÃ�ÖTÌ=uÜŸ_n>õåf»†1¦æub÷›í¶èŠír½‹kÿq+6g´¨9Ë4hÿÕ‘vßèBfÕˆü¸ı}<¦àÕÉ*vÄı?Ï�ÕÌÙÀôĞd†Õ25ó£UÜBJ~€ 0\Qítc°Jô&vƒ;4İœ¢*Ñ7ícA+¿Ö™Â=ï
https://www.cooperlighting.com/api/assets/v1/file/CLS/content/ed45b8a5eb554c0886e4ad4100858d63/metalux-lbled-low-bay-asym-specsheet | lighting | %PDF-1.7%âãÏÓ124 0 obj< >endobj xref124 1170000000016 00000 n0000003393 00000 n0000003574 00000 n0000003618 00000 n0000003720 00000 n0000003756 00000 n0000005122 00000 n0000005221 00000 n0000005357 00000 n0000005492 00000 n0000005628 00000 n0000005767 00000 n0000005974 00000 n0000006163 00000 n0000006369 00000 n0000006557 00000 n0000006765 00000 n0000006954 00000 n0000007161 00000 n0000007350 00000 n0000007556 00000 n0000007744 00000 n0000007952 00000 n0000008141 00000 n0000008654 00000 n0000008681 00000 n0000009293 00000 n0000009550 00000 n0000010152 00000 n0000010407 00000 n0000010973 00000 n0000011234 00000 n0000011620 00000 n0000011882 00000 n0000012170 00000 n0000012197 00000 n0000012604 00000 n0000013077 00000 n0000013469 00000 n0000013917 00000 n0000014297 00000 n0000014334 00000 n0000014448 00000 n0000014560 00000 n0000014699 00000 n0000014835 00000 n0000015457 00000 n0000029406 00000 n0000029743 00000 n0000040532 00000 n0000049827 00000 n0000058364 00000 n0000065681 00000 n0000074327 00000 n0000074530 00000 n0000074877 00000 n0000082895 00000 n0000093070 00000 n0000103573 00000 n0000103852 00000 n0000103884 00000 n0000103916 00000 n0000103948 00000 n0000103980 00000 n0000104012 00000 n0000104044 00000 n0000104313 00000 n0000110676 00000 n0000110780 00000 n0000110850 00000 n0000110965 00000 n0000120632 00000 n0000130781 00000 n0000141561 00000 n0000144219 00000 n0000155629 00000 n0000156073 00000 n0000156344 00000 n0000166391 00000 n0000166504 00000 n0000166574 00000 n0000168255 00000 n0000168610 00000 n0000169390 00000 n0000169661 00000 n0000176854 00000 n0000176893 00000 n0000185400 00000 n0000185439 00000 n0000192045 00000 n0000192084 00000 n0000199373 00000 n0000199412 00000 n0000205941 00000 n0000205980 00000 n0000212977 00000 n0000213016 00000 n0000251025 00000 n0000251064 00000 n0000288735 00000 n0000288774 00000 n0000295194 00000 n0000295233 00000 n0000301723 00000 n0000301762 00000 n0000302165 00000 n0000302564 00000 n0000303421 00000 n0000314455 00000 n0000314494 00000 n0000318878 00000 n0000321842 00000 n0000337078 00000 n0000337180 00000 n0000337282 00000 n0000337381 00000 n0000002636 00000 ntrailer< <9503D4DF25B9B2110A00000000000000>]/Prev 436400>>startxref0%%EOF 240 0 obj< >streamhŞ¤RIOSQşî«”'­ÊØBB±@LÔT�Á-C�¸Ñ8¬ âL”©PfT”¹@™i”AXAÆ ?À•wîuƒ²1®üNÎû¾{ïy÷�sîHái·ôh�Ç!ğ/¡üQğ¾0Ûñ?P�/Î:BäšyEhÿp˜2j(<0ÚmíuNOÌŒ�Øm}İ�1±êÑÉ©9KÛÑÌÇ�ZÇµ4W›ÊÊ›Ì5µu•U�ÙY]=í.m}C�Ş�“›gÌ�y²¥S…*4ò�¸ Xu°53"òxt«¥-<°¥@Ÿ›Uß��o4äå¸:Ú{ºÎ¤ŸÓeìË�•XvÑx`úL&“•”˜,c'ÖÿÔi½>gÏÊŸ¶NÀkã=ñ}òeO´~(„Ä+F”âù¬b+pá9ñÍÖÁqùXç2ğ‘Ç'vŸ™78VÏÖX)s³k�â.Ñ¥ÜEíu–¤‘ÓªtÊZÕ�²ÌˆdõlÜü¤İµ¯ò78�D\�YP[5"Ÿ¼„jæÂ¦:—‘(61#·�M% ¨¢ (V (‹ˆo@K…`#İ/@�§¹¬†UŠtñ‚Ì[bN¹M•R]ö!dñ œ=*°NfcË0q@ÏxªÄ…8p�ÜE]pR7œÄ¿ØÖÏğŠºãd‹¤Xó¬¬zì-nıóV@ÜùšX´5ñôÆéb÷‡½ÃúŞ�¸I¼�@~—Æ'‰é'i7q*ø¡áyÇìâxÿÀÜÔäèBãL•­fÄ<Ö4QŞ]Öi¬¶7;k§ëÜ•}½¼�TğóOH–�õM9’*I;L;˜ ¶[ŸÀÜÄfˆgÒ·O¬û%À•6Çendstreamendobj125 0 obj< >>>endobj126 0 obj< >endobj127 0 obj< >>>/Fields 109 0 R>>endobj128 0 obj< >endobj129 0 obj< >/PageTransformationMatrixList< >/PageUIDList< >/PageWidthList< >>>>>/Resources< >/ExtGState< >/Font< >/ProcSet[/PDF/Text/ImageC]/Properties< >/XObject< >>>/Rotate 0/Tabs/W/Thumb 117 0 R/TrimBox[0.0 0.0 612.0 792.0]/Type/Page>>endobj130 0 obj[131 0 R 132 0 R 133 0 R 134 0 R 135 0 R 137 0 R 139 0 R 141 0 R 143 0 R 145 0 R]endobj131 0 obj< >/Border[0 0 0]/H/N/Rect[73.08 458.18 177.413 444.909]/Subtype/Link/Type/Annot>>endobj132 0 obj< >/Border[0 0 0]/H/N/Rect[73.08 445.02 176.48 431.749]/Subtype/Link/Type/Annot>>endobj133 0 obj< >/Border[0 0 0]/H/N/Rect[73.08 431.86 150.184 418.589]/Subtype/Link/Type/Annot>>endobj134 0 obj< >/Border[0 0 0]/H/N/Rect[440.919 415.455 499.394 388.128]/Subtype/Link/Type/Annot>>endobj135 0 obj< >/BS< >/DA(/Roboto-Regular 0 Tf 0 g)/F 4/FT/Tx/Ff 4096/MK 188 0 R/P 129 0 R/Parent 110 0 R/Q 0/Rect[87.84 678.859 189.329 714.71]/Subtype/Widget/T(1)/Type/Annot>>endobj136 0 obj< >/Subtype/Form>>streamH‰Ò©PpòuVàrÿÿÿÿendstreamendobj137 0 obj< >/BS< >/DA(/Roboto-Regular 0 Tf 0 g)/F 4/FT/Tx/Ff 4096/MK 187 0 R/P 129 0 R/Parent 110 0 R/Q 0/Rect[242.2 679.581 439.84 714.71]/Subtype/Widget/T(3)/Type/Annot>>endobj138 0 obj< >/Subtype/Form>>streamH‰Ò©PpòuVàrÿÿÿÿendstreamendobj139 0 obj< >/BS< >/DA(/Roboto-Regular 0 Tf 0 g)/F 4/FT/Tx/Ff 4096/MK 186 0 R/P 129 0 R/Parent 110 0 R/Q 0/Rect[492.75 678.859 573.904 714.71]/Subtype/Widget/T(5)/Type/Annot>>endobj140 0 obj< >/Subtype/Form>>streamH‰Ò©PpòuVàrÿÿÿÿendstreamendobj141 0 obj< >/BS< >/DA(/Roboto-Regular 0 Tf 0 g)/F 4/FT/Tx/Ff 4096/MK 185 0 R/P 129 0 R/Parent 110 0 R/Q 0/Rect[87.84 719.069 189.329 753.12]/Subtype/Widget/T(0)/Type/Annot>>endobj142 0 obj< >/Subtype/Form>>streamH‰Ò©PpòuVàrÿÿÿÿendstreamendobj143 0 obj< >/BS< >/DA(/Roboto-Regular 0 Tf 0 g)/F 4/FT/Tx/Ff 4096/MK 184 0 R/P 129 0 R/Parent 110 0 R/Q 0/Rect[242.2 719.069 439.84 753.12]/Subtype/Widget/T(2)/Type/Annot>>endobj144 0 obj< >/Subtype/Form>>streamH‰Ò©PpòuVàrÿÿÿÿendstreamendobj145 0 obj< >/BS< >/DA(/Roboto-Regular 0 Tf 0 g)/F 4/FT/Tx/Ff 4096/MK 183 0 R/P 129 0 R/Parent 110 0 R/Q 0/Rect[492.75 719.069 573.904 753.12]/Subtype/Widget/T(4)/Type/Annot>>endobj146 0 obj< >/Subtype/Form>>streamH‰Ò©PpòuVàrÿÿÿÿendstreamendobj147 0 obj< >streamH‰\“ÍjÃ0„ï~ÛCqbK«L MZÈ¡?4í8¶’Ù(Î!oßOi¡†DŸ‘vvF¬óÕf½‰İhò×Ô7Û0š}ÛNı95ÁìÂ¡‹Ù¼0m×Œ?oÓs¬‡,×âíå4†ã&îû¬ªLş¦›§1]ÌÕ]ÛïÂu–¿¤6¤.ÌÕÇj{mòíy¾Â1ÄÑÌÌriÚ°W¡§zx®�ÁäSÙÍ¦Õın¼ÜhÍß‰÷ËL1½Ïi¦éÛpê&¤:BVÍôYšêQŸebûoß:–íöÍg�²ªÀáÙLå5y~$«HUòL‰3eA.À–lÁ·ä[e;ŸXe�·8oKrf­E­ud²€äxE^�éÓÂ§} ?€éÙÂ³£gÏ�}ú:öuèëØ×¡¯c_‡¾Î“=˜<sr5šBM�¦PS )ÔèïGp?BM™4ïÉ÷`fdfdfdfdôÌè‘Ñó�=îÙÓ›‡7OoŞ<½yxóÌë‘×Ó§‡OOoº`x~¦c¤Ón~g´9§¤ã9}Ó\b"»~¿š¡ŒVá—}ÿÿÿÿÿÖ¼endstreamendobj148 0 obj[199 0 R]endobj149 0 obj< >streamH‰\”İŠâ0†Ï{9œ9j“¦Éˆ Õö‡u÷jİÂZK­Şı¦y\…�6Éûƒùòr»Şví¨òïÃ¹Ş…QÚ®Âå¦ê öáØvY¡UÓÖã�Òo}ªú,�›w·ËNÛîpÎæs•ÿˆ//ãpS/Ëæ¼¯YşmhÂĞvGõò«Ü½ª¦wíû?áºQÍÔb¡špˆ}©ú¯Õ)¨ (�¸ÀL}nÂ¥¯ê0Tİ1dóYü,Ôü3~YèšÿŞ;Ï¶ı¡ş]i¹�Ëg3=[$ZC‰ŠTB´†4´�ôq¦áÌB r�† }Zú4ô)ôip-¸6¸\\®®××‚kCƒBƒ×‚kKK�–,z=‹�CÏ¢çĞ³è9ô,z=‹�CÏÒ™£3‹º»«Ó™£3¡3GgBg�Î„Î��9::ót&$ò$y‰<‰„D�DB"O"!‘'‘�È“HHäI$$ò)Qñ>©ëé=Ñê�İıK\¬ÖÏ'%O6Ï'�uf]¦s¦Û¯öıO—<Î"õ˜ õuâğH+M�i^´]xÌ´şÜ«¸kúfÿÿÿÿ±N'endstreamendobj150 0 obj< >endobj151 0 obj< >streamH‰\”Ë�›@E÷¦E/g#lººj,!K~ÌH^ä¡8ùm)„ñÂŸ¾ÜÑD’ÍÁMÑç–Uä»ÃşĞµ“Ë¿�}}Œ“;·]3Æ[ëèNñÒvÙ²pM[OWów}­†,OÅÇÇmŠ×Cwî³²tù�´x›Æ‡{Ú4ı)>gù·±‰cÛ]ÜÓ¯İñÙåÇû0ü‰×ØMnáÖk×ÄszĞ—jøZ]£Ëç²—C“ÖÛéñ’jşİñó1DWÌ×KÊÔ}oCUÇ±ê.1+éX»ò=ë,vÍëª,;�ëßÕ˜•n^,Ò)q ğ+ù¼"¯À;ò¼'ïÁoä·Ä�Ïôx¦_’—à‚\€=Ùƒ¹¯Ç¾^É6²�éãáãéãáã7äxKŞ‚éãá#t8B�ƒYÀôøB�ƒĞAà ÜW°¯°?‚şû#è�ĞGfŸwrúƒÊÀ^ô*Ğ-À-Ğ-À-Ğ-À-Ğ-ÀM™K‘KY«¨UÖ*j•µŠZe­Îµì³¢ÏÊŒŠŒÊŒŠŒÊŒŠŒÊ>+ú¬Ì«È«Ì«È«Ì«È«Ì«È«Ì«ÈkÌkÈkô7øışFƒ¿Ñßàoô7øışFƒ¿Ñßàoô7øış+ìU,–ø}f.°ï–÷¤çcB0BiÒİç¦Ö÷qL£9¿æ™Ä4¶]ü¦cıàR>Ù_ÿÿÿÿèĞIendstreamendobj152 0 obj< >endobj153 0 obj< >streamH‰\“Qk£@…ßıóØ>½÷NØ&-ä¡í²éş£“¬°Q™˜‡üûÎñ”.¬�ø‰Îñ;'ßì¶»¾›\ş3Í>LîØõm—á›àáÔõÙ²pm×L_Wós®Ç,O‹÷·ËÎ»ş8dUåò_éæeŠ7w÷£á>Ëßcb×ŸÜİïÍşŞåûë8şçĞOnáÖk×†cz­Ç·ú\>/{Øµé~7İÒšO¦ÜÆàŠùzI™fhÃe¬›ëş²j‘�µ«^Ò±ÎBßşw_W\v86ê˜U^,Ò)ñŠ¼?’Áò¼%oÁÏägğ9½´*™Y"³\’—à‚\€Kr²€�l`Oö`º•pf2…™‚La¦ S˜)È%+˜ù‚¦a¦Ì™ì+è+Oä'0»º»º»º»º+»+º+İnJ7…›ÒMá¦tS¸)İnÊîŠîJ7…›±»¡»1ß�oÌ7äóùÆ¦C¾1ß�oÌ7äç`˜ƒñ]6¿‹s0ÌÁ8ÃŒs0ÌÁ8ÃŒs0ÌÁssğôôğôôôğôôôğôôôğôôôğôôôğôtK'¦Ø__0>ñ´İ÷şi®1¦­3o×yÏ`·t}øŞÑã0º´¿ìÿÿÿÿ¥Yõendstreamendobj154 0 obj< >endobj155 0 obj< >streamH‰\‘ÍjÃ0Çï~ÛCq>š„A””Aû`Ù µ•Î°8ÆIyûÉVé`G?ÿeI±$ÛîÜY³‚¦÷³êq…ÑXíq™o^!\ğj¬H3ĞF­÷SüªipBRp¿-+N�gQ× ?È¹¬~ƒİIÏÜùæ5zc¯°ûjû=ÈşæÜNhWH i@ãH‰^÷:L2†:M~³nŠù»ñ¹9„,�Sş5k\Ü ĞöŠ¢Nh5P?ÓjZıÏŸVvÕ÷àE�…ËIB†¸en‰sÖó çs8gÎ™��Ÿ˜ŸŸ˜OÄÇ22â3ó™¸àüEÈ_¦‘És­2Ô*æ‚¸b½zÅzu®K&<öşªğlš<zªnŞS;ãcC�ÅÇ”İì€¢Â¿ÿÿÿÿÑº”§endstreamendobj156 0 obj< >endobj157 0 obj< >endobj158 0 obj[182 0 R]endobj159 0 obj< >streamH‰\’ËjÃ0E÷şŠY&‹à§ìŒ¡y�}Ğ´àHãÔPËFvşûÊºnHp4wæŠùûòPêf$ÿİtòÌ#Õ�V†‡îf$Ó…¯�öÂˆT#Ç…Ü)Ûª÷¦›¦�†‘ÛR×�—çäØà0š‰VÏª»ğÚóßŒbÓè+­¾öç5ùç[ßÿpËz¤€Š‚×¶ĞKÕ¿V-“ïÒ6¥²ñfœ66ç¡øœz¦ÈqˆÇÈNñĞW’M¥¯ìå�]å'»�µú�¤]jù]'O¬<¢ ˜)Ê%1h�b(”1”J+™)Aˆ¥Kì”€P3EÍäÚ:èŠA'Ü3¸‹�à—ÁOÀ/ƒŸ€_?¿Ìù…»=Ò¿„»ããf¹µM\º5·ÓN�î³’7cì˜Ü×pó™'Óh¾ÿ�¾ëÉfÍÛûÿÿÿÿªÊ¥ãendstreamendobj160 0 obj< >endobj161 0 obj< >endobj162 0 obj< >endobj163 0 obj< >endobj164 0 obj[/ICCBased 197 0 R]endobj165 0 obj< >endobj166 0 obj< >endobj167 0 obj< >endobj168 0 obj< >endobj169 0 obj< >endobj170 0 obj< >streamH‰´WYo#¹~ï_ÁG)XµyÁÀ€mÙÙÙØ»�X@&AĞ#µÇÊê²�Ùøßç«"Û’å™ìë…a5«È"«Šu¦¦¬Nşr'ÅçM%Åèúäj.ÅpY}¨ÎGÕÉ&Æ!kıFO¿É±/�åNF#)”İWX„¿ œŒµ�Á•j™\£yÕ»½s*™(/BôGÿ&9•å¦íÉ�&UoÕ¦n…*ó:Ï;Ş×§e­ƒ±Béç}?ö®úJÖAôÚOë]³îRmDïI¤ï„–Úıg“ÄíMÿŸ£ªËQõ;?w¶ªlëc¥�¬SŠÂÛX;ïÄ¼ÒĞİzáMª½ñbV)�%J$[+MjŸ¬pN×):pÌ…v�6S†±�Æ0#X—Ú(‚]eÊi˜¶VêÃtŒà53T°™á¦#ÖDêÈ¤3Q¦©�,€Ë`†U�’cRK+�ª#OJzœä3ÃëÄë]§)åêèÙP_—˜atÌåèP]«XD9W§­ˆwZÕR¹L§¤™AÑI˜é8˜U;ÖT[[cà)xf¸ÚÓµ�cmaD2#d<©IH×‘O&�t´ÆÔJùn�‹Ìá{ÓNÖ˜ñì’�ÖÑ¡–^x£àÆÄ¨«s‚5…ã•�ÑöˆãmzÁA˜ù(ˆ–�vÁ5"2�ªcÉÀıˆ]YGéQtÑŞBÄĞ—ê˜“%‘8>�Œƒ��é]Ÿªcd`Gô9G¼Ñ…\f@y"Â�è€ï—ê˜“EœÔ™ƒ"Ú"œ™v™4®#ÇÕ#o Yó"ğ2qŸª¿‹Z%ä�BÜÇ\””‡;¥1�nÕÖ1ú ±­Å²5nn<¯NŞwåïC®~w_«~w?VVÜˆ…Á¦X#l5ªƒÃ)Z¬Ûê®’Ä£Ã¿¥b•OT´^±NÈPÜ“ªßjğ!Zü"”¤“QÙa8ÇÀ.T:hMüy…EyÅp†ó¹~K–èjµ*µºÔ\DsöË~C/]­¸V_Ÿ__K.µ*ñz} @0yıÇŞõòqŞô�Tz¯§‹¶Y‹»v=m7‚+oB‚v%�«ÿ sQ˜}¶yšÏÛíz:ÃéßO»ít¹ Å¯½sÔ€LVR"1Äh,P�r+Â×h['„×"«µÎ��VÓqŸ.­×ÌÄÙj5›�œ—Y‹kıu�H>©´¼ı)†=Ÿò­�x¿˜ìÈœÃôõ²™LŸÅd9şy“YK˜¾îÃ²Şëòá¿f´:¾K¥_˜ˆk‰1;ÑU�Do¹·8�¯h9Ù�·âªŸÈÖ¶ÙîÖÔC1Ñş»U�Å§œçÑÊyl0ÎİªY¼{wr6ŞîšÙ¨ıÏöİÕåÕ•”2���Šóá…(�pyƒ!lÍÁñ±7œ¶â~¹�·qñ·;ñ°ÜmÈY«fºØ‚×ÜoÛµ¸o>­ó}-h±h&ÌM`â²×¦šÎ¦Û'6e@[#Ê"�¢ì÷+øıôóƒx?_5párµ…31k±¢¬=Ü»mÇÛ�@mş Î`'r¯÷¥ïén›é¬ù4kÅl7opÕøg ¨�Ø­Ä¶�†¨Z­¿ÃÆyÉ›ªur¡ÿÕ¥Ä³†ï¤ÔRÚ!şÏñ�±Rèè4@ÌÚ$¥ó§JQ"Ï@bá­ÃWãòRiù«Î/Ïå¯æ9GÛÙ2�§€W´+íH…Õ+T,+d>EaŞœŸ’3öñıÖ·uXØ&…ML7b:i=Á³Ã¢ÀòÍƒ¦Ä,Â”!2G)é�¤‘ˆ¡-ÿş¯À.×ÍÍbBTßçüƒ"ù§é°¡@å0�·íVœï�Ä"rkÁŠ,·ÈúÉrŞn�pœiŠ2­½§AÄ€ŒBB´‹q+hL“�»éºyA¿İto€¯wç®²RS—ºIQ—ÆF„ÑcúVŸ&Ñ}wFIDíÅ�…÷ÜŸ�‘ j>F´äÏ¬2½¦ p¨i68Â<ğº�K�†0z¦ƒü™UĞë?l$¡Z£BÏŠá‘‚~½»¦ÖKŠaY¬«¥D „b¬ih—Æ z$‡IF¨èØˆüÂ¼ÃĞó ˆJ‚êL�+€ºLÁFü*F³yŒWe•GÜş“ÈËû}İFheAïg”5.�‰@@¾qäÁì`{X;àNˆ¥„õÈ»ysú!“/\ÀcR%xËCÒ�¾™“×uÂY–@©ç±,«$Kİ3töúv{Ö.Ôu�ÛåpJÕ€*@q~³Ü-8‡íE�ì·1è2�Ç»+IxìùzQq{‡°ğÉ)G�›P¸Ùë”á™F¤˜)d•T¥~ #ñw”�/}Gu¤7íb÷ÿàà^¨dá¯Ş7üDY�æ?A¡x¿ ‘áAÆŸíz¡9(ª—§¯Ğ.…¦]_)‰g˜uo¦äíÃrKP‹J]‡u›mS”<è¤{}ánª‡Š¼Ë½�{àù¾?ªxú²Û¢ñtJ¿Ï–o5{c¹�§ÜÍ©ïÚ˜»2wéÒwÑk>�¾+ÍŞŸ*¼ �Y:¯vÃÓß€�¡Ì«,3OÛä)İĞ§‚Î/”½Š@Àñé¨Ãœdåµ‘¡Œ:¿Ø£�ÂË¨EwBuok‰J”o�qwüuÜ�T?¹�5ãvr;¼'72_ÀcEï*~Ö¢[‹\G¢b‚�¡ºjOÜ‰Ãß£îd�çÎëÀÛÀQq_'PH�¡××–êu‚3A¿Ôº9è©q•4×bÚB›:òNe€jéjg}G£ƒÀh(…Æn!Ùn“B•# ›é¬Á¬#³veX– Œfø'Ô9ºõÊ¦ëk§vC0É¨]-Ã+6‚“Cçxñë�¬ê˜¸8“×³X!I…n\f²u²y<®ÊY™”e}n$y!¬vŠ.‡:G(äeÎ`±±¡ŒY€GƒÂÎëéz\§/�ùÌhL7…üÚ1Á{ñ¨póúrô�VãìèCï¢‰(¥uˆ²ì‹à’8�šPRv("Î€+G¤¬©+ÍHºŒ^Ÿ†bæLä»ÔÊ#š@7…^‰#�¡éÆC¦£èšê´§¡—Mì„àTGÉì0ÎŸ5tş1É¡½§)1@Ùìf“+àLG±ÒèçYrºeIe(É)TèîXù<zíêå�RÆÔSAN@�’Ù9ZgÍCVŠ•ÉåãlæºÂÇg<È�‚‹àîB±íºY˜œ²âT?�¡lı_ê«^ÇÖÛö~Š}�k‹?úkc'�§JÜHqí&ïD3C�=gïH›jWú$Šä‡^/Ş�ôf']´„1ç¼†Q¯1è2ƒ™9ÜËlõcô@ç5,íÆ`/ƒèlÄã�³¡†í†Úé”´Ó©¨Vææ$½y¥Ìtvã‹"v�áQãÓùY­eÊ¦ã„¡mn“Ç)@†k;´.6ïMÓF¨¶ã®—à·±Î¤¸ŒÉï@±çYó¦éXU1�îºÓ‹ñ0¸oY¼¯�nyŞ›ê9+•�!ÜÂKÇ½Mig¤ckcl‹<ˆGNRÆB÷b›w~Ö×zbcÌ'ÃãnL�cJĞ@'g¸êd·ñ rcä¥¬}±VÇÉªe(ì}:Æî7C�ÜûÈÑ1SÏñ'f^ @~ø{gyFZ�;0¾äi±æ3�˜Éi©›gáEór¬ÖÙÑƒ;ó”ñGËözÚùl5FõŞğÁúœ'Ö‘ö;>ñåÒ9²åT5®ù�ÙÄv‘ëùç}(‹‡æb>-“óÙˆÌ±Ik0@‹Õ=%'„ô®ŸJ!;6•¿wü¶Ù‰^”/rH�sL¢>:òhÖïS»Ú$cõY©=•ÛC†zcè¨€ÌĞÜå“‰Á¯öIÖì¹œ{ v£óSt _ÑuÄ…ÎGyÇ7…ØàB«‚�Àá6H®ğÅœ%éN¶YÌìDTyÛ"j¦96!dô�Ó"S—X?û÷ï×,¦-‘^†.kˆ³_—êêŒG5"ºÂšê¸¶±#j�4®dò–ğ›è¦5úºÒ/« †ê…*·T‡=f,š:5yşuşĞ’úïÈNƒ—9R†H“PkÑˆ³¦®ÍüJzª]�Š˜ôQœ¢“÷p~¢ƒDk�pãƒÊtš/‚íG» „ZyşI…¨OÖã‹õnh"h\<4VW“gF8›^åšƒt3L?¨5yÇÖë_ÌKíåç%²÷§½Ø lqR#r_¬çGä�û}Âxúÿ)w$� ÃiµÃEÛF©ÜT‡/A0ÕhKU�H`KI…NŠÅö™×âŞıiuM�´¤éšX)Q‡æúåª:O-JşE/+j2êˆ7ÀÉ¡Á)û`Â­9h$uE[oz¯§†lt´(ƒn¯´÷µÙ×»�J‘è�.±Ó»NB+ÙËà>·ñ¾Öúš¢:#ÿWÒÆèº\ë†Ë¬IÚQ:µÛ¦€Û—rŒ¼�Qù»A–@äK:�â ÔÍ�!ÛCŠÊııÚ(ª u�`K†ü•¡7�÷¥AA´•å±µ/+÷X©éÑÚÈß:Üë¼%ÖÜ‡e¾İàÓfÍÌÅWm}:åİŞ%÷@ä´™œ¾ô¥j/=»k‰éO«®�´'o±¦[®àŞ’Ó[»™¢1gµ¯ğ�¦%3Â¾\¢[@µ–nÊdè¿Š¿éÏS6ªküù×Ÿß~øé·oÿúÏüöË_Ş~úõg{ûÓ/çŸ½o*§Ä=µğöï¯<È)4Óù;qE>È¡�YâWã«§mè�š,B•Q‘Ãø÷Mã�&ÄU-XIiƒÓçÑ"ğlÌ ¬Ón"CŒzãÕÖÚT(¦Hğ…»pZ=�Câ“�’'˜ÂX5M{öY6‹,v©Ò™›Z­_“)�]*"´Îg~ôSU±ã8œöÊ3mT“àk­Zğf`9¶W%ØlªgX—¨HÅiwÊ3şI 1�ÿ‚X›ğeƒ+'¡Ô©Z¡Ì÷şÔó‰$úñÜO–?¦âyDy†j!¬MªÊø/§îq¨§Î¾_â1%ÄšE‰N]CÙ‡†½Ihì÷¦¡Ç§7n#°ğüçBÀÓ�`WÌ›ˆ©­2U`«JfAY—vWsW†fg"D¡m±*ê£1*¦¢è­4XTó}òÿ‡ŞÆá/ÅÃG°q¸¢tËßŞ^ ë È6ùÌ#§ûË3›¡ZÔ:ÂÚKs½ø“kcwce»Şd£ì¶Ä:V¦f�¶ùÔò9ê½Khä]«¨€°ò(êÀE1I²Uèœ}*Nô>æ•Î£sğ²+«™q–z:62æ‰ìp‚îŞŒÓYğHkTW„h�ÓYGô¼ÄŸQ=Ça£—„P]Ôg�ÿG�Š·ÕIrWW#³¬“Š1¿*.e²/«�ø[ƒ-Òï{©EgÇŞ�·uÓKl¾]iÓò¹Úˆ›ÈæA=“�¸-²¦¿»ˆDÑ %‚»şsüõ#ê]òş=qye¦a©pFËRíŠW¸˜®¦Â¢H¯&íŸ!ı`äh¥Í;Ó_¨…ºI«8÷Á[8)€ø¦Y¦ŸÎøŞçwf}:Xî(<™®¸.d°ú˜OíÆ~òíI6Ùí~©Ç’ä¿'.t¤§l•¸^!½·¬¾ I¯WùÌÅ¯Ï-X�¹¦S°,ÁšQõã5Ìt)šÉ’(™Cb¡ö-A§óŒÅ±+³öì(´.�1¢kÖ,iüjYMƒèÚ¥„ò­ã;«¬dú½±ÙTCS{Â¨½#óví1“”¼{†ÔÓ¤v¡�<�˜é)aFèæª�É×€ã¾èõˆ´À¯�ëµ1HR.�)��J›zZGãÍ>K°�L©s�.ø“R•ÅRí‚E“ç&–p=«z™¦TãÁœtW¥Î:ŒßìÁ´vú(çè¯è):`Íˆ=ÅE(C±şÇ>ÓÌÔğ>mìóYI’š�ÙH+­ŞnÒ§vÇŞ§ânrKÓI(*ÌV2MkBé–%I¢>TQ‚šw]Cİ¡UñÃá{½×ŒiIòõ¦”3'&Ë½°é��»£Ao‚—i�O–Í•Lg�W½\8oEĞ)!QØd¿=ˆ-³«;­;âéå®†®0[µsí;€?ÍV½w©éC)•&<€&” ª?mB^¹é]”ÀÆ³È^¥_S‘R^ìœóD±¯äàj×3Sù"±Èrz(6•¤Ù«Æ%:]çjÊ*\bqAt5–ß¬×M•’ =Õ0•ÁBx`ò»Ô:Ë¥‹Š“ /+j”_øXUZøXgÚx‰KƒÃ™pì^�8*²ÊSô]sWº.‹Ôí¢‰—®ÉmPª:µ8;·-Êü"ÅDmÁAîğZ¦©^TÄ�8J]× O4şï[aW`ìÈ”’P:£Wà·�D&Íik¢-ÒÎŞÂÔRÀ¯�¾(P}H]-ê´¸S‘î†>¬2°Ñ{áS-±�àƒI¦§¹#w&œ°ÒO$52É­d)5ê1.D­nôe¦Ëf—[”/h7‰.»#.Ií•w7ÅC¤=vöUáÜe®uÂËÄ”;>¨$Œ�ÚÓ·"¯ih��‘™O™2rbùƒr•5M µïn,cS�Kùšª”ª$¥£~oùàê–hí=Hjo20#à§PzL*nàGls²2w)Ñåp=ìİT¥td¡2'UÜ�†�m[•º't‰!”‹ú]Æ¶†Ù’&‚¥ÂÒÃM­±íG('• ^»’28èÁôdôi)ÅT¤Qg@PE™Œ=�!¾²ö³[,Ø±£[ÌÆS"3¤+‹ÅÅ$ËúÎ ]jaŠÑ—¦ï.,yjm¡ü¿¾9Ï{5cK)§Gkòfè€”àûC÷Hôü/üWCw.Ùë�É ò°C0À‡mœLècgbL�×¥ƒº(ˆCöÆÉAè˜UÔTñè¸@#;¢ç(Âí¬V�‘$¨nÈÄ•ı]‰¡~¢Øœ ÂÄ¾%�7�¬ñ‡ÁÇëÜs\‰Ğ.&ğR-{Ùp]ê‹l�*c×ÚMÿ‡Ò^œ�}�'ßáÕº©÷4xÄ$•y;™�N5A€ÇÅ¦½‹4ĞÀJÉ{£<§k"·ûûÖ®RÒrhš!(€¹�å#\å²vCT¾S"NÂè’„Î'şgñğÙ±¶Äğk¨�Zb«]O54S‡hè.Rn‡D«‚°N\Ã£ìÈ²jÌDv¾A´o¬+$]�rDb=/ÔHaN‚Í¤—´±,ĞË;é{"£6$­´û€Ù4~È(jCİpqèYasr¥Ä®ÿ„²æ®¨½jZQ†’MbõHÂØE¦�”àÃ'd˜ >ÃJú3qX‡TŠ*HÈ¿."g�í’À ¾„ƒQı—E”5š«üÍü¹\gYš�)u-õ<¶‘ûiøÆGà›Eé�h1=cñå=1"ºJÌ£Øw‰İıQü�§ÅUÑÕVÃ„yTÇÅ‰»aé6xQ†nV,ş‰×¿?ÿzlÓÑ·xqÊš·Şœg›ù£7JF ®9X œÆ]¯-‡3 µ±æõáA.�™·Ï÷ÛLÌ¿äç™�÷#?ïg‚ŞÏùéCÿïùEPëÉQ`M½RôfÌF,·˜±u+«AFS{}E¸Èb‹vIqPe³“ÓÌÿKŞº#›÷eM%ˆ½ŞóV OÖ–×á© !ú<ô¬f�HÚzúnqoE«ï{™;/æB;Ëfß¯cûù¨»w&×�rãì{8ıv¡oÙ;§õx¹ô½’áwn‰òÈÁIcöÚ8ç�,{\üí¨AV¼ò­Dñ¦ÃÔì[ïû½x÷½¨µß×âüøûúzìí}mÎ·�öŞ[çÑŞ×Ùxô÷©¥Ró>¹aêŞ
https://beghelliusa.com/wp-content/uploads/2022/06/valore_spec.pdf | lighting | Type:Project:LINEAR LED HIGH BAYCONFIGURATIONSThe VALORE is DesignLights Consortium® qualified for indoor High-bay Luminaires for Commercial and Industrial applications.The VALORE features 3000K, 4000K and 5000K adjustable CCT.PERFORMANCE: V2 LO:V2 HO:V4 LO:V4 HO:12,534 up to 13,418 lm20,840 up to 22,130 lm27,372 up to 29,066 lm43,041 up to 45,703 lmV2 LO: 7.4 lbs / 3.35 kgV2 HO: 10.8 lbs / 4.89 kgV4 LO: 14.0 lbs / 6.35 kgV4 HO: 18.0 lbs / 8.16 kgAPPLICATION: The VALORE is ideal for budget conscious installations or replacement of fluorescent linear high bays in warehouses, aisle lighting for retail, big box stores, logistic centers and open ceiling environments.OPERATING TEMP:WEIGHT:HT (AC Only) -20°C to 40°C (-4°F to 104°F).EM (AC & Emergency) 0°C to 40°C (32°F to 104°F).INDOOR ¦ DAMP ¦ LINEAR 2FT & 4FTwww.beghelliusa.com3/18/20Beghelli reserves the right to change, without notice, specifications or materials that in our opinion will not alter the function or performance of the product. Technical specifations that appear on www.beghelliusa.com supersede all other versions existing in print or electronic form.VALOREMOUNTINGOUTPUTOPERATIONINPUTMODELCOLOR TEMPOPTIONSVAL2VAL4WTLOHT120V-277VHOACCH (chain hang)(aviation cable kit)NOTE 1: Chain mounting (CH) is standard. Specify length for CH:12”, 24”, 36”, 48” for other specify.NOTE 2: Specify length for AC:50”, 72”, 100”, 150”, 250” for other specify.NOTE 3: Field Installation Emergency Pack (120-277V); 17W; 2290 lumens NOTE 4: Logica (Beghelli wireless and powerless control solutions). Contact factory for more details.NOTE 5: FSP-221-requires wireless IR handheld remote (HHR-FSIR) for changing defaults and testing of occupancysensor. Order as needed (item #476100186). For more details, contact factory.21TECHNICAL INFORMATIONFPSPWG(surge protection - 10KA)(wireguard)EM (emergency back-up remote)(fuse protection - 5A)3RLYL4EOSEOS-FSP(on/off only external sensor) (wireless relay - LOGICA)(on/off dimming & photocell external sensor)5521 GAUGE STEEL HOUSING CONSTRUCTION WITH WHITE FINISH.1/2” KNOCK-OUT0-10V DIMMABLE ELECTRONIC DRIVER, 120-277V (50/60HZ).POLYCARBONATE OPAL DIFFUSER PROVIDES EVEN DISTRIBUTION WITH MINIMAL GLARE.(4) WHITE LED PCBCCT ADJUSTABLE SWITCHwww.beghelliusa.com3/18/20Beghelli reserves the right to change, without notice, specifications or materials that in our opinion will not alter the function or performance of the product. Technical specifations that appear on www.beghelliusa.com supersede all other versions existing in print or electronic form.VALOREDIMENSIONSADDITIONAL NFORMATIONV2-LOV4-LOV2-HOV4-HO(Aviation Cable kit)36” Chain Hang(Standard)ACCHMOUNTING OPTIONSMODELENERGY CHARTDISTRIBUTIONEFFICACY(Lumens/Watts)CONSUMPTION WATTAGE (W)LUMEN OUTPUT(LM)CRIL70 (hrs.)VAL2-LO-WT35-120-277VVAL2-HO-WT40-120-277VVAL2-LO-WT50-120-277VVAL4-LO-WT35-120-277VVAL2-HT-HO-120-277VVAL4-HT-HO-120-277VVAL2-LO-WT40-120-277VVAL2-HO-WT50-120-277VVAL2-HO-WT35-120-277VVAL4-LO-WT40-120-277VVAL4-LO-WT50-120-277VVAL4-HO-WT35-120-277VVAL4-HO-WT40-120-277VVAL4-HO-WT50-120-277V127130135126131134125130134131135140>80>80>80>80>80>80>80>80>80>80>80>80>36,000>36,000>36,000>36,000>36,000>36,000>36,000>36,000>36,000>36,000>36,000>36,000125342148513418273721302722130208402821929066430414437245703VALOREADDITIONAL NFORMATIONwww.beghelliusa.com3/18/20Beghelli reserves the right to change, without notice, specifications or materials that in our opinion will not alter the function or performance of the product. Technical specifations that appear on www.beghelliusa.com supersede all other versions existing in print or electronic form.POLAR CURVESPOLAR CURVESISOLINESISOLINES100165100225100165165225225325325325LOGICA (WIRELESS & POWERLESS LIGHTING CONTROL SOLUTIONS)LOG-RLYWIRELESS RELAY(DAMP LOCATION)FIXTURES DAISY CHAIN ~ 12 FIXTURES; 23ft. max. (based on 12AWG) (daisy chain by others)LOG-ESRPSWITCH(ACCESSORY)(DAMP LOCATION)LOG-ML2REMOTE SENSOR(ACCESSORY)(DAMP LOCATION)DAISY CHAIN FIXTURES (RLYL)WARRANTY: 5 year warranty, see website for full warranty details.ELECTRICAL RATINGPRODUCTFREQUENCY(HZ)VAL2-HT-LO-120-277VVAL2-HT-HO-120-277VVAL4-HT-LO-120-277VVAL4HT-HO-120-277V1101652253251.001.601.902.720.410.610.831.2050/6050/6050/6050/60NOMINAL POWER (W)AC CURRENT (A)AC VOLTAGE120V277VNOTE: For details please see lighting control solution configuration. For logica applications contact factory for layout and suitable solution.www.beghelliusa.com2/18/20Beghelli reserves the right to change, without notice, specifications or materials that in our opinion will not alter the function or performance of the product. Technical specifations that appear on www.beghelliusa.com supersede all other versions existing in print or electronic form.VALOREADDITIONAL NFORMATION
https://media.iuseelite.com/specsheet2/2-ovl-led-cct.pdf | lighting | Due to the changes of constant improvement in LED technology, all details are subject to change without notice. Consult factory for up to date information. w w w . i u s e e l i t e . c o mBy Elite LightingLUMENSCCT & DYNAMICPLATFORMSCOLOR QUALITYSIZECRIDIMMING & CONTROLLIFETIMEPHOTOMETRIC TESTS 20000-10V Flicker Free 1% Dimming Standard (DIM10)LUTHWORKINGTEMPERATURE-20°C to 45°C ( -4°F to 113°F) 30K/40K/50K3 Step MacAdam Ellipse2’90+L70 at 50,000 HoursIn Accordance with IES LM79-08, LM80 and TM-30, TM-21FEATURESThe OVL-LED CCT Select is a dimmable linear vanity light for either wall or vanity application. Easily adjust between three color temperatures in the field with a multi-CCT selector switch. Low-profile, streamlined design blends into any interior space. PMMA lens provides soft, comfortable illumination ideal for residential, commercial and hospitality applications.2’ LED Linear Vanity Light CCT SelectOVL-LEDNOMINAL LUMENSDELIVERED LUMENS*WATTAGE2000215526 WBased on 4000K, 85+ CRI. Actual wattage may vary +/- 5%Project Name:Note:20 Wattage / 2000 LumensOBO-103-LEDLED Bollard Lighting SeriesFEATURES:• Heavy-duty cast aluminum body prevents coror Black• Internal reflector designed to provide uniformunstriated beam pattern• Specially designed aluminum cone reflector f• Clear polycarbonate lens• CSA listed• Wet location• IP65 RatingLED LIGHT ENGINE:LED light engine eliminates the need for a glasof latest generation LEDs means more light froAPPLICATIONS:ferent applications such as pedestrian walkwayoptics provide a comfortable atmosphere for pesecurity.Ordering GuideExample: OBO-103-LED-2000L-DIM10-MVOLT-40K-O-EMG-LED-BZSPECIFICATIONS:LUMENS1987 WATTAGE37WCCT30K, 4CRI83VOLTAGE120/2POWER FREQUENCY50/60FINISHBronzAPPLICABLE ENVIRONMENTDry/DDIMENSION:PHOTOMETRICS:BUG1212014016028031Maximum Candela = 802.64Located At Horizontal Angle = 270, Vertical Angle = 501 - Vertical Plane Through Horizontal Angles (270- 90) (Through Max. Cd.)STING/C-UL listed to US and Canadian standardARRANTYaranteed for one year against mechanical defects# OF BALLAST(Blank)2- 1 Ballast- 2 BallastsBALLAST FACTOR(Blank)- Normal BFIESEOTHER OPTIONSUSA- Made in America ComplianceLENGTH24”4”5”CRIPTIONtronic Instant Starttronic Program Start2’By Elite LightingDue to the changes of constant improvement in LED technology, all details are subject to change without notice. Consult factory for up to date information. w w w . i u s e e l i t e . c o mOPTICSPMMA lens provides soft, comfortable illumination. LED diodes are closely, evenly spaced from end-to-end for even illumination.MULTI-LUMEN, MULTI-CCT SELECTOR SWITCHES3-Color CCT seleCCTor switch is clearly visible and identifiable on the LEDboard for easy adjustability. Simply remove the diffuser and slide the buttonto easily switch between 30K/40K/50K in the field. Switch between a warmer 30K to a neutral white 40K to an alert 50K for different uses in one luminaire.CONSTRUCTION• Shipped with a clear prismatic diffuser standard and white end caps• Diffuser can be easily removed via a locking nut at both ends of fixture• Post-painted body and hemmed edges allow for safe handling andinstallation• Lightweight body is easy to handle and installMOUNTINGFor wall or vanity applicationDRIVER ELECTRICAL INFORMATIONPowered by high-quality constant-current power LED drivers which are rated for 50 to 60Hz at 120/277V input, produce less than 20% THD, and have a power factor of .90 to 1.00. DIMMING & DRIVER INFORMATIONDIM10 - Flicker Free 1% Dimming Standard (DIM10) 0-10V dimming on either MVOLT 120 or 277.WARRANTYFive-year warranty for parts and components (labor not included).LISTINGSETL Certified for US and CanadaDamp Location ListedEnergy StarJA82’ LED Linear Vanity Light CCT SelectOVL-LEDExample: 2-OVL-LED-2000L-DIM10-MVOLT-30K/40K/50K-90FIXTURE SIZE2’ VOLTAGEMVOLTCCT30K/40K/50KCRI90 LUMENS2000L - 2000 lumensDIMMINGDIM10 - 0-10V Dimming2’PART NUMBEROVL-LED
https://media.iuseelite.com/specsheet2/4-oew-led.pdf | lighting | Due to the changes of constant improvement in LED technology, all details are subject to change without notice. Consult factory for up to date information.08052021 w w w . i u s e e l i t e . c o mBy Elite LightingLUMENSCOLOR QUALITYCRICCT LENGTHMOUNTINGEMERGENCYDIMMING & CONTROLLIFETIMEPHOTOMETRIC TESTS4000, 500010W - Up to 1000L output0-10V Flicker Free 10% Dimming Standard (DIM10)35K, 40K, 50K3 Step MacAdam Ellipse4’’Suspended or Surface85+L70 at 50,000 HoursIn Accordance with IES LM79-08, LM80 and TM-30, TM-21FEATURESThe slim profile of the Architectural LED Linear makes it ideal for library stacks or narrow layouts. Flexible design delivers continuous, uniform and glare-free illumination. Available in single pendant or continuous mounting for seamless connection from luminaire to luminaire, with adjustable mounting heights. For use as general or task lighting in hallways, corridors, parking lots, educational, healthcare, office, and industrial applications.Architectural LED Linear-DirectOEW-LED 4’NOMINAL LUMENSDELIVERED LUMENSWATTAGE5000 400040 W5130 420246 WBased on 4000K, 85+ CRI. Actual wattage may vary +/- 5%CRI90VOLTDIMMING120VTRIACWATT5LUMENS300CCT40Kup to2-7/16”6-11/16”48”5000LUMENS52WATTD al e 0 or OPTIONS - Fixtures can be shipped pre-installed with daylight harvesting controls, occupancy sensors, and/or power pack. Available manufacturer options include Leviton, Hubble Automation, and others.QUALITY CONTROL - Every ﬁxture is turned on and rigorously tested by our QC Department before shipping. WARRANTY - Limited 5 Year WarrantyD• Shallow design is ideal for commercial, industrial and residential spaces requiring general illumination• Suitable for dry and damp environments• Lightweight design enables easier installation• Not intended for continuous row mountingIESNEWED SERIES50,000 HRSL70LIFETIMECALCULATED(On selected conﬁguration, consult factory)* For list of qualiﬁedDLC ﬁxture, please consult factory4000LUMENS42WATTAccording toDLC Test ResultsCatalog NumberOEW-LEDProject NameTypeBy Elite LightingDue to the changes of constant improvement in LED technology, all details are subject to change without notice. Consult factory for up to date information. w w w . i u s e e l i t e . c o mArchitectural LED Linear-DirectOEW-LEDExample: 4-OEW-LED-4000L-DIM10-MVOLT-40K-85FIXTURE SIZE4 - 4’SERIESOEW - LED General Linear TYPELEDLEDOEW4LUMENS4000L5000L4’OPTICS & PERFORMANCEFrosted acrylic lens provides even, shadow-free illumination. Lens has tool-less removal, ensuring easy upgrading and maintenance.CONSTRUCTIONHeavy-duty 20-gauge cold rolled steel body. High-gloss white finish is pre-treated with 5-stage iron phosphate coating, which provides superior paint adhesion and protection against weathering.INSTALLATIONSurface or suspended mounting; individual or continuous row mounting (CRM). The first luminaire in the row for CRM will always be the power supply feed. After plugging in the male and female harnesses, which are supplied with each luminaire, they will easily slide together. Secure with two screws in the connecting brackets.DRIVER ELECTRICAL INFORMATIONPowered by high-quality constant-current power LED drivers, rated for 50 to 60Hz at 120-277V input, produce less than 20% THD, and have a power factor of .90 to 1.00. Male and female 18-gauge 6 wire plug connectors are included with every luminaire to allow for simple, hassle-free continuous wiring. Each luminaire must be installed male to female.OPTIONSPre-installed with daylight harvesting controls, occupancy sensors, and/or power packs for individual or room control solutions.DIMMING & DRIVER INFORMATIONDIM10 - Flicker Free 10% Dimming Standard (DIM10) 0-10V dimming on either MVOLT 120, 277V. WARRANTYFive-year warranty for parts and components. (Labor not included)LISTINGSc-UL-us - Listed for Feed Through Wiring.Listed for DLC, California Title 24 compliant.VOLTAGEMVOLTEMERGENCYO-EMG-LED-10WCCT35K40K50KCRI85 DIMMINGDIM10 - 0-10V DimmingMOUNTINGCRM - Continuous Row MountingOTHER OPTIONSOCGSSOCVH- Cable Gripper Suspension Kit- V HookSO5 - Power cord with 5 conductors for 0-10v dimming fixtures SO6 - Power cord with 6 conductions for 0-10V dimming and with emergencySIDE MOUNT CONTROL- 0-10V continuous dimming PIR photo/motion sensor with bluetooth control option.FSP-311-B-DDue to the changes of constant improvement in LED technology, all details are subject to change without notice. Consult factory for up to date information. w w w . i u s e e l i t e . c o mBy Elite LightingINTEGRATEDED SENSOR AND CONTROL OPTIONSWith the Integratedion of controls, Elite Lighting now offers its products with controls-ready performance that increases energy efficiency, smarter space planning, and the enhancement of safety and productivity in the workplace. By utilizing these controls, Elite Lighting luminaires enable your customer’s facility to run smarter, with the use of an easily controlled system through any platform.WATTSTOPPER®Luminaire will be shipped with Powerpacks pre-installed, ready to be Integrateded to designated contol systemsLuminaire will be shipped with Sensors installed on the luminaire, allowing for individual luminaire control. Luminaires will be ready to be Integrateded with designated control systemsLuminaire will be shipped with Sensors to be remotely installed on the ceiling. Luminaires will be ready to be Integrateded with designated control systems FSP-211Fixture mount PIR Occupancu sensor with daylight harvesting 0-10VLEGRAND HB011-PDXFixture mount PIR Occupancu sensor with daylight harvesting LEVITON OSFHU-LTWFixture mount PIR Occupancu sensor LEVITON FM-105High frequency microwave occupancy sensor with 0-10v dimmingLEGRAND OSM3D-DDWHigh frequency microwave occupancy sensor with 0-10v dimmingLEVITON OSM3D-V1WHigh frequency microwave occupancy sensor with 0-10v dimmingLEVITON FS-555Line Voltage ultrasonic fixture sensor conbtrol lighting based on occupancyLegrandLEGRANDSIDE MOUNTo FSP-311-B-D0-10V continuous dimming PIR photo/motion sensor with bluetooth control option.BRANDPIR INTEGRATED SENSORo FSP-311-B-D0-10V continuous dimming PIR photo/motion sensor with bluetooth control option.Architectural LED Linear-DirectOEW-LED 4’
https://media.iuseelite.com/specsheet2/4-oew-led-ml-cct.pdf | lighting | Due to the changes of constant improvement in LED technology, all details are subject to change without notice. Consult factory for up to date information. w w w . i u s e e l i t e . c o mBy Elite LightingLUMENSCOLOR QUALITYCRICCT LENGTHMOUNTINGEMERGENCYDIMMING & CONTROLLIFETIMEPHOTOMETRIC TESTS3000/4000/500010W - Up to 1000L output0-10V Flicker Free 10% Dimming Standard (DIM10)35K/40K/50K3 Step MacAdam Ellipse4’Suspended or Surface85+L70 at 50,000 HoursIn Accordance with IES LM79-08, LM80 and TM-30, TM-21FEATURESThe slim profile of the Architectural LED Linear makes it ideal for library stacks or narrow layouts. Flexible design delivers continuous, uniform and glare-free illumination. Available in single pendant or continuous mounting for seamless connection from luminaire to luminaire, with adjustable mounting heights. For use as general or task lighting in hallways, corridors, parking lots, educational, healthcare, office, and industrial applications.Architectural LED Suspended Linear-DirectOEW-LED4’NOMINAL LUMENSDELIVERED LUMENSWATTAGE21 W5000 40003130 27 W30005057 393737 WBased on 4000K, 85+ CRI. Actual wattage may vary +/- 5%CRI90VOLTDIMMING120VTRIACWATT5LUMENS300CCT40Kup to2-7/16”6-11/16”48-7/16”000LUMENS2WATTD al e 0 or OPTIONS - Fixtures can be shipped pre-installed with daylight harvesting controls, occupancy sensors, and/or power pack. Available manufacturer options include Leviton, Hubble Automation, and others.QUALITY CONTROL - Every ﬁxture is turned on and rigorously tested by our QC Department before shipping. WARRANTY - Limited 5 Year WarrantyD• Shallow design is ideal for commercial, industrial and residential spaces requiring general illumination• Suitable for dry and damp environments• Lightweight design enables easier installation• Not intended for continuous row mountingIESNEWED SERIES50,000 HRSL70LIFETIM ECALCU LATED(On selected conﬁguration, consult factory)fo qu ﬁila edDLCtsilro* Fﬁxture, please consult factory4000LUMENS42WATTAccording toDLC Test ResultsCatalog NumberOEW-LEDProject NameType3500K •4000K • 5000K3EASY COLORSBy Elite LightingDue to the changes of constant improvement in LED technology, all details are subject to change without notice. Consult factory for up to date information. w w w . i u s e e l i t e . c o mArchitectural LED Suspended Linear-DirectOEW-LEDExample: 4-OEW-LED-3000L/4000L/5000L-DIM10-MVOLT-35K/40K/50K-85FIXTURE SIZE4 - 4’SERIESOEW - LED General Linear TYPELEDLEDOEW4LUMENS3000L/4000L/5000L4’OPTICS & PERFORMANCEFrosted acrylic lens provides even, shadow-free illumination. Lens has tool-less removal, ensuring easy upgrading and maintenance.CONSTRUCTIONHeavy-duty 20-gauge cold rolled steel body. High-gloss white finish is pre-treated with 5-stage iron phosphate coating, which provides superior paint adhesion and protection against weathering.DRIVER ELECTRICAL INFORMATIONPowered by high-quality constant-current power LED drivers, rated for 50 to 60Hz at 120-277V input, produce less than 20% THD, and have a power factor of .90 to 1.00. Male and female 18-gauge 6 wire plug connectors are included with every luminaire to allow for simple, hassle-free continuous wiring. Each luminaire must be installed male to female.OPTIONSPre-installed with daylight harvesting controls, occupancy sensors, and/or power packs for individual or room control solutions.MULTI LUMEN/MULTI CCTEasily field-selectable multi-lumen and multi-CCT selector switches allow you to easily change the intensity and CCT in the field.DIMMING & DRIVER INFORMATIONDIM10 - Flicker Free 10% Dimming Standard (DIM10) 0-10V dimming on either MVOLT 120, 277V. WARRANTYFive-year warranty for parts and components. (Labor not included)LISTINGSc-UL-us - Listed for Feed Through Wiring.Listed for DLC, California Title 24 compliant.VOLTAGEMVOLTEMERGENCYO-EMG-LED-10WCCT35K40K/50KCRI85 DIMMINGDIM10 - 0-10V DimmingOTHER OPTIONSOCGSSOCVHWG- Cable Gripper Suspension Kit- V Hook- WireGuardSO5 - Power cord with 5 conductors for 0-10v dimming fixtures SO6 - Power cord with 6 conductions for 0-10V dimming and with emergencySIDE MOUNT CONTROL- 0-10V continuous dimming PIR photo/motion sensor with bluetooth control option.FSP-311-B-DBy Elite LightingDue to the changes of constant improvement in LED technology, all details are subject to change without notice. Consult factory for up to date information. w w w . i u s e e l i t e . c o mArchitectural LED Suspended Linear-DirectOEW-LED 4’4-OEW-LED-3000L-4000L-5000L-DIM10-MVOLT-35K-40K-50K-85(4000L)TEST NO.: EL08262063INPUT WATTS: 27.8LUMENS: 3937CRI: 85EFFICACY: 142CCT: 40K SPACING CRITERIA: 1.30Candle Power Distribution (Candelas)RC - Ceiling Cavity ReflectanceRW - Wall ReflectanceROOM CAVITY RATIOCoefficients of Utilization - Zonal Cavity MethodEffective Floor Cavity Reflectance 0.20Zonal Lumens Summary0Candela TabulationLumens Per ZoneZoneLumens0-10120.9610-20342.2220-30503.4430-40585.4940-50591.350-60528.1160-70423.1270-80303.0580-90184.78Luminance (Average candela/M2)Anglein DegreesAverage0ºAverage45ºAverage90º452857300231045524802831314365209228083376751809323140218521276077783601279.82651276.16151227.57251121.3935960.1845751.4155529.1265328.975174.148568.969015.64RC80%70%50%30%10%0%RW70%50%30% 10%70%50%30% 10%50%30% 10%50%30% 10%50%30% 10%0%01171171171171131131131131061061061001001009494949111051009591102979389918884868380817876732968780749284787279746975706670676361387766861847466607063586660566257545148067595277665751625549585248555046435736051457159504455484353464150444038668544539655344385043374841364540353376349403461484034463833433732413631298584536315644363042353040332938322826955413328534033273932273731263530252410513830255037302536292434282433272321ZoneLumens%Lamp%Fixt0-20463.1811.811.80-30966.6124.624.60-401552.139.439.40-602671.5167.967.90-803397.6886.386.30-903582.459191324648972129790º 80º 70º 60º 50º 40º 30º 20º 10º 4-OEW-LED-3000L-4000L-5000L-DIM10-MVOLT-35K-40K-50K-85(5000L)TEST NO.: EL08262064INPUT WATTS: 37.3LUMENS: 5057CRI: 85EFFICACY: 136CCT: 40K SPACING CRITERIA: 1.30Candle Power Distribution (Candelas)RC - Ceiling Cavity ReflectanceRW - Wall ReflectanceROOM CAVITY RATIOCoefficients of Utilization - Zonal Cavity MethodEffective Floor Cavity Reflectance 0.20Zonal Lumens Summary0Candela TabulationLumens Per ZoneZoneLumens0-10155.7310-20440.5420-30648.130-40752.0840-50755.8750-60679.5960-70543.9170-80388.9680-90237.7Luminance (Average candela/M2)Anglein DegreesAverage0ºAverage45ºAverage90º4536853866400155319436514041652661361043417523314162512985273678301008001648.05251643.93151579.79251444.63351237.4145969.2355681.4865418.3375224.48588.79019.9RC80%70%50%30%10%0%RW70%50%30% 10%70%50%30% 10%50%30% 10%50%30% 10%50%30% 10%0%01171171171171131131131131061061061001001009494949111051009591102979389918884868380817876732968780749284787279746975706670676361387766861847466607063586660566257545148067595277665751625549585248555046435736051457159504455484353464150444038668544539655344385043374841364540353376349403461484034463833433732413631298584536315644363042353040342938322826955413328534033273932273731263530252410513830255037302536292434282433272321ZoneLumens%Lamp%Fixt0-20596.2711.811.80-301244.3724.624.60-401996.4539.539.50-603431.9167.967.90-804364.7886.386.30-904602.4891914178351252167090º 80º 70º 60º 50º 40º 30º 20º 10º 4-OEW-LED-3000L-4000L-5000L-DIM10-MVOLT-35K-40K-50K-85(3000L)TEST NO.: EL08262062INPUT WATTS: 21.5LUMENS: 3131CRI: 85EFFICACY: 146CCT: 40K SPACING CRITERIA: 1.30Candle Power Distribution (Candelas)RC - Ceiling Cavity ReflectanceRW - Wall ReflectanceROOM CAVITY RATIOCoefficients of Utilization - Zonal Cavity MethodEffective Floor Cavity Reflectance 0.20Zonal Lumens Summary0Candela TabulationLumens Per ZoneZoneLumens0-1095.9710-20271.6920-30401.3930-40467.4140-50469.1550-60419.2160-70336.7670-80240.5380-90146.71Luminance (Average candela/M2)Anglein DegreesAverage0ºAverage45ºAverage90º452268238224635519682251249365166122582679751437256632068516884823622101015.66451013.431597425889.8235761.9145596.5355419.7965261.175138.38554.729012.27RC80%70%50%30%10%0%RW70%50%30% 10%70%50%30% 10%50%30% 10%50%30% 10%50%30% 10%0%01171171171171131131131131061061061001001009494949111051009591102979389918884868380817876732968780749284787279746975706670676361387766861847466607063586660566257545148067595277665751625549585248555046435736051457159504455484353464150444038668544539655344385043374841364540353376349403461484034463833433732413631298584536315644363042353040332938322826955413328534033273932273731263530252410513830255037302536292434282433272321ZoneLumens%Lamp%Fixt0-20367.6611.711.70-30769.0524.624.60-401236.4639.539.50-602124.8267.967.90-802702.186.386.30-902848.819191257515772102990º 80º 70º 60º 50º 40º 30º 20º 10º Due to the changes of constant improvement in LED technology, all details are subject to change without notice. Consult factory for up to date information. w w w . i u s e e l i t e . c o mBy Elite LightingINTEGRATEDED SENSOR AND CONTROL OPTIONSWith the Integratedion of controls, Elite Lighting now offers its products with controls-ready performance that increases energy efficiency, smarter space planning, and the enhancement of safety and productivity in the workplace. By utilizing these controls, Elite Lighting luminaires enable your customer’s facility to run smarter, with the use of an easily controlled system through any platform.WATTSTOPPER®Luminaire will be shipped with Powerpacks pre-installed, ready to be Integrateded to designated contol systemsLuminaire will be shipped with Sensors installed on the luminaire, allowing for individual luminaire control. Luminaires will be ready to be Integrateded with designated control systemsLuminaire will be shipped with Sensors to be remotely installed on the ceiling. Luminaires will be ready to be Integrateded with designated control systems FSP-211Fixture mount PIR Occupancu sensor with daylight harvesting 0-10VLEGRAND HB011-PDXFixture mount PIR Occupancu sensor with daylight harvesting LEVITON OSFHU-LTWFixture mount PIR Occupancu sensor LEVITON FM-105High frequency microwave occupancy sensor with 0-10v dimmingLEGRAND OSM3D-DDWHigh frequency microwave occupancy sensor with 0-10v dimmingLEVITON OSM3D-V1WHigh frequency microwave occupancy sensor with 0-10v dimmingLEVITON FS-555Line Voltage ultrasonic fixture sensor conbtrol lighting based on occupancyLegrandLEGRANDSIDE MOUNTo FSP-311-B-D0-10V continuous dimming PIR photo/motion sensor with bluetooth control option.BRANDPIR INTEGRATED SENSORo FSP-311-B-D0-10V continuous dimming PIR photo/motion sensor with bluetooth control option.Architectural LED Linear-DirectOEW-LED 4’
https://cdn.currentlighting.com/site/specsheet/COL_RLW_spec.pdf | lighting | DATE:LOCATION:TYPE:PROJECT:Color Tuning TechnologyKEY DATALumen Range1513–14711Wattage Range12–112Efficacy Range (LPW)115–144Reported Life (Hours)L80/60,000Built toUL 924StandardsCATALOG #:CONSTRUCTION• Housing, and wireway are formed from code-gauge steel• Back of housing knockouts are provided for electrical access and mounting• Decorative injection molded ABS material endcapsSHIELDING• Round frosted acrylic lens offers a smooth appearance and even light distributionFINISH• White painted parts are treated with a five-stage phosphate bonding process and finished with high reflectance baked enamelELECTRICAL• Long-life LEDs are rated for 60,000 hours at L80 lumen maintenance• Driver options include fixed output for on/off function, step dimming (high/low/off), or continuous 0–10V dimming• Superior drivers and long-life LEDs provide quality illumination for prolonged service life. Drivers < 10% THD at 120V, power factor > 0.95CONTROLS• Optional SpectraSyncTM offers two modes of tunable white solutions and integrates seamlessly into a variety of control systems• NX Lighting Controls provides options for standalone and networked integrated sensor with wired or wireless connectivity for NX system deploymentsCERTIFICATION• All luminaires are built to UL 1598 and 2108 standards, and bear appropriate CSA labels.• Damp location labeling is standard• CSA certified to UL 924 standards with battery pack or DTS (Dimming Bypass Module) options• Adheres to LM79, LM80, and TM21 industry standards• The DTS, Dimming Bypass Module, is for emergency circuit control loads including sensors and wireless systems CSA certified to UL 924. See page 6 for wiring diagram. CERTIFICATION (CONTINUED)• This product qualifies as a “designated country construction material” per FAR 52.225-11 Buy American-Construction Materials under Trade Agreements effective 06/01/2020.WARRANTY• 5 year warranty• Uninterrupted ribbon of light for single or row mount applications• Optional integral emergency battery pack• Decorative injection molded ABS material endcaps• Modular replaceable LED boards and driver accessible for future maintenance or upgrades• Surface mount, stem mount or cable mount• DLC® (Design Lights Consortium) Qualified, with some Premium Qualified configurations - see www.designlights.org3.6"(91.4mm)3.6"(91.4mm)8.5"(215.9mm)END VIEW (ALL SIZES)See Certiﬁcation SpeciﬁcationsBUY AMERICANSOLUTIONScurrentlighting.com/columbialighting© 2023 HLI Solutions, Inc. All rights reserved. Information and specifications subject to change without notice. All values are design or typical values when measured under laboratory conditions.Page 1 of 8 Rev 11/28/23COL_RLW_SPEC_R07RLWREVALUME™ LINEAR WRAPFEATURESSPECIFICATIONSCONTROLS TECHNOLOGYDATE:LOCATION:TYPE:PROJECT:CATALOG #:RLW–– FAW–ModelSizeColor TempNominal Lumens 2ShieldingDistributionRLWRevalume™ Linear Wrap22'44'88'303000K353500K404000K505000K2765T2700K–6500K SpectraSync™ Tunable White1XW4' (2700), 8' (5400) 3VW2' (1600), 4' (3400), 8' (6800) 3MW2' (2200), 4' (3800), 8' (7700) 3LW2' (2600), 4' (4200), 8' (8500) 3ML2' (3400), 4' (5300), 8' (9800) 3HL2' (3800), 4' (6000), 8' (11,800) 4VL2' (4500), 4' (7800), 8' (14,200) 4FAFrosted AcrylicWWide–DriverVoltageOptionsControl Options 24EFixed OutputED0-10V DimmingED10-10V 1% DimmingEDD0-10V Dim-to-OffESDStep DimmingLUTHHi-lume 1% EcoSystem LED driver with Soft-on, Fade-to-Black dimming technology 5DALIPPowered by DALI 5U120–277V347347VELL14Emergency Battery Pack, 1400 Lumens 5, 6, 24GTDGenerator Transfer Device 5, 7DTSDimming Bypass Module 5, 8GLRFast Blow FuseINTIntermediate (provides ends with wiring access for continuous row mounting) 9, 10, 11, 12, 13EOREnd of Row (provides end wiring access for continuous row mounting) 9, 10, 11, 12, 13MSTMASTER fixture that controls one or more SATELLITE fixtures in a continuous row application 10, 11, 12, 14, 15, 16, 17, SATSATELLITE fixture controlled by MASTER fixture in a continuous row application 10, 11, 12, 15, 16, 17BTSMP StandaloneBTSO12FBluetooth® Programmable, BTSMP-OMNI PIR Occupancy Sensor with Automatic Dimming Photocell and 360° LensNX Connect WirelessNXCSNX Connect NXC-WIZ20 Wireless Indoor Occupancy & Photocell Sensor 19, 22, 23NX WirelessNXWOMNX Networked Wireless Enabled Integral NXSMP2-OMNI PIR Occupancy Sensor with Automatic Dimming Photocell and Bluetooth Programming 18Third-Party Control OptionsLVRLutron Vive Integral Fixture Control DFCSJ-OEM-RF (RF only) 19, 20, 21LVSLutron Vive Integral Fixture Control DFCSJ-OEM-OCC (RF with daylight and occupancy sensing) 19, 20, 21ODPGOccupancy and Daylight Sensors w/ Grouping, Philips SNS200 19, 21Example: RLW4-40ML-FAW-EDUCATALOG #Accessories (Order Separately)RLWWG22' Wire GuardRLWWG44' Wire GuardS1818" Stem, CanopySS1818" Swivel Stem–45˚SwivelCM24SCF3-KIT24" Adjustable Cable Mounting Kit, 3-wire feedCM48SCF3-KIT48" Adjustable Cable Mounting Kit, 3-wire feedNotes:1Only available with ED driver2Nominal Lumens. Refer to performance tables for exact values and available lumen outputs for fixture size3RLW4' & RLW8' lumen packages XW - ML qualified up to 40°C4RLW4' & RLW8' lumen packages HL & VL qualified up to 35°C5Not available with 347V6For compatibility with Dual-Lite LiteGear® inverters in lieu of installed battery pack, contact Lighting representative. Not available with 2'7Available for universal voltage and fixed output driver options only8For emergency circuit control loads including sensors and wireless systems CSA certified to UL 924. Only available with 0-10V drivers. Universal voltage only. See page 6 for wiring diagram9Suspension support required at every fixture coupling; see Mounting Accessories Guide10Not available with DTS, GTD or ATSD11All fixtures in a row must be the same driver type and voltage12Includes quick-connect wiring harness13A row-connector kit will be included with each fixture when EOR or INT is selected14MST option not available with INT row position15Multiple SAT fixtures can be controlled by one MST fixture. Any one SAT fixture can have no more than one connected MST fixture16NX is supported for this application, consult Brand for use with other controls systems17Not available with LUTHNX In-Fixture Control Options:18Only available with ED and ED1 drivers. Universal voltage onlyThird-Party Control Options:19Only available with DALIP driver option20 VIVE is a trademark of Lutron Electronics Co., Inc21Not available with SpectraSync (2765T)NX Connect Wireless22NX Connect devices can be configured using the NX Connect Mobile App, available on Apple App Store23NX Connect devices are not compatible with NX Wireless and NX Wired OptionsAll Controls24Minimum ambient temperature: 0°C (32°F)currentlighting.com/columbialighting© 2023 HLI Solutions, Inc. All rights reserved. Information and specifications subject to change without notice. All values are design or typical values when measured under laboratory conditions.Page 2 of 8 Rev 11/28/23COL_RLW_SPEC_R07RLWREVALUME™ LINEAR WRAPORDERING GUIDEDATE:LOCATION:TYPE:PROJECT:CATALOG #:SPECTRASYNC COLOR TUNING TECHNOLOGYModeKelvin RangeDescriptionTunable White2700K-6500KOffers users the ability to tailor CCT to their personal preference, enhancing task visibility, material and colors or the aesthetics of the spaceColor Tuning TechnologySpectraSync™ Color Tuning Technology:Control your space based on the needs of the application, specific activities throughout the day and preferences of the occupants with distinct SpectraSync™ Color Tuning Technologies.currentlighting.com/columbialighting© 2023 HLI Solutions, Inc. All rights reserved. Information and specifications subject to change without notice. All values are design or typical values when measured under laboratory conditions.Page 3 of 8 Rev 11/28/23COL_RLW_SPEC_R07RLWREVALUME™ LINEAR WRAPCONTROLSDATE:LOCATION:TYPE:PROJECT:CATALOG #:FIXTURECOLORLUMENS WATTSLPWRLW2-VW3000K151311.61303500K154111.61334000K155911.61345000K161211.6139RLW2-MW3000K202016.31243500K205716.31264000K208216.31285000K215216.3132RLW2-LW3000K255322.11163500K260022.11184000K263122.11195000K272022.1123RLW2-ML3000K329726.61243500K335726.61264000K339726.61285000K351126.6132RLW2-HL3000K359429.51223500K366029.51244000K370429.51265000K382829.5130RLW2-VL3000K435437.21173500K443437.21194000K448737.21215000K463837.2125RLW4-XW3000K271119.51403500K267319.41384000K270519.41395000K275519.4142RLW4-VW3000K327525.21303500K333525.21324000K337525.21345000K348825.2138RLW4-MW3000K385428.81343500K392528.81364000K397228.81385000K410628.8143RLW4-LW3000K417433.91233500K425133.91254000K430233.91275000K444733.9131RLW4-ML3000K512840.41273500K522240.41294000K528540.41315000K546240.4135currentlighting.com/columbialighting© 2023 HLI Solutions, Inc. All rights reserved. Information and specifications subject to change without notice. All values are design or typical values when measured under laboratory conditions.Page 4 of 8 Rev 11/28/23COL_RLW_SPEC_R07RLWREVALUME™ LINEAR WRAPDELIVERED LUMENSDATE:LOCATION:TYPE:PROJECT:CATALOG #:FIXTURECOLORLUMENS WATTSLPWRLW4-HL3000K555348.11153500K565548.11184000K572348.11195000K591548.1123RLW4-VL3000K751055.91353500K764555.91374000K776755.91395000K802455.7144RLW8-XW3000K4989391283500K508038.81314000K514138.81325000K531438.8137RLW8-VW3000K639750.41273500K651450.41294000K659250.41315000K681450.4135RLW8-MW3000K715757.61243500K728857.61274000K737557.61285000K762357.6132RLW8-LW3000K834967.81233500K850267.81254000K860467.81275000K889367.8131RLW8-ML3000K952580.81183500K970080.81204000K981680.81215000K1014680.8126RLW8-HL3000K1110696.21153500K1131096.21184000K1144696.21195000K1183096.2123RLW8-VL3000K13811111.81243500K14064111.81264000K14233111.81275000K14711111.4132currentlighting.com/columbialighting© 2023 HLI Solutions, Inc. All rights reserved. Information and specifications subject to change without notice. All values are design or typical values when measured under laboratory conditions.Page 5 of 8 Rev 11/28/23COL_RLW_SPEC_R07RLWREVALUME™ LINEAR WRAPDELIVERED LUMENS3.6"(91.4mm)3.6"(91.4mm)8.5"(215.9mm)24.0"(609.6mm)24.3"(617.2mm)0.25" KOsSurface mount positions0.875" KOs24.6"(624.8mm)16"(406.4mm)20.5"(520.7mm)Surface mount positions48.6"(1234.44mm)44.5"(1130.3mm)41.5"(1054.1mm)0.25" KOs0.875" KOs48.0"(1219.2mm)48.3"(1226.82mm)KOs (ALL SIZES)• 0.25" (1/4") KOs are for CM (Cable Mount) Kits• 0.875" (7/8") KOs are for wiring and stem mountingFIXTURE HEIGHT (ALL SIZES)END VIEW (ALL SIZES)2' SINGLE ASSEMBLY2' INTERMEDIATE ASSEMBLY2' END OF ROW ASSEMBLY4' SINGLE ASSEMBLY4' INTERMEDIATE ASSEMBLY4' END OF ROW ASSEMBLYDATE:LOCATION:TYPE:PROJECT:CATALOG #:3.6"(91.4mm)3.6"(91.4mm)8.5"(215.9mm)currentlighting.com/columbialighting© 2023 HLI Solutions, Inc. All rights reserved. Information and specifications subject to change without notice. All values are design or typical values when measured under laboratory conditions.Page 6 of 8 Rev 11/28/23COL_RLW_SPEC_R07RLWREVALUME™ LINEAR WRAPDIMENSIONS96.6"(2453.6mm)71"(1803.4mm)92.5"(2349.5mm)1.5"(38.1mm)0.25" KOsSurface mount positions0.875" KOs96.5"(2451.1mm)96.0"(2438.4mm)8' INTERMEDIATE ASSEMBLY8' SINGLE ASSEMBLY8' END OF ROW ASSEMBLYDATE:LOCATION:TYPE:PROJECT:CATALOG #:DTS WIRING DIAGRAM (0–10V DIMMING DRIVER SHOWN)DRIVERYELLOW (#5)BLACKWHITEVIOLETBLACKWHITEBLUEWHITE / BLUEVIOLETREDORANGESMALL YELLOW (CAP)UTILITY POWEREMERGENCYPOWERTESTPINKPINKWHITE/BLUEEmergency NeutralBLUEEmergency LineBLACKUtility Line (Unswitched Hot)WHITEUtility NeutralREDSwitched HotVIOLETDimmingPINKDimmingcurrentlighting.com/columbialighting© 2023 HLI Solutions, Inc. All rights reserved. Information and specifications subject to change without notice. All values are design or typical values when measured under laboratory conditions.Page 7 of 8 Rev 11/28/23COL_RLW_SPEC_R07RLWREVALUME™ LINEAR WRAPADDITIONAL INFORMATIONRLW4-30XW-FAW-EDUDATE:LOCATION:TYPE:PROJECT:CATALOG #:ZONAL LUMEN SUMMARY ZoneLumens% Lamp% Fixt.0-3064625.825.80-40105142.042.00-60184173.673.60-90243197.197.10-1802502100.0100.0POLAR GRAPH Horiz 0-18040090001530459075600.045.090.0LUMINAIRE DATA Test No. 18.01231Description Revalume Linear Surface, Wraps 8.5" x 48" with frosted acrylic refractorDelivered Lumens 2502Watts19.5Efficacy128MountingSurfaceSpacing Criterion0º = 1.21 90º = 1.25POLAR GRAPH ZONAL LUMEN SUMMARY ZoneLumens% Lamp% Fixt.0-30126325.825.80-40205642.042.00-60360773.673.60-90475597.097.00-1804901100.0100.0Horiz 0-180850170001530459075600.045.090.0LUMINAIRE DATA Test No. 18.01221 Description Revalume Linear Surface, Wraps 8.5" x 48" with frosted acrylic refractorDelivered Lumens3234Watts40.4Efficacy128MountingSurfaceSpacing Criterion0º = 1.21 90º = 1.25RLW4-35VW-FAW-EDUZONAL LUMEN SUMMARY ZoneLumens% Lamp% Fixt.0-30191425.625.60-40311841.741.70-60547973.373.30-90724196.996.90-1807476100.0100.0POLAR GRAPH Horiz 0-1801300260001530459075600.045.090.0LUMINAIRE DATA Test No. 18.01234Description Revalume Linear Surface, Wraps 8.5" x 48" with frosted acrylic refractorDelivered Lumens7476Watts55.7Efficacy134MountingSurfaceSpacing Criterion0º = 1.21 90º = 1.25RLW4-50VL-FAW-EDUHoriz 0-18040090001530459075600.045.090.0Horiz 0-18040090001530459075600.045.090.0Horiz 0-18040090001530459075600.045.090.0currentlighting.com/columbialighting© 2023 HLI Solutions, Inc. All rights reserved. Information and specifications subject to change without notice. All values are design or typical values when measured under laboratory conditions.Page 8 of 8 Rev 11/28/23COL_RLW_SPEC_R07RLWREVALUME™ LINEAR WRAPPHOTOMETRY
https://www.cooperlighting.com/api/assets/v1/file/Signify/content/e907443cf54946838cadad4100859840/metalux-lw-led-wrap-specsheet | lighting | %PDF-1.7%âãÏÓ73 0 obj< >endobj 131 0 obj< >/Filter/FlateDecode/ID[<72670706C049084381B0DC62C800D62D> ]/Index[73 133]/Info 72 0 R/Length 223/Prev 448503/Root 74 0 R/Size 206/Type/XRef/W[1 3 1]>>streamhŞbbd```b``)‘Œ@$ƒˆd=fo‹o“[°‹p'€H¦>0™&'‚eW�ÙÁäF©=D*Û�HÕ©`"å£A¤œ�d”{f»ƒHÉ—`5‡@¤ÚU°íY RƒDrE�Hq°]`7hT€LPÒ±Ù�Á&4‚H™d9,.R#³,6AêX<DVƒ¦ÍX¶Kf!ˆ=á<Øı= ’Ùì))&™ÚÀ¶·‚Ù½ŸòÉßKï20Cø>ØåŒ£ä�!ÿ30oØ`Ú)endstreamendobjstartxref0%%EOF 205 0 obj< >streamhŞb``f``¾ËÀÆÀhvÄ†aV (Ç†vñ{0 “b�E•©­óK·ÏÉ,€rtAˆbt€õ�Û*3 mÄV`‘–††` “ÜŒzL,Œ†Œ^ŒsµŒ•î©¦‘¿&û[ö�l‹ìs‰Nù$ÕR.õõœ¿Ø·30hH(œe»,©(Í<é¬ÔWi‰_’yÒ >>>endobj75 0 obj< >endobj76 0 obj< >/PageWidthList< >>>>>/Resources< >/ExtGState< >/Font< >/ProcSet[/PDF/Text/ImageC]/Properties< >/XObject< >>>/Rotate 0/Tabs/W/Thumb 25 0 R/TrimBox[0.0 0.0 612.0 792.0]/Type/Page>>endobj77 0 obj< >/Subtype/Form>>streamH‰Ò©PpòuVàrendstreamendobj78 0 obj< >/Subtype/Form>>streamH‰Ò©PpòuVàrendstreamendobj79 0 obj< >/Subtype/Form>>streamH‰Ò©PpòuVàrendstreamendobj80 0 obj< >/Subtype/Form>>streamH‰Ò©PpòuVàrendstreamendobj81 0 obj< >/Subtype/Form>>streamH‰Ò©PpòuVàrendstreamendobj82 0 obj< >/Subtype/Form>>streamH‰Ò©PpòuVàrendstreamendobj83 0 obj< >streamhŞìZ{OIÿ*ıÏI Èî÷+Z­& \ì»k�Vƒ=À(Æãó!Ü§¿ª�?`Œm@ŠN:�ìîéGUuõ¯ª«ÚæRF¸”„,áÖB©‰ĞJC¤ÕPZ¢¼€ÒÃqœ'VxÂ#�C¿â„sPT¿€¤AZÆ9üR*Fa?áÙ*GÓØâ‰‚hF„00Ps"$Ö‚e±K‚løÀaQ:­‰„iPq…ÀK¤D^ÀXJ¦´'@Æ†eJÏ@Ã¡Â±EÅpåF¥°~Ê†Ášh¦±bˆ–ğÆ�%Ú *¨‚ár�'F8èáŒbÜrb Ÿf­¯Éõİ(�Pv¦Í.³b¡U‡Ö¿âƒKØ¿’RL“Ñ0¸—-(_’9…†>Ô‚‘”¥­JW•¾,«J^•¢*eU±"à°”�ÒìwáµOïa’Ğıl:L¦ô‚0¬¦é#QÑ�ôŒ~MEßÊ6¨ViÛ6ÜVÑ¬Ú\øˆvï.$t’�¿—$÷Æã¬ËÚû*¦ÀF WÓÜ)ÉÚ€�õLÍë˜J�xŠ6b_qÛvl®ö…\•óm°UÅ<¬�håÚ �h)×°=‡¯3bmÖóÂáqÿ“µìÒC¢èa�ö~ÒÃ+dnèéç`n¸ŠsbK%�ÇÓd\€oÿ$¬”Ù�N1ÖµzX�¯m¹j[>ù"^'ííÈİU’»·“Üo$¹P¢-@rßÖàó”ô¸�•‚«•‚û·ıÙ&‚Ã1Ùß^ë\X={Ft½JtÇŞNt¾Z,÷mfĞ¢%ø�ÉÙJÉùÛI.¶@K-y�–U‚ó•‚‹·\nƒ–ZòZV‰.–EïÓãNg?Î“!œ¢rvŠwÉU<ÊÁ¯�Ò³lz�h\_›Ñ/çUÏ—óSÂiw�Ó»„vOãü;'%ù?‹£nÄa^6)ç•Úz–~ ˆäÙVäqàsÔÁË+#–—°!�ÙäMÖÁÚRC˜b^È©š¼'«_È&nÆA£8ò…\ªÉKœ¾àé±×Îñ�»åë4/¦;{Ãì2ÙØN&£äÏJéò¾p¦ít¬—N©O>&éõMFÀ1Ä#[Ârz8Š¯s´.ˆíö÷³Ÿı–…» ÙÀÈE¡÷0¾MG;¥�î–Mé(Áx³48l9‹oúçÑÙ_ç¼[¶æĞİ-¦I1¸©•‡M¥`Š1z\Ä£t°7¾%¨¾"¹ıDĞ¥Òp(>M'E6¥TëÑÂ…Å£}â�¼Q9<_e!Íj9>èeGÇ§ñ„ÖŠ¦!€~Ä0dD8§ö0G lÒ‹¾Gé"Ó—‚Eœ÷1‘ŒJhä¦�™w%0ï�>¸.K2ô°‘´}£¡ğP@†É–†$Hw.ßB¼)¬ˆŒ‚ôAKÌbdh6�wÉ#­úÒ4™…†8Ì(lÆ$ÅFÆ÷5ÄÁÂm- Bu-!SS¶lÃ4PÉÈÂ0f±Šy4ğ™¬b0Õy8&�6LQá€–É(ˆnûRÚHI×6®}­U˜ë´Š¼sA9†÷z–¯ÙÁ´Ã@ƒò��â~ÔYÊl[g{„ÛÂh/û6NaPÜÃ”Ùn½­©é˜š˜™¤†˜Z’Î,­óíË½óZWûÙh¸ÆÌì3ƒüh;;kàüØÈìŒÌmnd¾4)Ş×FFZô�Ò‘Ö€°.Md¡O nîŠGÖö…Ñ‘0­±'r`­Xåª·a‘—`"`×0¥é{á*Ìú'˜mĞÆÀ¶=`U`+ğyeÁ&íÜÄS€â½œÆƒïI1J®Šº>ÅQtH‡Éõ4I(<¡á*ı‘Ğ«ìnJ¯éÍÃä&Ó[:Ná¤ÂÓj†‘é¿ï²"^�h�ü€yú“æ£8¿¡ù$$´¸AŠÅ}Fÿ“L­sÌkVa^ŠĞã¥önAìä{Ÿ�zç¤ó�€~$ÓœœôH·Îm/5Ô²íÿùñì]5ã¤ã_zØ˜ç�€‰e#hâ<Ûß‹t¼7ÎÓÙûa:ÍÜ£Z‹À¯bÖ“¸Â™_B_„:,nò¾£)ÓÓGJ<¯Ê1O‘5öê§äX~?÷x¥¢% K·Èz@OiLØ@S:¢cšÑ)ÍkÒ»M`gkØiä¹»³ıŸ>‘/ÏÃÎ­…İë<°[>½¦%ÿ¨ôSªGäf×ïõâcŒ}%ÂtÀú­%º+êœ‡O@¢óa,”ÑÿöíöM ×¤Ë'Ğ³›éò¹umK¼ÿoXõ¦°»±ÎˆµŒe¹ Ø=*×E‘K®ÍJU‡‘reÆFN�ŞrŞf–=ÚaïÃù§OuÆ¯qfr…3Óf»h²‰ó±äcÉÍ±Ùxk!Â2ËÖ_j†0R¯÷]-}ØB­¬şkB×sÃ�*‹�3xEUº²ÒºµkpWqâ�«ËÒ¦¶‡Ú[(÷XÛòv º‹��ìÓÇ½³³ı_s9ĞÌûe@+¢ZšòÏÍ®ÚÜ‘YÙ¼áx= �ØÔ™e×¨eın$¯€õœƒ\uE\YeMw¬ñf ÀÎÊQöÕ€İ6ÇæÕ�ó$ûğÏÏ¿(É~Êù…`}­ş,Xİ*°>öZøÃ»Ôóí ci4V}¯88 �‡«õêÜ¬üŸV"€ÍÂye<ŒUºù4¦àÕ.ÌwV7ÁYš’êü$ Z<¤0å,,şa~1€ë[¾À(ÿmÎ{ñzhòš‚‹•çöş2øe€Úe€�t;ßæ7faü„úU5["´‰õ!ª¶ƒ¨ß¢Û
https://nlight.acuitybrands.com/api/products/getasset/lithonia-lighting/925023/fea22abd-f6b9-472c-b7e9-649ce8a7d3e5/blwp-ntune.pdf?abl_version=01%2f05%2f2023+22%3a05%3a04&DOC_Type=SPEC_SHEET | lighting | Low Profile LED WraparoundBLWP Tunable White 2', 4' and 8' LengthsLED BLWP NTUNECatalog NumberNotesTypeFEATURES & SPECIFICATIONSINTENDED USE — The BLWP LED Wrap/ Wall bracket expands the BLT family with the features and aesthetics of the popular BLT center basket design with a clean, versatile style and volumetric distribution. High efficacy LED light engines deliver energy savings and low maintenance compared to traditional sources. An extensive selection of configurations and options make the BLWP the perfect choice for many lighting applications including schools, offices, stairwells and other commercial spaces. With multiple mounting options, easy installation, and controls configurations, the BLWP is an excellent choice for renovation and new construction.BLWP Tunable White is perfect in classrooms and educational settings as it allows the light color temperature to be adjusted to the optimal light level for student tasks such as reading or test taking.CONSTRUCTION — BLWP enclosure components are die-formed for dimensional consistency. For 2' and 4' product, hinged door frame allows easy access to electrical components and mounting locations without having to remove additional parts. For 8' product, suspension aircraft cables allow easy access to electrical components and mounting locations without having to remove additional parts. Available in three paint finishes: white (pre-paint), painted after fabrication white, and natural aluminum. Diffusers are extruded from impact modified acrylic for increased durability. Optional polycarbonate lens available for additional impact resistance, as well as Tamper Proof screws. OPTICS — Volumetric illumination is achieved by creating an optimal mix of light to walls, partitions and vertical and horizontal work surfaces – rendering the interior space, objects and occupants in a more balanced, complimentary luminous environment. High performance extruded acrylic diffusers conceal LEDs and efficiently deliver light in a volumetric distribution. Five diffuser choices available - curved and square designs with linear prisms, a smooth frosted finish, and a smooth polycarbonate finish.ELECTRICAL — Long-life LEDs, coupled with high-efficiency drivers, provide superior quantity and quality of illumination for extended service life. 80% LED lumen maintenance at 60,000 hours (L80/60,000). eldoLED driver options deliver choice of dimming range, and choices for control, while assuring flicker-free, low-current inrush, 89% efficiency and low EMI. Integrated nLight®controls make each luminaire addressable — allowing it to digitally communicate with other nLight enabled controls such as dimmers, switches, occupancy sensors and photocontrols. Simply connect all the nLight enabled control devices and the BLT luminaires using standard Cat-5 cabling. Unique plug-and-play convenience as devices and luminaires automatically discover each other and self-commission.Driver disconnect provided where required to comply with US and Canadian codes.Mainstream Dynamic Tunable White with nTune Technology: Tunable white nTune™ is an all digital light color temperature control within an nLight enabled luminaire. This brings tunable white lighting control into the mainstream with repeatable, consistent results in an economical luminaire form and system already familiar to schools. Designers and facility operators are granted the freedom to tie scenes to specific activities or to complement colors or materials within a visual environment. nTune™ allows color temperature settings through the Productivity Range of 3000K-5000K or 2700K to 6500K (Rhythm Range). Refer to the Programming User’s Guide for instructions on customizing to your application with SensorView.Integrated Sensor (nLight Wired Networking): This sensor is nLight-enabled, meaning it has the ability to communicate over an nLight network. When wired, using CAT-5 cabling, with other nLight-enabled sensors, power packs, or WallPods, an nLight control zone is created. Once linked to a Gateway, directly or via a Bridge, the zone becomes capable of remote status monitoring and control via SensorView software. See page 2 for the nLight sensor options.INSTALLATION — Intended for surface or suspend mounting. For row mounting and quick mounting to junction boxes see accessories section. Suitable for damp location.LISTINGS — CSA Certified to meet U.S. and Canadian standards. DesignLights Consortium® (DLC) qualified product. Not all versions of this product may be DLC qualified. Please check the DLC Qualified Products List at www.designlights.org/QPL to confirm which versions are qualified.WARRANTY — 5-year limited warranty. This is the only warranty provided and no other statements in this specification sheet create any warranty of any kind. All other express and implied warranties are disclaimed. Complete warranty terms located at: www.acuitybrands.com/support/warranty/terms-and-conditionsNOTE: Actual performance may differ as a result of end-user environment and application. All values are design or typical values, measured under laboratory conditions at 25 °C. Specifications subject to change without notice.Tunable White GPHD• Gamut: One dimensional Warm-Cool• Path: Direct 3000K to 5000K (Productivity Range) or 2700K to 6500K (Rhythm Range)• Handle: Two Natural Language Handles: Intensity and CCT• Data: nLight with nTune technology for both handles of control58059010000K6500K4000K3000K2700K1800K3500K4500K5000K5700K2200K 2000KB Rhythm RangeA Productivity RangeProductivity Range 3000K to 5000KARhythm Range 2700K to 6500KBAll dimensions are inches (centimeters) unless otherwise specified.SpecificationsL24 DimensionsLength: 24 (60.96)Width: 5.50 (13.97)Depth: 3.50 (8.89)L48 DimensionsLength: 48 (121.92)Width: 5.50 (13.97)Depth: 3.50 (8.89)8' DimensionsLength: 96 (243.84)Width: 5.50 (13.97)Depth: 3.50 (8.89)5.503.503.50Mulitple Diffuser OptionsSquare RibbedSquare SmoothCurved RibbedADPADSMSDPSDSM Curved Smooth(PDSM - Polycarbonate Curved Smooth available) BLWP NTUNELED: One Lithonia Way Conyers, GA 30012 Phone: 1-800-705-SERV (7378) www.lithonia.com © 2015-2023 Acuity Brands Lighting, Inc. All rights reserved. Rev. 08/24/23BLWP Tunable White Low Profile LED WraparoundA+ Capable options indicated by this color background.ORDERING INFORMATIONLead times will vary depending on options selected. Consult with your sales representative.Example: BLWP4 TUWH PROR 40L ADSM NLTSeriesDynamic FeatureDynamic RangeLumens 1Lens/DiffuserVoltageControl InterfaceBLWP2 2' LED WraparoundBLWP44' LED WraparoundBLWP88' LED WraparoundTUWHTunable WhitePRORProductivity Range (3000-5000K)RHYRRhythm Range (27000K-6500K)8L800 Lumens20L2000 Lumens 33L3300 Lumens 40L4000 Lumens 15L1500 Lumens 20L2000 Lumens 30L3000 Lumens40L4000 Lumens 48L4800 Lumens 60L6000 Lumens40L4000 Lumens 60L6000 Lumens80L8000 Lumens 100L10000 Lumens140L14000 Lumens ADPCurved, linear prismsADSMCurved, smoothSDPSquare, linear prismsSDSMSquare, smoothPDSMCurved, polycarbonateDiffusers w/ trim ringsADPTCurved, linear prismsADSMT Curved, smoothSDPTSquare, linear prismsSDSMTSquare, smoothPDSMTCurved, smooth polycarbonate(Blank) 120-277V120120V277277V347347V 2NLTnLight nTune interface 3Occupancy Control 4OptionsOptions(blank)No sensor controlnLight Wired NetworkingNES7nLight™ nES 7 PIR integral occupancy sensorNESPDT7nLight™ nES PDT 7 dual technology integral occupancy controlNES7ADCXnLight™ nES 7 ADCX PIR integral occupancy sensor with automatic dimming photocellNESPDT7ADCXnLight™ nES PDT 7 dual technology integral occupancy sensor with automatic dimming photocellEL14L1400 lumen battery pack (Noncompliant with CA T20) 5E10WLCPEM Self-Diagnostic battery pack, 10W Constant Power, Certified in CA Title 20 MAEDBSBGTDBodine Generator Transfer Device 6QMBQuick Mount Bracket 7TRSTamper Resistant Screw 8GLRFast-blowing fuse 9GMFSlow-blowing fuse 9PLR__Plug-in wiring, see page 4 for ordering information 10BDPFactory Installed Ballast Disconnect Plug(Blank)Standard Pre-paint WhitePAFPaint After Fabrication WhiteDNA Natural AluminumNotes 1 Approximate lumen output. All versions may not achieve 105+ LPW including versions with integral sensor trim. Refer to photometry on www.acuitybrands.com. See QPL for latest DLC listings.2 Not available with E10WLCP, EL14L, or BGTD.3 Requires power from nLight network bridge or NPS 80.4 Must specify diffuser with trims rings. See sensor options in ordering information.5 Only available on BLWP8, 8ft length version of this fixture.6 Not available with emergency battery options. Must specify voltage. Requires BSE labeling, voltage specific. Consult factory for options. Example: BGTD BSE10.7 Only available with BLWP4 (4') fixture.8 Accessory BLWP TRS T15 BIT available to be ordered with this option. See Accessories section page 3. Order as separate item.9 Must specify voltage. 120 or 277, with GLR and GMF fusing.10 Not available with BLWP2.See Accessories on next page BLWP NTUNELED: One Lithonia Way Conyers, GA 30012 Phone: 1-800-705-SERV (7378) www.lithonia.com © 2015-2023 Acuity Brands Lighting, Inc. All rights reserved. Rev. 08/24/23BLWP Tunable White Low Profile LED WraparoundnLight® Control Accessories: Order as separate catalog number. Visit www.acuitybrands.com/products/controls/nlight.WallPod stationsModel numberOccupancy sensorsModel numberOn/Off, Raise/Lower, 2 Pole, CCT changenPODM 2P DX CCTSmall motion 360°, ceiling (PIR / dual tech)nCM 9 RJB / nCM PDT 9 RJBOn/Off, CCT Select, Raise/LowernPODM 4S DX EDUTWLarge motion 360°, ceiling (PIR / dual tech)nCM10 RJB / nCM PDT 10 RJBCCT SelectnPODM 4S EDUTWWall switch with raise/lowernWSX PDT LV DX [color]Photocell controlsModel numberCat-5 cable (plenum rated)Model numberFull range dimmingnCM ADCX RJB10' cableCAT5 10FT J130' cableCAT5 30FT J1Power SupplynLight Power SupplynPS 80Capable LuminaireThis item is an A+ capable luminaire, which has been designed and tested to provide consistent color appearance and out-of-the-box control compatibility with simple commissioning.• All configurations of this luminaire meet the Acuity Brands’ specification for chromatic consistency• This luminaire is part of an A+ Certified solution for nLight® control networks when ordered with drivers marked by a shaded background*• This luminaire is part of an A+ Certified solution for nLight control networks, providing advanced control functionality at the luminaire level, when selection includes driver and control options marked by a shaded background*To learn more about A+, visit www.acuitybrands.com/aplus.*See ordering tree for detailsAccessories: Order as separate catalog number.PART numberCI CODEQTYDescriptionApplicationBLWPCR *250A0S 1CONTINUOUS ROW MOUNT BRACKET WHTFOR USE ON BLWP4 ONLY, FOR STD Finish AND PAFBLWPCRDNA*250A1S 1CONTINUOUS ROW MOUNT BRACKET DNAFOR USE ON BLWP4 ONLY, FOR DNA FINISHBLWP8CR *2543C61CONTINUOUS ROW MOUNT BRACKET WHTFOR USE ON BLWP8 ONLY, FOR STD Finish AND PAFBLWP8CRDNA*2543C61CONTINUOUS ROW MOUNT BRACKET DNAFOR USE ON BLWP8 ONLY, FOR DNA FINISHBLWPCG36 F1*264R3P1BLWPCG36 F1ADJUSTABLE AIRCRAFT CABLE GRIPPER KIT, 36 INCH F1 CEILING TYPEBLWPCG36 F2*264R4G1BLWPCG36 F2CABLE GRIPPER KIT, 36 INCH F2 CEILING TYPEBLWPCG72 F1*264R4H1BLWPCG72 F1CABLE GRIPPER KIT, 72 INCH F1 CEILING TYPEBLWPCG72 F2*264R4M1BLWPCG72 F2CABLE GRIPPER KIT, 72 INCH F2 CEILING TYPEBLWPCGF36 F1*264R4R1BLWPCGF36 F1KIT WITH POWER FEED 36 INCH F1 CEILING TYPEBLWPCGF36 F2*264R4U1BLWPCGF36 F2KIT WITH POWER FEED 36 INCH F2 CEILING TYPEBLWPCGF72 F1*264R4V1BLWPCGF72 F1KIT WITH POWER FEED 72 INCH F1 CEILING TYPEBLWPCGF72 F2*264R4X1BLWPCGF72 F2KIT WITH POWER FEED 72 INCH F2 CEILING TYPEBLWPCGE36 F1*264R501BLWPCGE36 F1KIT WITH EMERGENCY POWER FEED 36 INCH F1 CEILING TYPEBLWPCGE36 F2*264R5T1BLWPCGE36 F2KIT WITH EMERGENCY POWER FEED 36 INCH F2 CEILING TYPEBLWPCGE72 F1*264R5V1BLWPCGE72 F1KIT WITH EMERGENCY POWER FEED 72 INCH F1 CEILING TYPEBLWPCGE72 F2*264R531BLWPCGE72 F2KIT WITH EMERGENCY POWER FEED 72 INCH F2 CEILING TYPEBLWP TRS T15 BIT*2516KU1BLWP TRS T15 BITT15 with Pin, Torx bit for TRS optionBLWPQMB*250A2S1BLWP Quick Mount BracketQuick Mount Bracket for installation to junction boxes without having to remove any parts in the fixture, 4ft fixture only.RK8BDP 2P UDisconnect Plug (BDP), 2 Pole, Package of 1RK8BDP 3P UDisconnect Plug (BDP), 3 Pole, Package of 1RK8BDP 2P J10Disconnect Plug (BDP), 2 Pole, Package of 10RK8BDP 2P J40Disconnect Plug (BDP), 2 Pole, Package of 40 BLWP NTUNELED: One Lithonia Way Conyers, GA 30012 Phone: 1-800-705-SERV (7378) www.lithonia.com © 2015-2023 Acuity Brands Lighting, Inc. All rights reserved. Rev. 08/24/23SeriesNumber of hot wiresBranch circuits (PLR2A / PLR2B Only)DimmingGroundPLR22(blank)Not required for PLR22(blank)Not required for PLR22(blank)No DimmingGGround (required)PLR1Black(blank)Not required for PLR1(blank)No DimmingGGround (required)2Black and redCircuits to which driver is connected(blank)Not required for PLR22ABlack wireBRed wireBattery charging circuit (must be unswitched)(blank)No battery charging circuitELABattery pack wired to black wireELBBattery pack wired to red wireLVLow-voltage DimmingGGround (required)BLWP Tunable White Low Profile LED WraparoundPRODUCT INFORMATIONAdvanced plug-in system with three-circuit capability. Available on industrial and strip products and a variety of architectural products mounted in continuous rows. 1, 2, 3 and 4-lamp fixtures. PLR22 (2-circuit) and PLR33 (3-circuit) crossover harness switches hot circuit serving next fixture in row. Reduces fixture types on job for alternating circuit applications (see example below.)Easy one-step installation, saves up to 35% on labor costs. Expanded switching flexibility helps save energy.Rows can be 50% longer with two-circuit systems. Polarized, lock-together nylon connectors prevent miswiring in the field. #12 THHN conductor, rated 600V, 90°C. White neutral wire included. Grounding accomplished by fixture in-row connectors.CSA certified systems available with up to 2 circuits. G ground required.Note: Specifications subject to change without notice.WiringPLRAdvanced 3-Circuit Plug-InORDERING INFORMATIONLead times will vary depending on options selected. Consult with your sales representative.Typical ApplicationsNotes:When specifying PLR1, you will not specify A or B as there is only a single hot wire which would be black in color.• Multiple-circuit and single-circuit for longer continuous rows• Multiple-circuit with alternating fixtures on separate circuits and 2-circuit PLR22• Multiple circuit with night-lights located along row as desired BLWP NTUNELED: One Lithonia Way Conyers, GA 30012 Phone: 1-800-705-SERV (7378) www.lithonia.com © 2015-2023 Acuity Brands Lighting, Inc. All rights reserved. Rev. 08/24/23BLWP Tunable White Low Profile LED WraparoundTypical nLight network layout with power supply, sensor and wallpod. Tunable White Wall PodsnPODM 2P DX CCTnPODM 4S DX EDUTWnPODM 4S EDUTWBAnCM PDT 9nCM ADCXnPODM 2P DX CCTABAWIRING KEYBACAT-5e CableLine PowernPS 80 AJ-BOX40mAnPS 80 40mAnCM nPODM~5mA~3mA~3mA~6mA w/ SensorBLWPAReplacement Parts: Order as separate catalog number.2' Version Replacement Lens*264F5EDBLWP24 ADP *264F5FDBLWP24 SDP *264F5HDBLWP24 ADSM *264F5JDBLWP24 SDSM *264F5LDBLWP24 ADPT *264F5PDBLWP24 SDPT *264F5UDBLWP24 ADSMT *264F5WDBLWP24 SDSMT *264F66DBLWP24 PDSM *264F67DBLWP24 PDSMT 4' Version Replacement Lens*264F69DBLWP48 ADP *264F6EDBLWP48 SDP *264F6FDBLWP48 ADSM *264F6GDBLWP48 SDSM *264F6HDBLWP48 ADPT *264F6KDBLWP48 SDPT *264F6LDBLWP48 ADSMT *264F6NDBLWP48 SDSMT *264F6WDBLWP48 PDSM *264F6XDBLWP48 PDSMT 8' Version Replacement Lens*2543CEDBLWP96 ADP*2543CGDBLWP96 SDP*2543CJDBLWP96 ADSM*2543CMDBLWP96 SDSM*2543CNDBLWP96 ADPT*2543CPDBLWP96 SDPT*2543CRDBLWP96 ADSMT*2543CSDBLWP96 SDSMT*2543CWDBLWP96 PDSM*2543CXDBLWP96 PDSMT BLWP NTUNELED: One Lithonia Way Conyers, GA 30012 Phone: 1-800-705-SERV (7378) www.lithonia.com © 2015-2023 Acuity Brands Lighting, Inc. All rights reserved. Rev. 08/24/23BLWP Tunable White Low Profile LED Wraparound5.5184.6153.7122.791.860.930 m0 ft0.931.862.793.7124.6155.5189 FT Mounting• Recommended for walking motion detection from mounting heights between 8 ft (2.44 m) and 20 ft (6.10 m)• Initial detection of walking motion along sensor axes at distances of 2x the mounting height up to 15 ft (4.57 m) and• 1.75x up to 20 ft (6.10 m).• Provides 12 ft (3.66 m) radial detection of small motion when mounted at 9 ft (2.74 m)• Initial detection will occur earlier when walking across sensor’s field of view than when walking directly at sensorSensor Coverage PatternMini 360° LensnLight Wired NetworkingThe nES 7 is ideal for small rooms without obstructions or areas with primarily walking motion. Ideal areas include hallways, corridors, storage rooms, and breakrooms. Additionally, the NES7ADCX includes an integrated photocell, which enables daylight harvesting controls.For areas like restrooms, private offices, open offices, conference rooms or any space with obstructions, the nES PDT 7 dual technology sensor is recommended. The nES PDT 7 utilizes both PIR (passive infrared) and Microphonics technologies to detect occupancy. Additionally, the NESPDT7ADCX includes an integrated photocell, which enables daylight harvesting controls which is ideal for areas where windows are present.Sequence of Operation MINLIGHT LEVELMAX7.5 MINTIME DELAY2.5 MIN ATA 1% LEVELLIGHTS OFFLIGHTS ONLIGHTS ONRoom UnoccupiedOccupantsDetected In The SpaceSensor Detects MotionMOTIONNO MOTIONMOTIONSEQUENCE OF OPERATION*The presetting on the automatic dimming photocell is 5fc.Sensor OptionsOptionAutomatic Dimming PhotocellOccupancy SensingnLight Wired NetworkingPIRPDTNES7XXNES7ADCXXXXNESPDT7XXNESPDT7ADCXXXX* Requires network to be present for sensors to operate BLWP NTUNELED: One Lithonia Way Conyers, GA 30012 Phone: 1-800-705-SERV (7378) www.lithonia.com © 2015-2023 Acuity Brands Lighting, Inc. All rights reserved. Rev. 08/24/23BLWP Tunable White Low Profile LED WraparoundMOUNTING INFORMATIONAccessory ImagesFor unit or row installation; surface or suspend mounting.Suspension Methods:Aircraft Cable SuspensionOrder one BLWPCG_, BLWPCGF_, or BLWPCGE_ required for each suspension point.F1 for use with most T-bar and screw slot grid ceiling applications. Designed for on-grid and off-grid installations. F2 for use with recessed or surface-mount horizontal J-box applications..See Accessories page on page 3 for part numbers configurations.All dimensions are inches (centimeters) unless otherwise noted.DIMENSIONS(QMB) Quick Mount BracketQuick Mount Bracket allows easy installation to junction boxes without having to remove any parts in the fixture.BLWPCR - continuous row mount bracketOrder one (1) BLWPCR bracket per fixture for continuous row ap-plications. Order one hanger(Aircraft Cable Suspension Kit or Stem Suspension Kit) per fixture plus one per joiner required.Note: 2' configurations not available with QMB accessory.Stem SuspensionIndividual installation — Two single-stem hangers required.Note: 2' configurations with emergency option cannot be stem mounted.5.30(14)5.30(14)24.00(61)21.54(55).875 K.O. TYPICAL48.00(122)45.54(116)96.00(244)93.58(238)48.00(122)19.50(50)3.75(10)43.50(111)3.75(10)91.53(233)2.00(5)29.17(74)AnLight CAT5 connectionnLight CAT5 connectionnLight CAT5 connectionQuick Mount(QMB)(Optional)2' DIMENSIONS4' DIMENSIONS8' DIMENSIONSqqqDETAIL ACABLE HANGERATTACHMENT HOLESENDPLATEENDPLATESCREWREVISIONSREV.ECR#DESCRIPTIONNAMEDATEXXXXXXXXXXXXX7654321 BLWP NTUNELED: One Lithonia Way Conyers, GA 30012 Phone: 1-800-705-SERV (7378) www.lithonia.com © 2015-2023 Acuity Brands Lighting, Inc. All rights reserved. Rev. 08/24/23BLWP Tunable White Low Profile LED WraparoundPHOTOMETRICS0° 20° 40° 60° 80° 90°0°0°0°90°180°20040060080010001200Coefficients of Utilizationpf20%pc80%70%50%pw 70%50%30% 50%30%10% 50%30%10%11810696888074686359555111810188776860544945413811896806859514540363330115988575665953484440371159479675850454036333011590736051443834302725109938171635651464239361099075645649433935322910987715950433833302724RCR012345678910Zonal Lumen SummaryZoneLumens % Lamp % Fixture0° - 30°0° - 40°0° - 60°0° - 90°90° - 120°90° - 130°90° - 150°90° - 180°0° - 180°930151426753587152164168168375624.840.371.295.54.04.44.54.5100.024.840.371.295.54.04.44.54.5100.0CP Summary0°900°5°15°25°35°45°55°65°75°85°90119411921147104690073455837620050411941191115610789668356865213622301790° 20° 40° 60° 80° 90°0°0°0°90°180°2004006008001000Coefficients of Utilizationpf20%pc80%70%50%pw 70%50%30% 50%30%10% 50%30%10%11810696888074686359555111810188776860544945413811896806859514540363330115988575665953484440371159479675850454036323011590736051443834302725109938171635651464239361099075645649433935322910986715950433833302724RCR012345678910Zonal Lumen SummaryZoneLumens % Lamp % Fixture0° - 30°0° - 40°0° - 60°0° - 90°90° - 120°90° - 130°90° - 150°90° - 180°0° - 180°848138224433279141153157157343624.740.271.195.44.14.44.64.6100.024.740.271.195.44.14.44.64.6100.0CP Summary0°900°5°15°25°35°45°55°65°75°85°901088109010499538226695093431864651088108210619918877676294793352101630° 20° 40° 60° 80° 90°0°0°0°90°180°20040060080010001200Coefficients of Utilizationpf20%pc80%70%50%pw 70%50%30% 50%30%10% 50%30%10%11810696888074686359555111810188776860544945413811896806859514540363330115988575665953484440371159479675850454036323011590736051443834302725109938171635651464239361099075645649433935322910986715950433833302724RCR012345678910Zonal Lumen SummaryZoneLumens % Lamp % Fixture0° - 30°0° - 40°0° - 60°0° - 90°90° - 120°90° - 130°90° - 150°90° - 180°0° - 180°928151226733590155168173173376324.740.271.095.44.14.54.64.6100.024.740.271.095.44.14.54.64.6100.0CP Summary0°900°5°15°25°35°45°55°65°75°85°9011921192114610429007325543782014941192119011601087972842691529370232180BLWP4 TUWH PROR 40L ADP NLT - 3000K 80CRI, 3755 delivered lumens, test no. ISF 183669, tested in accordance to IESNA LM-79.BLWP4 TUWH PROR 40L ADP NLT - 4000K 80CRI, 3436 delivered lumens, test no. ISF 183670, tested in accordance to IESNA LM-79.BLWP4 TUWH PROR 40L ADP NLT - 5000K 80CRI, 3762 delivered lumens, test no. ISF 183671, tested in accordance to IESNA LM-79. BLWP NTUNELED: One Lithonia Way Conyers, GA 30012 Phone: 1-800-705-SERV (7378) www.lithonia.com © 2015-2023 Acuity Brands Lighting, Inc. All rights reserved. Rev. 08/24/23BLWP Tunable White Low Profile LED WraparoundLUMEN OUTPUTFixture sizeLumen packageBLWP TUWH RHYR LUMEN OUTPUT PER CCTLENS: ADP CRI:80BLWP TUWH PROR LUMEN OUTPUT PER CCTLENS: ADP CRI:802700K3000K3500K4000K4500K5000K5700K6500K3000K3500K4000K4500K5000KBLWP28001054105610601062106210621059105210981044101810211053200019901988198919891992199319982004206119691934195120233300321532163224323432483261327932993340328232693290334840004302425742004167415741714229435239823967397740044050BLWP4150015831581158115791581158115851588151914421410142414792000206520602057205520582063207420912036194119051923199630002970296729672970297829873002302430442964293929603029400038883890389939143932395039794014396239333938396640194800493349334938495049684994504251134655469147284762479260005924596760296079611761436161615256865627562156655762BLWP84000413140653980392138923892394240684186390437903839405160006143603158835786574357525855610262065884575458156065800080377910774276357590761277558079810278227710777580141000099669882977097059688972998801018410054994599129980101441400013519135281354613567135911361813662137191410414028139981401514078 BLWP NTUNELED: One Lithonia Way Conyers, GA 30012 Phone: 1-800-705-SERV (7378) www.lithonia.com © 2015-2023 Acuity Brands Lighting, Inc. All rights reserved. Rev. 08/24/23BLWP Tunable White Low Profile LED WraparoundINPUT WATTSLUMENS PER WATT (LPW)Fixture sizeLumen packageBLWP TUWH RHYR POWER OUTPUT LENS: ADP CRI:80BLWP TUWH PROR POWER OUTPUT LENS: ADP CRI:802700K3000K3500K4000K4500K5000K5700K6500K3000K3500K4000K4500K5000KBLWP28009.709.709.709.689.769.609.509.369.489.118.898.838.91200017.7017.4317.0416.7416.6816.4316.4416.6617.0915.9215.3215.3115.88330030.2529.3028.0027.0526.6126.2826.6427.9229.1926.3024.9325.1126.81400038.2336.4033.9232.1531.1030.7631.4834.0236.5732.5630.6730.9733.40BLWP4150013.4413.3213.1513.0113.0312.8312.7812.7912.4411.7711.4111.3711.64200017.5017.2216.8316.5416.4816.2516.2916.5616.5415.4214.8414.8315.37300026.1225.4124.4223.6923.3723.0623.2824.1625.4823.1221.9822.1123.47400036.2034.8232.9331.5730.8730.5031.0733.0035.0131.1929.4029.6932.02480044.9242.8740.1038.1236.9336.5437.3340.1343.5338.2935.8436.2239.39600055.4852.9749.5647.1145.6145.0845.9549.2552.9045.7042.4042.9947.49BLWP8400031.7630.5828.9727.8027.1926.8527.2828.8631.2527.8626.2626.5028.53600050.3047.5843.9241.3439.8239.4540.7144.7648.8542.3439.3539.8643.89800070.3565.7559.6455.4252.7952.4954.7861.9368.2057.6452.8953.8560.591000091.4984.9876.4070.5566.8166.6870.1480.6489.2874.4467.9169.4579.2414000127.09118.96108.18100.8696.0896.62101.89116.23124.47104.9596.4699.00112.57Fixture sizeLumen packageBLWP TUWH RHYR LPWLENS: ADP CRI:80BLWP TUWH PROR LPWLENS: ADP CRI:802700K3000K3500K4000K4500K5000K5700K6500K3000K3500K4000K4500K5000KBLWP2800108.65108.87109.26109.68108.90110.65111.43112.44115.83114.55114.48115.71118.202000112.42114.07116.70118.80119.43121.33121.55120.30120.60123.72126.28127.45127.383300106.28109.75115.14119.57122.02124.08123.06118.17114.43124.78131.13131.03124.894000112.53116.95123.84129.61133.69135.61134.35127.92108.89121.84129.66129.31121.26BLWP41500117.78118.68120.20121.39121.37123.27124.07124.17122.11122.55123.62125.23127.112000117.99119.62122.18124.25124.87126.96127.31126.24123.10125.91128.35129.70129.893000113.70116.77121.52125.39127.40129.55128.97125.17119.47128.24133.70133.90129.084000107.40111.71118.42123.99127.38129.52128.04121.63113.17126.11133.93133.57125.514800109.82115.05123.14129.85134.53136.68135.08127.41106.94122.51131.92131.48121.666000106.78112.64121.65129.04134.10136.27134.07124.91107.49123.14132.56131.76121.32BLWP84000130.06132.93137.38141.07143.17144.99144.50140.98133.95140.12144.31144.91141.996000122.12126.75133.96139.95144.23145.79143.82136.31127.04138.96146.24145.88138.198000114.24120.30129.81137.76143.77145.02141.57130.46118.80135.71145.77144.38132.2610000108.93116.28127.89137.57145.02145.90140.86126.30112.61133.59145.97143.70128.0214000106.37113.72125.21134.50141.45140.94134.08118.04113.31133.66145.11141.56125.06
https://sensorswitch.acuitybrands.com/api/products/getasset/lithonia-lighting/825737/9bb2b308-ebb8-4f9d-bbf9-22ed0d2c5a61/blwp.pdf?abl_version=11%2f22%2f2022+20%3a35%3a28&DOC_Type=SPEC_SHEET | lighting | Page 1 of 13FEATURES & SPECIFICATIONSINTENDED USE — The BLWP LED Wrap/ Wall bracket expands the BLT family with the features and aesthetics of the popular BLT and BLTR center basket design with a clean, versatile style and volumetric distribution. High efficacy LED light engines deliver energy savings and low maintenance compared to traditional sources. An extensive selection of configurations and options make the BLWP the perfect choice for many lighting applications including schools, offices, stairwells and other commercial spaces. With multiple mounting options, easy installation, and controls configurations, the BLWP is an excellent choice for renovation and new construction. CONSTRUCTION — BLWP enclosure components are die-formed for dimensional consistency. For 2' and 4' product, hinged door frame allows easy access to electrical components and mounting locations without having to remove additional parts. For 8' product, suspension aircraft cables allow easy access to electrical components and mounting locations without having to remove additional parts. Available in three paint finishes: white (pre-paint), painted after fabrication white, and natural aluminum. Diffusers are extruded from impact modified acrylic for increased durability. Optional polycarbonate lens available for additional impact resistance, as well as Tamper Proof screws.OPTICS — Volumetric illumination is achieved by creating an optimal mix of light to walls, partitions and vertical and horizontal work surfaces – rendering the interior space, objects and occupants in a more balanced, complimentary luminous environment. High performance extruded acrylic diffusers conceal LEDs and efficiently deliver light in a volumetric distribution. Five diffuser choices available - curved and square designs with ribbed, a smooth frosted finish, and a smooth polycarbonate finish.ELECTRICAL — Long-life LEDs, coupled with high-efficiency drivers, provide superior quantity and qualityof illumination for extended service life. 80% LED lumen maintenance at 60,000 hours (L80/60,000). Replaces 2 lamp fluorescent.Configurable BLWP: Available in High Efficiency (HE) versions for applications where a lower wattage (over the standard product) is required. The High Efficiency versions deliver >130 LPW and can be specified via the Lumen Package designations in the Ordering Information on page 2.eldoLED driver options deliver choice of dimming range, and choices for control, while assuring flicker-free, low-current inrush, 89% efficiency and low EMI.Optional integrated nLight®controls make each luminaire addressable - allowing it to digitally communicate with other nLight enabled controls such as dimmers, switches, occupancy sensors and photocontrols. Connection to nLight is simple. It can be accomplished with integrated nLight AIR wireless or through standard Cat-5 cabling. nLight offers unique plug-and-play convenience as devices and luminaires automatically discover each other and self-commission, while nLight AIR is commissioned easily through an intuitive mobile app.Lumen Management: Unique lumen management system (option N80) provides on board intelligence that actively manages the LED light source so that constant lumen output is maintained over the system life, preventing the energy waste created by the traditional practice of over-lighting.Driver disconnect provided where required to comply with US and Canadian codes.CONTROLS — Integrated sensor (individual control): Sensor Switch MSD7ADCX (Passive infrared (PIR)) or MSDPDT7ADCX (PIR/Microphonics Dual Tech (PDT) and Photocell (ADCX)) integrated occupancy sensor/automatic dimming photocell allows the luminaire to power off when the space is unoccupied or enough ambient light is entering the space. Integrated Sensor (nLight Wired Networking): This sensor is nLight-enabled, meaning it has the ability to communicate over an nLight network. When wired, using CAT-5 cabling, with other nLight-enabled sensors, power packs, or WallPods, an nLight control zone is created. Once linked to an Eclypse, directly or via a Bridge, the zone becomes capable of remote status monitoring and control via SensorView software. See page 5 for the nLight sensor options.Integrated Smart Sensor (nLight AIR Wireless Platform): The rES7 sensor is nLight AIR enabled, meaning it has the ability to communicate over the wireless nLight control platform. It is available with an automatic dimming photocell, and either a digital PIR or dual technology occupancy sensor. It pairs to other luminairs and wall switches through our mobile app, CLAIRITY+, which allows for simple sensor adjustment. See page 5 for more details on the Integrated Smart Sensor.Integrated Wireless Sensor (single room control): Sensor Switch VERTEX JOT or JOTVTX15 luminaire-embedded occupancy and ambient light sensor allows the luminaire to power off when the space is unoccupied or when enough ambient light is entering the space. See page X for more details on the integrated wireless sensor.INSTALLATION — Intended for surface or suspend mounting. For row mounting and quick mounting to junction boxes see accessories section. Suitable for damp location. LISTINGS — CSA Certified to meet U.S. and Canadian standards. DesignLights Consortium® (DLC) Premium qualified product and DLC qualified product. Not all versions of this product may be DLC Premium qualified or DLC qualified. Please check the DLC Qualified Products List at www.designlights.org/QPL to confirm which versions are qualified.GOVERNMENT PROCUREMENT — BAA – Product with the BAA option qualifies as a domestic end product under the Buy American Act as implemented in the FAR and DFARS. Product with the BAA option also qualifies as manufactured in the United States under DOT Buy America regulations.BABA – Build America Buy America: Product with the BAA option also qualifies as produced in the United States under the definitions of the Build America, Buy America Act.Please refer to www.acuitybrands.com/buy-american for additional information.WARRANTY — 5-year limited warranty. This is the only warranty provided and no other statements in this specification sheet create any warranty of any kind. All other express and implied warranties are disclaimed. Complete warranty terms located at: www.acuitybrands.com/support/warranty/terms-and-conditionsNote: Actual performance may differ as a result of end-user environment and application. All values are design or typical values, measured under laboratory conditions at 25 °C. Specifications subject to change without notice.Low Profile LED WraparoundBLWP2', 4' and 8' LengthsCatalog NumberNotesTypeCOMMERCIAL INDOOR BLWPTMSpecifications2' DimensionsLength: 24 (60.96)Width: 5.50 (13.97)Depth: 3.50 (8.89)4' DimensionsLength: 48 (121.92)Width: 5.50 (13.97)Depth: 3.50 (8.89)8' DimensionsLength: 96 (243.84)Width: 5.50 (13.97)Depth: 3.50 (8.89)5.503.503.50All dimensions are inches (centimeters) unless otherwise specified.Ordering TreeDIGITAL NAVIGATIONnLight PlatformSensor Switch JOTPhotometrics Performance DataItems marked by a shaded background qualify for the Design Select program and ship in 15 days or less. To learn more about Design Select, visit www.acuitybrands.com/designselect.*See ordering tree for detailsCapable LuminaireThis item is an A+ capable luminaire, which has been designed and tested to provide consistent color appearance and out-of-the-box control compatibility with simple commissioning when used with Acuity Brands controls products. All configurations of this luminaire are calibrated and tested to meet the Acuity Brands' specifications for chromatic consistency – including color rendering, color fidelity, and color temperature tolerance around standard CIE chromaticity coordinates.To learn more about Acuity A+ standards, specifications, and testing visit www.acuitybrands.com/aplus.Page 2 of 13 BLWPCommercial Indoor: One Lithonia Way, Conyers, GA 30012 Phone: 800-705-SERV (7378) www.lithonia.com © 2018-2024 Acuity Brands Lighting, Inc. All rights reserved. Rev. 07/16/24BLWP Low Profile LED WraparoundORDERING INFORMATIONLead times will vary depending on options selected. Consult with your sales representative.Example: BLWP4 40L ADP GZ10 LP840SeriesLumens ‡Lens/DiffuserVoltageDriverColor TemperatureBLWP2 2' LED WraparoundBLWP44' LED WraparoundBLWP88' LED WraparoundStandard Efficiency (>100 LPW)8L800 Lumens20L2000 Lumens33L3300 Lumens40L4000 Lumens48L4800 Lumens15L1500 Lumens20L2000 Lumens30L3000 Lumens40L4000 Lumens48L4800 Lumens60L6000 Lumens72L7200 Lumens85L8500 Lumens100L10000 Lumens40L4000 Lumens60L6000 Lumens80L8000 Lumens100L10000 Lumens140L14000 Lumens180L18000 Lumens200L20000 LumensHigh Efficiency ‡ (>130 LPW)8LHE800 Lumens20LHE2000 Lumens33LHE3300 Lumens40LHE4000 Lumens48LHE4800 Lumens15LHE1500 Lumens20LHE2000 Lumens30LHE3000 Lumens40LHE4000 Lumens48LHE4800 Lumens60LHE6000 Lumens72LHE7200 Lumens85LHE8500 Lumens100LHE 10000 Lumens40LHE4000 Lumens60LHE6000 Lumens80LHE8000 Lumens100LHE 10000 Lumens140LHE 14000 Lumens180LHE 18000 Lumens200LHE 20000 LumensADPCurved, ribbedADSMCurved, smoothSDPSquare, ribbedSDSMSquare, smoothPDSMCurved, smooth polycarbonate ‡Diffusers w/ trim ringsADPTCurved, ribbedADSMTCurved, smoothSDPTSquare, ribbedSDSMTSquare, smoothPDSMTCurved, smooth polycarbonate ‡(blank) MVOLT120120V277277V347347V ‡EZ1eldoLED dims to 1% (0-10v dimming)GZ1Generic dims to 1% (0-10v dimming) ‡GZ10Generic dims to 10% (0-10v dimming) ‡SLDStep-level dimming ‡LP83082CRI, 3000KLP83582CRI, 3500KLP84082CRI, 4000KLP85082CRI, 5000KLP93090CRI, 3000KLP93590CRI, 3500KLP94090CRI, 4000KLP95090CRI, 5000KnLight Interface ‡Control ‡nLight Wired(blank)no nLight® interfaceN80nLight with 80% lumen managementN80EMGnLight with 80% lumen management. For use with generator supply EM power ‡N100nLight without lumen managementN100EMG nLight without lumen management. For use with generator supply EM power ‡nLight Wireless(blank)no nLight® interfaceNLTAIR2nLight AIR Generation 2 enabled ‡nLight Wired(blank)no nLight controlNES7nLight™ nES 7 PIR integral occupancy sensor ‡NESPDT7nLight™ nES PDT 7 dual technology integral occupancy control ‡NES7ADCXnLight™ nES 7 ADCX PIR integral occupancy sensor with automatic dimming photocell ‡NESPDT7ADCX nLight™ nES PDT 7 dual technology integral occupancy sensor with automatic dimming photocell ‡nLight Wireless(blank)no nLight controlRES7nLight AIR control with PIR integral occupancy sensor and automatic dimming photocell ‡RES7PDTnLight AIR control with PDT dual technology integral occupancy sensor and automatic dimming photocell ‡RIOnLight AIR radio module without sensor ‡RES7EMnLight AIR PIR integral occupancy sensor with automatic dimming photocell and UL924 Emergency Operation, via power interrupt detection ‡RES7PDTEMnLight AIR microphonics dual technology occupancy sensor with automatic dimming photocell & UL924 Emergency Operation, via power interrupt detection ‡RIOEMnLight AIR radio module less sensor, with UL924 Emergency Operation, via power interrupt detection ‡Individual ControlMSD7ADCXPIR integral occupancy sensor with automatic dimming control photocell ‡MSDPDT7ADCX PDT integral occupancy sensor with with automatic dimming control photocell ‡JOTWireless room control with “Just One Touch” pairing ‡JOTVTX15Wireless occupancy sensor with “Just One Touch” pairing ‡Standby mode ‡OptionsFinish(blank) Fixture with embedded sensor turns off when unoccupiedDIM10Fixture with embedded sensor dims to approximately 10% light output when unoccupied ‡DIM50Fixture with embedded sensor dims to approximately 50% light output when unoccupied ‡NOCOccupancy sensor disabled ‡E10WLCP EM Self-Diagnostic battery pack, 10W Constant Power, Certified in CA Title 20 MAEDBS EL7L700 nominal lumens battery pack ‡EL14L1400 nominal lumens battery pack ‡BGTDBodine Generator Transfer Device ‡QMBQuick Mount Bracket ‡TRSTamper Resistant Screw ‡GLRFast-blowing fuse ‡GMFSlow-blowing fuse ‡FAOField Adjustable Output ‡PLR1GPlug-in wiring, see page 10 for ordering information ‡PLR1LVGPlug-in wiring, low voltage dimming ‡BAABuy America(n) Act and/or Build America Buy America QualifiedBDPFactory Installed Ballast Disconnect Plug(blank) Standard pre-paint whitePAFPaint After Fabrication WhiteDNAPaint After Fabrication Natural AluminumSee Accessories and footnotes on page 4.NOTE: ‡ indicates option value has ordering restrictions. Please reference the Option Value Ordering Restictions chart on the next page. Options are sorted alphanumerically.Design Select options indicated by this color background.Page 3 of 13 BLWPCommercial Indoor: One Lithonia Way, Conyers, GA 30012 Phone: 800-705-SERV (7378) www.lithonia.com © 2018-2024 Acuity Brands Lighting, Inc. All rights reserved. Rev. 07/16/24BLWP Low Profile LED Wraparound‡ Option Value Ordering RestrictionsOption valueRestriction347Not available with E10WLCP, EL7L, EL14L, BGTD or BLWP4 > 85L/ 85LHE.BLWPCR, BLWPCRDNA, BLWP8CR, BLWP8CRDNACannot be used to continuous row mount 4' fixtures with 8' fixtures. 2' fixtures cannot be continuous row mounted.BGTDNot available with JOT sensor options or emergency battery options. Must specify voltage. Requires BSE labeling, voltage specific. Example: BGTD BSE10.DIM10, DIM50Not available with NLTAIR2 or JOT sensor option. Requires occupancy control. Must be ordered with nLight Wired or Individual Control sensor option. EL7L, EL14LOnly available on BLWP8, 8ft length version of this fixture, in lumen packages 140L or less. FAOEZ1 driver required. Not available with BAA or lumen packages > 6000LM. FAO is not available with other integrated controls options and restricts the use of external dimming controls. See chart on page 5 for additional details. Cannot use with PLR1LVG, PLR2ALVG, PLR2BLVG, PLR2AELBLVG, PLR2BELALVG.GLR, GMFMust specify voltage. 120 or 277, with GLR and GMF fusing.GZ1, GZ10Not available with any Control or Sensor options except JOT & JOTVTX15JOT, JOTVTX15Not available with SLD, NLIGHT, NLTAIR2, NOC, BAA or FAO. Available only on 4' versions with PDSM, PDSMT, ADPT and ADMST trim options; not available with <60L or 60LHE lumen packages. LumensApproximate lumen output. For high Efficiency, all versions may not achieve 130+ LPW including 90CRI and versions with integral sensor trim. Refer to photometry on www.acuitybrands.com. See QPL for latest DLC listings.MSD7ADCX, MSDPDT7ADCXMust select Lens/Diffuser type with Trim Rings. Not available with nLight interface. 0-10V wires are not accessible via access plate.N80EMG, N100EMGRequires a connection to existing nLight network. Power is provided from a separate NLIGHT enabled fixture or external power pack.NES7, NESPDT7, NES7ADCX, NESPDT7ADCXMust select Lens/Diffuser type with Trim Rings. Requires N80, N80EMG, N100, or N100EMG. Only available with EZ1 driver.NLTAIR2Must select nLight wireless control. Not available with JOT or JOTVTX15NOCNot available with JOT sensor options. Can only be ordered in conjunction with EZ1, NLTAIR2, RES7/RES7PDT. Occupancy sensor disabled at factory but can be re-enabled upon commissioning. PDSM, PDSMTNot available with HE (high efficiency) performance package on BLWP2 and BLWP4 only. PLR1G, PLR22, PLR2ANG, PLR1LVGNot available with BLWP2. PLR1LVG is not available with Controls options or nLight interface. Not available with emergency options.QMBNot available with BLWP2 (2') or BLWP8 (8') fixture.RES7EM, RES7PDTEM, RIOEMMust select Lens/Diffuser type with Trim Rings. Requires EZ1 and NLTAIR2 to be specified. Only available with 60L or lower lumen packages on the BLWP4. Only available with 100LHE/80L lumen packages or lower on the BLWP8.RES7, RES7PDT, RIOSee UL924 Sequence of Operation chart on bottom of page 3. Must select Lens/Diffuser type with Trim Rings. Requires EZ1 and NLTAIR2 to be specified. Only available with 60L or lower lumen packages on the BLWP4. Only available with 100LHE/80L lumen packages or lower on the BLWP8.SLDNot available with any nLight Interface or Control options. Cannot use with PLR1LVG, PLR2ALVG, PLR2BLVG, PLR2AELBLVG, PLR2BELALVG. Not available for lumen packages 72L and higher.TRSAccessory BLWP TRS T15 BIT available to be ordered with this option. See Accessories section page 4. Order as separate item. Non-Configurable BLWP:MTOCi codeCatalog DescriptionUPCLumensWattage LPWColor TemperatureVoltagePallet QTYMTO*264V2MBLWP2 20L ADP LP8351918482820451942171173500 K120-27780*264V2LBLWP2 20L ADP LP8401918482820381973171194000 K120-27780*264CH0BLWP2 33L ADP LP8351918480808253332301123500 K120-27780*264CH1BLWP2 33L ADP LP8401918480808323345301124000 K120-27780*264CH2BLWP2 40L ADP LP8351918480808493923371053500 K120-27780*264CH4BLWP2 40L ADP LP8401918480808564117371104000 K120-27780*264V2KBLWP4 30L ADP LP8351918482820213065251233500 K120-27770*264V2HBLWP4 30L ADP LP8401918482819943114251254000 K120-27770*264CH5BLWP4 40L ADP LP8351918480808634391351273500 K120-27770*264CH6BLWP4 40L ADP LP8401918480808704263351234000 K120-27770*264CH7BLWP4 48L ADP LP8351918480809005137401293500 K120-27770*264CH8BLWP4 48L ADP LP8401918480809175205401314000 K120-27770UL924 Sequence of OperationThe below information applies to all nLight AIR devices with an EM option. • EM devices will remain at their high-end trim and ignore wireless lighting control commands, unless a normal-power-sensed (NPS) broadcast is received at least every 8 seconds.• Using the CLAIRITY+ mobile app, EM devices must be associated with a group that includes a normal power sensing device to receive NPS broadcasts.• Only non-emergency rPP20, rLSXR, rSBOR, rSDGR, and nLight AIR luminaires with version 3.4 or later firmware can provide normal power sensing for EM devices. See specification sheets for control devices and luminaires for more information on options that support normal power sensing.BSE Labeling OptionsBSE10Drivers load transfer relay installed per manufacturer’s instructions. Voltage, BGTD and BSE10 called out. BSE14One voltage fixture with driver load control relay supplied with one prewire (PWS option). Prewire wired for normal circuit, the control relay for emergency circuit left unconnected. Voltage, BGTD, BSE14 and prewire called out, in the description.*For configurations with Reloc or two voltages an RFA modification is requiredPage 4 of 13 BLWPCommercial Indoor: One Lithonia Way, Conyers, GA 30012 Phone: 800-705-SERV (7378) www.lithonia.com © 2018-2024 Acuity Brands Lighting, Inc. All rights reserved. Rev. 07/16/24BLWP Low Profile LED WraparoundAccessories: Order as separate catalog number.PART numberCI CODEQTYDescriptionApplicationBLWP8/4CR *272PFG1CONTINUOUS ROW MOUNT BRACKET FOR ROW CONNECTING BLWP4 and BLWP8 WHTFOR USE TO MOUNT BLWP8 TO BLWP4, FOR STD FINISH AND PAFBLWPCR *250A0S 1CONTINUOUS ROW MOUNT BRACKET WHTFOR USE ON BLWP4 ONLY, FOR STD FINISH AND PAF ‡BLWPCRDNA*250A1S 1CONTINUOUS ROW MOUNT BRACKET DNAFOR USE ON BLWP4 ONLY, FOR DNA FINISH ‡BLWP8CR *2543C61CONTINUOUS ROW MOUNT BRACKET WHTFOR USE ON BLWP8 ONLY, FOR STD FINISH AND PAF ‡BLWP8CRDNA*2543CA1CONTINUOUS ROW MOUNT BRACKET DNAFOR USE ON BLWP8 ONLY, FOR DNA FINISH ‡BLWPCG36 F1*264R3P1BLWPCG36 F1ADJUSTABLE AIRCRAFT CABLE GRIPPER KIT, 36 INCH F1 CEILING TYPEBLWPCG36 F2*264R4G1BLWPCG36 F2CABLE GRIPPER KIT, 36 INCH F2 CEILING TYPEBLWPCG72 F1*264R4H1BLWPCG72 F1CABLE GRIPPER KIT, 72 INCH F1 CEILING TYPEBLWPCG72 F2*264R4M1BLWPCG72 F2CABLE GRIPPER KIT, 72 INCH F2 CEILING TYPEBLWPCGF36 F1*264R4R1BLWPCGF36 F1KIT WITH POWER FEED 36 INCH F1 CEILING TYPEBLWPCGF36 F2*264R4U1BLWPCGF36 F2KIT WITH POWER FEED 36 INCH F2 CEILING TYPEBLWPCGF72 F1*264R4V1BLWPCGF72 F1KIT WITH POWER FEED 72 INCH F1 CEILING TYPEBLWPCGF72 F2*264R4X1BLWPCGF72 F2KIT WITH POWER FEED 72 INCH F2 CEILING TYPEBLWPCGE36 F1*264R501BLWPCGE36 F1KIT WITH EMERGENCY POWER FEED 36 INCH F1 CEILING TYPEBLWPCGE36 F2*264R5T1BLWPCGE36 F2KIT WITH EMERGENCY POWER FEED 36 INCH F2 CEILING TYPEBLWPCGE72 F1*264R5V1BLWPCGE72 F1KIT WITH EMERGENCY POWER FEED 72 INCH F1 CEILING TYPEBLWPCGE72 F2*264R531BLWPCGE72 F2KIT WITH EMERGENCY POWER FEED 72 INCH F2 CEILING TYPEBLWPCGFD36 F1*269V4M1BLWPCGFD36 F1KIT WITH 0-10V DIMMING POWER FEED 36 INCH F1 CEILING TYPEBLWPCGFD36 F2*269V5C1BLWPCGFD36 F2KIT WITH 0-10V DIMMING POWER FEED 36 INCH F2 CEILING TYPEBLWPCGFD72 F1*269V5N1BLWPCGFD72 F1KIT WITH 0-10V DIMMING POWER FEED 72 INCH F1 CEILING TYPEBLWPCGFD72 F2*269V5X1BLWPCGFD72 F2KIT WITH 0-10V DIMMING POWER FEED 72 INCH F2 CEILING TYPEBLWP TRS T15 BIT*2516KU1BLWP TRS T15 BITT15 WITH PIN, TORX BIT FOR TRS OPTIONBLWPQMB*250A2S1BLWP Quick Mount BracketQUICK MOUNT BRACKET FOR INSTALLATION TO JUNCTION BOXES WITHOUT HAVING TO REMOVE ANY PARTS IN THE FIXTURE, 4FT FIXTURE ONLY.RK8BDP 2P UDisconnect Plug (BDP), 2 Pole, Package of 1RK8BDP 3P UDisconnect Plug (BDP), 3 Pole, Package of 1RK8BDP 2P J10Disconnect Plug (BDP), 2 Pole, Package of 10RK8BDP 2P J40Disconnect Plug (BDP), 2 Pole, Package of 401BHanger spaces fixtures 1½" to 2½" from ceiling. Standard pack: J2, J20, J100SQ_Complete assembly with stem up to 48"Specify stem length in 2" increments and adjust as needed. 5/8” O.D. stem. Swivels 30° from vertical in any direction. Example: SQ24nLight® Wired Control Accessories: Order as separate catalog number. Visit www.acuitybrands.com/products/controls/nlight.WallPod stationsModel numberOccupancy sensorsModel numberOn/OffnPODM [color]Small motion 360°, ceiling (PIR / dual tech)nCM 9 RJB / nCM PDT 9 RJBOn/Off & raise/lowernPODM DX [color]Large motion 360°, ceiling (PIR / dual tech)nCM10 RJB / nCM PDT 10 RJBGraphic touchscreennPOD GFX [color]Wall switch with raise/lowernWSX PDT LV DX [color]Photocell controlsModel numberCat-5 cable (plenum rated)Model numberFull range dimmingnCM ADCX RJB10' cableCAT5 10FT J130' cableCAT5 30FT J1nLight® AIR Control Accessories: Order as separate catalog number. Visit www.acuitybrands.com/products/controls/nlightair.Wall switchesModel numberOn/Off single polerPODB [color] G2On/Off two polerPODB 2P [color] G2On/Off & raise/lower single polerPODB DX [color] G2On/Off & raise/lower two polerPODB 2P DX [color] G2On/Off & raise/lower single polerPODBZ DX WH G2Page 5 of 13 BLWPCommercial Indoor: One Lithonia Way, Conyers, GA 30012 Phone: 800-705-SERV (7378) www.lithonia.com © 2018-2024 Acuity Brands Lighting, Inc. All rights reserved. Rev. 07/16/24BLWP Low Profile LED WraparoundReplacement Parts: Order as separate catalog number.2' Version Replacement Lens*264F5EDBLWP24 ADP *264F5FDBLWP24 SDP *264F5HDBLWP24 ADSM *264F5JDBLWP24 SDSM *264F5LDBLWP24 ADPT *264F5PDBLWP24 SDPT *264F5UDBLWP24 ADSMT *264F5WDBLWP24 SDSMT *264F66DBLWP24 PDSM *264F67DBLWP24 PDSMT 4' Version Replacement Lens*264F69DBLWP48 ADP *264F6EDBLWP48 SDP *264F6FDBLWP48 ADSM *264F6GDBLWP48 SDSM *264F6HDBLWP48 ADPT *264F6KDBLWP48 SDPT *264F6LDBLWP48 ADSMT *264F6NDBLWP48 SDSMT *264F6WDBLWP48 PDSM *264F6XDBLWP48 PDSMT 8' Version Replacement Lens*2543CEDBLWP96 ADP*2543CGDBLWP96 SDP*2543CJDBLWP96 ADSM*2543CMDBLWP96 SDSM*2543CNDBLWP96 ADPT*2543CPDBLWP96 SDPT*2543CRDBLWP96 ADSMT*2543CSDBLWP96 SDSMT*2543CWDBLWP96 PDSM*2543CXDBLWP96 PDSMT0-10 Voltage Dimmer% Lumen Output (approximate)% Wattage (approximate)Step 8Full Output100%100%Step 79.0 VDC98%100%Step 68.0 VDC88%86%Step 57.0 VDC86%82%Step 46.0 VDC82%80%Step 35.0 VDC76%75%Step 24.0 VDC71%72%Step 13.0 VDC67%71%FAO SETTINGS (Field Adjustable Output)Simple adjustment of output through the use of a flat head screwdriver.1. Power: Install JOT enabled fixtures and controls as instructed.2. Pair: Inser t the pairing tool into the pinhole on the wall switch; press and hold any button for 6 seconds.3. Play: O nce paired, each fixture will individually dim down to 10% brightness. All products will be fully functional.BLWP Series Sensor Switch WSXA JOTSensor Switch JOT Enabled Wireless SolutionDesigned with contractors in mind, the Sensor Switch JOT enabled wireless solution offers a straightforward approach to the installation and pairing of lighting fixtures and controls. Absolutely no 0-10V control wires and no mobile apps are needed with JOT enabled products, allowing for lightning speed installation right out of the box.BLWP serieswith integrated JOT OCC SensorsSensor Switch SPODMRA JOTJOT WirelessPage 6 of 13 BLWPCommercial Indoor: One Lithonia Way, Conyers, GA 30012 Phone: 800-705-SERV (7378) www.lithonia.com © 2018-2024 Acuity Brands Lighting, Inc. All rights reserved. Rev. 07/16/24BLWP Low Profile LED WraparoundNHNHNHBLWP SeriesnLight Wired nPODMACAT5eNHNHNHBLWP SeriesnLight AIR rPODBAMobile DevicenLight PlatformnLight embedded fixtures offer:Customers get:Manual DimmingConvenience and visual comfort for occupantsMotion Sensing and/or Daylight HarvestingEnergy savings and code complianceFixture or Group Level Control Ability to configure lighting to the space requirementsFlexibilityEase of fixture moves, adds and changesWireless Wall Switch (nLight AIR Only)Ease and flexibility of placement Astronomical and Time of Day SchedulingEnergy savings and building security Scalable SolutionnLight controls to grow with your businessFuture-ReadynLight platform to set foundation for future upgrades and capabilities Simple as 1,2,31. Install the nLight® AIR fixtures with embedded smart sensor2. Install the wireless battery-powered wall switch3. With CLAIRITY+ app, pair the fixtures with the wall switch and if desired, customize the sensor settings for the desired outcomeSimple as 1,2,31. Install the nLight® Wired fixtures with embedded control2. Install the nLight Wired wall switch3. Connect the fixtures using standard CAT5e cables and the devices will automatically discover each other and work (plug and play)nLight Air WirelessnLight Wired NetworkingPage 7 of 13 BLWPCommercial Indoor: One Lithonia Way, Conyers, GA 30012 Phone: 800-705-SERV (7378) www.lithonia.com © 2018-2024 Acuity Brands Lighting, Inc. All rights reserved. Rev. 07/16/24BLWP Low Profile LED WraparoundIntegrated Sensor with Individual Control The MSD7ADCX PIR occupancy sensor/automatic dimming photocell is ideal for areas without obstructions and where daylight harvesting may be desired. Suggested applications include, but not limited to, hallways, corridors, storage rooms, and breakrooms or other areas where people are typically moving. The MSDPDT7ADCX PIR/Microphonics Dual Tech occupancy sensor/automatic dimming photocell is ideal for areas with obstructions and where daylight harvesting is desired. Suggested applications include, but not limited to, open offices, private offices, classrooms, public restrooms, and conference rooms. Sequence of Operation MINLIGHT LEVELMAX7.5 MINTIME DELAY2.5 MIN ATA 1% LEVELLIGHTS OFFLIGHTS ONLIGHTS ONRoom UnoccupiedOccupantsDetected In The SpaceSensor Detects MotionMOTIONNO MOTIONMOTIONSEQUENCE OF OPERATION5.5184.6153.7122.791.860.930 m0 ft0.931.862.793.7124.6155.5189 FT Mounting• Recommended for walking motion detection from mounting heights between 8 ft (2.44 m) and 20 ft (6.10 m)• Initial detection of walking motion along sensor axes at distances of 2x the mounting height up to 15 ft (4.57 m) and• 1.75x up to 20 ft (6.10 m).• Provides 12 ft (3.66 m) radial detection of small motion when mounted at 9 ft (2.74 m)• Initial detection will occur earlier when walking across sensor’s field of view than when walking directly at sensorSensor Coverage PatternMini 360° LensBasic nLight Zone*The presetting on the automatic dimming photocell is 5fc.nLight Wired NetworkingThe nES 7 is ideal for small rooms without obstructions or areas with primarily walking motion. Ideal areas include hallways, corridors, storage rooms, and breakrooms. Additionally, the NES7ADCX includes an integrated photocell, which enables daylight harvesting controls.For areas like restrooms, private offices, open offices, conference rooms or any space with obstructions, the nES PDT 7 dual technology sensor is recommended. The nES PDT 7 utilizes both PIR (passive infrared) and Microphonics technologies to detect occupancy. Additionally, the NESPDT7ADCX includes an integrated photocell, which enables daylight harvesting controls which is ideal for areas where windows are present.nLight AIR WirelessnLight AIR is the ideal solution for retrofit or new construction spaces where adding additional wiring can be labor intensive and costly. nLight AIR is available with or without an integral sensor. The integrated rES 7 or rES7 PDT smart sensor is part of each luminaire in the nLight AIR network, which can be grouped to control multiple luminaires. The granularity of control with the digital PIR occupancy detection and daylight sensing makes a great solution for any application.Sequence of Operation MINLIGHT LEVELMAX17.5 MINTIME DELAY2.5 MIN ATA 1% LEVELLIGHTS OFFLIGHTS ONLIGHTS ONRoom UnoccupiedOccupantsDetected In The SpaceSensor Detects MotionMOTIONNO MOTIONMOTIONSEQUENCE OF OPERATION*The presetting on the automatic dimming photocell is 5fc.NHNHNHnLight AIR rPODB 2P DXMobile DeviceBLWP Series1. Install the nLight® AIR ﬁxtures with embedded smart sensor2. Install the wireless battery-powered wall switch 3. With CLAIRITY+ app, pair the ﬁxtures with the wall switch and if desired, customize the sensor settings for the desired outcomeSimple as 1,2,3Sensor OptionsOptionAutomatic Dimming PhotocellOccupancy Sensing nLight Wired NetworkingnLight AIR NetworkingPIRPDTMSD7ADCXXXMSDPDT7ADCXXXNES7XXNES7ADCXXXXNESPDT7XXNESPDT7ADCXXXXRES7XXXRES7PDTXXXXPage 8 of 13 BLWPCommercial Indoor: One Lithonia Way, Conyers, GA 30012 Phone: 800-705-SERV (7378) www.lithonia.com © 2018-2024 Acuity Brands Lighting, Inc. All rights reserved. Rev. 07/16/24BLWP Low Profile LED Wraparound5.30(14)5.30(14)24.00(61)21.54(55).875 K.O. TYPICAL48.00(122)45.54(116)96.00(244)93.58(238)48.00(122)19.50(50)3.75(10)43.50(111)3.75(10)91.53(233)2.00(5)29.17(74)AnLight CAT5 connectionnLight CAT5 connectionnLight CAT5 connectionQuick Mount(QMB)(Optional)2' DIMENSIONS4' DIMENSIONS8' DIMENSIONSqqqDETAIL ACABLE HANGERATTACHMENT HOLESENDPLATEENDPLATESCREWNOTES:1.REVISIONSREV.ECR#DESCRIPTIONXXXXXXXXX8765432MOUNTING INFORMATIONAccessory ImagesFor unit or row installation; surface or suspend mounting.Suspension Methods:Aircraft Cable SuspensionOrder one BLWPCG_, BLWPCGF_, or BLWPCGE_ required for each suspension point.F1 for use with most T-bar and screw slot grid ceiling applications. Designed for on-grid and off-grid installations. F2 for use with recessed or surface-mount horizontal J-box applications..See Accessories page on page 4 for part numbers configurations.All dimensions are inches (centimeters) unless otherwise noted.DIMENSIONS(QMB) Quick Mount BracketQuick Mount Bracket allows easy installation to junction boxes without having to remove any parts in the fixture.BLWPCR - continuous row mount bracketOrder one (1) BLWPCR bracket per fixture for continuous row applications (excluding BLWP2 as they cannot be row mounted). Order one hanger (Aircraft Cable Suspension Kit or Stem Suspension Kit) per fixture plus one per joiner required.Note: 2' and 8' configurations not available with QMB accessory.Stem SuspensionIndividual installation — Two single-stem hangers required.Note: 2' configurations with emergency option cannot be stem mounted.Page 9 of 13 BLWPCommercial Indoor: One Lithonia Way, Conyers, GA 30012 Phone: 800-705-SERV (7378) www.lithonia.com © 2018-2024 Acuity Brands Lighting, Inc. All rights reserved. Rev. 07/16/24BLWP Low Profile LED WraparoundPHOTOMETRICSBLWP2 33L ADP LP835, 3332 delivered lumens, test no. ISF 37666, tested in accordance to IESNA LM-79.0° 20° 40° 60° 80° 90°0°0°0°90°180°2004006008001000Coefficients of Utilizationpf20%pc80%70%50%pw 70%50%30% 50%30%10% 50%30%10%11710696877973676258545111710087766760544944413811796796758514540363230114978474655852484340371149378665750443935322911489725950433833302724107927970625550454138351078874635448423834312810785695749423732292624RCR012345678910Zonal Lumen SummaryZoneLumens % Lamp % Fixture0° - 30°0° - 40°0° - 60°0° - 90°90°
https://www.acuitybrands.com/api/products/getasset/lithonia-lighting/47229/c6b049cd-9363-4a72-b591-8db219a69984/newu.pdf?abl_version=02%2f10%2f2022+14%3a09%3a21&DOC_Type=SPEC_SHEET | lighting | DECORATIVE RESIDENTIAL NEWUFEATURES & SPECIFICATIONSINTENDED USE — Provides general illumination in residential and light commercial applications. Ideal for use with narrow ceiling areas such as in workshops, utility rooms and corridors. If required for commercial application or operation more than eight (8) hours per day, consult factory for available options.CONSTRUCTION — Full wraparound with white finished steel end plates and acrylic, prismatic diffuser provides widespread illumination. Diffuser’s lift and shift design provides for easy installation, lamp access, cleaning and superior retention. Available in 2 lamp configurations.Uses a residential electronic ballast (120 volt, 60Hz) for instant on, ensures no flickering and quiet operation without interfering with other home electronics.Utilizes (2) 32W or (2) 17W linear T8 fluorescent lamps (F32T8/735) for energy efficiency, superior color rendering and 10,000 hour average lamp life.Series ballast operation and sleeved leads eliminate need for channel cover.For use with non-dimmable switches only.LISTINGS — UL listed to US and Canadian safety standards and suitable for damp locations.WARRANTY — 1-year limited warranty. This is the only warranty provided and no other statements in this specification sheet create any warranty of any kind. All other express and implied warranties are disclaimed. Complete warranty terms located at www.acuitybrands.com/support/warranty/terms-and-conditionsNote: Actual performance may differ as a result of end-user environment and application. Specifications subject to change without notice.Replacement parts: Order as separate catalog number.D3324/DRB22ft. diffuserD3348/DRB44ft. diffuserIndoor General PurposeWraparound Narrow End Utility Linear T8 FluorescentNotes 1 Lamps not included.2 Use with non-dimmable switches only.Catalog NumberNotesTypeSeries1,2Ballast/voltage3324 2L17W(2) 17W linear T8 fluorescent lamps required3348 2L32W(2) 32W linear T8 fluorescent lamps required120 RE120 volt residential electronic ballastORDERING INFORMATIONFor shortest lead times, configure products using bolded options. Example: 3348 2L32WDIMENSIONSNominal sizeLamp configurationModel numberNumber of lamps(A) Width inches (cm)(B) Length inches (cm)(C) Depth inches (cm)*(2) Lamp3324 2L17W (2) 17W linear T8 5-1/8" (33.0) 24-7/8" (160.4) 2-1/2" (16.1)(2) Lamp3348 2L32W (2) 32W linear T8 5-1/8" (33.0) 48-7/8" (315.3) 2-1/2" (16.1)*Extension from ceiling.All dimensions are inches (centimeters) unless otherwise indicated.(A)(B)(C)DISCONTINUED NEWUDECORATIVE RESIDENTIAL: One Lithonia Way, Conyers, GA 30012 Phone: 800-705-SERV (7378) www.lithonia.com © 2007-2022 Acuity Brands Lighting, Inc. All rights reserved. Rev. 02/10/22Wraparound Utility LightingPHOTOMETRICS          CANDELA DISTRIBUTION022.54567.590AveLumens0515253545556575859095105115125135145155165175180113211271089100986362431417912236211222221101132112510891022899665394259174835045393021151030001132113611161062960735507368301229195177126835232221210011321118110910619868016015444763883473162231498745241430011321116111010651004856611562519426381345249173103512514500113211251103104694573549138531823319617812887533017920010731248258956544638333525719313687482411410ZONAL LUMEN SUMMARYZoneLumens % Lamp % Fixture0° - 30°0° - 40°0° - 60°0° - 90°90° - 120°90° - 130°90° - 150°90° - 180°0° - 180°900.31489.32501.13476.0416.2464.5499.4504.43980.415.826.143.961.07.38.18.88.869.822.637.462.887.310.511.712.512.7100.00° 10° 20° 30° 40° 50° 60° 70° 80° 90°04545454545454590909090909090909090909090 100° 110° 120° 130° 140° 150° 160° 170°180°2004006008001000SPACING CRITERIA(0-Deg):SPACING CRITERIA(90-Deg):1.21.4TEST NO: LUMINAIRE CATALOG NO.:LUMINAIRE DESCRIPTION:LAMP CATALOG NO.: LAMP DESCRIPTION:LUMENS PER LAMP:LTL16375MODEL 3348RESIDENTIAL WRAP, 5" X 49", TWO (2) SERIES CONNECTED T8 LAMPS, NO CHANNEL COVER, BALLAST PAINTED WHITE. ACRYLIC PRISMATI DROP DIFFUSER 1.25' DEEP, CHUANSHI RESIDENTIAL ELECTRONIC BALLAST.FO32/735/ECOTWO 32-WATT T8 LINEAR FLUORESCENT, HORIZONTAL POSITION2850COEFFICIENTS OF UTILIZATION20%pfpc80%50%30%10%0%pw70% 50% 30% 10%50% 30% 10%50% 30% 10%50% 30% 10%0%01234567891081736660555047434038358169595246413734312826816554464035312825222081625041353026232119177361534742373431282624735949423732292623211973574639332825222018166857504439353229272523685547403531272522201968534437312724211917166353464137333027252322635244383329262421191863504135302623211817156148393328242119171514SINGLE LUMINAIRE PERFORMANCETask Height: 2.5ft.50% beam - 67.2°10% beam - 107.1°MountingHeightInital FCCenter Beam DiameterFCDiameterFC8.010.012.014.016.034.719.312.28.46.17.310.012.615.317.917.49.66.14.23.014.920.325.731.236.63.51.91.20.80.6DISCONTINUED
https://www.focalpointlights.com/sites/default/files/FLCS33_ST__J.pdf | lighting | Photometric performance is measured in accordance with IESNA LM-79. Visit focalpointlights.com for complete photometric data. Visit energystar.gov for model specifics.Focal Point LLC ¦ 4141 S. Pulaski Rd, Chicago, IL 60632 ¦ 773.247.9494 ¦ focalpointlights.com Adjustable Accent at 0˚ Spot, 3500KWattsDelivered LumensCBCP1170061391490076411911009243ID+ 3.5" x 3.5" TrimlessLED ADJUSTABLEDIMENSIONAL DATAFEATURESPERFORMANCE0-35˚ Adjustable Accent13.00"330.2mmTrim4.07"103.4mm .54" 4.07"103.4mm15.75"400.1mm3.12"79.2mm 6.00"152.4mmMay 2021 JTrimless reflectors designed for mud-in applications.Small aperture LED adjustable accent with shallow housing for restricted plenum ceilings. Tension locking mechanism for tool-less adjustability and precise aiming with 35° vertical tilt and 362° rotation.Field changeable beam spread optics to accommodate post-installation design changes. Selection of die-cast trims with Solite lens to complement any design.Built-in adjustment feature to ensure flawless alignment of installed trims.PoE compatible: Integrates with Power over Ethernet lighting systems via standard, low-voltage wires.clear diffuse blackwhitewarm diffusespot - open opticoverlap companionFocal Point LLC reserves the right to change specifications for product improvement without notification.fixture: project: Delivered LumensSystem WattsLumens per Watt (LPW)Center Beam Candlepower (CBCP)7001165613990014667641110019569243Tested with 3500K, 80CRI, Clear Diffuse Reflector. Lumen multipliers: 90CRI = 0.75, WD = 0.9963, BK = 0.9726, WH = 1.0126. Lumen output may vary +/- 5%. Actual wattage may vary +/- 5%.HOUSING DETAILSHOUSING DETAILSHOUSING DETAILSHOUSING SPECIFICATIONS LED SystemProprietary LED module with single light emitting source. May be specified in 2700K, 3000K, 3500K or 4000K in CRI>80 or CRI>90. Color accuracy within 2 SDCM. Aluminum heat sink provides appropriate thermal management. ConstructionThermally protected housing for new construction applications. Insulation to be kept 3" away from housing. Type IC inherently protected, suitable for direct contact with insulation. Restrictive airflow per ASTM-E283. Butterfly brackets allow mounting to ½ emt. Order bar hangers as an accessory. Die-cast aluminum heat sink designed for maximum thermal dissipation. Die-formed housing and integral junction box with (7) 1⁄2" pry outs. UL & cUL listed for (8) #12 AWG (4 in, 4 out) 90°C conductors and feed through–branch wiring. Accommodates ceiling thicknesses from 0.5" to 1" thickness. For thicker ceiling consult factory. Fixture will not exceed 5 lb.Adjustment 35˚ vertical tilt and 362˚ rotation of light module.ElectricalChoice of constant current dimming drivers. Power factor > .9 typical. PoE compatible: Integrates with Power over Ethernet lighting systems via standard, low-voltage wires.LabelsUL and cUL Listed. Suitable for Dry or Damp Locations, indoor use only. AA trim optic with Solite lens, wet location standard.Lumen MaintenanceReported: L70 at >55,000 hours Calculated: L70 at 420,000 hours L90 at >55,000 hours L90 at 105,000 hours Derived from EPA TM-21 calculator. Based on typical conditions, consult factory for additional data.ReliabilityAt Focal Point, our products are designed to stand the test of time. Each luminaire is engineered using superior components, manufactured with the utmost care and rigorously tested. Contact us for reliability data.WarrantyLED System rated for operation in ambient environments up to 25°C. 5-year limited warranty.TRIM SPECIFICATIONSAestheticsReflector is Die-cast aluminum. Torsion springs pull trim tight to the ceiling with no visible fasteners within the trim. All trimless luminaires come with a high precision, injection molded ceiling finish ringOpticsBeam spreads achieved with optics that may be easily changed in field.15˚ SPOT PERFORMANCE CHARTIC/Chicago Plenum housingT-rated housingL x W x H15.75" x 13.00" x 3.52"L x W x H15.75" x 13.00" x 3.12"HOUSING ORDERINGHousing SeriesFLCS33ID+ 3.5" Square HousingFLCS33Trim TypeSTSquare TrimlessSTLumen Output700 Lumens 700L900 Lumens900L1100 Lumens1100LColor Temperature2700K, 80+ CRI or 90+ CRI27K or 927K 3000K, 80+ CRI or 90+ CRI30K or 930K 3500K, 80+ CRI or 90+ CRI35K or 935K 4000K, 80+ CRI or 90+ CRI40K or 940KDistribution15˚ SpotSP(AAS trim optic only)18˚ Spot with Solite LensSPA25˚ Narrow FloodNFL45˚ FloodFL30˚ x 15˚ Linear Spread LensLSVoltage120V120277V277Low VoltageLVControl System & Dimming Level0-10V - 1% DimmingL110-10V - 10% DimmingLD10-10V - 0% DimmingLZ1Low Voltage, PoE compatibleLVN(No driver. LV Voltage only.)Forward PhaseLFP(120V only. 700L & 900L only.)DALI - 1% DimmingD11DALI - 0% DimmingDZ1Lutron Hi-Lume EcoSystem (LDE1) - 1% DimmingLH1Lutron Hi-Lume - Forward Phase - 1% Dimming LTE(120V only)Housing TypeIC Rated / Airtight IC(700L & 900L only. 900L not available with Lutron.)Thermally Protected, Non-ICT(700 only with LVN)Factory OptionsBar HangersBHChicago Plenum / National PlenumCP(Inverter required to achieve Emergency lighting)TRIM ORDERINGApertureLCS333.5" Square ApertureLCS33Trim TypeSTSquare TrimlessSTOpticAdjustable Accent AA(Solite lens standard)Adjustable Accent - 15˚ SpotAAS(Open optic, no wet location. SP distribution only)Reflector ColorClear DiffuseCDWarm DiffuseWDBlackBKWhiteWHACCESSORIES(One kit included per order as indicated in Distribution above. Order additional kits to change distribution in the field as needed.)Spot KitFLCS33-SPAK Narrow Flood KitFLCS33-NFLKFlood KitFLCS33-FLKLinear Spread KitFLCS33-LSKWood Ceiling Installation KitLC33-WOOD-KIT(One kit recommended per 10 downlights)
https://media.iuseelite.com/specsheet2/rl275.pdf | lighting | Due to the changes of constant improvement in LED technology, all details are subject to change without notice. Consult factory for up to date information. w w w . i u s e e l i t e . c o m2” Round LED Baffle Luminaire 2”RL275FEATURES2” round LED baffle luminaire engineered for new construction, remodel or retrofit to accommodate insulated or dropped ceilings. Remote driver allows easy installation and maintenance. Small aperture and shallow depth are ideal for unlimited applications.ACE LEDProject Name:Note:Type:Catalog Number:LED Fixturece Mount Dimmable FixtureSPECIFICATIONS:APERTURE5.5”7”9”11”LUMENS600 lumens900 lumens1200 lumens1500 lumensFIELD SELECTABLE CCT SLIM SURFACE MOUNT DOWNLIGHTAND PERFORMANCEunt has been engineered to install oxes. Up to 1500 usable lumens are work surface. Easy to Install, applicable to12”9”7-7/8”5-3/8”NOMINAL LUMENSDELIVERED LUMENSWATTAGE600654 8W 1000115814WBased on 3000K, 90+ CRI. Actual wattage may vary +/- 5%4302”I S S U E 1 5 G 2 1 R e v . 0 . 1WWW.IUSEELITE.COM • TEL 1-877-375-5555 • FAX 1-877-375-3333S H I P P I N G AVA I L A B L E2” ROUND LED FIXTURE WITH CHANGEABLE REFLECTORw 2-3/8” THICK LED FIXTURE WITH HIGHER BRIGHTNESSw FOR NEW CONSTRUCTION – INSULATED AND DROPPED CEILINGSw FEATURES2” fixtures with integral LEDs. Isolated external driver factory installed inside junction box.One driver for every fixture required. PF>0.98.w Cast aluminum trimw Dimmablew ETL approved and Energy Star Certifiedw Type IC Rated – Approved for direct contact with insulationw Air-tight and damp location approvedw Fast and easy to install in limited space locationsw External driver factory mounted inside connection box - 120Vw New construction rough-in plates and jumper cables availablew Available Temperatures (3000K, 3500K and 4000K)w 50,000 Hours Life; 5 Year WarrantyTECHNICAL SPECIFICATIONSw WATTAGES: 8Ww OUTPUT: Default Driver Voltage: 120V AC 60 Hz (Dimmable)w CRI: 90+w AMBIENT TEMPERATURE: -40°F (-40°C) to +104°F (+40°C)RL271 LED2” ROUND LED FIXTURE WITH CHANGEABLE REFLECTORINSTALLATION• Cut hole in ceiling and snap fixture in opening with attached spring clips. Space in ceiling needed for the driver to fit through the ceiling height – 3".555DIMENSIONINPUT VOLT.INPUT FREQ.THDPOWER FACTORINPUT POWERDELIVERED LUMENSLUMEN/WATT12060Hz<20%>0.98 8W(+/-5%)555L6815”2-3/4”1-3/4”2”TYPELUMEN SERIESCCTCRIFINISHACCESSORIESTRIM OPTIONRL271o 600L-DIMTR-120o 1000L-DIMTR-120o 30Ko 35Ko 40K90+SHZ-WHo RL-ACC-SLIM-1-10Fo RL-ACC-SLIM-1-20Fo RL271-RT-W-WHo RL271-RT-MB-BKEXAMPLE: RL271-600L-DIMTR-120-30K-90-WHRL-ACC-SLIM-1-10F10-ft long extensionRL-ACC-SLIM-1-20F20-ft long extension3-1/8”2-3/8”2 I N C H L E D R E T R O F I T M O D U L E2”SHIPPING AVAILABLE2” ROUND LED FIXTURE WITH CHANGEABLE REFLECTORw 2-3/8” THICK LED FIXTURE WITH HIGHER BRIGHTNESSw FOR NEW CONSTRUCTION – INSULATED AND DROPPED CEILINGSw FEATURES2” fixtures with integral LEDs. Isolated external driver factory installed inside junction box.One driver for every fixture required. PF>0.98.w Cast aluminum trimw Dimmablew ETL approved and Energy Star Certifiedw Type IC Rated – Approved for direct contact with insulationw Air-tight and damp location approvedw Fast and easy to install in limited space locationsw External driver factory mounted inside connection box - 120Vw New construction rough-in plates and jumper cables availablew Available Temperatures (3000K, 3500K and 4000K)w 50,000 Hours Life; 5 Year WarrantyTECHNICAL SPECIFICATIONSw WATTAGES: 8Ww OUTPUT: Default Driver Voltage: 120V AC 60 Hz (Dimmable)w CRI: 90+w AMBIENT TEMPERATURE: -40°F (-40°C) to +104°F (+40°C)RL271 LED2” ROUND LED FIXTURE WITH CHANGEABLE REFLECTORINSTALLATION• Cut hole in ceiling and snap fixture in opening555DIMENSIONINPUT VOLT.INPUT FREQ.THDPOWER FACTORINPUT POWERDELIVERED LUMENSLUMEN/WATT12060Hz<20%>0.98 8W(+/-5%)555L6815”2-3/4”1-3/4”2”3-1/8”2-3/8”2 I N C H L E D R E T R O F I T M O4302”I S S U E 1 5 G 2 1 R e v . 0 . 1WWW.IUSEELITE.COM • TEL 1-877-375-5555 • FAX 1-877-375-3333S H I P P I N G AVA I L A B L E2” ROUND LED FIXTURE WITH CHANGEABLE REFLECTORw 2-3/8” THICK LED FIXTURE WITH HIGHER BRIGHTNESSw FOR NEW CONSTRUCTION – INSULATED AND DROPPED CEILINGSw FEATURES2” fixtures with integral LEDs. Isolated external driver factory installed inside junction box.One driver for every fixture required. PF>0.98.w Cast aluminum trimw Dimmablew ETL approved and Energy Star Certifiedw Type IC Rated – Approved for direct contact with insulationw Air-tight and damp location approvedw Fast and easy to install in limited space locationsw External driver factory mounted inside connection box - 120Vw New construction rough-in plates and jumper cables availablew Available Temperatures (3000K, 3500K and 4000K)w 50,000 Hours Life; 5 Year WarrantyTECHNICAL SPECIFICATIONSw WATTAGES: 8Ww OUTPUT: Default Driver Voltage: 120V AC 60 Hz (Dimmable)w CRI: 90+w AMBIENT TEMPERATURE: -40°F (-40°C) to +104°F (+40°C)RL271 LED2” ROUND LED FIXTURE WITH CHANGEABLE REFLECTORINSTALLATION• Cut hole in ceiling and snap fixture in opening with attached spring clips. Space in ceiling needed for the driver to fit through the ceiling height – 3".555DIMENSIONINPUT VOLT.INPUT FREQ.THDPOWER FACTORINPUT POWERDELIVERED LUMENSLUMEN/WATT12060Hz<20%>0.98 8W(+/-5%)555L6815”2-3/4”1-3/4”2”TYPELUMEN SERIESCCTCRIFINISHACCESSORIESTRIM OPTIONRL271o 600L-DIMTR-120o 1000L-DIMTR-120o 30Ko 35Ko 40K90+SHZ-WHo RL-ACC-SLIM-1-10Fo RL-ACC-SLIM-1-20Fo RL271-RT-W-WHo RL271-RT-MB-BKEXAMPLE: RL271-600L-DIMTR-120-30K-90-WHRL-ACC-SLIM-1-10F10-ft long extensionRL-ACC-SLIM-1-20F20-ft long extension3-1/8”2-3/8”2 I N C H L E D R E T R O F I T M O D U L E4302”I S S U E 1 5 G 2 1 R e v . 0 . 1WWW.IUSEELITE.COM • TEL 1-877-375-5555 • FAX 1-877-375-3333S H I P P I N G AVA I L A B L E2” ROUND LED FIXTURE WITH CHANGEABLE REFLECTORw 2-3/8” THICK LED FIXTURE WITH HIGHER BRIGHTNESSw FOR NEW CONSTRUCTION – INSULATED AND DROPPED CEILINGSw FEATURES2” fixtures with integral LEDs. Isolated external driver factory installed inside junction box.One driver for every fixture required. PF>0.98.w Cast aluminum trimw Dimmablew ETL approved and Energy Star Certifiedw Type IC Rated – Approved for direct contact with insulationw Air-tight and damp location approvedw Fast and easy to install in limited space locationsw External driver factory mounted inside connection box - 120Vw New construction rough-in plates and jumper cables availablew Available Temperatures (3000K, 3500K and 4000K)w 50,000 Hours Life; 5 Year WarrantyTECHNICAL SPECIFICATIONSw WATTAGES: 8Ww OUTPUT: Default Driver Voltage: 120V AC 60 Hz (Dimmable)w CRI: 90+w AMBIENT TEMPERATURE: -40°F (-40°C) to +104°F (+40°C)RL271 LED2” ROUND LED FIXTURE WITH CHANGEABLE REFLECTORINSTALLATION• Cut hole in ceiling and snap fixture in opening with attached spring clips. Space in ceiling needed for the driver to fit through the ceiling height – 3".555DIMENSIONINPUT VOLT.INPUT FREQ.THDPOWER FACTORINPUT POWERDELIVERED LUMENSLUMEN/WATT12060Hz<20%>0.98 8W(+/-5%)555L6815”2-3/4”1-3/4”2”TYPELUMEN SERIESCCTCRIFINISHACCESSORIESTRIM OPTIONRL271o 600L-DIMTR-120o 1000L-DIMTR-120o 30Ko 35Ko 40K90+SHZ-WHo RL-ACC-SLIM-1-10Fo RL-ACC-SLIM-1-20Fo RL271-RT-W-WHo RL271-RT-MB-BKEXAMPLE: RL271-600L-DIMTR-120-30K-90-WHRL-ACC-SLIM-1-10F10-ft long extensionRL-ACC-SLIM-1-20F20-ft long extension3-1/8”2-3/8”2 I N C H L E D R E T R O F I T M O D U L EI S S U E 1 5 G 2 1 R e v . 0 . 1WWW.IUSEELITE.COM • TEL 1-877-375-5555 • FAX 1-877-375-3333S H I P P I N G AVA I L A B L E2” ROUND LED FIXTURE WITH CHANGEABLE REFLECTORw 2-3/8” THICK LED FIXTURE WITH HIGHER BRIGHTNESSw FOR NEW CONSTRUCTION – INSULATED AND DROPPED CEILINGSw FEATURES2” fixtures with integral LEDs. Isolated external driver factory installed inside junction box.One driver for every fixture required. PF>0.98.w Cast aluminum trimw Dimmablew ETL approved and Energy Star Certifiedw Type IC Rated – Approved for direct contact with insulationw Air-tight and damp location approvedw Fast and easy to install in limited space locationsw External driver factory mounted inside connection box - 120Vw New construction rough-in plates and jumper cables availablew Available Temperatures (3000K, 3500K and 4000K)w 50,000 Hours Life; 5 Year WarrantyTECHNICAL SPECIFICATIONSw WATTAGES: 8Ww OUTPUT: Default Driver Voltage: 120V AC 60 Hz (Dimmable)w CRI: 90+w AMBIENT TEMPERATURE: -40°F (-40°C) to +104°F (+40°C)RL271 LED2” ROUND LED FIXTURE WITH CHANGEABLE REFLECTORINSTALLATION• Cut hole in ceiling and snap fixture in opening with attached spring clips. Space in ceiling needed for the driver to fit through the ceiling height – 3".555DIMENSIONINPUT VOLT.INPUT FREQ.THDPOWER FACTORINPUT POWERDELIVERED LUMENSLUMEN/WATT12060Hz<20%>0.98 8W(+/-5%)555L6815”2-3/4”1-3/4”2”TYPELUMEN SERIESCCTCRIFINISHACCESSORIESTRIM OPTIONRL271o 600L-DIMTR-120o 1000L-DIMTR-120o 30Ko 35Ko 40K90+SHZ-WHo RL-ACC-SLIM-1-10Fo RL-ACC-SLIM-1-20Fo RL271-RT-W-WHo RL271-RT-MB-BKEXAMPLE: RL271-600L-DIMTR-120-30K-90-WHRL-ACC-SLIM-1-10F10-ft long extensionRL-ACC-SLIM-1-20F20-ft long extension3-1/8”2-3/8”600L1000L4-3/8”2-1/2” 2-1/2”Cut hole in ceiling. Insert luminaire into opening by squeezing spring clips on both sides of luminaire. The width in ceiling needed for the driver to fit is 3”.INSTALLATION12”1.9”2.75”7”1.9”3.54”• IC-Rated and Air-Tight ready and may be in direct contact with insulation.• Can be installed in applications with limited plenum clearance.• May be installed in drywall or suspended ceilings.• Flicker-free 120V forward-phase Triac dimming down to 5%.• Even illumination of luminaire is achieved by utilizing patent-pending opticsalong with edgelit LED technology.• Aluminum die-cast body and trim.LUMENSDIMMINGCCT COLOR QUALITYCRILIFETIME CONSTRUCTIONTRIM OPTIONCOLORS 600, 1000DIMTR (Triac)27K, 30K, 35K, 40K3-Step MacAdam Ellipse90+EMERGENCY 16W high voltage inverter ( remote)L70 at 50,000 HoursAluminum die-cast body and trimRound BaffleWH (White-standard)PHOTOMETRIC TESTSIn Accordance with IES LM79-08, LM80 and TM-30, TM-21Due to the changes of constant improvement in LED technology, all details are subject to change without notice. Consult factory for up to date information. w w w . i u s e e l i t e . c o m2” Round LED Baffle Luminaire 2”RL275TYPELUMENCCTCRIFINISHRL275 o 1000L-DIMTR-120o 600L-DIMTR-120o 27Ko 30Ko 35Ko 40Ko 90+ o W-WH - White (Standard)EXAMPLE: RL275-600L-DIMTR-120-3OK-90-WHRL-ACC-SLIM-1-10F SLIM TRIMACCESSORIESOPTIONSo RL-ACC-SLIM-1-10F - 10ft Long Extensiono RL-ACC-SLIM-1-20F - 20ft Long Extensiono RL-UNV-2/3/4 - Universal Mounting Plate for 2”,3” and 4”o RL-ACC-SLIM-2-ROUGHPLATE - 2” Mounting PlateI S S U EWWW.IUSEELITE.COM • TEL 1-877-375-5555 • FAX 1-8w CRI: 90+w AMBIENT TEMPERATURE: -40°F (-40°C) to +104°F (+40°C)w ADJUSTABLE: 30º tilt and 360º rotationCERTIFICATIONS• ETL listed• ENERGY STARINSTALLATION• Cut hole in ceiling and snap fixture in opening with attached spring clips. Space in ceiling needed for the driver to fit through the ceiling height – 3".2-3/4”1-3/4”2”TYPELUMENCCTCRIFINISHACCESSORIESRL173o 360L-DIMTR-120o 30Ko 35Ko 40K90+WHo RL-ACC-SLIM-1-10Fo RL-ACC-SLIM-1-20FEXAMPLE: RL173-360L-DIMTR-120-30K-90-WHRL-ACC-SLIM-1-10F10-ft long extensionRL-ACC-SLIM-1-20F20-ft long extensionWWW.IUSEELITE.COM • TEL 1-87CERTIFICATIONS• ETL listed• ENERGY STARINSTALLATION• Cut hole in ceiling and snap fixture in opening with attached spring clips. Space in ceiling needed for the driver to fit through the ceiling height – 3".2-3/4”2”TYPELUMENCCTCRIFINISHRL173o 360L-DIMTR-120o 30Ko 35Ko 40K90+WHEXAMPLE: RL173-360L-DIMTR-120-30K-90-WHRL-ACC-SLIM-1-10F10-ft long extensionRL-ACC-SLIM-1-20F20-ft long extensionWWW.IUSEELITE.COM • TEL 1-877-375-5555CERTIFICATIONS• ETL listed• ENERGY STARINSTALLATION• Cut hole in ceiling and snap fixture in opening with attached spring clips. Space in ceiling needed for the driver to fit through the ceiling height – 3".2-3/4”2”TYPELUMENCCTCRIFINISHACRL173o 360L-DIMTR-120o 30Ko 35Ko 40K90+WHo RL-ACC-So RL-ACC-SEXAMPLE: RL173-360L-DIMTR-120-30K-90-WHRL-ACC-SLIM-1-10F10-ft long extensionRL-ACC-SLIM-1-20F20-ft long extension RL-UNV-2/3/4For use with: 2”, 3”, 4”Universal mounting plateRL-ACC-SLIM-2-ROUGHPLATERough-in plate for use with 2” downlights26"6 18 "2 34 "4 12 "13"3 116 "316 "26"13"2 1516 "6 18 "4 12 "3 116 "316 "4 14 "26"13"6 18 "4 916 "3 116 "316 " 26” 13”6-1/8” 4-1/2”2-3/4”3-1/16” 3/16”5-7/8”3-1/2” 7”2-3/4” 4” Opening13-7/8” 3” Opening 2” OpeningDue to the changes of constant improvement in LED technology, all details are subject to change without notice. Consult factory for up to date information. w w w . i u s e e l i t e . c o m2” Round LED Luminaire 2”RL275RL275-600L-DIMTR-120-30K-90-WH TEST NO.: EL011927INPUT WATTS: 8.3 LUMENS: 654 CRI: 90 EFFICACY: 79 CCT: 3000K SPACING CRITERIA: 0.48Candle Power Distribution (Candelas)RC - Ceiling Cavity Reflectance RW - Wall ReflectanceROOM CAVITY RATIOCoefficients of Utilization - Zonal Cavity MethodEffective Floor Cavity Reflectance 0.20Zonal Lumens Summary 0Candela TabulationLumens Per ZoneZoneLumens0-10200.2510-20297.3720-30100.5230-4023.6540-5015.8850-609.7660-704.6170-800.9680-900.01Luminance (Average candela/M2)Anglein DegreesAverage0ºAverage45ºAverage90º45126613801567558079231070654065286697521402888566602494.6352132.4415903.9225115.373532.234518.02559.32653.45750.01850.01900.01RC80%70%50%30%10%0%RW70%50%30% 10%70%50%30% 10%50%30% 10%50%30% 10%50%30% 10%0%011911911911911611611611611111111110610610610210210210011151121101091121101081071061051041031011009998979621101071031011081051021001029997999795969593923107102989510510097949895929593919391908841039793901019692899491889289879088868551009389869892888591878489868488858382696908582958985828884818683818582807979386827992868279858178848078838077768918479769083797682787681787580777574988817774878076738076737975737875737210867874718578747177747177737176737170ZoneLumens%Lamp%Fixt0-20497.6276.1076.100-30598.1391.4091.400-40621.7895.0095.000-60647.4399.0099.000-80653.0099.8099.800-90653.0199.8099.8063712751912255090º 80º 70º 60º 50º 40º 30º 20º 10º Cone of LightBEAM DIA. MEASURED AT 50% OF NADIR F.C.(FT.)Distance to Plane(FC.) Initial Footcandle at Nadir(FT.) BeamVert. Spread(FT.) BeamHoriz. Spread26241141561.91.9669.32.92.98393.93.91024.94.84.91217.35.85.8RL275-1000L-DIMTR-120-30K-90-WH TEST NO.: EL11121929INPUT WATTS: 14.7552 LUMENS: 1158 CRI: 90 EFFICACY: 78 CCT: 3000K SPACING CRITERIA: 0.50Candle Power Distribution (Candelas)RC - Ceiling Cavity Reflectance RW - Wall ReflectanceROOM CAVITY RATIOCoefficients of Utilization - Zonal Cavity MethodEffective Floor Cavity Reflectance 0.20Zonal Lumens Summary 0Candela TabulationLumens Per ZoneZoneLumens0-10320.9010-20506.9920-30214.4930-4048.1140-5031.9050-6020.8060-7010.9570-803.0380-900.01Luminance (Average candela/M2)Anglein DegreesAverage0ºAverage45ºAverage90º451827918512200275513183129621357765831079788286753082275131348579393903874.5353532.41151621.1225269.553563.064537.765522.096510.26752.33850.02900.02RC80%70%50%30%10%0%RW70%50%30% 10%70%50%30% 10%50%30% 10%50%30% 10%50%30% 10%0%011911911911911611611611611111111110610610610210210210011141121101081121101081061061041031021011009998979521101061031001081041019910199979896959694939131061019793104999693979491959290929089874102969288100959188938987918886898785845999287849791878489868388858286848180695888480948783808682798581798481787779285807791848077837976827976817876748898277748881777480767479767378757372986797471857974717874717773717673716910847672698376726975716975716874716867ZoneLumens%Lamp%Fixt0-20827.8971.5071.500-301042.3790.0090.000-401090.4994.2094.200-601143.1998.7098.700-801157.1799.9099.900-901157.1999.9099.9097319462919389190º 80º 70º 60º 50º 40º 30º 20º 10º Cone of LightBEAM DIA. MEASURED AT 50% OF NADIR F.C.(FT.)Distance to Plane(FC.) Initial Footcandle at Nadir(FT.) BeamVert. Spread(FT.) BeamHoriz. Spread29691.1142422.12.161083.23.1860.54.24.11038.75.35.11226.96.36.2
https://media.iuseelite.com/specsheet2/rl271.pdf | lighting | w w w . i u s e e l i t e . c o m2” Round LED Fixture With Changeable Reflector 2”RL271FEATURES2” LED luminaire with field-changeable reflector engineered for new construction, remodel or retrofit to accommodate insulated or dropped ceilings. Remote driver allows easy installation and maintenance. Small aperture and shallow depth are ideal for unlimited applications.NOMINAL LUMENSDELIVERED LUMENSWATTAGE600632 8W 1000101514WBased on 3000K, 90+ CRI. Actual wattage may vary +/- 5%4302”I S S U E 1 5 G 2 1 R e v . 0 . 1WWW.IUSEELITE.COM • TEL 1-877-375-5555 • FAX 1-877-375-3333S H I P P I N G AVA I L A B L E2” ROUND LED FIXTURE WITH CHANGEABLE REFLECTORw 2-3/8” THICK LED FIXTURE WITH HIGHER BRIGHTNESSw FOR NEW CONSTRUCTION – INSULATED AND DROPPED CEILINGSw FEATURES2” fixtures with integral LEDs. Isolated external driver factory installed inside junction box.One driver for every fixture required. PF>0.98.w Cast aluminum trimw Dimmablew ETL approved and Energy Star Certifiedw Type IC Rated – Approved for direct contact with insulationw Air-tight and damp location approvedw Fast and easy to install in limited space locationsw External driver factory mounted inside connection box - 120Vw New construction rough-in plates and jumper cables availablew Available Temperatures (3000K, 3500K and 4000K)w 50,000 Hours Life; 5 Year WarrantyTECHNICAL SPECIFICATIONSw WATTAGES: 8Ww OUTPUT: Default Driver Voltage: 120V AC 60 Hz (Dimmable)w CRI: 90+w AMBIENT TEMPERATURE: -40°F (-40°C) to +104°F (+40°C)RL271 LED2” ROUND LED FIXTURE WITH CHANGEABLE REFLECTORINSTALLATION• Cut hole in ceiling and snap fixture in opening with attached spring clips. Space in ceiling needed for the driver to fit through the ceiling height – 3".555DIMENSIONINPUT VOLT.INPUT FREQ.THDPOWER FACTORINPUT POWERDELIVERED LUMENSLUMEN/WATT12060Hz<20%>0.98 8W(+/-5%)555L6815”2-3/4”1-3/4”2”TYPELUMEN SERIESCCTCRIFINISHACCESSORIESTRIM OPTIONRL271o 600L-DIMTR-120o 1000L-DIMTR-120o 30Ko 35Ko 40K90+SHZ-WHo RL-ACC-SLIM-1-10Fo RL-ACC-SLIM-1-20Fo RL271-RT-W-WHo RL271-RT-MB-BKEXAMPLE: RL271-600L-DIMTR-120-30K-90-WHRL-ACC-SLIM-1-10F10-ft long extensionRL-ACC-SLIM-1-20F20-ft long extension3-1/8”2-3/8”2 I N C H L E D R E T R O F I T M O D U L E2”SHIPPING AVAILABLE2” ROUND LED FIXTURE WITH CHANGEABLE REFLECTORw 2-3/8” THICK LED FIXTURE WITH HIGHER BRIGHTNESSw FOR NEW CONSTRUCTION – INSULATED AND DROPPED CEILINGSw FEATURES2” fixtures with integral LEDs. Isolated external driver factory installed inside junction box.One driver for every fixture required. PF>0.98.w Cast aluminum trimw Dimmablew ETL approved and Energy Star Certifiedw Type IC Rated – Approved for direct contact with insulationw Air-tight and damp location approvedw Fast and easy to install in limited space locationsw External driver factory mounted inside connection box - 120Vw New construction rough-in plates and jumper cables availablew Available Temperatures (3000K, 3500K and 4000K)w 50,000 Hours Life; 5 Year WarrantyTECHNICAL SPECIFICATIONSw WATTAGES: 8Ww OUTPUT: Default Driver Voltage: 120V AC 60 Hz (Dimmable)w CRI: 90+w AMBIENT TEMPERATURE: -40°F (-40°C) to +104°F (+40°C)RL271 LED2” ROUND LED FIXTURE WITH CHANGEABLE REFLECTORINSTALLATION• Cut hole in ceiling and snap fixture in opening555DIMENSIONINPUT VOLT.INPUT FREQ.THDPOWER FACTORINPUT POWERDELIVERED LUMENSLUMEN/WATT12060Hz<20%>0.98 8W(+/-5%)555L6815”2-3/4”1-3/4”2”3-1/8”2-3/8”2 I N C H L E D R E T R O F I T M O4302”I S S U E 1 5 G 2 1 R e v . 0 . 1WWW.IUSEELITE.COM • TEL 1-877-375-5555 • FAX 1-877-375-3333S H I P P I N G AVA I L A B L E2” ROUND LED FIXTURE WITH CHANGEABLE REFLECTORw 2-3/8” THICK LED FIXTURE WITH HIGHER BRIGHTNESSw FOR NEW CONSTRUCTION – INSULATED AND DROPPED CEILINGSw FEATURES2” fixtures with integral LEDs. Isolated external driver factory installed inside junction box.One driver for every fixture required. PF>0.98.w Cast aluminum trimw Dimmablew ETL approved and Energy Star Certifiedw Type IC Rated – Approved for direct contact with insulationw Air-tight and damp location approvedw Fast and easy to install in limited space locationsw External driver factory mounted inside connection box - 120Vw New construction rough-in plates and jumper cables availablew Available Temperatures (3000K, 3500K and 4000K)w 50,000 Hours Life; 5 Year WarrantyTECHNICAL SPECIFICATIONSw WATTAGES: 8Ww OUTPUT: Default Driver Voltage: 120V AC 60 Hz (Dimmable)w CRI: 90+w AMBIENT TEMPERATURE: -40°F (-40°C) to +104°F (+40°C)RL271 LED2” ROUND LED FIXTURE WITH CHANGEABLE REFLECTORINSTALLATION• Cut hole in ceiling and snap fixture in opening with attached spring clips. Space in ceiling needed for the driver to fit through the ceiling height – 3".555DIMENSIONINPUT VOLT.INPUT FREQ.THDPOWER FACTORINPUT POWERDELIVERED LUMENSLUMEN/WATT12060Hz<20%>0.98 8W(+/-5%)555L6815”2-3/4”1-3/4”2”TYPELUMEN SERIESCCTCRIFINISHACCESSORIESTRIM OPTIONRL271o 600L-DIMTR-120o 1000L-DIMTR-120o 30Ko 35Ko 40K90+SHZ-WHo RL-ACC-SLIM-1-10Fo RL-ACC-SLIM-1-20Fo RL271-RT-W-WHo RL271-RT-MB-BKEXAMPLE: RL271-600L-DIMTR-120-30K-90-WHRL-ACC-SLIM-1-10F10-ft long extensionRL-ACC-SLIM-1-20F20-ft long extension3-1/8”2-3/8”2 I N C H L E D R E T R O F I T M O D U L E4302”I S S U E 1 5 G 2 1 R e v . 0 . 1WWW.IUSEELITE.COM • TEL 1-877-375-5555 • FAX 1-877-375-3333S H I P P I N G AVA I L A B L E2” ROUND LED FIXTURE WITH CHANGEABLE REFLECTORw 2-3/8” THICK LED FIXTURE WITH HIGHER BRIGHTNESSw FOR NEW CONSTRUCTION – INSULATED AND DROPPED CEILINGSw FEATURES2” fixtures with integral LEDs. Isolated external driver factory installed inside junction box.One driver for every fixture required. PF>0.98.w Cast aluminum trimw Dimmablew ETL approved and Energy Star Certifiedw Type IC Rated – Approved for direct contact with insulationw Air-tight and damp location approvedw Fast and easy to install in limited space locationsw External driver factory mounted inside connection box - 120Vw New construction rough-in plates and jumper cables availablew Available Temperatures (3000K, 3500K and 4000K)w 50,000 Hours Life; 5 Year WarrantyTECHNICAL SPECIFICATIONSw WATTAGES: 8Ww OUTPUT: Default Driver Voltage: 120V AC 60 Hz (Dimmable)w CRI: 90+w AMBIENT TEMPERATURE: -40°F (-40°C) to +104°F (+40°C)RL271 LED2” ROUND LED FIXTURE WITH CHANGEABLE REFLECTORINSTALLATION• Cut hole in ceiling and snap fixture in opening with attached spring clips. Space in ceiling needed for the driver to fit through the ceiling height – 3".555DIMENSIONINPUT VOLT.INPUT FREQ.THDPOWER FACTORINPUT POWERDELIVERED LUMENSLUMEN/WATT12060Hz<20%>0.98 8W(+/-5%)555L6815”2-3/4”1-3/4”2”TYPELUMEN SERIESCCTCRIFINISHACCESSORIESTRIM OPTIONRL271o 600L-DIMTR-120o 1000L-DIMTR-120o 30Ko 35Ko 40K90+SHZ-WHo RL-ACC-SLIM-1-10Fo RL-ACC-SLIM-1-20Fo RL271-RT-W-WHo RL271-RT-MB-BKEXAMPLE: RL271-600L-DIMTR-120-30K-90-WHRL-ACC-SLIM-1-10F10-ft long extensionRL-ACC-SLIM-1-20F20-ft long extension3-1/8”2-3/8”2 I N C H L E D R E T R O F I T M O D U L EI S S U E 1 5 G 2 1 R e v . 0 . 1WWW.IUSEELITE.COM • TEL 1-877-375-5555 • FAX 1-877-375-3333S H I P P I N G AVA I L A B L E2” ROUND LED FIXTURE WITH CHANGEABLE REFLECTORw 2-3/8” THICK LED FIXTURE WITH HIGHER BRIGHTNESSw FOR NEW CONSTRUCTION – INSULATED AND DROPPED CEILINGSw FEATURES2” fixtures with integral LEDs. Isolated external driver factory installed inside junction box.One driver for every fixture required. PF>0.98.w Cast aluminum trimw Dimmablew ETL approved and Energy Star Certifiedw Type IC Rated – Approved for direct contact with insulationw Air-tight and damp location approvedw Fast and easy to install in limited space locationsw External driver factory mounted inside connection box - 120Vw New construction rough-in plates and jumper cables availablew Available Temperatures (3000K, 3500K and 4000K)w 50,000 Hours Life; 5 Year WarrantyTECHNICAL SPECIFICATIONSw WATTAGES: 8Ww OUTPUT: Default Driver Voltage: 120V AC 60 Hz (Dimmable)w CRI: 90+w AMBIENT TEMPERATURE: -40°F (-40°C) to +104°F (+40°C)RL271 LED2” ROUND LED FIXTURE WITH CHANGEABLE REFLECTORINSTALLATION• Cut hole in ceiling and snap fixture in opening with attached spring clips. Space in ceiling needed for the driver to fit through the ceiling height – 3".555DIMENSIONINPUT VOLT.INPUT FREQ.THDPOWER FACTORINPUT POWERDELIVERED LUMENSLUMEN/WATT12060Hz<20%>0.98 8W(+/-5%)555L6815”2-3/4”1-3/4”2”TYPELUMEN SERIESCCTCRIFINISHACCESSORIESTRIM OPTIONRL271o 600L-DIMTR-120o 1000L-DIMTR-120o 30Ko 35Ko 40K90+SHZ-WHo RL-ACC-SLIM-1-10Fo RL-ACC-SLIM-1-20Fo RL271-RT-W-WHo RL271-RT-MB-BKEXAMPLE: RL271-600L-DIMTR-120-30K-90-WHRL-ACC-SLIM-1-10F10-ft long extensionRL-ACC-SLIM-1-20F20-ft long extension3-1/8”2-3/8”600L1000L4-3/8”ACE LEDProject Name:Note:Type:Catalog Number:LED Fixturee Mount Dimmable FixtureSPECIFICATIONS:APERTURE5.5”7”9”11”LUMENS600 lumens900 lumens1200 lumens1500 lumensFIELD SELECTABLE CCT SLIM SURFACE MOUNT DOWNLIGHTAND PERFORMANCEnt has been engineered to install oxes. Up to 1500 usable lumens are work surface. Easy to Install, applicable toll i12”9”7-7/8”5-3/8”2-1/2” 2-1/2”Cut hole in ceiling. Insert luminaire into opening by squeezing spring clips on both sides of luminaire. The width in ceiling needed for the driver to fit is 3”.INSTALLATION12”1.9”1.9”• IC-Rated and Air-Tight ready and may be in direct contact with insulation.• Can be installed in applications with limited plenum clearance.• May be installed in drywall or suspended ceilings.• Flicker-free 120V forward-phase Triac dimming down to 5%.• Even illumination of luminaire is achieved by utilizing patent-pending opticsalong with edgelit LED technology.• Aluminum die-cast body and trim.LUMENSCCT COLOR QUALITYCRIEMERGENCYLIFETIME CONSTRUCTIONTRIM OPTIONTRIM COLORS 600, 1000DIMMING DIMTR (Triac)27K, 30K, 35K, 40K3-Step MacAdam Ellipse90+16W high voltage inverter ( remote)L70 at 50,000 HoursAluminum die-cast body and trimRound ReflectorWH ( White-standard) BZ (Bronze), BK (Black), CP (Copper), SN (Satin Nickel) PHOTOMETRIC TESTSIn Accordance with IES LM79-08, LM80 and TM-30, TM-21Due to the changes of constant improvement in LED technology, all details are subject to change without notice. Consult factory for up to date information. 06072021 TRIM COLORSWH ( White-standard) BZ (Bronze), BK (Black), CP (Copper), SN (Satin Nickel) 2.75”7”3.54”1.5”2.25”2.25”3.75”1.5”Due to the changes of constant improvement in LED technology, all details are subject to change without notice. Consult factory for up to date information. w w w . i u s e e l i t e . c o m2” Round LED Fixture With Changeable Reflector 2”RL271TYPELUMENCCTCRIFINISHRL271 o 1000L-DIMTR-120o 600L-DIMTR-120o 27Ko 30Ko 35Ko 40Ko 90+ o SHZ-WHSatin Haze/White(Standard)INSERTSo RL271-RT-BZ-BZ-Bronzeo RL271-RT-CP-CP-Coppero RL271-RT-MB-BK-Blacko RL271-RT-SN-SN-Satin Nickel o RL271-RT-MB-WH-Black/Whiteo RL271-RT-W-WH-White/WhiteRL271-RT-W-WHWhite-WhiteRL271-RT-MB-WHBlack-WhiteRL271-RT-MB-BKBlack-BlackRL271-RT-CP-CPCopper-CopperRL271-RT-SN-SNSatin Nickel-Satin NickelRL271-RT-BZ-BZBronze-BronzeEXAMPLE: RL271-600L-DIMTR-120-3OK-90-WHRL271-RT-BZ-BZRL-ACC-SLIM-1-10F SLIM TRIMTRIM RINGSACCESSORIESTRIM RINGOPTIONSo RL-ACC-SLIM-1-10F - 10ft Long Extensiono RL-ACC-SLIM-1-20F - 20ft Long Extensiono RL-UNV-2/3/4 - Universal Mounting Plate for 2”,3” and 4”(only for 600L)o RL-ACC-SLIM-2-ROUGHPLATE - 2” Mounting PlateWWW.IUSEELITE.COM • TEL 1-877-375-5w CRI: 90+w AMBIENT TEMPERATURE: -40°F (-40°C) to +104°F (+40°C)w ADJUSTABLE: 30º tilt and 360º rotationCERTIFICATIONS• ETL listed• ENERGY STARINSTALLATION• Cut hole in ceiling and snap fixture in opening with attached spring clips. Space in ceiling needed for the driver to fit through the ceiling height – 3".2-3/4”1-3/4”2”TYPELUMENCCTCRIFINISHRL173o 360L-DIMTR-120o 30Ko 35Ko 40K90+WHo RL-Ao RL-AEXAMPLE: RL173-360L-DIMTR-120-30K-90-WHRL-ACC-SLIM-1-10F10-ft long extensionRL-ACC-SLIM-1-20F20-ft long extensionWWW.IUSEELITE.COMCERTIFICATIONS• ETL listed• ENERGY STARINSTALLATION• Cut hole in ceiling and snap fixture in opening with attached spring clips. Space in ceiling needed for the driver to fit through the ceiling height – 3".2-3/4”2”TYPELUMENCCTCRIRL173o 360L-DIMTR-120o 30Ko 35Ko 40K90+EXAMPLE: RL173-360L-DIMTR-120-30K-90-WHRL-ACC-SLIM-1-10F10-ft long extensionRL-ACC-SLIM-1-2020-ft long extensionWWW.IUSEELITE.COM • TEL 1-877CERTIFICATIONS• ETL listed• ENERGY STARINSTALLATION• Cut hole in ceiling and snap fixture in opening with attached spring clips. Space in ceiling needed for the driver to fit through the ceiling height – 3".2-3/4”2”TYPELUMENCCTCRIFINISHRL173o 360L-DIMTR-120o 30Ko 35Ko 40K90+WHEXAMPLE: RL173-360L-DIMTR-120-30K-90-WHRL-ACC-SLIM-1-10F10-ft long extensionRL-ACC-SLIM-1-20F20-ft long extension RL-UNV-2/3/4For use with: 2”, 3”, 4”Universal mounting plateRL-ACC-SLIM-2-ROUGHPLATERough-in plate for use with 2” downlights26"6 18 "2 34 "4 12 "13"3 116 "316 "26"13"2 1516 "6 18 "4 12 "3 116 "316 "4 14 "26"13"6 18 "4 916 "3 116 "316 " 26” 13”6-1/8” 4-1/2”2-3/4”3-1/16” 3/16”5-7/8”3-1/2” 7”2-3/4” 4” Opening13-7/8” 3” Opening 2” OpeningDue to the changes of constant improvement in LED technology, all details are subject to change without notice. Consult factory for up to date information. w w w . i u s e e l i t e . c o m2” Round LED Fixture With Changeable Reflector 2”RL271RL271-600L-DIMTR-120-30K-90-SHZ-WHTEST NO.: EL08051928INPUT WATTS: 8.1493LUMENS: 632CRI: 90EFFICACY: 78CCT: 3000K SPACING CRITERIA: 0.46Candle Power Distribution (Candelas)RC - Ceiling Cavity Reflectance RW - Wall ReflectanceROOM CAVITY RATIOCoefficients of Utilization - Zonal Cavity MethodEffective Floor Cavity Reflectance 0.20Zonal Lumens Summary0Candela TabulationLumens Per ZoneZoneLumens0-10206.5210-20300.4820-30101.1730-4015.6540-504.1150-601.4060-700.9570-800.6380-900.02Luminance (Average candela/M2)Anglein DegreesAverage0ºAverage45ºAverage90º452328425512131465101112751214158511102521.0752216.7115902.7625132.033516.46453.56551.51650.89750.65850.01900.01RC80%70%50%30%10%0%RW70%50%30% 10%70%50%30% 10%50%30% 10%50%30% 10%50%30% 10%0%0119119119119116116116116111111111106106106102102102100111511311110911311110910710710510410310210110099989621111081051021091061031011031019910098979796959331081039996106102989699969497959395939190410499959210398949196939094918992908887510195918810094918893898791888690878584698928885979187849086848986838785838279589858294888482878481868381858280798938682799286827985817984817883807877990847977898379778279768278768178767510888177748781777480777479767479767473ZoneLumens%Lamp%Fixt0-20507.0080.3080.300-30608.1796.3096.300-40623.8298.8098.800-60629.3399.6099.600-80630.9299.9099.900-90630.9399.9099.9063612731909254590º 80º 70º 60º 50º 40º 30º 20º 10º Cone of LightBEAM DIA. MEASURED AT 50% OF NADIR F.C.(FT.)Distance to Plane(FC.) Initial Footcandle at Nadir(FT.) BeamVert. Spread(FT.) BeamHoriz. Spread23701.21.2492.52.32.3641.13.53.5823.14.64.71014.85.85.91210.377RL271-1000L-DIMTR-120-30K-90-SHZ-WHTEST NO.: EL10061928INPUT WATTS: 14.3777LUMENS: 1015CRI: 90EFFICACY: 71CCT: 3000K SPACING CRITERIA: 0.48Candle Power Distribution (Candelas)RC - Ceiling Cavity Reflectance RW - Wall ReflectanceROOM CAVITY RATIOCoefficients of Utilization - Zonal Cavity MethodEffective Floor Cavity Reflectance 0.20Zonal Lumens Summary0Candela TabulationLumens Per ZoneZoneLumens0-10329.2210-20487.8520-30162.2930-4023.2940-506.4850-602.4260-701.6370-801.0880-900.02Luminance (Average candela/M2)Anglein DegreesAverage0ºAverage45ºAverage90º452672336442075517611862181465151517011725751852219522098539393903902.5853552.40151334.9825134.963524.67455.52552.95651.87751.40850.01900.01RC80%70%50%30%10%0%RW70%50%30% 10%70%50%30% 10%50%30% 10%50%30% 10%50%30% 10%0%0119119119119116116116116111111111106106106102102102100111511311110911311110910710710510410310210110099989621111081051021091061031011031019910098979796959331081039996106102989699969497959395939190410499959210398949196939094918992908887510195918810094918893898791888690878584698928885979187849086848986838785838279589858294888482878481868381858280798938682799286827985817984817883807877990847977898379778279768278768178767510888177748781777480777479767479767473ZoneLumens%Lamp%Fixt0-20817.0880.5080.500-30979.3796.5096.500-401002.6698.8098.800-601011.5699.6099.600-801014.2799.9099.900-901014.2999.9099.9097819552933391090º 80º 70º 60º 50º 40º 30º 20º 10º Cone of LightBEAM DIA. MEASURED AT 50% OF NADIR F.C.(FT.)Distance to Plane(FC.) Initial Footcandle at Nadir(FT.) BeamVert. Spread(FT.) BeamHoriz. Spread29361142342.12.161043.13.1858.54.24.21037.45.25.212266.26.3
https://www.signify.com/api/assets/v1/file/PhilipsLighting/content/70f5a1deaea74fcb8264ab7900e14cc1/Form_10_Square_EH14-EH19_LED_G3_0220.pdf | lighting | Form_10_EH_LED 02/20 page 1 of 3Ordering guide example: EH14L-32L-450-NW-G3-AR1-2-120-DD-BKPrefix –Number of LEDs –Drive Current –LED Color - Generation –Mounting –Distr. –Voltage –Controls –Electrical –LuminaireHIS –Finish –EH14L 14" Square Extruded Luminaire LED32L 32 LEDs450 450mA900 900mA NW-G3 Neutral White 4000K, 70CRI Generation 3WW-G3 Warm White 3000K, 70CRI Generation 3CW-G3 Cool White 5700K, 70CRI Generation 3Arm mountsAR1 for 3"-4.5" round pole 1AR2 for 4.5"+ round pole 1AR3 for square pole 1Wall mountWM1 with arm 1WM2 without arm 1Mast Arm FitterMA Mounts to a 2-3/8" O.D. mast arm 12 Type 23 Type 34 Type 45 Type 5120 120V208 208V240 240V277 277V347 347V 480 480VUNV 120-277V 50hz/60hzHVU 347-480V 50hz/60hzDD 0-10V Dimming DriverPhotoelectric/Receptacle Systems (Twist Lock Receptacle)TLRD5 Twist Lock Receptacle 5 Pin 4TLRPC Twist Lock Receptacle with Photocell 3, 4FusingF1 Single (120, 277, 347VAC) 3F2 Double (208, 240, 480VAC) 3F3 Canadian Double Pull (208, 240, 480VAC) 3Pole Mount FusingFP1 Single (120, 277, 347VAC) 3FP2 Double (208, 240, 480VAC) 3FP3 Canadian Double Pull (208, 240, 480VAC) 3Surge ProtectionSP1 Standard 10KVA SP2 Increased 20KVAHIS Internal House Side Shield 5BRA Bronze AnodizedBLA Black AnodizedNA Natural AnodizedBK Black paintBZ Bronze paintWH White paintMGY Medium Gray paintRAL Specify optional color (ex: RAL7024)CC Custom color (Must supply color chip for required factory quote)48L 48 LEDs700 700mA EH19L 19" Square Extruded Luminaire LED48L 48 LEDs900 900mA 96L 96 LEDs560 560mA650 650mARetrofit kit ordering guidePrefix –Number of LEDs –Drive Current –LED Color - Generation –Distr.2 –Voltage –Controls –Electrical EH/H14L-RK 14" Square Retrofit Kit32L 32 LEDs450 450mA900 900mA NW-G3 Neutral White 4000K, 70CRI Generation 3WW-G3 Warm White 3000K, 70CRI Generation 3CW-G3 Cool White 5700K, 70CRI Generation 32 Type 23 Type 34 Type 45 Type 5120 120V208 208V240 240V277 277V347 347V 480 480VUNV 120-277V 50hz/60hzHVU 347-480V 50hz/60hzDD 0-10V Dimming DriverSurge ProtectionSP1 Standard 10KVASP2 Increased 20KVAEH/H19L-RK 19" Square Retrofit Kit48L 48 LEDs 900 900mA96L 96 LEDs560 560mA 1. Ordered and shipped with the luminaire. 2. Types 2,3, and 4 optics are field rotatable. 3. Must specify input voltage.4. Works with 3-pin or 5-pin NEMA photocell/dimming device.5. Not available in Type 5.Mast Arm FitterMA Mounts to a 2-3/8" O.D. mast arm 1Project: Location: Cat.No: Type: Lamps: Qty: Notes: Gardco Form 10 LED square arm mount luminaires are cutoff area luminaires featuring LED arrays. These products provide performance excellence and feature advanced Gardco LED thermal management technology. High performance Class 1 LED systems offer the potential for energy savings up to 50 % when compared to HID systems. The EH units are manufactured from mitered extruded aluminum and finished in an Architectural Class 1 anodizing. Form 10 LED square luminaires provide full cutoff performance and feature a flat glass lens.Form 10 LEDSite & AreaSquare arm mountForm_10_EH_LED 02/20 page 2 of 3DCWidthBSizeWidthBCDEH1414" / 35.56 cm7" / 17.78 cm6" / 15.24 cm5" / 12.70 cmEH1919" / 48.26 cm10" / 5.40 cm9" / 22.86 cm5" / 12.70 cmSizeEffective Projected Area (EPA)Approx. WeightSingleTwin3/4Single14"1.1 ft2 /.10 m22.3 ft2 /.21 m22.9 ft2 /.27 m230 lbs / 13.61 kg55 lbs / 24.95 kg19"2.1 ft2 /.20 m24.0 ft2 /.37 m25.5 ft2 /.51 m2Dimensions and EPAAccessories (order separately)Pole top fitters (one per pole):PTF2-(F)Pole top fitter fits 2 3⁄8-2 1⁄2" OD x 4" depth tenon with 1, 2, 3 or 4 luminaires at 90°. Requires AR1.(F) Specify finishPTF3-(F)Pole top fitter fits 3-3 1⁄2" OD x 6" depth tenon with 1, 2, 3 or 4 luminaires at 90°. Requires AR2.PTF4-(F)Pole top fitter fits 3 1⁄2-4" OD x 6" depth tenon with 1, 2, 3 or 4 luminaires at 90°. Requires AR2.LED Wattage and Lumen Values Form 10 EH14L Order CodeLED QtySystem Current (mA)Color Temp (K)Ave System Watts (W)Type 2Type 3Type 4Type 5Lumen OutputBUG RatingEfficacy (lm/W)Lumen OutputBUG RatingEfficacy (lm/W)Lumen Output BUG RatingEfficacy (lm/W)Lumen Output BUG RatingEfficacy (lm/W)EH14L-32L-450-NW-G3-x 324504000445887B1-U0-G11335642B1-U0-G11275827B1-U0-G11315758B3-U0-G1130EH14L-32L-900-NW-G3-x 3290040009010450B2-U0-G211610015B2-U0-G211210344B2-U0-G211510221B4-U0-G2114EH14L-48L-700-NW-G3-x48700400010312822B2-U0-G212412288B2-U0-G211912692B2-U0-G212312541B4-U0-G2122EH14L & EH19L Form Ten LED luminairesSite & Area – Square Arm MountLED Wattage and Lumen Values Form 10 EH14L with Internal House Side Shield Order CodeLED QtySystem Current (mA)Color Temp (K)Ave System Watts (W)Type 2-HISType 3-HISType 4-HISLumen OutputBUG RatingEfficacy (lm/W)Lumen OutputBUG RatingEfficacy (lm/W)Lumen Output BUG RatingEfficacy (lm/W)EH14L-32L-450-NW-G3-x-HIS324504000444910B1-U0-G11114627B1-U0-G11044444B1-U0-G1100EH14L-32L-900-NW-G3-x-HIS329004000908717B1-U0-G2978214B1-U0-G2927889B1-U0-G288EH14L-48L-700-NW-G3-x-HIS48700400010310695B1-U0-G210410078B1-U0-G2989679B1-U0-G294LED Wattage and Lumen Values Form 10 EH19LOrder CodeLED QtySystem Current (mA)Color Temp (K)Ave System Watts (W)Type 2Type 3Type 4Type 5Lumen OutputBUG RatingEfficacy (lm/W)Lumen OutputBUG RatingEfficacy (lm/W)Lumen Output BUG RatingEfficacy (lm/W)Lumen Output BUG RatingEfficacy (lm/W)EH19L-48L-900-NW-G3-x48900400013516054B3-U0-G211915501B2-U0-G211515689B2-U0-G211615981B4-U0-G2118EH19L-96L-560-NW-G3-x96560400016021587B3-U0-G213520843B3-U0-G313021096B3-U0-G313221489B5-U0-G3134EH19L-96L-650-NW-G3-x96650400018624474B3-U0-G313123631B3-U0-G312723918B3-U0-G312824363B5-U0-G3131Form_10_EH_LED 02/20 page 3 of 3SpecificationsGeneral DescriptionThe Gardco Form 10 LED square arm mounted products are cutoff luminaires featuring LED arrays. Form 10 LED square luminaires provide performance excellence and advanced Gardco LED thermal management technology. High performance Class 1 LED systems offer the potential for energy savings up to 50 % when compared to HID systems. The EH units are manufactured from mitered extruded aluminum and finished in an Architectural Class 1 anodizing. Form 10 LED square luminaires provide full cutoff performance and feature a flat glass lens.HousingExtruded housings (EH style) are composed of precisely mitered anodized aluminum extrusions. Pressure injected silicone provides a continuous weather tight seal at all miters and points of material transition.ArmExtruded aluminum arm is secured to prewired fixture by contractor. Assembly is suitable for mounting to pole without requiring access to luminaire.LensMitered, extruded anodized aluminum door frame retains the optically clear, heat and impact resistant tempered flat glass in a sealed manner using hollow section, high compliance, memory retentive extruded silicone rubber. Concealed stainless steel latch and hinge permit easy toolless access to the luminaire.Thermal ManagementForm 10 LED square luminaires utilize extruded aluminum integral thermal radiation fins to provide the excellent thermal management so critical to long LED system life. LED Optical SystemLED arrays are set to achieve IES Type II, Type III, Type IV and Type V distributions. Individual LED arrays are replaceable. Optical systems are field rotatable. Luminaires feature high performance Class 1 LED systems.ElectricalLuminaires include a complete prewired LED driver assembly, provided as part of the optical assembly. Luminaires include an LED driver that accepts 120V through 277V, or 347V through 480V, 50hz to 60hz, input. Driver output is based on the LED wattage selected. Component-to-component wiring within the luminaire will carry no more than 80% of rated current and is listed by UL for use at 600 VAC at 302°F / 150°C or higher. Plug disconnects are listed by UL for use at 600 VAC, 15A or higher. Power factor is not less than 90%. Luminaires consume 0.0 watts in the off state. Surge protector 10KA standard per ANSI/IEEE C62.41.2 or 20KA optional.FinishExtruded housings (EH style) are standard with natural, bronze, or black Aluminum Association Architectural Class I anodized finish. Special color polyester finishes are available in EH housings. LabelsUL/cUL listed to the UL 1598 standard, suitable for Wet Locations. Suitable for use in ambients from -40° to 40°C (-40° to 104°F). The quality systems of this facility have been registered by UL to the ISO 9001 series standards. Most Form 10 configurations are DesignLights Consortium® qualified. Consult DLC Qualified Products list for more details.Limited Warranty5 year limited warranty. See signify.com/luminaires for complete details and exclusions. Predicted Lumen Depreciation DataAmbient Temperature °CSystem CurrentLED CurrentCalculated L70hrs 1,2L70 per TM21 2,3Lumen Maintenance @ 60,000hrs25 °C900 mA 900 mA >100,000>60,00098%1. Predicted performance derived from LED manufacturer's data and engineering design estimates, based on IESNA LM-80 methodology. Actual experience may vary due to field application conditions.2. L70 is the predicted time when LED performance depreciates to 70% of initial lumen output.3. Calculated per IESNA TM 21-11. Published L70 hours limited to 6 times actual LED test hours.EH14L & EH19L Form Ten LED luminairesSite & Area – Square Arm Mount© 2019 Signify Holding. All rights reserved. This document contains information relating to the product portfolio of Signify which information may be subject to change. No representation or warranty as to the accuracy or completeness of the information included herein is given and any liability for any action in reliance thereon is disclaimed. All trademarks are owned by Signify Holding or their respective owners.Form_10_EH_LED 02/20 page 3 of 3 Signify North America Corporation 200 Franklin Square Drive, Somerset, NJ 08873 Telephone 855-486-2216 Signify Canada Ltd. 281 Hillmount Road, Markham, ON, Canada L6C 2S3 Telephone 800-668-9008 www.gardcolighting.comThe information presented in this document is not intended as any commercial offer and does not form part of any quotation or contract.LED Wattage and Lumen Values Form 10 EH19L with Internal House Side ShieldOrder CodeLED QtySystem Current (mA)Color Temp (K)Ave System Watts (W)Type 2-HISType 3-HISType 4-HISLumen OutputBUG RatingEfficacy (lm/W)Lumen OutputBUG RatingEfficacy (lm/W)Lumen Output BUG RatingEfficacy (lm/W)EH19L-48L-900-NW-G3-x-HIS48900400013512772B1-U0-G28912041B1-U0-G28411590B1-U0-G280EH19L-96L-560-NW-G3-x-HIS96560400016017174B2-U0-G210016190B1-U0-G39515584B1-U0-G291EH19L-96L-650-NW-G3-x-HIS96650400018619471B2-U0-G29818356B2-U0-G39217668B1-U0-G389Values from photometric tests performed in accordance with IESNA LM-79 and are representative of the configurations shown. Actual performance may vary due to installation and environmental variables, LED and driver tolerances, and field measurement considerations. It is highly recommended to confirm performance with a photometric layout. NOTE: Some data may be scaled based on tests of similar (but not identical) luminaires. Contact factory for configurations not shown.
https://media.iuseelite.com/specsheet2/rl485-cct.pdf | lighting | w w w . i u s e e l i t e . c o mNOMINAL LUMENSDELIVERED LUMENSWATTAGE75086411W 4” LED Retrofit Square Trim Downlight CCT Select 4”RL485Based on 4000K, 90+ CRI. Actual wattage may vary +/- 5%REFLECTOR COLORSFLANGE COLORSLUMENSDIMMINGCCT COLOR QUALITYCRILIFETIME TRIM W (White), BK ( Black)WH (White), BK ( Black)750DIMTR (Triac)27K/30K/35K/40K/50K3 Step MacAdam Ellipses90+L70 at 50,000 HoursAluminum die-cast body and trimFEATURESThe Elite RL485 has been engineered for New Construction, Remodel and Retrofit applications for 4-inch downlights. An easy 5-Color SeleCCTor switch allows the contractor to easily switchbetween five different color temperatures in the field. The RL485 is compatible with most 4” recessed housing for quick, easy installation fit for healthcare, hospitality, office, residential, and retail applications. EASY 5-COLOR SELECCTOR SWITCHEasy 5-Color SeleCCTor switch can be adjusted to a choice of 5 different Kelvin color temperatures in the field. Options include 27K/30K/35K/40K/50K. The SeleCCTor switch is located on the junction box for easy adjustment before and after installation. The SeleCCTor switch is easily accessible by lowering the luminaire from the opening. Due to the changes of constant improvement in LED technology, all details are subject to change without notice. Consult factory for up to date information. w w w . i u s e e l i t e . c o mNOMINAL LUMENSDELIVERED LUMENSWATTAGE65086110W 4” LED Retrofit Die-Cast Aluminum Lensed Baffle 4”RL431Based on 4000K, 90+ CRI. Actual wattage may vary +/- 5%Due to the changes of constant improvement in LED technology, all details are subject to change without notice. Consult factory for up to date information. BeforeAfterExample: RL427-650L-DIMTR-120-30K-90-CL-WHTYPE650L SERIESCCTCRIFINISHOPTIONRL427(Reflector)o 650L-DIMTR-120o 27Ko 30Ko 35Ko 40Ko 50K (85 CRI only)o 90+o 85+o CL-WHo GU24SAGU24 SOCKET ADAPTERINSTALLATION• Socket adapter removes from module, allowing installation to be quick and easy. Simplyscrew in the adapter and plug in the module.Turning off the entire module is not required.• Utilizes industry standard friction blades, installs in most 4” incandescent down lights.Insert friction blades into can and press trim to ceiling.*RECOMMENDED DIMMERS FOR ELITE RL427 LED SYSTEMLUTRON DIMMERS (DIMTR)Diva DVCL-153PSkylark CTCL-153PNova N-600NovaT NT-600Skylark S-600Ariadni AY-600PNova NTLV-600Nova NLV-600Maestro MRF2-6NDNovaT NTELV-600Diva DVELV-300PSkylark SELV-300PNova NELV-450 4.9” 3.4” 1.24”any lamp type on yourexisting fixture.Ordering Guide for Compatible HousingIC - New Construction Non-IC New ConstructionIC - For RemodelNon-IC For RemodelLD4IC-ATLD4-ATLD4RIC-ATLD4R-ATHLD4IC-ATHLD4-ATHLD4R-ATB4IC-ATB4-ATB4R-ATRL427-650L-DIMTR-120-30K-90-CL-WHTEST NO.: EL111742INPUT WATTS: 10.4 LUMENS: 767 CRI: 85+EFFICACY: 74CCT: 3000KSPACING CRITERIA: 1.32Candle Power Distribution (Candelas)RC - Ceiling Cavity Reflectance RW - Wall ReflectanceROOM CAVITY RATIOCoefficients of Utilization - Zonal Cavity MethodEffective Floor Cavity Reflectance 0.20Zonal Lumens Summary0Candela TabulationLumens Per ZoneZoneLumens0-1035.3410-20103.3320-30160.1530-40187.1040-50159.5550-6089.1660-7028.5670-804.1380-900.10Luminance (Average candela/M2)Anglein DegreesAverage0ºAverage45ºAverage90º451629315475161045510054824182616545823288237275119787958500500372.455370.2115365.7225343.7135291.9245210.3555105.296535.36750.56850.00900.00RC80%70%50%30%10%0%RW70%50%30% 10%70%50%30% 10%50%30% 10%50%30% 10%50%30% 10%0%0137137137137134134134134128128128122122122117117117115112812412111712512211811611711411211311110910910710510321191121061011171101041001061019710399959996939131111019387108999287969085938884908683804103918377100908276878075857974827773715958374689382736779726777716675706563689756760877466607365597164596963595678369605481686054675953655853645753518776355497663544961544860534859524846972595044715850445749445549445448444210685446406754464053454052454051444038ZoneLumens%Lamp%Fixt0-20138.6720.8018.100-30298.8244.7038.900-40485.9272.8063.300-60734.63110.0095.700-80767.32114.90100.000-90767.42114.90100.009318627937390º 80º 70º 60º 50º 40º 30º 20º 10º Cone of LightBEAM DIA. MEASURED AT 50% OF NADIR F.C.Distance to PlaneInitial Footcandle at NadirBeamdiameter4.023.3 fc8.8 ft8.05.82 fc17.5 ft12.02.59 fc26.3 ft16.01.45 fc35.1 ft20.00.93 fc43.9 ft24.00.65 fc52.6 ftRL427REFLECTOR COLORSFLANGE COLORSLUMENSDIMMINGCCT COLOR QUALITYCRILIFETIMETRIMW (White)WH (White)650DIMTR (Triac)27K, 30K, 35K, 40K, 50K3 Step MacAdam Ellipses90+50,000 HoursAluminum die-cast body and trimFEATURESThe RL431 is the newest, most efficient, and advanced LED retrofitmodules from ELITE Lighting. It’s unique design delivers color quality above a 90 CRI rating. The color matching has never been so close, with a binning as low as 3 MacAdams ellipses. The RL431 LED retrofit meet all new mandatory California Title 24 requirements.The Elite RL431` LED Module has been engineered for newconstructions to meet Title-24’s ‘No Edison Socket” mandate. The Elite LED Module system works in our dedicated (LD4IC-AT, LD4-AT, LD4R-AT) housings and our existing 4” incandescent housings (or standard B4IC-AT, B4-AT and B4R-AT) but is also suitable for use in most 4”recessed downlight housings in the market.Elite LED Retrofits come standard with quickconnectors ready for installation in Elite Lighting’s LD series recessed housing that are Energy Star and Title 24 rated (LD4IC-AT, LD5IC, LD6IC-AT). INSTALLATIONOPTICS AND REFLECTORThe Elite-Engineered LED Module system is much more than just a simple LED retrofit. The Elite LED system is a highly engineered work of design and optical science which produces over 900 lumens. Our meticulously crafted optics gather the light scattered by the LED chip and shape it into a functional beam with uniform light distribution. The baffle also offers the benefits of a smooth integrated light with glare reduction at a 55 degree cut-off, which minimizes brightness.consuming less n just a simple LED design and optical crafted optics a functional beam efits of a smooth which minimizes re engineered for management, any m the LED chip, ve shown the Elite 000 hours of nput, produces .00 and is thermal , to our driver, to ered for quality. All ed and tested to meets the California hips produce zero by using an age dimmers when more information.w INTERCHANGEABLEThe Elite RL485 LED system works in our dedicated (LD4IC-AT ,LD4RIC-AT) housings and our existing 4” incandescent housings (B4IC-AT, B4RIC-AT) but is also suitable for use in most 4” recessed downlight housings.w ADAPTABLEAll Elite RL485 luminaries are shipped standard with our custom engineered Edison adapter. This adapter assembly allows the luminaries to install directly into existing Elite 4” downlight housings and most other 4” downlight housings. GU24 style socket base adapters also available upon request. w OUR WORDThe Elite LED lighting system carries a five-year carefree warranty for parts and components. (Labor not included)4”1I S S U E 1 5 G 2 1 R e v . 0 . 1WWW.IUSEELITE.COM • TEL 1-877-375-5555 • FAX 1-877-375-3333I S S U E 1 6 H 0 9 R e v . 0 . 1INSTALLATIONEz connector to use with special high efficacy housing or Edison base adapter for retrofitting into existing 4” incandescent housings.4 I N C H L E D R E T R O F I T M O D U L EDIMENSIONUT POWERLUMENSW(+/-5%)750INSTALLATIONElite LED Retroﬁts come standard with quick connectors ready for installation in Elite Lighting’s LD series recessed housing that are Energy Star and Title 24 rated (LD4IC-AT, LD5IC, LD6IC-AT). You MUST seal all gaps between the ceiling and ﬁxture with weatherproof silicone sealant. This deters moisture and water from damaging ﬁxtures and other mechanical ceiling elements.Due to the changes of constant improvement in LED technology, all details are subject to change without notice. Consult factory for up to date information08132021. Due to the changes of constant improvement in LED technology, all details are subject to change without notice. Consult factory for up to date information. w w w . i u s e e l i t e . c o m4” LED Retrofit Square Trim Downlight CCT Select 4”RL485OPTIONSo GU24SA - SOCKET FOR LED RETROFIT TO GU24ACCESSORY: GU24SA*Accessories order separateWWW.IUSEELITE.COM • TEL 1-877-375-5555 • FAX 1-877-375-3333BP13MEDIUM BASE TO GU24BP12 3/8” CONNECTOR FOR EU UNDERCABINETBP91 BALLAST DISCONNECTCCESSORIESB3600Magnetic TransformerConverts line voltage (120V) to low voltage (12V)BP16Socket Extender - Allows use of a short neck lamp where long neck lamp is requiredBP19Socket bracket for 4” incandescent housingsGBC-E1Junction box coverfor MAXILUMEfixturesB2600NMagnetic Transformer mounted on socket bracketB2600EElectronic Transformer mounted on socket bracketConverts line voltage (120V) to low voltage (12V)BP18Socket bracket for 6”incandescent housingsBP22Halogen Retrofit SocketBP2850W Halogen line voltage MR16,120V lamp onlyBP22Halogen retrofit socket onlyBP7Halogen Retrofit Kit50W Halogen line voltage MR16 lamp includedBP9MR16 Socket Lead 12VMR16 socket with 24” leadBP17 - Eyeball AdapterFor use with adjustable and eyeball trimsBP142 - EDISONBASE SCREW-IN ADAPTER FOR RL LED RETROFITGU24SA SOCKET FOR LED RETROFIT TO GU24BP27-13 FOR 13W 4 PINBP27-18 FOR 18W 4 PINBP27-26 FOR 26, 32, 42W 4 PINBP90 SOCKET FOR LD LED HOUSING & RL REFTROFITBP92 BALLAST DISCONNECTBP14 GU24 SOCKETBP148 24” HU-02, HU-03series Pucklight extentionBD2 HU series Pucklightmulti-connectorBP11 SWITCH FOR EU & EZU UNDERCABINET SERIESBP2324” Fully adjustable bar hangersBP3124” Bar hanger for C-channel for HH4SQPL fixturesBP2430” Bar hanger for architectural housingBP3024” Fully adjustable bar hangers w/ nailBP15For 6” incandescent housingsBP25For 5” incandescent housingsBP26For 4” incandescent housingsBP20For new construction housingsBP21For remodel housingsBP29For MAXILUMEfixturesSOCKET W/ TERMINAL PROTECTORJUNCTION BOX COVERTYPELUMENCCTCRITRIM COLORSRL485o 750L-DIMTR-120o 27K/30K/35K/40K/50K o 90+o W-WHEXAMPLE: RL485-750L-DIMTR-120-27K/30K/35K/40K/50K-90-W-WHCONSTRUCTION Die-cast aluminum body for maximum heat dissipation. OPTICS A regressed source provides glare-free, comfortable illumination and a 45-degree cutoff.COMPATIBLE WITH ELITE 4” HOUSINGS The Elite REL485 series works in Elite housings (LD4IC-AT, LD4RIC-AT) and existing Elite 4” incandescent housings (B4IC-AT, B4RIC-AT). Also suitable for use in most 4” recessed downlight housings. SHIPPED WITH EDISON ADAPTER Shipped standard with Edison adapter, allowing for direct installation into existing Elite 4” downlight housings and most other 4” downlight housings. GU24 socket base adapters are available on request. QUICK CONNECTORS Quick connectors ship standard with fixture for use with 4” housings or with an Edison base adapter for retrofitting into existing 4” incandescent housings. APPLICATIONS Damp and wet-location-rated ideal for indoor and outdoor use, shower, and other wet-location applications. IC-Rated and Air Tight and may be installed in direct contact with insulation.DRIVER ELECTRICAL INFORMATION Driver is rated for 50 to 60Hz at 120V input, produces less than 20% THD, has a power factor between 90% and 100%, and is thermally protected for additional safety. DIMMING & DRIVER INFORMATION DIMTR - Triac & electronic low voltage (DIMTR-120) flicker-free dimming. Available in 120V. Dimmable down to 10% of initial lumens, standard. WARRANTY Five-year warranty for parts and components. (Labor not included) LISTINGS Energy Star cETLus Title 24 JA8E RoHS IECC New York State EXAMPLE: LD4IC-AT-DIMTR-120-M*Housing order separateCOMPATIBLE ELITE LIGHTING HOUSINGSo LD4IC-AT-DIMTR-120-Mo LD4-AT-DIMTR-120o LD4RIC-AT-DIMTR-120o LD4R-AT-DIMTR-120o HLD4IC-AT-DIMTR-DIM10-MVOLTo HLD4-ATo HLD4R-ATo B4IC-ATo B4-ATo B4R-ATDue to the changes of constant improvement in LED technology, all details are subject to change without notice. Consult factory for up to date information. w w w . i u s e e l i t e . c o m4” LED Retrofit Square Trim Downlight CCT Select 4”RL485RL485-750L-DIMTR-120-27K-30K-35K-40K-50K-90-W-WH TEST NO.: EL03272052INPUT WATTS: 10.9 LUMENS: 864 CRI: 90 EFFICACY: 79 CCT: 2700K SPACING CRITERIA: 1.14Candle Power Distribution (Candelas)RC - Ceiling Cavity Reflectance RW - Wall ReflectanceROOM CAVITY RATIOCoefficients of Utilization - Zonal Cavity MethodEffective Floor Cavity Reflectance 0.20Zonal Lumens Summary 0Candela TabulationLumens Per ZoneZoneLumens0-1050.8410-20139.7120-30194.3130-40201.140-50161.7750-6090.1160-7023.0170-802.5180-900.02Luminance (Average candela/M2)Anglein DegreesAverage0ºAverage45ºAverage90º459315496920102478555107354075608016511785126351671075608121728838579391180542.75535.1915490.0725411.8135305.4545192.435585.586514.55750.46850.02900.02RC80%70%50%30%10%0%RW70%50%30% 10%70%50%30% 10%50%30% 10%50%30% 10%50%30% 10%0%011911911911911611611611611111111110610610610210210210011121091061031101061041011021009899979595949290210599948910297928893908690878487858381398898378958882788580768378758077747249181746989807469787268767167747066645857467628373666171656169646068636058679686155776760556659556458546358545277463555073625550605450595349585349478695851466857504556504555494554494543965544642645346425246415145415045413910625043386049433848423848423847423836ZoneLumens%Lamp%Fixt0-20190.5522.122.10-30384.8644.544.50-40585.9667.867.80-60837.8497970-80863.3699.999.90-90863.3899.999.913627240854490º 80º 70º 60º 50º 40º 30º 20º 10º Cone of LightBEAM DIA. MEASURED AT 50% OF NADIR F.C.(FT.)Distance to Plane(FC.) Initial Footcandle at Nadir(FT.) BeamVert. Spread(FT.) BeamHoriz. Spread21882.82.8449.85.45.4621.711.010.0812.111.011.0107.8813.613.7125.4316.416.5
https://media.iuseelite.com/specsheet2/ech-cl-led-1006.pdf | lighting | ECH-CL-LED-1006Technical InformationLAMP TYPENUMBER OF LAMPSWATTAGE/LUMENCRIFINISHGLASS TYPE/COLORWIDTH (DIAMETER)HEIGHTLED115W/900LM 80BNOPAL11'3'By Elite LightingECH-CL-LED-1006w w w . i u s e e l i t e . c o mDue to the changes of constant improvement in LED technology, all details are subject to change without notice. Consult factory for up to date information
https://media.iuseelite.com/specsheet2/ech-cl-led-1009.pdf | lighting | ECH-CL-LED-1009Technical InformationLAMP TYPELEDNUMBER OF LAMPS1WATTAGE/LUMEN15W/900LMCRIFINISHGLASS TYPE/COLOR80 BN ALWIDTH (DIAMETER)12'HEIGHT3'By Elite LightingECH-CL-LED-1009w w w . i u s e e l i t e . c o mDue to the changes of constant improvement in LED technology, all details are subject to change without notice. Consult factory for up to date information
https://media.iuseelite.com/specsheet2/circa-led.pdf | lighting | UP TODIMENSIONS:Catalog Number:Project Name:Type:Note:2000APPLICATION - Circa has the ability to add a new architectural element to a space. It can blend perfectly into a modern and/ or retro décor by customizing inner ring chroma. Circa is an ideal solution for a chic hotel or retro inspired setting by adding an architectural appearance to emphasize a desired space.CONSTRUCTION - Rigid aluminum design ensures longevity and endurance plus a high quality, high transmission, glare free lens for smooth illumination. Circa offers optional color on the inner lens for architectural detail. PERFORMANCE - The honeycomb light engines found in the Circa is rated at 80+ CRI and are available in multiple CCTs: 3000K, 3500K and 4000K. Rated and tested to LM-79 and LM-80 standards. The LEDs are also binned to a 3-step MacAdam ellipse to achieve consistent color from fixture to fixture. ELECTRICAL - Powered by high-quality constant-current power LED drivers which are rated for 50 to 60Hz at 120-277V input, produce less than 20% THD, and have a power factor of .90 to 1.00. DIMMING - The CIRCA-LED comes standard with 0-10V dimming on either in 120 and 277V. 347V please consult factory. Dimmable down to 1% of initial lumens. Also available in Lutron dimming options. Consult factory for dimmer compatibility.MOUNTING - Comes standard in ceiling mount or adjustable cable suspension system providing fast installation into a variety of interior heights, including sloped ceilings. Consult factory for additional mounting options.QUALITY CONTROL - Every fixture is rigorously tested by our QC Department before shipping. WARRANTY - Limited 5 Year WarrantyC I R C A L E D P E N D A N T S E R I E SCIRCA-LEDEXAMPLE: CIRCA-LED-2-1500L-DIM10-MVOLT-40K-WH-CMSERIESSIZELUMENS - DIMMINGCCTEMERGENCYCOLORRING COLORMOUNTING OPTIONCIRCA-LED2’ (2’)o 30Ko 35Ko 40Ko EMG-LEDRemote Mounted forSurface Mounto CM-Ceiling Mounto SM-10’ Suspended Mount(Consult factory for other sizes)6-5/16”25-5/8”25-5/8”o 2000L-DIM10-MVOLTo 2000L-LUTH-MVOLTo 2000L-DIMTR-120o WH ( White)o SI ( Silver)Custom color available, please consult factory. Must provide RAL#o REDo BLUEo GREENCustom color available, please consult factory. Must provide RAL#2054LUMENS31WATTCIRCA-LEDCIRCA-LEDZonal Lumens SummaryZone Lumens %Lamp %Fixt0-3000-4000-6000-9000-1800534.48 26.10 26.00881.85 43.00 42.901574.25 76.70 76.602032.05 99.10 98.902054.32 100.10 100.00Candle Power Distribution (Candelas)Angle In Degrees 450550650750850Average 00605 596 584587 579 564559 546 532521 498 481539 500 482Average 450Average 900Luminance Data (cd/sq.m)05152535455565758590682.608680.740664.550638.790584.770499.650393.500276.010157.48054.93012.870682.608677.140660.420631.980577.290492.620387.760269.730150.56050.90011.760682.608675.230656.450622.870566.690482.440378.200262.500145.52049.05012.52004590Candela Tabulation80°70°60°50°40°30°10°0°20°90°173345518691CIRCA-LED-2-2000L-DIM10-MVOLT-40K-WH-REDWATTAGE: 31LUMENS: 2054TOTAL LUMINAIRE EFFICACY: 66EFFICACY: 66 LM/WRC - Ceiling Cavity ReflectanceRW - Wall ReflectanceROOM CAVITY RATIO0 119 119 119 119 116 116 116 116 111 111 111 106 106 106 101 101 101 991 108 103 99 95 105 101 97 93 96 93 90 92 90 87 88 86 84 822 98 90 83 77 95 88 81 76 84 78 74 80 76 72 77 74 70 683 89 79 70 64 87 77 69 63 74 67 62 71 65 60 68 63 59 574 82 69 60 54 79 68 60 53 65 58 52 63 57 51 61 55 51 485 75 62 53 46 73 61 52 46 58 51 45 56 50 45 54 49 44 426 69 56 47 40 67 55 46 40 53 45 39 51 44 39 49 43 39 367 64 50 42 35 62 50 41 35 48 40 35 46 40 34 45 39 34 328 60 46 37 31 58 45 37 31 44 36 31 42 36 31 41 35 31 299 56 42 34 28 54 42 34 28 40 33 28 39 32 28 38 32 27 2610 52 39 31 26 51 38 31 25 37 30 25 36 30 25 35 29 25 2380%70% 50% 30% 10%70% 50% 30% 10%50% 30% 10%50% 30% 10%50% 30% 10%0%70%50%30%10%0%RCRWCoefficients of Utilization - Zonal Cavity MethodEffective Floor Cavity Reflectance 20% = PF0-180 : 1.3490-270 : 1.32Diagonal : 1.40Spacing CriteriaPHOTOMETRY DATAL E D P E N D A N T S E R I E SL E D P E N D A N T S E R I E S
https://nlight.acuitybrands.com/api/products/getasset/healthcare-lighting/1244647/1fb9d6d2-caad-433d-a1ec-ea7ba05a5927/hpph.pdf?abl_version=12%2f29%2f2022+21%3a29%3a15&DOC_Type=SPEC_SHEET | lighting | Type:Project:HPPHHalen Decorative PendantHealthcare Lighting • (800)-705-SERV (7378) • www.healthcare-lighting.comRev. 03/31/21HPPH© 2020-2021 Acuity Brands Lighting, Inc. All Rights Reserved. “Healthcare Lighting” is a registered trademark of Acuity Brands Lighting. Products herein may be covered by one or more U.S. Patents and Patents Pending. Specifications subject to change without notice. SPECIFICATIONS1DIMENSIONSHIGHLIGHTS• Clean opal acrylic drum shade pendant with vertical bar accent detail• Bottom opal acrylic lens standard• Separate indirect and direct optic assemblies for single or dual circuit switching• Four static white LED options• Selectable integral or remote 0-10v dimming drivers• Three antimicrobial polyester powder paint color finishes standard• Total System Integration features a 5-year limited warranty by Acuity Brands covering all components and constructionFixtureSizeDelivered LumensInput WattsLumens/WattHPPH24DIA35406455HPPH30DIA35406455HPPH36DIA671210067HPPHLUMEN OUTPUTØ25"Ø31"Ø37-1/2"** Performance data based upon representative of test (BAL 18186.0 & BAL18187.0) in 30K.Buy AmericanHealthcare Lighting • (800)-705-SERV (7378) • www.healthcare-lighting.comRev. 03/31/21HPPH© 2020-2021 Acuity Brands Lighting, Inc. All Rights Reserved. “Healthcare Lighting” is a registered trademark of Acuity Brands Lighting. Products herein may be covered by one or more U.S. Patents and Patents Pending. Specifications subject to change without notice. Type:Project:2HPPHHalen Decorative PendantHPPH 36DIA MVOLT 30K ZT DARK RMD N100 BASeriesSizeVoltageLED Color TemperatureControl InputMinimum Dimming LevelHPPHHalen Family Decorative Pendant24DIA24" Nominal Diameter30DIA30" Nominal Diameter36DIA36" Nominal DiameterMVOLT120-277 Volt27K2700K30K3000K35K3500K40K4000KZT0-10VDARKConstant Current, Dimming to <1%CATALOG NUMBERExample:Driver ConfigurationDimmingFinishIDIntegral DriverRMDRemote Driver(blank)Not RequiredN100nLight Enabled Module without Lumen ManagementN80nLight Enabled Module, 80% Constant Lumen ManagerGWAMGloss White AntimicrobialSGBSemi-Gloss BlackMWAMMatte White AntimicrobialSIHCL SilverBABrushed AluminumBZAMBronze AntimicrobialHealthcare Lighting • (800)-705-SERV (7378) • www.healthcare-lighting.comRev. 03/31/21HPPH© 2020-2021 Acuity Brands Lighting, Inc. All Rights Reserved. “Healthcare Lighting” is a registered trademark of Acuity Brands Lighting. Products herein may be covered by one or more U.S. Patents and Patents Pending. Specifications subject to change without notice. Type:Project:3HPPHHalen Decorative PendantSPECIFICATIONSHousingAluminum fabricated construction.LensSand-etched opal acrylic drum lens with bottom etched opal acrylic lens and open top.FinishAll exposed metal components. Available in one metal finish with protective clear coat, two polyester powder paint colors, or three antimicrobial polyester powder paint colors. MountingFixture designed to mount over a standard octagon junction box (by others) or equivalent.SourceLED available in four static white color temperatures all within a 2.5 MacAdam ellipse.CircuitingSingle circuit or dual circuit selectable at installation.Controls and System Networking Options Wired networking via Cat-5e (by others) to remote nLight nPS 80 EZ N80 or nPS 80 EZ dimming power pack.Dimming DrivereldoLED® driver provides smooth, continuous and flicker-free dimming to dark <1%. THD: < 20%. Insignificant inrush current at 120 and 277VAC. FCC Class A and B tested for EMI and RFI. Driver will be set for Linear dimming curve. Acuity luminaires incorporating eldoLED LED drivers perform within the recommended operating areas for flicker as a function of frequency and modulation (%) outlined in IEEE Standard 1789-2015 (IEEE Recommended Practices for Modulating Current in High-Brightness LEDs for Mitigating Health Risks to Viewers), in typical operating conditions at representative dimming levels.LED LifeLED light engine (indirect) is rated for 60,000 hours (L70). LED light engine (direct) is rated for 100,000 hours (L70).EnvironmentDry location onlyCertificationUL Certified to meet U.S. and Canadian standards conforming to UL1598 and CAN/CSA C22.2 No. 250.0Fixture WeightHPPH-24DIA = 16lbs HPPH-30DIA = 20lbs HPPH-36DIA = 24lbsBuy AmericanThis product is assembled in the USA and meets the Buy America(n) government procurement requirements under FARS, DFARS and DOT. Please refer to www.acuitybrands.com/resources/buy-american for additional informationWarranty5-year limited warranty. Complete warranty terms located at: www.acuitybrands.com/support/warranty/terms-and-conditionsNote: Actual performance may differ as a result of end-user environment and application. All values are design or typical values, measured under laboratory conditions at 25 °C. Specifications subject to change without notice.Healthcare Lighting • (800)-705-SERV (7378) • www.healthcare-lighting.comRev. 03/31/21HPPH© 2020-2021 Acuity Brands Lighting, Inc. All Rights Reserved. “Healthcare Lighting” is a registered trademark of Acuity Brands Lighting. Products herein may be covered by one or more U.S. Patents and Patents Pending. Specifications subject to change without notice. Type:Project:4HPPHHalen Decorative PendantDIMENSIONS31-1/4"31"24-3/4"25"37-1/8"37-1/2"30DIA ID36DIA ID30DIA RD36DIA RD30"36"30"36"11"12-1/4"12"13-1/4"24DIA IDIntegral Power Source24DIA RD30"30"9"10"Remote Power SourceRemote Power Supply2-3/8" 11" 5-1/8"
https://lithonia.acuitybrands.com/api/products/getasset/lithonia-lighting/47888/4541f896-7cd2-4c07-921d-b3abc520f258/ksf1-m-s.pdf?abl_version=02%2f22%2f2022+19%3a12%3a18&DOC_Type=SPEC_SHEET | lighting | OUTDOOR KSF1-M-SCatalog NumberNotesTypeAll dimensions are inches (centimeters) unless otherwise specified.KSF1SeriesWattageDistributionVoltageBallastMountingKSF1Metal halide100M1250M2Ceramic metal halide3100MHC1High pressure sodium170S4150S4R2Type II roadwayR3Type III asymmetricR4SCType IV for-ward throw, sharp cutoff120347208448042404TB527723050HZ6(blank) MagneticCWIConstant wattage isolated6SCWASuper CWA pulse-start ballastNOTE: For shipments to U.S. territories, SCWA must be specified to comply with EISA.TypeSP__Square poleRP__Round poleWB__Wall bracketWW__Wood pole or wall bracketArm length7044" arm066" arm099" arm1212" armShipped separatelyDA12PDegree arm, poleDA12WBDegree arm, wallKMAMast arm adapterKTMBTwin mounting barFEATURES & SPECIFICATIONSINTENDED USE — Ideal for car lots, street lighting or parking areas.CONSTRUCTION — Rugged, .063" thick, aluminum rectilinear housing. Formed for weather-tight seal and integrity. Naturally anodized, extruded aluminum door frame with mitered corners, is retained with two .188" diameter hinge pins and secured with one quarter-turn, quick-release fastener. Weatherproof seal between housing and door frame is accomplished with an integrally designed, extruded silicone gasket that snaps into the door frame, and another gasket applied to the housing. Finish: Standard finish is dark bronze (DDB), polyester powder finish with other architectural colors available.OPTICS — Reflectors are anodized and segmented for superior uniformity and control. Reflectors attach with tool-less fasteners and are rotatable and interchangeable. Three cutoff distributions available: Type II (roadway), Type III (asymmetric), Type IV (forward throw, sharp cutoff). Lens is .125" thick impact-resistant tempered glass with thermally applied silk-screened shield.ELECTRICAL — Ballast: Metal halide: 100W is high-reactance, high power factor and standard with pulse-start ignitor technology. "SCWA" not required. Constant wattage autotransformer for 250W. Super CWA (pulse start ballast), DOE 2017 compliant, is required for 200W (SCWA option) for U.S. shipments only. CSA or INTL required for probe-start shipments ouside the U.S. Pulse-start ballast (SCWA) required for 200M. Ballasts are 100% factory-tested. Socket is porcelain, horizontally mounted medium base socket for 100M and position-oriented mogul base socket for HPS and 250M, with copper alloy, nickel-plated screw shell and center contact. UL listed 1500W-600V.INSTALLATION — Extruded aluminum arm for pole or wall mounting is shipped in fixture carton. Optional mountings available.LISTING — UL listed for wet locations. Listed and labeled to comply with Canadian standards (see Options).WARRANTY —1-year limited warranty. Complete warranty terms located at: www.acuitybrands.com/CustomerResources/Terms_and_conditions.aspxNote: Actual performance may differ as a result of end-user environment and application.Specifications subject to change without notice.Notes1 Not available with SCWA.2 These wattages require the REGC1 option to be chosen for ship-ments into California for Title 20 compliance. 250M REGC1 is not available in 347V or 480V.3 Not available with L/LP.4 Must specify CWI for use in Canada.5 Optional multi-tap ballast (120, 208, 240, 277V); (120, 277, 347V in Canada).6 Consult factory for available wattages.7 Use 9" arm when two or more luminaires are oriented on a 90° drilling pattern.8 Maximum allowable wattage lamp included.SpecificationsEPA: 1.5 ft2 (.14 m2) (includes arm)Length: 21-1/4 (54.0)Width: 15-15/32 (39.3)Depth: 7-1/4 (18.4)Arm: 4 (10.2)*Weight: 35 lbs (15.9 kg)*Weight as configured in example below.ORDERING INFORMATIONFor shortest lead times, configure product using bolded options.Example: KSF1 150S R3 TB SP04 LPIArea LightingKSF1METAL HALIDE: 100-250WHIGH PRESSURE SODIUM: 70-200W15' to 25' MountingMounting optionDrilling templateSPxx, RPxx, DA12P5WBxx, DA12WB6WWxx7OptionsFinish13Lamp15Shipped installed in fixturePERNEMA twist-lock receptacle only (no photocontrol)SFSingle fuse (120, 277, 347V) n/a TBDFDouble fuse (208, 240, 480V) n/a TBQRSQuartz restrike system8QRSTDQRS time delay6,8ECEmergency circuit8CSACSA CertifiedNOMNOM Certified5INTLAvailable for MH probe-start shipping outside the U.S.KW1KiloWatch® 120V control relay9KW4KiloWatch® 277V control relay9REGC1 California Title 20 effective 1/1/2010Shipped separately10PE1NEMA twist-lock PE (120, 208, 240V)PE3NEMA twist-lock PE (347V)PE4NEMA twist-lock PE (480V)PE7NEMA twist-lock PE (277V)SCShorting cap for PER optionHSHouse side shield (R2, R3)11,12VGVandal guard11(blank) Dark bronzeDWHWhiteDBLBlackDMBMedium bronzeDNANatural aluminumCRTNon-stick protective coating14Super Durable FinishesDDBXDDark bronzeDBLXDBlackDNAXDNatural aluminumDWHXDWhiteDDBTXDTextured dark bronzeDBLBXDTextured blackDNATXDTextured natural aluminumDWHGXD Textured whiteLPILamp includedL/LP Less lamp9 KiloWatch® controls are available only with 150S.10 May be ordered as an accessory. 11 Prefix with KSF1 when ordering as an accessory. 12 Available with R2 and R3 distributions only.13 See www.lithonia.com/archcolors for additional color options.14 Black finish only.15 Must be specified.16 Must use RP09 or RP12.LArmDAccessories: Tenon Mounting Slipfitter Number of fixtures.Tenon O.D.OneTwo@180°Two@90° 17Three@120° Three@90° 17 Four@90° 172-3/8” (6)T20-190T20-280T20-290T20-320T20-390T20-4902-7/8” (7.3)T25-190T25-280T25-290T25-320T25-390T25-4904” (10.2)T35-190T35-280T35-290T35-320T35-390T35-490DISCONTINUED KSF1-M-SOUTDOOR: One Lithonia Way Conyers, GA 30012 Phone: 770.922.9000 www.lithonia.com ©2000-2018 Acuity Brands Lighting, Inc. All rights reserved. Rev. 03/03/18KSF1 Arm-Mounted Rectilinear Cutoff Lighting Existing Mounting Height New Mounting Height2= Correction FactorMounting Height Correction Factor(Multiply the fc level by the correction factor)NOTES:1 Photometric data for other distributions can be accessed from the Lithonia Lighting website. (www.Lithonia.com) 2 For electrical characteristics, consult outdoor technical data specification sheets on www.Lithonia.com.3 Tested to current IES and NEMA standards under stabilized laboratory conditions. Various operating factors can cause differences between laboratory and actual field measurements. Dimensions and specifications are based on the most current available data and are subject to change.Coefficient of UtilizationInitial FootcandlesDISTANCE IN UNITS OF MOUNTING HEIGHTISOILLUMINANCE PLOT (Footcandle)250W pulse start metal halide lamp, rated 22500 lumens. Footcandle values based on 20'mounting height.Classification: Type III, Short, Full Cutoff-3-2-101234012345652.51.510.50.25TEST NO: 1194080302PKSF1 250M R3DISTANCE IN UNITS OF MOUNTING HEIGHTISOILLUMINANCE PLOT (Footcandle)250W pulse start metal halide lamp, rated 22500 lumens. Footcandle values based on 20'mounting height.Classification: Type II, Short, Full Cutoff-3-2-101234012345652.51.510.50.25TEST NO: 1194090701PKSF1 250M R2DISTANCE IN UNITS OF MOUNTING HEIGHTISOILLUMINANCE PLOT (Footcandle)250W pulse start metal halide lamp, rated 22500 lumens. Footcandle values based on 20'mounting height.Classification: Unclassified (Type IV, Very Short), Full Cutoff-3-2-101234012345652.51.510.50.25TEST NO: 1194080901PKSF1 250M R4SC150W high pressure sodium lamp, 20000 rated lumens. Footcandle values based on 35’mounting height, Distribution II, full cutoff.150W high pressure sodium lamp, 16000 rated lumens. Footcandle values based on 35’mounting height, Distribution III, full cutoff.150W high pressure sodium lamp, 16000 rated lumens. Footcandle values based on 35’mounting height, Distribution IV, full cutoff.35' mounting height15 ft.= 5.430 ft.= 1.3640 ft.= 0.7720' mounting height15 ft.= 1.7830 ft.= 0.4540 ft.= 0.25DISCONTINUED
https://lfillumination.com/files/specsheets/8901-Trimmed.pdf | lighting | QuikShip In RED - 10 pc MinimumConsult factory for quantities of 100 or moreCATALOG NUMBERTYPEPROJECTTRIMMEDLEDVF150 Series - 8901 TrimRECESSED ROUND FLAT ACCENT 1-LIGHTROUND FLAT TRIMMED ACCENT - The VF150 Series is a high efficiency family of products that meet and exceed the needs of today’s lighting designers and specifiers that are seeking performance. Formed of die-cast aluminum.8901Measurements in ( ) are metric equivalents..75” (19)Ø4.50”(114)Ø1.80” (46)Ball CatchRetainersAperture LensLocationROUND TRIMMED DOWNLIGHT• Fixed or adjustable light output application• 4.50” round flat die-cast aluminum trim• Small 1.80” round aperture• 1.35” face trim• Accepts up to 2 or more optical accessories• Ball catch retainer for easy trim insertion and removal with safety cable included• Powder coat finishSpecificationsTRIM ORDERING INFOTRIM SERIESTRIM FINISHOPTIONAL APERTURE LENS 89014.50” Round Flat AccentSmall ApertureDie-Cast AluminumTrimmedMB BlackMW WhiteXX CustomCL Clear Glass LensDL Diffused Glass LensDF Diffused HE* LensWF Wide Distribution HE* LensPF Prismatic Wide Distribution HE* LensSHCL Shower Rated Clear Glass LensSHDL Shower Rated Diffused Glass LensSHDF Shower Rated Diffused HE* LensSHWF Shower Rated Wide Distribution HE* Lens SHPF Shower Rated Prismatic Wide Distribution HE* Lens * High Efficiency (NOT TO BE USED WITH HALOGEN SOURCES) 8901Example: 8901-MW-CLHEADQUARTERS9200 Deering AvenueChatsworth CA 91311 Telephone: 818-885-1335Toll Free: 855-885-1335Fax: 818-576-1335©2021 LF ILLUMINATION LLCWe reserve the right to change or withdraw specifications without prior notice.www.lfillumination.comrev: 061121CUS®LimitedCOMPATIBLE HOUSINGS • LF # HVR-1AA-T • LF # HVR-1BA-T
https://lfillumination.com/files/specsheets/Quickship_9701_with_Housing---ValuDIM.pdf | lighting | QuikShip In RED - 10 pc MinimumConsult factory for quantities of 100 or moreCATALOG NUMBERTYPEPROJECTTRIMLESS HI-EFFICIENCYLEDVF150 Series - 9701 TrimRECESSED ROUND BEVELED ACCENT 1-LIGHTTRIM ORDERING INFOTRIM SERIESTRIM FINISHOPTIONAL APERTURE LENS 97014.00” Round Beveled AccentLarge ApertureDie-Cast AluminumTrimless InsertMB BlackMW WhiteXX CustomCL Clear Glass LensDL Diffused Glass LensDF Diffused HE* LensWF Wide Distribution HE* LensSHCL Shower Rated Clear Glass LensSHDL Shower Rated Diffused Glass LensSHDF Shower Rated Diffused HE* LensSHWF Shower Rated Wide Distribution HE* Lens * High Efficiency 9701Example: 9701-MB-DLROUND BEVELED TRIMLESS ACCENT - The VF150 Series is a large aperture, high efficiency family of products that meet and exceed the needs of today’s lighting designers and specifiers that are seeking performance. Formed of die-cast aluminum.9701ROUND BEVELED TRIMLESS ACCENT• Fixed or adjustable light output application• 4.00” round die-cast aluminum• 3.00” round large aperture• .75” bevel regress• Trimless insert• Ball catch retainer for easy trim insertion and removal• Safety cable included• Powder coat finishSpecificationsMeasurements in ( ) are metric equivalents.(Shown with lens).75” (19)Ø4.00”(102)Ø3.00” (76)Ball CatchRetainersAperture LensLocation3000K2%100%CCTDimming CurveOutput1800KTMHEADQUARTERS9200 Deering AvenueChatsworth CA 91311 Telephone: 818-885-1335Toll Free: 855-885-1335Fax: 818-576-1335©2019 LF ILLUMINATION LLCWe reserve the right to change or withdraw specifications without prior notice.CUS®LimitedLF Illumination’s new warm dimming allows the features of warm dimming technology to be installed in fixtures and price points once thought impossible.The small footprint LED COB design uses many of our standard subassembly components and is compatible with virtually all standard dimming protocols currently available.The LED itself maintains 95CRI typ (92CRI min) across the usable CCT range of 3000K to 1800K and dims down to around 2% visible light output.www.lfillumination.comrev: 051719
https://lfillumination.com/files/specsheets/8701-Trimmed.pdf | lighting | QuikShip In RED - 10 pc MinimumConsult factory for quantities of 100 or moreØ4.00”(102).75 (19)Ø4.50”(114)Ø3.00” (76)Ø4.00(102).75 (19)Ø5.00(127)3.00” (76)Solitediffusion lensBall CatchRetainersAperture LensLocationCATALOG NUMBERTYPEPROJECTTRIMMED HI-EFFICIENCYLEDVF150 Series - 8701 TrimRECESSED ROUND BEVELED ACCENT 1-LIGHTROUND BEVELED TRIMMED ACCENT - The VF150 Series is a large aperture, high efficiency family of products that meet and exceed the needs of today’s lighting designers and specifiers that are seeking performance. Formed of die-cast aluminum.8701ROUND BEVELED TRIMMED ACCENT• Fixed or adjustable light output application• 4.50” round die-cast aluminum• 3.00” round large aperture• .75” bevel regress• .25” face trim• Ball catch retainer for easy trim insertion and removal• Safety cable included• Powder coat finishSpecificationsMeasurements in ( ) are metric equivalents.(Shown with lens)TRIM ORDERING INFOTRIM SERIESTRIM FINISHOPTIONAL APERTURE LENS 87014.50” Round Beveled AccentLarge ApertureDie-Cast AluminumTrimmedMB BlackMW WhiteXX CustomCL Clear Glass LensDL Diffused Glass LensDF Diffused HE* LensWF Wide Distribution HE* LensPF Prismatic Wide Distribution HE* LensSHCL Shower Rated Clear Glass LensSHDL Shower Rated Diffused Glass LensSHDF Shower Rated Diffused HE* LensSHWF Shower Rated Wide Distribution HE* Lens SHPF Shower Rated Prismatic Wide Distribution HE* Lens * High Efficiency (NOT TO BE USED WITH HALOGEN SOURCES) 8701Example: 8701-MW-CLCOMPATIBLE HOUSINGS • LF # HVR-1AA-T • LF # HVR-1BA-THEADQUARTERS9200 Deering AvenueChatsworth CA 91311 Telephone: 818-885-1335Toll Free: 855-885-1335Fax: 818-576-1335©2021 LF ILLUMINATION LLCWe reserve the right to change or withdraw specifications without prior notice.www.lfillumination.comrev: 061121CUS®Limited
https://lfillumination.com/files/specsheets/Quickship_9801_with_Housing---LumaTUNE.pdf | lighting | Ø4.00”(102)Ø3.00” (76).75” (19)Ball CatchRetainersAperture LensLocationCATALOG NUMBERTYPEPROJECTTRIMLESS HI-EFFICIENCYLEDVF150 Series - 9801 TrimRECESSED ROUND FLAT ACCENT 1-LIGHTROUND FLAT TRIMLESS ACCENT - The VF150 Series is a large aperture, high efficiency family of products that meet and exceed the needs of today’s lighting designers and specifiers that are seeking performance. Formed of die-cast aluminum.9801ROUND FLAT TRIMLESS ACCENT• Fixed or adjustable light output application• 4.00” round die-cast aluminum• 3.00” round large aperture• Trimless insert• Ball catch retainer for easy trim insertion and removal• Safety cable included• Powder coat finishSpecificationsMeasurements in ( ) are metric equivalents.(Shown with lens)3000K2%100%CCTDimming CurveOutput1800KTMHEADQUARTERS9200 Deering AvenueChatsworth CA 91311 Telephone: 818-885-1335Toll Free: 855-885-1335Fax: 818-576-1335©2019 LF ILLUMINATION LLCWe reserve the right to change or withdraw specifications without prior notice.CUS®LimitedLF Illumination’s new warm dimming allows the features of warm dimming technology to be installed in fixtures and price points once thought impossible.The small footprint LED COB design uses many of our standard subassembly components and is compatible with virtually all standard dimming protocols currently available.The LED itself maintains 95CRI typ (92CRI min) across the usable CCT range of 3000K to 1800K and dims down to around 2% visible light output.TRIM ORDERING INFOTRIM SERIESTRIM FINISHOPTIONAL APERTURE LENS 98014.00” Round Flat AccentLarge ApertureDie-Cast AluminumTrimless InsertMB BlackMW WhiteXX CustomCL Clear Glass LensDL Diffused Glass LensDF Diffused HE* LensWF Wide Distribution HE* LensSHCL Shower Rated Clear Glass LensSHDL Shower Rated Diffused Glass LensSHDF Shower Rated Diffused HE* LensSHWF Shower Rated Wide Distribution HE* Lens * High Efficiency 9801Example: 9801-MB-DLwww.lfillumination.comrev: 051719QuikShip In RED - 10 pc MinimumConsult factory for quantities of 100 or more
https://lfillumination.com/files/specsheets/8801-Trimmed.pdf | lighting | Ø4.50”(114)Ø3.00” (76).75 (19)Ball CatchRetainersAperture LensLocationCATALOG NUMBERTYPEPROJECTTRIMMED HI-EFFICIENCYLEDVF150 Series - 8801 TrimRECESSED ROUND FLAT ACCENT 1-LIGHTROUND FLAT TRIMMED ACCENT - The VF150 Series is a large aperture, high efficiency family of products that meet and exceed the needs of today’s lighting designers and specifiers that are seeking performance. Formed of die-cast aluminum.8801ROUND FLAT TRIMMED ACCENT• Fixed or adjustable light output application• 4.50” round die-cast aluminum• 3.00” round large aperture• .75” face trim• Ball catch retainer for easy trim insertion and removal• Safety cable included• Powder coat finishSpecificationsMeasurements in ( ) are metric equivalents.(Shown with lens)QuikShip In RED - 10 pc MinimumConsult factory for quantities of 100 or moreCOMPATIBLE HOUSINGS • LF # HVR-1AA-T • LF # HVR-1BA-THEADQUARTERS9200 Deering AvenueChatsworth CA 91311 Telephone: 818-885-1335Toll Free: 855-885-1335Fax: 818-576-1335©2021 LF ILLUMINATION LLCWe reserve the right to change or withdraw specifications without prior notice.www.lfillumination.comrev: 061121CUS®LimitedTRIM ORDERING INFOTRIM SERIESTRIM FINISHOPTIONAL APERTURE LENS 88014.50” Round Flat AccentLarge ApertureDie-Cast AluminumTrimmedMB BlackMW WhiteXX CustomCL Clear Glass LensDL Diffused Glass LensDF Diffused HE* LensWF Wide Distribution HE* LensPF Prismatic Wide Distribution HE* LensSHCL Shower Rated Clear Glass LensSHDL Shower Rated Diffused Glass LensSHDF Shower Rated Diffused HE* LensSHWF Shower Rated Wide Distribution HE* Lens SHPF Shower Rated Prismatic Wide Distribution HE* Lens * High Efficiency (NOT TO BE USED WITH HALOGEN SOURCES) 8801Example: 8801-MW-CL
https://lfillumination.com/files/specsheets/9631_with_Housing_LED_ValuDIM.pdf | lighting | CATALOG NUMBERTYPEPROJECTVF150 Series - 9631 TrimRECESSED ROUND WALLWASH ACCENT 1-LIGHTTRIM ORDERING INFOTRIM SERIESTRIM FIINISHOPTIONS96314.50” Round Wallwash AccentDie-Cast AluminumTrimless InsertMW WhiteMB BlackXX CustomSH Shower ratedIMPORTANT NOTE: VF150 Wallwash Trims Require Installation in VF150 ADJUSTABLE Housing.9631Example: 9631-MW-SHROUND TRIMLESS WALLWASH ACCENT - The VF150 Series is a family of products that meet and exceed the needs of today’s lighting designers and specifiers that are seeking performance. Formed of die-cast aluminum.9631ROUND TRIMLESS WALLWASH ACCENT• Adjustable light output application• 4.00” round die-cast aluminum trimless insert• Linear spread lens• 1.75” regress for greater cut-off• Ball catch retainer for easy trim insertion and removal• Safety cable included• Powder coat finishSpecificationsMeasurements in ( ) are metric equivalents.Ø4.00”(102)Ball catchretainerSafetycableLinear spreadglass lensTRIMLESSLED3000K2%100%CCTDimming CurveOutput1800KTMHEADQUARTERS9200 Deering AvenueChatsworth CA 91311 Telephone: 818-885-1335Toll Free: 855-885-1335Fax: 818-576-1335©2020 LF ILLUMINATION LLCWe reserve the right to change or withdraw specifications without prior notice.CUS®LimitedLF Illumination’s new warm dimming allows the features of warm dimming technology to be installed in fixtures and price points once thought impossible.The small footprint LED COB design uses many of our standard subassembly components and is compatible with virtually all standard dimming protocols currently available.The LED itself maintains 95CRI typ (92CRI min) across the usable CCT range of 3000K to 1800K and dims down to around 2% visible light output.www.lfillumination.comrev: 042320IMPORTANT NOTE: VF150 Wallwash Trims Require Installation in VF150 ADJUSTABLE Housing.
https://lfillumination.com/files/specsheets/8631-Trimmed.pdf | lighting | CATALOG NUMBERTYPEPROJECTTRIMMEDLEDVF150 Series - 8631 TrimRECESSED ROUND WALLWASH ACCENT 1-LIGHTTRIM ORDERING INFOTRIM SERIESTRIM FINISHOPTIONS86314.50” Round Wallwash AccentDie-Cast AluminumTrimmedMW WhiteMB BlackXX CustomSH Shower ratedIMPORTANT NOTE: VF150 Wallwash Trims Require Installation in VF150 ADJUSTABLE Housing.8631Example: 8631-MW-SHROUND TRIMMED WALLWASH ACCENT - The VF150 Series family of products that meet and exceed the needs of today’s lighting designers and specifiers that are seeking performance. Formed of die-cast aluminum.8631ROUND TRIMMED WALLWASH ACCENT• Adjustable light output application• 4.50” round die-cast aluminum trim• .25” face trim• Linear spread lens• 1.75” regress for greater cut-off• Ball catch retainer for easy trim insertion and removal• Safety cable included• Powder coat finishSpecificationsMeasurements in ( ) are metric equivalents.Ø4.50”(114)Ball catchretainerØ4.00”(102)SafetycableLinear spreadglass lensIMPORTANT NOTE: VF150 Wallwash Trims Require Installation in VF150 ADJUSTABLE Housing.COMPATIBLE HOUSINGS • LF # HVR-1BA-THEADQUARTERS9200 Deering AvenueChatsworth CA 91311 Telephone: 818-885-1335Toll Free: 855-885-1335Fax: 818-576-1335©2021 LF ILLUMINATION LLCWe reserve the right to change or withdraw specifications without prior notice.www.lfillumination.comrev: 060421CUS®Limited
https://lfillumination.com/files/specsheets/Quickship_9702_with_Housing---ValuDIM.pdf | lighting | QuikShip In RED - 10 pc MinimumConsult factory for quantities of 100 or more.75” (19)4.00”(102)3.00” (76).75” (19)Solitediffusion lens4.00(102)3.00” (76)Ball CatchRetainersAperture LensLocationCATALOG NUMBERTYPEPROJECTTRIMLESS HI-EFFICIENCYLEDVF150 Series - 9702 TrimRECESSED SQUARE BEVELED ACCENT 1-LIGHTSQUARE BEVELED TRIMLESS ACCENT - The VF150 Series is a large aperture, high efficiency family of products that meet and exceed the needs of today’s lighting designers and specifiers that are seeking performance. Formed of die-cast aluminum.9702SQUARE BEVELED TRIMLESS ACCENT• Fixed or adjustable light output application• 4.00” square die-cast aluminum• 3.00” square large aperture• .75” bevel regress• Trimless insert• Ball catch retainer for easy trim insertion and removal• Safety cable included• Powder coat finishSpecificationsMeasurements in ( ) are metric equivalents.(Shown with lens)3000K2%100%CCTDimming CurveOutput1800KTMHEADQUARTERS9200 Deering AvenueChatsworth CA 91311 Telephone: 818-885-1335Toll Free: 855-885-1335Fax: 818-576-1335©2019 LF ILLUMINATION LLCWe reserve the right to change or withdraw specifications without prior notice.CUS®LimitedLF Illumination’s new warm dimming allows the features of warm dimming technology to be installed in fixtures and price points once thought impossible.The small footprint LED COB design uses many of our standard subassembly components and is compatible with virtually all standard dimming protocols currently available.The LED itself maintains 95CRI typ (92CRI min) across the usable CCT range of 3000K to 1800K and dims down to around 2% visible light output.www.lfillumination.comrev: 051719TRIM ORDERING INFOTRIM SERIESTRIM FINISHOPTIONAL APERTURE LENS 97024.00” Square Beveled AccentLarge ApertureDie-Cast AluminumTrimless InsertMB BlackMW WhiteXX CustomCL Clear Glass LensDL Diffused Glass LensDF Diffused HE* LensWF Wide Distribution HE* LensSHCL Shower Rated Clear Glass LensSHDL Shower Rated Diffused Glass LensSHDF Shower Rated Diffused HE* LensSHWF Shower Rated Wide Distribution HE* Lens * High Efficiency 9702Example: 9702-MB-DL
https://lfillumination.com/files/specsheets/2432_Square_Wall-Wash_Trim.pdf | lighting | CATALOG NUMBERTYPEPROJECTSQUARE WALLWASH - The 2” Series recessed wallwash seamlessly integrates into the surrounding space while providing superior performance and functionality. These fixtures meet and exceed the needs of today’s lighting designers and specifiers. 2432FIXED WALLWASH2432 Square Trimmed • Recessed wallwash• 2.76” square die-cast aluminum trim• Small 1.97” aperture• Aluminum reflector• Easy installation and removal• Powder coat finishLABEL• Suitable for dry locationSpecificationsMeasurements in ( ) are metric equivalents.SF200 Series 2432SQUARE FIXED WALLWASH 1-LIGHTTRIMMEDLEDTRIM ORDERING INFOTRIM SERIESLED MODULECRI / COLORBEAM SPREADTRIM FINISH2432Non-IC / Remodel HousingLUMILEDS14U* 14W LED / 831lm del.Delivered Lumens @ 90CRI / 3000K / Wide Beam 9027 90CRI / 2700K*9030 90CRI / 3000K 9035 90CRI / 3500K*9040 90CRI / 4000K** Made to Order (Longer lead time)W WideWW All WhiteExample: 2432-14U-9030-N-WWHEADQUARTERS9200 Deering AvenueChatsworth CA 91311 Telephone: 818-885-1335Toll Free: 855-885-1335Fax: 818-576-1335©2019 LF ILLUMINATION LLCWe reserve the right to change or withdraw specifications without prior notice.www.lfillumination.comrev: 11-19-19.89”(23)20°3.94”(100)2.76”(70)1.97”(50)Limited
https://lfillumination.com/files/specsheets/3432_Square_Fixed_Wall_Wash.pdf | lighting | CATALOG NUMBERTYPEPROJECTSQUARE FIXED WALLWASH - The 3.50” Series recessed downlight seamlessly integrates into the surrounding space while providing superior performance and functionality. These fixtures meet and exceed the needs of today’s lighting designers and specifiers. FIXED WALLWASH3432 Square• Recessed fixed wallwash• 3.95” square die-cast aluminum• TIR optical reflector• Wide distribution wallwash lens• Easy installation and removal• Powder coat finishSpecificationsSF350 Series 3432SQUARE FIXED WALLWASH 1-LIGHTTRIMMED / TRIMLESSLEDTRIM ORDERING INFOTRIM SERIESLED MODULECRI / COLORBEAM SPREADTRIM FINISH3432SF350 SeriesWallwash Fixed SquareLUMILEDS19U 19W LED / 1450lm9030 90CRI / 3000K 9027 90CRI / 2700K*9035 90CRI / 3500K*9040 90CRI / 4000K* * Made to Order (Longer lead time)W WideWB White Trim, Black Cone343219UWWBExample: 3432-19U-9030-W-WBMeasurements in ( ) are metric equivalents.3432Mud-Plate4.41” Sq.(112)3.95” Sq.(100)3.95” Sq.(100)7.48” Sq.(190)3.71”(94)Shown in Trimless Conﬁguration with Mud Collar1.24”(32)3.71”(94)3.96” (101)3.96” (101)Mud-Plate4.41” Sq.(112)3.95” Sq.(100)3.95” Sq.(100)7.48” Sq.(190)3.71”(94)Shown in Trimless Conﬁguration with Mud Collar1.24”(32)3.71”(94)3.96” (101)3.96” (101)LimitedJA8: 08C9xxx, 13C9xxx,15V9xxx, 19U9xxx LED Engines/Sources may be used to complywith CA JA8 Title 24CALIFORNIA TITLE 24CALIFORNIA TITLE 24JA8: 08C9xxx, 13C9xxx,15V9xxx, 19U9xxx LED Engines/Sources may be used to complywith CA JA8 Title 24CALIFORNIA TITLE 24JA8: 08C9xxx, 13C9xxx,15V9xxx, 19U9xxx LED Engines/Sources may be used to complywith CA JA8 Title 24JA8: 08C9xxx, 13C9xxx,15V9xxx, 19U9xxx LED Engines/Sources may be used to complywith CA JA8 Title 24CALIFORNIA TITLE 24HEADQUARTERS9200 Deering AvenueChatsworth CA 91311 Telephone: 818-885-1335Toll Free: 855-885-1335Fax: 818-576-1335©2022 LF ILLUMINATION LLCWe reserve the right to change or withdraw specifications without prior notice.www.lfillumination.comrev: 07-12-22
https://lfillumination.com/files/specsheets/Quickship_9802_with_Housing---LumaTUNE.pdf | lighting | QuikShip In RED - 10 pc MinimumConsult factory for quantities of 100 or more4.00”(102)3.00” (76).75” (19)Aperture LensLocationBall CatchRetainersCATALOG NUMBERTYPEPROJECTTRIMLESS HI-EFFICIENCYLEDVF150 Series - 9802 TrimRECESSED SQUARE FLAT ACCENT 1-LIGHTSQUARE FLAT TRIMLESS ACCENT - The VF150 Series is a large aperture, high efficiency family of products that meet and exceed the needs of today’s lighting designers and specifiers that are seeking performance. Formed of die-cast aluminum.9802SQUARE FLAT TRIMLESS ACCENT• Fixed or adjustable light output application• 4.00” square die-cast aluminum• 3.00” square large aperture• Trimless insert• Ball catch retainer for easy trim insertion and removal• Safety cable included• Powder coat finishSpecificationsMeasurements in ( ) are metric equivalents.(Shown with lens)3000K2%100%CCTDimming CurveOutput1800KTMHEADQUARTERS9200 Deering AvenueChatsworth CA 91311 Telephone: 818-885-1335Toll Free: 855-885-1335Fax: 818-576-1335©2019 LF ILLUMINATION LLCWe reserve the right to change or withdraw specifications without prior notice.CUS®LimitedLF Illumination’s new warm dimming allows the features of warm dimming technology to be installed in fixtures and price points once thought impossible.The small footprint LED COB design uses many of our standard subassembly components and is compatible with virtually all standard dimming protocols currently available.The LED itself maintains 95CRI typ (92CRI min) across the usable CCT range of 3000K to 1800K and dims down to around 2% visible light output.www.lfillumination.comrev: 051719TRIM ORDERING INFOTRIM SERIESTRIM FINISHOPTIONAL APERTURE LENS 98024.00” Square Flat AccentDie-Cast AluminumTrimless InsertMB BlackMW WhiteXX CustomCL Clear Glass LensDL Diffused Glass LensDF Diffused HE* LensWF Wide Distribution HE* LensSHCL Shower Rated Clear Glass LensSHDL Shower Rated Diffused Glass LensSHDF Shower Rated Diffused HE* LensSHWF Shower Rated Wide Distribution HE* Lens * High Efficiency 9802Example: 9802-MB-DL
https://lfillumination.com/files/specsheets/8802-Trimmed.pdf | lighting | 4.50”(114)3.00” (76)Solitediffusion Lens4.50”(114)3.00” (76).75 (19)Ball CatchRetainersAperture LensLocationCATALOG NUMBERTYPEPROJECTTRIMMED HI-EFFICIENCYLEDVF150 Series - 8802 TrimRECESSED SQUARE FLAT ACCENT 1-LIGHTSQUARE FLAT TRIMMED ACCENT - The VF150 Series is a large aperture, high efficiency family of products that meet and exceed the needs of today’s lighting designers and specifiers that are seeking performance. Formed of die-cast aluminum.8802SQUARE FLAT TRIMMED ACCENT• Fixed or adjustable light output application• 4.50” square die-cast aluminum• 3.00” square large aperture• .75” face trim• Ball catch retainer for easy trim insertion and removal• Safety cable included• Powder coat finishSpecificationsMeasurements in ( ) are metric equivalents.(Shown with lens)QuikShip In RED - 10 pc MinimumConsult factory for quantities of 100 or moreCOMPATIBLE HOUSINGS • LF # HVS-1AA-T • LF # HVS-1BA-THEADQUARTERS9200 Deering AvenueChatsworth CA 91311 Telephone: 818-885-1335Toll Free: 855-885-1335Fax: 818-576-1335©2021 LF ILLUMINATION LLCWe reserve the right to change or withdraw specifications without prior notice.www.lfillumination.comrev: 061121CUS®LimitedTRIM ORDERING INFOTRIM SERIESTRIM FINISHOPTIONAL APERTURE LENS 88024.50” Square Flat AccentLarge ApertureDie-Cast AluminumTrimmedMB BlackMW WhiteXX CustomCL Clear Glass LensDL Diffused Glass LensDF Diffused HE* LensWF Wide Distribution HE* LensPF Prismatic Wide Distribution HE* LensSHCL Shower Rated Clear Glass LensSHDL Shower Rated Diffused Glass LensSHDF Shower Rated Diffused HE* LensSHWF Shower Rated Wide Distribution HE* Lens SHPF Shower Rated Prismatic Wide Distribution HE* Lens * High Efficiency (NOT TO BE USED WITH HALOGEN SOURCES) 8802Example: 8802-MW-CL
https://lfillumination.com/files/specsheets/9632_with_Housing_LED_ValuDIM.pdf | lighting | 4.00” SQ(102)SafetycableLinear spreadglass lensBall catchretainerCATALOG NUMBERTYPEPROJECTSQUARE TRIMLESS WALLWASH ACCENT - The VF150 Series is a family of products that meet and exceed the needs of today’s lighting designers and specifiers that are seeking performance. Formed of die-cast aluminum.9632Measurements in ( ) are metric equivalents.VF150 Series - 9632 TrimSQUARE TRIMLESS WALLWASH ACCENT 1-LIGHTTRIM ORDERING INFOTRIM SERIESTRIM FIINISHOPTIONS96324.00” Square Wallwash AccentDie-Cast AluminumTrimless InsertMW WhiteMB BlackXX CustomSH Shower ratedIMPORTANT NOTE: VF150 Wallwash Trims Require Installation in VF150 ADJUSTABLE Housing.9632Example: 9632-MW-SHSQUARE TRIMLESS WALLWASH ACCENT• Adjustable light output application• 4.00” square die-cast aluminum trimless insert• Linear spread lens• 1.75” regress for greater cut-off• Ball catch retainer for easy trim insertion and removal• Safety cable included• Powder coat finishSpecificationsTRIMLESSLED3000K2%100%CCTDimming CurveOutput1800KTMHEADQUARTERS9200 Deering AvenueChatsworth CA 91311 Telephone: 818-885-1335Toll Free: 855-885-1335Fax: 818-576-1335©2018 LF ILLUMINATION LLCWe reserve the right to change or withdraw specifications without prior notice.CUS®LimitedLF Illumination’s new warm dimming allows the features of warm dimming technology to be installed in fixtures and price points once thought impossible.The small footprint LED COB design uses many of our standard subassembly components and is compatible with virtually all standard dimming protocols currently available.The LED itself maintains 95CRI typ (92CRI min) across the usable CCT range of 3000K to 1800K and dims down to around 2% visible light output. www.lfillumination.comrev: 042320IMPORTANT NOTE: VF150 Wallwash Trims Require Installation in VF150 ADJUSTABLE Housing.
https://lfillumination.com/files/specsheets/8632-Trimmed.pdf | lighting | 4.50”(114)SafetycableLinear spreadglass lens4.00”(102)Ball catchretainerCATALOG NUMBERTYPEPROJECTSQUARE TRIMMED WALLWASH ACCENT - The VF150 Series is family of products that meet and exceed the needs of today’s lighting designers and specifiers that are seeking performance. Formed of die-cast aluminum. 8632Measurements in ( ) are metric equivalents.VF150 Series - 8632 TrimSQUARE FIXED WALLWASH ACCENT 1-LIGHTTRIM ORDERING INFOTRIM SERIESTRIM FINISHOPTIONS86324.50” Square Wallwash AccentDie-Cast AluminumTrimmedMW WhiteMB BlackXX CustomSH Shower ratedIMPORTANT NOTE: VF150 Wallwash Trims Require Installation in VF150 ADJUSTABLE Housing.8632Example: 8632-MW-SHSQUARE TRIMMED WALLWASH ACCENT• Adjustable light output application• 4.50” square die-cast aluminum trim• .25” face trim• Linear spread lens• 1.75” regress for greater cut-off• Ball catch retainer for easy trim insertion and removal• Safety cable included• Powder coat finishSpecificationsTRIMMEDLEDIMPORTANT NOTE: VF150 Wallwash Trims Require Installation in VF150 ADJUSTABLE Housing.COMPATIBLE HOUSINGS • LF # HVS-1BA-THEADQUARTERS9200 Deering AvenueChatsworth CA 91311 Telephone: 818-885-1335Toll Free: 855-885-1335Fax: 818-576-1335©2021 LF ILLUMINATION LLCWe reserve the right to change or withdraw specifications without prior notice.www.lfillumination.comrev: 060421CUS®Limited
https://lfillumination.com/files/specsheets/1432_Square_Fixed_Wall-Wash-Trim.pdf | lighting | CATALOG NUMBERTYPEPROJECTSQUARE WALLWASH - The 1 inch Series recessed wallwash seamlessly integrates into the surrounding space while providing superior performance and functionality. These fixtures meet and exceed the needs of today’s lighting designers and specifiers. SF100 Series - 1432 TrimSQUARE WALLWASH 1-LIGHTTRIMMEDLEDTRIM ORDERING INFOTRIM SERIESLED MODULECRI / COLORBEAM SPREADTRIM FINISH1432SF100 SeriesSquare FixedWallwashLUMILEDS09U* 9W LED / 311lm del.Delivered Lumens @ 90CRI / 3000K / Wide Beam All White Trim9030 90CRI / 3000K 9027 90CRI / 2700K*8035 80CRI / 3500K*8040 80CRI / 4000K* * Made to Order (Longer lead time)W Wide 40°WW All WhiteExample: 1432-09U-9030-W-WBHEADQUARTERS9200 Deering AvenueChatsworth CA 91311 Telephone: 818-885-1335Toll Free: 855-885-1335Fax: 818-576-1335©2021 LF ILLUMINATION LLCWe reserve the right to change or withdraw specifications without prior notice.www.lfillumination.comrev: 02-15-21Ø1.54”(39)Ø1.00”(25)Ø2.00”(51)3.77”(96)QuickConnectØ1.63”(41)Measurements in ( ) are metric equivalents.1432FIXED WALLWASH1432 Square Trimmed • Recessed wallwash• 2.00” square die-cast aluminum trim• Small Ø1.00” aperture• TIR optic wide 40°• Easy trim installation and service• Powder coat finishLABELS• Suitable for dry locationSpecificationsLimited
https://lfillumination.com/files/specsheets/8432_Square-Wall-Wash-Trim_LED.pdf | lighting | Spring clip retainer4.50”(114)1.75”(44)4.00”(102)4.75”(121)WireClearanceSafetycableLinear spreadglass lensCATALOG NUMBERTYPEPROJECTSQUARE FIXED WALLWASH ACCENT - The VF100 Series of recessed downlight and housing configurations represent the pinnacle of innovation and design of small aperture products for the architectural industry. These fixtures meet and exceed the needs of today’s lighting designers and specifiers for small recessed fixtures that perform. 8432SQUARE WALLWASH• Recessed fixed wallwash• 4.50” square die-cast aluminum trim• .25” face trim• Linear spread lens• 1.75” regress for greater cut-off• Ball catch retainer for easy trim insertion and removal with safety cable included• Powder coat finishSpecificationsMeasurements in ( ) are metric equivalents.VF100 Series - 8432 TrimSQUARE FIXED WALLWASH ACCENT 1-LIGHTTRIMMEDLEDTRIM ORDERING INFOTRIM SERIESLED MODULECRI / COLORBEAM SPREADTRIM FINISHLAY-IN LENS8432New Construction Housing8432RMRemodel Housing(08C, 13C & 15V Only)4.50” SQUAREFixed WallwashDie-Cast AluminumLinear Spread LensCREE08C* 08W LED / 883lm del.13C* 13W LED / 1189lm del.19C* 19W LED / 1708lm del.Delivered Lumens @ 80CRI / 3000K / Narrow Beam * VFR-1BA-T small housing only8027 80CRI / 2700K 8030 80CRI / 3000K 8035 80CRI / 3500K 8040 80CRI / 4000K 9227 92CRI / 2700K 9230 92CRI / 3000K 9235 92CRI / 3500K 9240 92CRI / 4000K 9827 98CRI / 2700K 9830 98CRI / 3000K 9835 98CRI / 3500K 9840 98CRI / 4000KCREE W WideMB BlackMW WhiteXX CustomSHL Shower RatedValuDIM™15V 15W LED / 772lm del.3000-1800K Warm Dim-mingDelivered Lumens@ 92CRI / 3000K / Narrow Beam9220 92CRI / 3000-1800K92209220 Warm Dimming ValuDIM OnlyValuDIM™W WideExample: 8432-13C-8030-W-MB-SHHEADQUARTERS9200 Deering AvenueChatsworth CA 91311 Telephone: 818-885-1335Toll Free: 855-885-1335Fax: 818-576-1335©2021 LF ILLUMINATION LLCWe reserve the right to change or withdraw specifications without prior notice.# VFR-1BAHOUSING COMPATIBILITY (Housing Sold Separately)8432 8432RM# VFS-1AA # VFS-1AR# VFS-1BA www.lfillumination.comrev: 061322CUS®LimitedJA8: 08C9xxx, 13C9xxx,15V9xxx, 19U9xxx LED Engines/Sources may be used to complywith CA JA8 Title 24CALIFORNIA TITLE 24CALIFORNIA TITLE 24JA8: 08C9xxx, 13C9xxx,15V9xxx, 19U9xxx LED Engines/Sources may be used to complywith CA JA8 Title 24CALIFORNIA TITLE 24JA8: 08C9xxx, 13C9xxx,15V9xxx, 19U9xxx LED Engines/Sources may be used to complywith CA JA8 Title 24JA8: 08C9xxx, 13C9xxx,15V9xxx, 19U9xxx LED Engines/Sources may be used to complywith CA JA8 Title 24CALIFORNIA TITLE 24
https://www.afxinc.com/media/documents/specSheets/ST.pdf | lighting | Standard StriplightSTFeatures Functional and multi-purpose standard 1 or 2 light strip channel provides general illumination for indoor and damp applications. Product features include snap assembly of ends, socket bars and wire way cover and requires no tools. Fixture can be mounted individually or in continuous rows for surface or suspended mounting. Applications include light commercial, industrial, retail, coves and displays. Construction Heavy-duty channel is die-formed from 22-gauge steel. Channel cover snaps to housing for easy access to wire way. Electrical connections are made inside the wire way. Standard mounting holes and wiring knockouts are included. Finish Housing is finished in lighting grade white baked gloss enamel paint. Diffuser No diffuser for this fixture. Fluorescent lamps are exposed. Electrical This unit can be ordered in the following options:120V 60Hz AC (R8 suffix), 120-277 Universal 50/60Hz AC (MV suffix). R8 model number suffix designates normal power factor, 120V, residential grade ballast. Lamping For use with T8 fluorescent linear lamps; not included.Certification All fixtures are cULus listed for damp location.Warranty Limited warranty: This fixture is free fromdefects in materials and workmanship fora period of 2 years from date of purchase.Specifications and dimensions subject to change without notice.Ordering Information:2345 N. Ernie Krueger Circle • Waukegan, IL. 60087 • P: 847.249.5970 • F: 847.249.2618 • AFXinc.com R5/21Model No. Lamps Dimensions Mounting 120V 120-277V Qty Type L W D M ST115R8 1 F15T8 18" 3-1/8" 3-1/4" 14-1/4"ST117R8 ST117MV 1 F17T8 24" 3-1/8" 3-1/4" 20-1/4"ST125R8 ST125MV 1 F25T8 36" 3-1/8" 3-1/4" 32-1/4"ST132R8 ST132MV 1 F32T8 48" 3-1/8" 3-1/4" 44-1/4" ST217R8 ST217MV 2 F17T8 24" 4-3/4" 3-1/4" 20"ST225R8 ST225MV 2 F25T8 36" 4-3/4" 3-1/4" 32"ST232R8 ST232MV 2 F32T8 48" 4-3/4" 3-1/4" 44" ST232-8MV 4 F32T8 96" 4-3/4" 3-1/4" 92" LWM78"1"78"314"DATELOCATIONPREPAREDBYCOMMENTSCATALOG NUMBERQUANTITYFIXTURE TYPELimited Quantities Remain.Consult Factory.
https://media.iuseelite.com/specsheet2/ov3r.pdf | lighting | 331WWW.ORACLELIGHTING.COMTEL: (323) 888-1973FAX: (323) 888-1977OV3RSurface Mount Fluorescent FixtureOrdering Information Example: OV3R-13-CFL-120-BK-WHSURFACE CEILING/ WALL MOUNT FLUORESCENT APPLICATION:• Indoor/outdoor damp or wet location with vandal resistant design• Ideal for schools, under walkway canopies• Shopping center walkways• Parks and public areas• Parking garages/shelters• Mass transit enclosures• Oceanfront: walkways (corrosion-resistant or corrosion free) PRODUCT FEATURES:• Wall/ceiling mount fixtures• Available in black or white base with white or frosted prismatic diffuser• One- and two-lamp 13 and 18 watt fluorescent configurations available• Photocell available on all models• Molded of durable UV-resistant plastic• Vandal-resistant• Bug-resistant• Compact size additional specifications• UL listed for wet locations• Polycarbonate base and diffuser• White powder-coated steel gear trayOV3RSERIESOV3R-Oracle Wet Location Round Surface FluorescentOV4R-Oracle Wet Location Square Surface FluorescentSURFACE/CEILING MOUNTFLUORESCENT SERIES# OF LAMPS/LAMP TYPE (included)13-CFL18-CFL2-13-CFL2-18-CFL(1) 13W CFL Lamp(1) 18W CFL Lamp(2) 13W CFL Lamp(2) 18W CFL LampVOLTAGE120277BODYBK- BlackWH- WhiteDIFFUSERFP- Frosted PrismaticWH- WhiteOPTIONSPC120- Photo Control (120V only)PC277- Photo Control (277V only)4-1/2”9-3/8”10”OV4ROV3RSERIESOV3R
https://lithonia.acuitybrands.com/api/products/getasset/lithonia-lighting/47745/82957d68-4473-4e6d-90ca-ceb8048face8/twa-cf.pdf?abl_version=10%2f04%2f2022+23%3a00%3a09&DOC_Type=SPEC_SHEET | lighting | OUTDOOR TWA-CFCatalog NumberNotes Type10 (25.4)11-1/2(29.2)9(22.7)Mini Wall-PacksTWA COMPACT FLUORESCENT26-42TRTORDERING INFORMATION Example: TWA 42TRT MVOLT LPIFor shortes lead times, configure product using standard options (shown in bold).FEATURES & SPECIFICATIONSINTENDED USE — For entrances, stairwells, corridors and other pedestrian areas.CONSTRUCTION — Rear housing is rugged, corrosion-resistant, die-cast aluminum. Front cover is one-piece UV-resistant injection molded polycarbonate, internally painted. Captive external hardware is specially treated for corrosion resistance and includes slotted hex-head and tamperproof fasteners. FINISH — Dark bronze (DDB) corrosion-resistant polyester powder.OPTICAL — One-piece die-formed reflector is diffused aluminum. Refractor is clear UV stabilized polycar-bonate. Front cover is sealed and gasketed to inhibit the entrance of outside contaminants.ELECTRICAL — Compact fluorescent ballasts are multi-volt (120-277) electronic high power factor. UL Listed. Four-pin positive latching thermoplastic socket.All components are heat-sinked directly to the cast housing for maximum heat dissipation.INSTALLATION — Mount to any vertical surface or to a 4” outlet box. Back access through gasketed slot. Top wiring access through 1/2” threaded conduit entry. Through-wiring requires use of a conduit tee. Photocells are field-installable.LISTING — UL listed for wet locations. IP65 rated. UL Listed to US and Canadian safety standards (see Options). NOM Certified. (see Options)WARRANTY — 1-year limited warranty. Complete warranty terms located at www.acuitybrands.com/CustomerResources/Terms_and_conditions.aspx. Note: Specifications subject to change without notice.TWASeriesWattageVoltageBallastOptionsFinishLamp7TWA 26DTT26TRT32TRT42TRT120277347MVOLT1(blank) Electronic 0°FShipped installed in fixtureGMFInternal slow-blow fusing2ECEmergency circuit3CSAListed and labeled to comply with Canadian StandardsNOMNOM CertifiedPEPhotocell4Shipped separately5WGWire guard (blank)Dark bronzeDNANatural aluminumDBLBlackDMBMedium bronzeDWHWhiteDSSSandstoneCRTNon-stick protective coating6Super Durable FinishesDDBXDDark bronzeDBLXDBlackDNAXDNatural aluminumDWHXDWhiteDDBTXDTextured dark bronzeDBLBXDTextured blackDNATXDTextured natural aluminumDWHGXDTextured whiteLPILamp includedL/LP Less lamp SpecificationsHeight: 10 (25.4) Width: 11-1/2 (29.2)Depth: 9 (22.7)*Weight: 10 lbs. (4.53 kg)*Weight as configured example below.Specifications are in inches (cm) unless otherwise noted.NOTES:1 Optional multi-volt electronic ballast capable of operating any line voltage from 120-277V.2 Not available with MVOLT.3 Maximum allowable wattage lamp included.4 Not available with MVOLT.5 May be ordered as an accessory as TWAWG U.6 Finish applied to housing only.7 Must be specified (35K lamp with LPI).DISCONTINUEDTWA Compact Fluorescent, Wall Mounted TWA-CFOUTDOOR: One Lithonia Way Conyers, GA 30012 Phone: 770.922.9000 Fax: 770-918-1209 www.lithonia.com ©1997-2014 Acuity Brands Lighting, Inc. All rights reserved. Rev. 06/03/14Notes1 Photometric data for other distributions can be accessed at www.lithonia.com.2 Tested to current IES and NEMA standards under stabilized laboratory conditions. Various operating factors can cause differences between laboratory data and actual field measurements. Dimensions and specifications on this sheet based on the most current available data and are subject to change without notice.3 For electrical characteristics, consult outdoor technical data specification sheets on www.lithonia.com.4 Actual performance may differ as a result of end-user environment and application.DISCONTINUED
https://www.cooperlighting.com/api/assets/v1/file/Signify/content/9d3f4c0b9f2e4bef95d4ad410079a6b8/fm-led-round-flushmount-spec | lighting | %PDF-1.7%âãÏÓ187 0 obj< >endobj 222 0 obj< >/Filter/FlateDecode/ID[<0CB05B7CBF62B64EADF64615A6411583><6D292F3D66B7B2110A00000000000000>]/Index[187 71]/Info 186 0 R/Length 142/Prev 357346/Root 188 0 R/Size 258/Type/XRef/W[1 3 1]>>streamhŞbbd```b``�‘ŒË@$ƒˆd*‹l@�°‹°7�Õ'€In°¬9ˆ˜"yêA$¯)˜¼/‘ü… ’{+XÍO)Z–í‹G‚H®ÉÖ+ê$µAìNg{Âm°]y`{·€HÎ@ò_3Pè¯@°‡<ùŸ�©å>@€2[Ûendstreamendobjstartxref0%%EOF 257 0 obj< >streamhŞb``P```–f`a`ZÎÊÀÊ€¬@16 æàÿÀğIœ]a†—o¨x˜ÓÑÑ&>€8¬�Î`”ÀÒ0 z‰qc4C;ß{®ó<­<ŠüGùr±r{Ÿã¿Í¹’ók«ğÔ†ê�ÉıÚûYØè®axÊô¦Û„�5ÊH3�8Ì>@Š‘tƒ#Ö°¨¦3°†³AøÌ. o00ÿ:ÖdX0°�ƒ*ü`�¯'uendstreamendobj188 0 obj< >>>endobj189 0 obj< >endobj190 0 obj< >/ExtGState< >/Font< >/ProcSet[/PDF/Text/ImageC]/Properties< >/XObject< >>>/Rotate 0/Tabs/W/Thumb 52 0 R/TrimBox[0.0 0.0 612.0 792.0]/Type/Page>>endobj191 0 obj< >/Subtype/Form>>streamH‰Ò©PpòuVàrendstreamendobj192 0 obj< >/Subtype/Form>>streamH‰Ò©PpòuVàrendstreamendobj193 0 obj< >/Subtype/Form>>streamH‰Ò©PpòuVàrendstreamendobj194 0 obj< >/Subtype/Form>>streamH‰Ò©PpòuVàrendstreamendobj195 0 obj< >/Subtype/Form>>streamH‰Ò©PpòuVàrendstreamendobj196 0 obj< >/Subtype/Form>>streamH‰Ò©PpòuVàrendstreamendobj197 0 obj< >streamhŞ¼WmsÚ8ş+ú˜ÎMYI–ü2ÓÉ„Òæš·šÜ•ÉøêØÔvÒ¤¿şveµ“péÜ[«·İG«gWBJ‡q&¥bÂ¡R3áXºÌÑTzL+j÷™'–¸dÇîc‡#˜�ÚCA¢à¹(8(Òà$•*ŸZ\&´�å1áz4ËG{¶�qšn­‘iE3Ñ®ThÏÇR9ÌQõ(Åß¡Áš)éã@å2åJã¡ h–�‚KzÔª9S�ÀÁZ0Íi––(Tí0-8Öt‰Ô2ª]pÆ»wĞïîÁGß¡ÃF3üÌÙèŸcÇûd’N£d�âYĞO'u¾Â�çûû0H“ûí¦�+ÆVEç)V„­¦û×X‘åxš™xš“Ê¦1íJvwÊÒ«J¿*ƒ²t¬ú+4×=ÃÏ�¨`ô†Ø0Äç’¬Ò’,ŠzIo`ÀF0º‡ÁŒ)¸püÉúŒ@�¡ªûY˜™¤°l¡êgÆáÜLŠ±ã«íŸ'��ë“;~€U%°zÃÛëâaià2šÎM£=şFÔĞM’´ØßŒY¾³Ü3¤Õ³°Ú€YˆvĞÎkA;;‚v=¿ƒ®A»�‹ÕĞR¶ƒV¯­v­uÇUkĞ’E5€vœvĞú¿�æ%bıBÄZ¨Nà”Üğ0_¢¢wĞáM¦Vª±û*Äî�ˆ]ívø°ë;ÍdÖzğzan¦LõWMr•[‡lÆ¹�Ş1œ¤ÙMÃA—‰‡Ó³ªçôì˜vY‘İ‡ù7š˜ÒâûûâÃ°“ĞÎK—å¼ÒmOê·I=ßI=ÜY{9î7ªßrÎËõ¿Ô;ÍŞ·½;šÉ'D²Àwá \~4Ñ¦Q ù,ÂlhŠ=èÂ�áÙ‚�bÈ ‡¦Np÷xHšRË[<ƒa‡óœ9Ò�ˆ½^z?~+0éQ0ç£©+Û7o¢øaïKİ™,gG#6,¦Œèj{£Øà9-ÊtI-'á��şßÇ—'T“�F8åm/'ßì�a‘™b²¨ıEM—å’¦DvX„q4é&óØĞ¾ææd¿t�¥udÑ²H3ø«r…æÒú‰¢ƒ†< ¾`è%İ$�VõA”åù“Ì–{C¢…õoÂ„KÀ(E[¨ÉàªºVÔx)È‹E>vm¯Á9¿ZÁnÅÕ�f3ƒ9fbò±ÃaÃ,ºªHS�ÙàˆòÚ9r}x�Lùá>ÁræYóÎ‘9#øp‰º†ë�eŠØÌŠZÎH#L`’Æi‚ß››¦05óÌäœ53D‡¿;c�¦·Ìa‹‡åÂ$HË�˜7�@!ñS ú/aI)ÔZ²Rigi2Z•Q:…ïğı6-Ìôº"¶¹C}ytyæ‹Ñ‹�)~¤Hù;ø÷ğ?á§ÉÒğ/Jkş+oşó`“ÿ_¿ôÏO.6è÷óof>í;¿ÉòêL×z‹sEuçWª+±Iuá¹­\�ßÎuz¥½6+^2Ş÷[:øï„^’iÉTÒ«éªÿ‚·Ô¼~ >streamH‰\”İ�›0„ïy_î^¬Hğñ9»Š”Ÿ®”‹ş¨i€€“"5€¹ÈÛ×ÃD»R#ÆÏ¦ÙäÛınßµ“ËŒ}}ˆ“;µ]3Ækëè�ñÜvÙ²pM[O�Ñü__ª!ËÓäÃı:ÅË¾;õYYºügzx�Æ»{Z7ı1>gù÷±‰cÛ�İÓïíáÙå‡Û0ü�—ØMnáV+×ÄS2úZßªKtù<íeß¤çítIs>ßøu¢+æñ’0ußÄëPÕq¬ºsÌÊEú­\ù�~«,vÍÏÕ8íxªÿTcV.¿¤—ÕtmWiüş9~Kãb1�Ó-é‚º€Ôú•úú�z�»¥†o±£ŞA33İ’f^ºe¥g–G–_R/¡™ë‘ë=µ‡j�&��Wj…6jƒ&§§'§§_S¯“ær…Y‚,a– K˜%Èf²„ş¡¿À_6Ôhv"èDØ‰ a'‚N{è!�'€'°‡€ÙØÙØÙØÙØ{èAé©ğTz*<•�O¥§ÂSé©ğT}ìhzêìÉµ+Ö®\û¼”İ*ºU®}ŞgÊµ+Ö®�=ˆµëcÿa?{0ô`d60™ÌFf³‘ÙÀld60™ÌFf³‘ÙÀld60™Ì2¤ÓãÔàX¥Óï>Îl}Çt\çOÄ¦NqBÛ.~¦E†~pi®ìŸ‚æÜendstreamendobj199 0 obj< >streamH‰\“ÑJë@Eßóó¨’4™9£µUèÃU±úi2íÜNÂ4}èßß³³EÁB›rf³v9É×ÛÍ6ö“ÉßÒĞîÂd}ìR8—Ô³Ç>f‹Òt};}İÍ¿í©³\ï®ç)œ¶ñ0dumòw}x�ÒÕÜ¬ºan³ü5u!õñhn>×»[“ï.ãø/œBœLa–KÓ…ƒıiÆ—æL>»Ûvú¼Ÿ®wzægâã:SÎ÷Ê´CÎcÓ†ÔÄcÈêB?KS?ëg™…ØızîÛÚ¿MÊêÃE¡åŠ\�7äø‰ü¤\q¾Â¦U’K°%[°#;e»˜Y/ÊÌ·È·œ·˜·œ·ó¼�ìÉ¦O¾?�À�äGğš¼ÓßÂßÒßÂß>“õÏ©»8tqìâĞÅÑÓÁÓÑÓÁÓÑÓÁÓÑÍÁMØQĞQ˜#Èær„9‚a� GØWĞW˜)s&ûúûúÊŠ¼³» »°» »°» »°» »°» »gw�î�ÎÎ�ÎÎ�ÎÎ�ÎÎ�ÎÎ�nn�nzÁâ}mVPßó½ßí%%]íùušwÛÜÇğıÆ�Ãhô¾Ù½!â„endstreamendobj200 0 obj< >streamH‰\PËjÄ0¼û+tÜ=,ö¦¥'c(9ôAÓ~€c+YCcÇ9äï+;Ë*�%¡™a,~éÚÎ»ü#Óc†Ñy›pk2NÎ³sÖ™¦›êkf'r¿-çÎ��Iü“–KN�mğÈø{²˜œŸàğ}é�Àû5ÆœÑg XIèUÇ7=#ğJ;u–ö.o'âü!¾¶ˆĞÔù¼›1ÁâµÁ¤ı„Lò…B1ôößşag£¹êÄäãa… B}»÷­**�¨•¢rÃ=ú6ÜÍš5%òYoSkÎãı¦1D VIö+À:õtRendstreamendobj201 0 obj< >streamH‰”WÛrÜ6}Ÿªü^RålY¼ì›¢Ë®9ëDãäaµµEq \¼ŒI�eåë÷4Àf¤lÙV¹†lvt7ºŸV§ÿ¸ì±_�^Õ‚]´«_W§ç�œß2áşØíù/«ˆ=1Ò”¤ùi%İÉtœòDç’Å©àJHVÖ+úR¯bÍ“$Çcµºä�k�Zöj_6«Óµü/Á¬V2ò�Ó©âQ¦�™g\e9[×«7Wï~XtúÒëŸ$\)ÅN$iÊÖ›Õ››ËvUíûmİî›�Ô—J³uÉR‡�2-"gQÂâ8Ÿ¡ÿ(ªŠµ;7¶²Í#{7™_®é”©$×ÿÔ{ğ§xV™�pZKÍã$Ê³Ô%ãôzJ*2 œ/\{oğ«c–ªˆ'Y<ÉzÓYÓ3Û³‚}6]_¶2ŒB+G÷àéyì¢œôŸ¶¶Ü²²hØ½a.tÊŒbë‹Õ›}o6Ì6¼ïÚbÃº¢y4¬}`�éíÆ4ƒ-*V4V¶umºÒ½îv•-±xÛôœ­·ğ‡PO¾>±õßVoÆµw]û8=+÷ıĞîØa‹õ¶öqË>í‹ÊÏ¬Ú×¶)lgØ1Ù?)–akXUÜ}7˜~İ±ñ[Ö·•İ°~(¨k òÔT¦º¶±%Ûtybƒ)·M[µ�Ïìjwƒ­aÜÎt×ESP_lmÿDbLc:™‡;¥¥5MùÌÙŞÿ¡+6–r¤vÀ!İä’iú·.†eã�ŒÍ¾Äƒùlš·lßXZ×{Ï6¶:{¿'HçÆİw"mxÃ�F¬Rn[?]Ş-ƒuÊ¶ëì¦íğˆŒØî©xÆã½Ùtm[ãsÕöf"áN¨í3mG¸›nİu†ÍßUEIµêûW¢€c»uf¨ÎP»
https://www.acuitybrands.com/api/products/getasset/luminaire-led/1101773/5c238051-a794-4d2e-80d5-9a4e75b33cdb/luminaire-led-swoop-swp610ho-led-high-output.pdf?abl_version=03%2f09%2f2023+21%3a30%3a53&DOC_Type=SPEC_SHEET | lighting | LUMINAIRE-LED-SWOOP-SWP610HO-LED-HIGH-OUTPUTRev. 03/28/24 Page 1 of 4One Lithonia Way, Conyers GA 30012 ¦ 1.800.705.SERV (7378) ¦ www.luminaireled.net© 2020-2024 Acuity Brands Lighting, Inc. All rights reserved.SWOOP SWP610HOJob NameFixture TypeWALL / CEILINGLEDCatalog NumberApproved ByDateVandal Resistant SWP610HO Series High Output LEDSPECIFICATIONSDescription The Swoop SWP610HO series features a durable, color-impregnated, polycarbonate housing supported by a marine grade, die cast aluminum base plate to provide a lighting fixture that will survive in many challenging environments.Bezel One piece injection molded UV stabilized polycarbonate mechanically interlocked to lens. Minimum wall thickness shall be 0.140". Color is molded through entire part for scratch resistant finish.Lens One piece injection molded UV stabilized prismatic polycarbonate with minimum 0.140" wall thickness. Available in Clear or Opal and secured to base plate with (4) concealed captive stainless steel screws. YWP models come with a chemically etched, scratch resistant surface painted lens.Reflector Die formed, shaped for maximum efficiency and finished with high gloss electrostatically applied white polyester powder coat.Drivers Dimming to 1%, 10% or Programable Lumen Output driver options. Non-Dimming Driver is also available.LED Samsung LM561B+ series @ 2700K, 3000K, 3500K, 4000K, or 5000K and 82 CRI wired in parallel-series. L 70 projected life of over 130,000 hours at 50ºC.UL Listing U.L., C.UL. Wet Location Listing standard.Government BAA – Buy America(n) Act: Product qualifies as a domestic end product under the Buy American ActProcurement as implemented in the FAR and DFARS. Product also qualifies as manufactured in the United States under DOT Buy America regulations. BABA – Build America Buy America: Product qualifies as produced in the United States under the definitions of the Build America, Buy America Act. Please refer to www.acuitybrands.com/buy-american for additional information.Warranty Lifetime warranty against vandalism. Luminaire LED will repair or replace any fixture damaged due to vandalism for the lifetime of the installation. 10-year warranty on LED boards against operational defects. Tested in accordance with LM-80. This is the only warranty provided and no other statements in this specification sheet create any warranty of any kind. All other express and implied warranties are disclaimed.Note Actual performance may differ as a result of end-user environment and application. All values are design or typical values, measured under laboratory conditions at 25 °C. Specifications subject to change without notice.DIMENSIONAL DATAABCSWP610 No Trim10.846.745.79YWP with Trim10.846.745.79YWPH with Trim6.7410.845.79BCALUMINAIRE-LED-SWOOP-SWP610HO-LED-HIGH-OUTPUTRev. 03/28/24 Page 2 of 4One Lithonia Way, Conyers GA 30012 ¦ 1.800.705.SERV (7378) ¦ www.luminaireled.net© 2020-2024 Acuity Brands Lighting, Inc. All rights reserved.SWOOP SWP610HOVandal Resistant SWP610HO Series High Output LEDORDERING INFORMATIONSeries*TrimDrivers*Wattage (Nominal)Lumens (For PRD Only)SWP610HOVandal Resistant ADA Compliant Marine Listed Surface Mount Rectangle - High OutputYWPEyelid Trim for Swoop SeriesYWPHHorizontal Eyelid for Swoop SeriesMIN1Dimming to 1%MIN10Dimming to 10%NODIMNon-Dimming DriverPRDDriver Programmed to Specific Lumen OutputPRD not available with WattagePRD standard 0-10V dimming to 1%20WRequired for all drivers except PRD driver600LM - 2100LM - Lumens available in 100LM incrementsLumens required if PRD driver chosenCCT*Voltage*Lens*Finish*27K2700K30K3000K35K3500K40K4000K50K5000K120120 Volt277277 VoltMVOLT120-277 VoltCLPClear PrismaticOPOpalBLKBlackWHTWhiteBRZBronzeGRYGrayExample: SWP610HO YWP MIN1 20W 27K CLP WHTEmergencyFusingPhotocellEMB20R 1Remote mounted micro inverter that will operate a 25W maximum load for 90 min. 0°C (32°F) to 45°C (113°F).EMB125R 1Remote inverter that will operate a maximum 125W load for 90 min. 20°C (68°F) to 30°C (86°F)EMB250R 1Remote inverter that will operate a 250W maximum load for 90 min. 20°C (68°F) to 30°C (86°F)EMB375R 1Remote inverter that will operate a 375W maximum load for 90 min. 20°C (68°F) to 30°C (86°F)GLR 1Fuse and Fuse HolderPC 1Photoelectric SwitchOPTIONS*RequiredOrdering Notes1. Not available with MVOLT.Accessories: Order as separate catalog number. TXSDTORX® Screwdriver BitInitial shipment includes one (1) TXSD per fixtureLUMINAIRE-LED-SWOOP-SWP610HO-LED-HIGH-OUTPUTRev. 03/28/24 Page 3 of 4One Lithonia Way, Conyers GA 30012 ¦ 1.800.705.SERV (7378) ¦ www.luminaireled.net© 2020-2024 Acuity Brands Lighting, Inc. All rights reserved.SWOOP SWP610HOVandal Resistant SWP610HO Series High Output LEDTRIM OPTIONSSWP610 YWP Trim YWPH TrimPHOTOMETRIC DATAZoneLumens% Lamps0 - 3042123.40 - 4071439.60 - 60133073.860 - 9044224.50 - 90177198.390 -180301.70 - 1801801100.0MODEL SWP610HO 20W 40K CLPDelivered Lumens: 1,801 LumensTesting was performed in accordance with IES LM-79-08IES FILE: SWP610HO 20W 40K CLPTotal Power: 19.6W306090200400600ModelWattsInput WattsDelivered LumensClear OpalDelivered LumensClear Opal Delivered LumensClear OpalDelivered LumensClear OpalDelivered LumensClear Opal 2700K3000K3500K4000K5000KSWP610HO20W19.61936147419581491199815222060156921211616LUMINAIRE-LED-SWOOP-SWP610HO-LED-HIGH-OUTPUTRev. 03/28/24 Page 4 of 4One Lithonia Way, Conyers GA 30012 ¦ 1.800.705.SERV (7378) ¦ www.luminaireled.net© 2020-2024 Acuity Brands Lighting, Inc. All rights reserved.SWOOP SWP610HOVandal Resistant SWP610HO Series High Output LEDMOUNTING PLATE DETAILSø 0.30Mounting Hole (4) PLCS6.70910.8094.505.50ø 0.75Center Hole10.281.7851/2“ I.P.T.Threaded and PluggedSWP610CABKnockout Detail
https://media.iuseelite.com/specsheet2/ech-ows-1006.pdf | lighting | ECH-OWS-1006Technical InformationLAMP TYPELEDNUMBER OF LAMPS1WATTAGE/LUMEN8W/300LMCRI80FINISHBK/WHGLASS TYPE/COLOROPALLENGTH7'WIDTH5'HEIGHT9'By Elite LightingECH-OWS-1006w w w . i u s e e l i t e . c o mDue to the changes of constant improvement in LED technology, all details are subject to change without notice. Consult factory for up to date information
https://nlight.acuitybrands.com/api/products/getasset/gotham-lighting/1657505/54f265de-6bd9-41a1-934d-d876ee9f7209/evo2lw.pdf?abl_version=12%2f19%2f2022+14%3a39%3a17&DOC_Type=SPEC_SHEET | lighting | EVO2LWpage 1 of 7Luminaire Type:Catalog Number:General Illumination Round Lensed Wallwash2"GOTHAM ARCHITECTURAL DOWNLIGHTING ¦ 1400 Lester Road Conyers, GA 30012 ¦ P 800-705-SERV (7378) ¦ gothamlighting.com© 2014-2023 Acuity Brands Lighting Inc. All Rights Reserved. Rev. 04/26/23 Specifications subject to change without notice.The product images shown are for illustration purposes only and may not be an exact representation of the product.Multiple Layers of LightOVERVIEWCOMPLIMENTARY PRODUCTS• Superior optical control maintains a smooth, uniform distri-bution from ceiling to floor.• Fully serviceable and upgradeable lensed LED light engine• 70% lumen maintenance at 60,000 hours• 2.5 MacAdam Ellipse; 85 CRI typical, 90+ CRI optional• Fixtures are wet location, covered ceiling• ENERGY STAR® Certified productFeature SetDistributionSuperior PerformanceNominal lumens25050075010001500Delivered2294686949291331Wattage 3.46.39.712.721.2Efficacy6874727363*Based on 3500K 80CRI AR LSSwallwash Coordinated Apertures ¦ Multiple Layers of LightEVO + Incito — Multiple Layers of LightGeneral Illumination Layer ¦ EVOHigh Center Beam Layer ¦ IncitoDownlightAdjustableOpen WallwashLensed WallwashCylinderPinholeBevelHyperbolicMRISurgical SuitePatient RoomDynamicFood ServiceVandal/TamperClean RoomShowerSteam RoomCoreHealthcareSpecial ApplicationsEVO2LWpage 2 of 7General Illumination Round Lensed Wallwash2"GOTHAM ARCHITECTURAL DOWNLIGHTING ¦ 1400 Lester Road Conyers, GA 30012 ¦ P 800-705-SERV (7378) ¦ gothamlighting.com© 2014-2023 Acuity Brands Lighting Inc. All Rights Reserved. Rev. 04/26/23 Specifications subject to change without notice.The product images shown are for illustration purposes only and may not be an exact representation of the product.Luminaire Type:Catalog Number:ACCESSORIES — order as separate catalog numbers (shipped separately)HS2582-5/8" Hole sawHS234FLHole saw for flangeless trim optionSDT 347/120 75VA347V/120V, 75VA step down transformer. Must be remote mounted.A+ Capable options indicated by this color background.ORDERING INFORMATIONEXAMPLE: EVO2LW 35/15 AR LSS MVOLT UGZSeriesColor TemperatureLumensReflector ColorFlange TypeReflector FinishEVO2LW2in Round Lensed Wallwash27/2700 K30/3000 K35/3500 K40/4000 K50/15000 K02250 lumens05500 lumens07750 lumens101000 lumens151500 lumensARClearPRPewterWTRWheatGRGoldWR2White paintedBR2BlackBZR2Dark Bronze painted(blank)Self-flangedFLFlangelessLSSSemi-specularLDMatte diffuseVoltageDriverControl Interface4OptionsMVOLT120V - 277V120120V277277VUGZ3Universal dimming to 1% (0-10V, 120V TRIAC or ELV)(blank)NLTnLight® dimming pack. NLTER5nLight® dimming pack for fixtures on emergency circuitNLTAIR2nLight® AIR dimming pack. NLTAIRER25nLight® AIR dimming pack for fixtures on emergency circuitNLTAIREM2nLight® AIR dimming pack for fixtures on emergency circuit90CRI1High CRI (90+)NCH6Structural reinforcement panICAT7IC/Airtight housing constructionCP7Chicago PlenumHAOHigh ambient (40°C)N8010nLight Lumen CompensationTRW8White painted flangeTRBL9Black painted flangeORDERING NOTES1. 5000K CCT not available with 90CRI2. Not available with Reflector Finish3. Refer to Tech 240 for compatible dimmers. 4. Field installed. Access required to location of remote mounted device5. ER for use with generator supply power. Will require an emergency hot feed and normal hot feed. 6. NCH is required for T-grid ceilings or where code requires.7. Not available with 1500lm8. For use with different reflector finish only (i.e. AR, PR, WTR, GR options). Not avail-able with WR (White Reflector). Not available with FL.9. For use with different reflector finish only (i.e. AR, PR, WTR, GR options). Not avail-able with BR (Black Reflector). Not available with FL.10. Requires NLT or NLTER.EVO2LWpage 3 of 7General Illumination Round Lensed Wallwash2"GOTHAM ARCHITECTURAL DOWNLIGHTING ¦ 1400 Lester Road Conyers, GA 30012 ¦ P 800-705-SERV (7378) ¦ gothamlighting.com© 2014-2023 Acuity Brands Lighting Inc. All Rights Reserved. Rev. 04/26/23 Specifications subject to change without notice.The product images shown are for illustration purposes only and may not be an exact representation of the product.Optical and Trim AssemblyFully serviceable and upgradeable lensed LED light engine suitable for field maintenance or service from below the ceiling.Flangeless trim option includes proprietary Gotham mud ring enabling seamless integration into drywall applications. Mud ring ships separately. ElectricalThe luminaire shall operate from a 50 or 60 Hz ±3 Hz AC line over a voltage ranging from 120 VAC to 277 VAC. Support 347V via remote-mounted stepdown transformer. The fluctuations of line voltage shall have no visible effect on the luminous output.The luminaire shall have a power factor of 90% or greater at all standard operating voltages and full luminaire output.Sound Rated A+. Driver shall be >80% efficient at full load across all input voltages.ControlsLuminaire shall be equipped with interface for nLight wired or nLight AIR networks with integral power supply as per specification.DimmingThe luminaire shall be capable of continuous dimming without perceivable stroboscopic flicker as measured by flicker index (ANSI/IES RP-16-10) over a range of 100 – 1.0% of rated lumen output with a smooth shut off function to step to 0%. Driver is inaudible in 24dB environment, and stable when input voltage conditions fluctuate over what is typically experienced in a commercial environment. ConstructionLight engine and driver are accessible from below ceiling.Several additional mounting options available including a structural reinforcement pan, Chicago plenum, and Type IC.Anodized extruded aluminum wiring compartment with hinged access. With two 1/2" trade-sized knockouts rated for 90ºC.Accommodates between 3/8" to 2-3/4"-thick ceilings.ListingsFixtures are UL Certified to meet US and Canadian Standards: All fixtures manufactured in strict accordance with the appropriate and current requirements of the “Standards for Safety” to UL, wet location covered ceiling. ENERGY STAR® Certified product. IC rated with ICAT option. Fixtures with ICAT option are compatible with spray foam insulation with an R-value of 4.3 per inch or less.Luminaire configurations are Energy Star certified through testing in EPA–recognized laboratories, with the results reviewed by an independent, accredited certification organization. Visit www.energystar.gov for specific configurations listedPhotometricsLEDs tested to LM-80 standards. Measured by IESNA Standard LM-79-08 in an accredited lab. Lumen output shall not decrease by more than 30% over the minimum operational life of 60,000 hours.Color appearance from luminaire to luminaire of the same type and in all configurations, shall be consistent both initially and at 60,000 hours and operate within a tolerance of <2.5 MacAdam ellipse as defined by the center of the quadrangles defined in ANSI C78.377-2015.Buy American ActThis product is assembled in the USA and meets the Buy America(n) government procurement requirements under FAR, DFARS and DOT regulations. Please refer to www.acuitybrands.com/buy-american for additional information.Warranty5-year limited warranty. This is the only warranty provided and no other statements in this specification sheet create any warranty of any kind. All other express and implied warranties are disclaimed. Complete warranty terms located at: www.acuitybrands.com/support/warranty/terms-and-conditionsNote:Actual performance may differ as a result of end user environment and application. All values are design or typical values, measured under laboratory conditions at 25 °C.SPECIFICATIONSCapable LuminaireThis item is an A+ capable luminaire, which has been designed and tested to provide consistent color appearance and out-of-the-box control compatibility with simple commissioning.• All configurations of this luminaire meet the Acuity Brands' specification for chromatic consistency• This luminaire is part of an A+ Certified solution for nLight® control networks when ordered with drivers marked by a shaded background*• This luminaire is part of an A+ Certified solution for nLight® control networks, providing advanced control functionality at the luminaire level, when selection includes driver and control options marked by a shaded background*To learn more about A+, visit www.acuitybrands.com/aplus.*See ordering tree for detailsEVO2LWpage 4 of 7General Illumination Round Lensed Wallwash2"GOTHAM ARCHITECTURAL DOWNLIGHTING ¦ 1400 Lester Road Conyers, GA 30012 ¦ P 800-705-SERV (7378) ¦ gothamlighting.com© 2014-2023 Acuity Brands Lighting Inc. All Rights Reserved. Rev. 04/26/23 Specifications subject to change without notice.The product images shown are for illustration purposes only and may not be an exact representation of the product.Tables of UseMarked Spacing in Inches 25oC AmbientLumen PackageFixed Center to Center MINFixture Center to Building Member MINSpace Above Fixture1500 (HAO)1893DriverControl Provided NomenclatureDescriptionNLTNLTERNLTAIR2NLTAIREM2NLTAIRER2UGZ0-10V driver dims to 1%nPP16 D EFPnPP16 D ER EFPRPP20 D 24V G2RPP20 D 24V EM G2RPP20 D 24V ER G2FlangelessFlangeless InstallationGotham's flangeless option utilizes a micro-thin polymer mud ring that minimizes the amount of drywall compound required to finish the ceiling. The end result is a virtually undetectable flangeless downlight installation.The polymer mud ring is installed independent of the of the recessed frame, therefore floating with the ceiling. This innovation minimizes any surface cracks during reflector installation, ceiling movement and any future service to the recessed frame, wiring, electronics, etc.Partially finished mud ring, showing cross-sec-tion detail.An EVO downlight requires only approximately 3" of plaster to finish.EVO with flangeless trimEVO2LWpage 5 of 7General Illumination Round Lensed Wallwash2"GOTHAM ARCHITECTURAL DOWNLIGHTING ¦ 1400 Lester Road Conyers, GA 30012 ¦ P 800-705-SERV (7378) ¦ gothamlighting.com© 2014-2023 Acuity Brands Lighting Inc. All Rights Reserved. Rev. 04/26/23 Specifications subject to change without notice.The product images shown are for illustration purposes only and may not be an exact representation of the product.DIMENSIONAL DATARecessed Application - Minimum Clearance Requirements 1000 Lumen and Below Install-from-Below Construction1500 and 2000 Lumen or High Ambient Option Install-from-Below ConstructionStructural Reinforcement PanIC / Airtight Housing / Chicago Plenum Construction347V Transformer*Dimensions in inches [centimeters]Aperture: 2-1/4" [5.7]Ceiling Opening: 2-5/8" [6.7] self-flangedOverlap Trim: 3" [7.6]2-3/4" [7] flangeless347 Transformer:Install to accessiblejunction box by others2 1/8" [5.4]2 11/16" [6.8]2 11/16" [6.8]8 1/2" [21.6]15" [38.1] - 32" [81.28]17 1/16" [43.3]13 9/16" [34.5]5" [12.7]8 5/8" [21.9]1 3/16" [2.9]∅2 7/16" [6.1]6 3/8" [16.2]∅2 7/8" [7.3]6 1/8" [15.6]Ceiling cutout: ∅2 5/8" [6.7]Flex conduit length: 16" [40.6]Ceiling thickness range: 3/8" [1.3] to 2 3/4" [6.9]∅2 7/16" [6.1]6 3/8" [16.2]∅2 7/8" [7.3]6 1/8" [15.6]Ceiling cutout: ∅2 5/8" [6.7]Flex conduit length: 16" [40.6]Ceiling thickness range: 3/8" [1.3] to 2 3/4" [6.9]17 1/16" [43.3]5" [12.7]20 15/16" [53.1]13 3/4" [34.9]8 1/2" [21.6]15 [38.1] - 32 [81.28]7 3/16" [18.3]15 13/16" [40.2]1 3/16" [2.9]7 1/4" [18.4]MIN PLENUM HEIGHTCEILING THICKNESS3/8" [1.0] TO 2 3/4" [6.9]EVO2LWpage 6 of 7General Illumination Round Lensed Wallwash2"GOTHAM ARCHITECTURAL DOWNLIGHTING ¦ 1400 Lester Road Conyers, GA 30012 ¦ P 800-705-SERV (7378) ¦ gothamlighting.com© 2014-2023 Acuity Brands Lighting Inc. All Rights Reserved. Rev. 04/26/23 Specifications subject to change without notice.The product images shown are for illustration purposes only and may not be an exact representation of the product.Photometry/EVO2LW 35/15 AR LSS Input Watts: 21.2, Delivered Lumens: 1331, LPW: 62.8, S/MH: 1.59, Test No: 19-648-05P570°10°20°30°40°50°6070809090°80°70°60°50°40°30°20°10°0°501001502002503003504004505005506006507000°-180°90°-270°CP SummaryZonal Lumen SummaryCoefficients of UtilizationLuminance (cd/sq.m)0°90°0°5305305°55252115°59650225°61047235°58742745°49535655°37226365°22914775°913485°5190°60ZoneLumens % Fixture0° - 30°42432%0° - 40°69452%0° - 60°1,15887%0° - 90°1,331100%90° - 180°00%0° - 180°1,331100%ρf20%ρc80%70%50%ρw 50% 30% 10% 50% 30% 10% 50% 30% 10%01191191191161161161111111111106103991041019810097952948883928782898480383767082756979736847466607366607164595675852665852645751660524660524658514575547415446415346408504236504236484136946383346383344383310433530423530413430Average Luminance0°157,88145°208,72955°193,12165°161,77875°104,60585°17,448CONSULT WWW.GOTHAMLIGHTING.COM FOR ADDITIONAL PHOTOMETRYLumen Output MultiplierCRICCTMultplier802700K0.9103000K0.9463500K1.0004000K1.0275000K1.054902700K0.7843000K0.8473500K0.8744000K0.946Reflector Finish MultiplierReflector FinishMultiplierLSS - Semi Specular1.00LD - Matte Diffuse0.98Reflector ColorMultiplierWR - White0.98BR - Black0.92BZR - Bronze0.91AR - Clear1.00GR - Gold0.99PR - Pewter0.99WTR - Wheat0.98/EVO2LW 35/15 AR LSS Input Watts: 21.2, Delivered Lumens: 1331, LPW: 62.8, S/MH: 1.59, Test No: 19-648-05P570°10°20°30°40°50°6070809090°80°70°60°50°40°30°20°10°0°501001502002503003504004505005506006507000°-180°90°-270°CP SummaryZonal Lumen SummaryCoefficients of UtilizationLuminance (cd/sq.m)0°90°0°5305305°55252115°59650225°61047235°58742745°49535655°37226365°22914775°913485°5190°60ZoneLumens % Fixture0° - 30°42432%0° - 40°69452%0° - 60°1,15887%0° - 90°1,331100%90° - 180°00%0° - 180°1,331100%ρf20%ρc80%70%50%ρw 50% 30% 10% 50% 30% 10% 50% 30% 10%01191191191161161161111111111106103991041019810097952948883928782898480383767082756979736847466607366607164595675852665852645751660524660524658514575547415446415346408504236504236484136946383346383344383310433530423530413430Average Luminance0°157,88145°208,72955°193,12165°161,77875°104,60585°17,448/put Watts: 21.2, Delivered Lumens: 1331, LPW: 62.8, S/MH: 1.59, Test No: 19-648-05P5720°30°40°50°607080900°-180°90°-270°CP SummaryZonal Lumen SummaryCoefficients of UtilizationLuminance (cd/sq.m)0°90°0°5305305°55252115°59650225°61047235°58742745°49535655°37226365°22914775°913485°5190°60ZoneLumens % Fixture0° - 30°42432%0° - 40°69452%0° - 60°1,15887%0° - 90°1,331100%90° - 180°00%0° - 180°1,331100%ρf20%ρc80%70%50%ρw 50% 30% 10% 50% 30% 10% 50% 30% 10%01191191191161161161111111111106103991041019810097952948883928782898480383767082756979736847466607366607164595675852665852645751660524660524658514575547415446415346408504236504236484136946383346383344383310433530423530413430Average Luminance0°157,88145°208,72955°193,12165°161,77875°104,60585°17,448EVO2LWpage 7 of 7General Illumination Round Lensed Wallwash2"GOTHAM ARCHITECTURAL DOWNLIGHTING ¦ 1400 Lester Road Conyers, GA 30012 ¦ P 800-705-SERV (7378) ¦ gothamlighting.com© 2014-2023 Acuity Brands Lighting Inc. All Rights Reserved. Rev. 04/26/23 Specifications subject to change without notice.The product images shown are for illustration purposes only and may not be an exact representation of the product.NLIGHT AIRNLIGHTnLight® AIR is the ideal solution for retrofit or new construction spaces where adding communication wiring is cost prohibitive. The integrated nLight AIR rPP20 Power Pack is part of each EVO Luminaire ordered with the NLTAIR option. These individually addressable controls offer the ultimate in flexibility during initial setup and for space repurposing.nLight® Wired The nLight® solution is a digital networked lighting control system that provides both energy savings and increased user configurability by cost effectively integrating time-based, daylight-based, sensor-based and manual lighting control schemes.CAT-5e CableLine PowerLow Voltage Dimming WiresWiring KeynCMFixtures ordered without the NLT optionnPODMFixtures ordered with the NLT optionnCMnPODMnPS 80 EZ or nPP16 D(ordered as an accessory)rPP20(ordered as an accessory)rPODBA DXRCMSBFixtures ordered without the NLTAIR optionCLAIRITYTM + Mobile ApprPODBA DXCLAIRITYTM + Mobile AppFixtures ordered with the NLTAIR optionLine PowerLow Voltage Dimming WiresWiring KeynLight® AIR Control AccessoriesOrder as separate catalog number. Visit nLight AIR.Wall SwitchesOn/Off single poleOn/Off two pole On/Off & raise/lower single poleOn/Off & raise/lower two poleModel NumberrPODB (color) G2rPODB 2P (color) G2rPODB DX (color) G2rPODB 2P DX (color) G2nLight® Wired Control AccessoriesOrder as separate catalog number. Visit nLight.Wall SwitchesOn/Off single poleOn/Off two pole On/Off & raise/lower single poleOn/Off & raise/lower two poleGraphic touchscreenPhotocell ControlsDimmingModel NumbernPODM (color)nPODM 2P (color)nPOD DX (color)nPODM 2P DX (color)nPOD GFX (color)nCM ADCXnLight® Wired Control Accessories (cont.)nLight® AIR Control Accessories (cont.)Occupancy Sensors (PIR/dual tech)Small motion 360o , ceilingLarge motion 360o , ceilingWide ViewWall switch with raise/lowerCat-5 Cables (plenum rated)10', CAT5 15', CAT5 Occupancy Sensors (PIR/dual tech)Small motion 360o , ceilingLarge motion 360o , ceilingModel NumbernCM 9 / nCM PDT 9nCM 10 / nCM PDT 10nWV 16 / nWV PDT 16nWSX LV DX / nWSX PDT LV DXCAT5 10FT J1CAT5 15FT J1Model NumberrCMS 9 / rCMS PDT 9 rCMS 10 / rCMS PDT 10Possibilites for nLight® wiredPossibilites for nLight® AIRUL924 Sequence of OperationThe below information applies to all nLight AIR devices with an EM option. • EM devices will remain at their high-end trim and ignore wireless lighting control commands, unless a normal-power-sensed (NPS) broadcast is received at least every 8 seconds.• Using the CLAIRITY+ mobile app, EM devices must be associated with a group that includes a normal power sensing device to receive NPS broadcasts.• Only non-emergency rPP20, rLSXR, rSBOR, rSDGR, and nLight AIR luminaires with version 3.4 or later firmware can provide normal power sensing for EM devices. See specification sheets for control devices and luminaires for more information on options that support normal power sensing.
https://www.signify.com/api/assets/v1/file/Signify/content/ba6f346a1efd4fdab1d4a87f01238b64/form_10_cp_mp_led.pdf | lighting | Form_10_CP_MP_LED 05/22 page 1 of 3CPMPOrdering guide example: CP17L-32L-450-NW-G2-2-120-F1-BKPrefix –Number of LEDs –Drive Current –LED Color - Generation –Mounting7 –Distr.2 –Voltage –Controls –Electrical –Luminaire –FinishCP17L 17" Cylindrical Luminaire LEDMP17L 17" Semi-Spherical Luminaire LED32L 32 LEDs48L 48 LEDs450 450mA900 900mA700 700mANW-G2 Neutral White 4000K, 70CRI Generation 2WW-G2 Warm White 3000K, 70CRI Generation 2CW-G2 Cool White 5700K, 70CRI Generation 2--(yoke fitter for 4" round pole standard)12 Type 23 Type 34 Type 45 Type 5120 120V208 208V240 240V277 277V347 347V 480 480VUNV 120-277V 50hz/60hzHVU 347-480V 50hz/60hzDD 0-10V Dimming DriverPhotoelectric/Receptacle Systems (Twist Lock Receptacle)TLRD5 Twist Lock Receptacle 5 Pin 4,5TLRPC Twist Lock Receptacle with Photocell 3,4,5FusingF1 Single (120, 277, 347VAC) 3F2 Double (208, 240, 480VAC) 3F3 Canadian Double Pull (208, 240, 480VAC) 3Pole Mount FusingFP1 Single (120, 277, 347VAC) 3FP2 Double (208, 240, 480VAC) 3FP3 Canadian Double Pull (208, 240, 480VAC) 3Surge ProtectionSP1 Standard 10KVA SP2 Increased 20KVAHIS Internal House Side Shield 6BRA Bronze AnodizedBLA Black AnodizedNA Natural AnodizedBK Black paintBZ Bronze paintWH White paintMGY Medium Gray paintCustomer specifiedRAL Specify optional color (ex: RAL7024)CC Custom color (Must supply color chip for required factory quote)-- (yoke fitter for 5" round pole standard)1Adapter required for 2-3/8" OD tenon, 3" OD tenon, and 3" OD pole. See accessories.CP22L 22" Cylindrical Luminaire LEDMP22L 22" Semi-Spherical Luminaire LED48L 48 LEDs900 900mA 96L 96 LEDs560 560mA650 650mARetrofit kit ordering guidePrefix –Number of LEDs –Drive Current –LED Color - Generation –Distr.2 –Voltage –Controls –Electrical CP/MP17L-RK 17" Cylindrical or Semi-Spherical Retrofit Kit32L 32 LEDs450 450mA900 900mANW-G2 Neutral White 4000K, 70CRI Generation 2WW-G2 Warm White 3000K, 70CRI Generation 2CW-G2 Cool White 5700K, 70CRI Generation 22 Type 23 Type 34 Type 45 Type 5120 120V208 208V240 240V277 277V347 347V 480 480VUNV 120-277V 50hz/60hzHVU 347-480V 50hz/60hzDD 0-10V Dimming DriverSurge ProtectionSP1 Standard 10KVASP2 Increased 20KVACP/MP22L-RK 22" Cylindrical or Semi-Spherical Retrofit Kit48L 48 LEDs900 900mA96L 96 LEDs560 560mA1. See compatibility matrix for all pole and tenon mounting options. 2. Types 2,3, and 4 optics are field rotatable; Type 5 optics feature unitized lens.3. Must specify input voltage.4. Works with 3-pin or 5-pin NEMA photocell/dimming device.5. Not offered with MP17L or MP22L.6. Not available in Type 5.7. Consult Signify to confirm whether specific accessories are BAA-compliant. Project: Location: Cat.No: Type: Lamps: Qty: Notes: Gardco Form 10 LED round post top luminaires are cutoff luminaires featuring LED arrays. These products provide performance excellence and feature advanced Gardco LED thermal management technology. High performance Class 1 LED systems offer the potential for energy savings up to 50% when compared to HID systems.Form 10 LEDSite & AreaRound post top mountTenon Adapter Accessories (ordered separately, field installed)1CP22L and MP22L912400229485 2-3/8" OD Tenon KIT ADPTR CONV. 4 TO 2-3/8912400200296 3" OD Tenon/3" OD Pole CONVERSION KIT 3IN OD TO 4IN ODCP17L and MP17L N/AForm_10_CP_MP_LED 05/22 page 2 of 3LED Wattage and Lumen Values Form 10 CP17L-MP17L & CP22L-MP22LOrder CodeLED QtySystem Current (mA)Color Temp (K)Ave System Watts1 (W)Type 2Type 3Type 4Type 5Lumen Output 2,3BUG RatingEfficacy (lm/W)Lumen Output 2,3BUG RatingEfficacy (lm/W)Lumen Output 2,3BUG RatingEfficacy (lm/W)Lumen Output 2,3BUG RatingEfficacy (lm/W)CP17L-32L-450-NW-G2-x324504000475256B1-U0-G11115037B1-U0-G11065203B1-U0-G11105141B3-U0-G1108CP17L-32L-900-NW-G2-x329004000969331B2-U0-G2988942B2-U0-G2939236B2-U0-G2979126B4-U0-G295CP17L-48L-700-NW-G2-x48700400011011448B2-U0-G210410971B2-U0-G210011332B2-U0-G210311197B4-U0-G2102MP17L-32L-450-NW-G2-x324504000475256B1-U0-G11115037B1-U0-G11065203B1-U0-G11105141B3-U0-G1108MP17L-32L-900-NW-G2-x329004000969331B2-U0-G2988942B2-U0-G2939236B2-U0-G2979126B4-U0-G295MP17L-48L-700-NW-G2-x48700400011011448B2-U0-G210410971B2-U0-G210011332B2-U0-G210311197B4-U0-G2102CP22L-48L-900-NW-G2-x48900400014414334B3-U0-G210013840B2-U0-G29614008B2-U0-G29714269B4-U0-G299CP22L-96L-560-NW-G2-x96560400017119274B3-U0-G211318610B3-U0-G310918836B3-U0-G311019187B5-U0-G3112CP22L-96L-650-NW-G2-x96650400019921852B3-U0-G311021099B3-U0-G310621355B3-U0-G310821753B5-U0-G3110MP22L-48L-900-NW-G2-x48900400014414334B3-U0-G210013840B2-U0-G29614008B2-U0-G29714269B4-U0-G299MP22L-96L-560-NW-G2-x96560400017119274B3-U0-G211318610B3-U0-G310918836B3-U0-G311019187B5-U0-G3112MP22L-96L-650-NW-G2-x96650400019921852B3-U0-G311021099B3-U0-G310621355B3-U0-G310821753B5-U0-G31101. Wattage may vary by +/- 8% due to LED manufacturer forward volt specification and ambient temperature. Wattage shown is average for 120V through 277V input. Actual wattage may vary by an additional +/- 10% due to actual input voltage. 2. Values shown are for luminaires without the DL options. Contact outdoorlighting.applications@signify.com if any approximate estimates are required for design purposes. 3. Lumen values based on tests performed in compliance with IESNA LM-79. Dimensions and EPAAABBCDDMounting illustrationsCOMPATIBILITY MATRIXSee Mounting Illustrations above for more information.PolesTenons3" OD Round Pole4" OD Round Pole5" OD Round PoleT22 3/8" O.D. X 4"T3 3" O.D. X 4"T44" O.D. X 6"MP17ref. ill. 2ref. ill. 1 (preferred method)Not Availableref. ill. 3ref. ill. 3Not AvailableCP17ref. ill. 2ref. ill. 1 (preferred method)Not Availableref. ill. 3ref. ill. 3Not AvailableMP22ref. ill. 4ref. ill. 2ref. ill. 1 (preferred method)ref. ill. 4ref. ill. 4ref. ill. 3CP22ref. ill. 4ref. ill. 2ref ill. 1 (preferred method)ref. ill. 4ref. ill. 4ref. ill. 3SizeABCDEPA'sSingleWeightSingleCP1717" 43.18 cm8" 20.32 cm10" 25.40 cm18" 45.32 cm.7ft2 .07 m231 lbs. 14.06 kgCP2222" 55.88 cm11" 27.94 cm11" 27.94 cm22" 55.88 cm1.0ft2 .09 m250 lbs. 22.68 kgSizeABCDEPA'sSingleWeightSingleMP1717" 43.18 cm11" 27.94 cm10" 25.40 cm21" 53.34 cm.7ft2 .07 m231 lbs. 14.06 kgMP2222" 55.88 cm14" 35.56 cm11" 27.94 cm25" 63.50 cm1.0ft2 .09 m250 lbs. 22.68 kgCP styleMP styleIllustration 4Illustration 2Yoke fitter slides over poleYoke fitter slides over tenontenon fitter adaptorPoleIllustration 3Yoke fitter slides over tenonpole top tenonpoleIllustration 1Yoke fitter slides into polePreferred Attachment MethodRefer to table below for compatibility matrix.CP/MP17L & CP/MP22L Form 10 LED luminairesSite & Area – Round Post TopSpecificationsDescriptionThe Gardco Form 10 LED round luminaires are cutoff luminaires featuring LED arrays. Form 10 LED round luminaires provide performance excellence and advanced Gardco LED thermal management technology. High performance Class 1 LED systems offer the potential for energy savings up to 50% when compared to HID systems. Housings are one-piece seamless spun aluminum and finished with either Architectural Class 1 anodizing, with hardcoat, fade resistant, electrostatically applied TGIC polyester powdercoat or polyurethane. Optional twin glow rings at post tops are available in (4) colors and are illuminated by the primary source. Luminaires provide full cutoff performance.HousingHousing is one piece, .100" (.25cm) seamless aluminum with integral rolled circumferential reveal and lower section aperture incorporating a returned flange stiffener to protect against housing edge deformation. YokeThe 9/16" (1.42cm) diameter parallel yokes of high strength, low mass schedule 40 steel are precision contoured to match the CP or MP housing silhouette. Welds or fasteners are not visible at the luminaire or pole attachment. The yoke is electrogalvanized and coated with satin black polyurethane or polyester powder coat.LensOne piece, diecast aluminum door frame retains the optically clear, heat and impact resistant tempered flat glass, in a sealed manner using hollow section, high compliance, memory retentive extruded silicone rubber. Concealed stainless steel hinge and two (2) fasteners secure lens assembly to luminaire.Thermal ManagementForm 10 LED round luminaires utilize extruded aluminum integral thermal radiation fins to provide the excellent thermal management so critical to long LED system life. ElectricalLuminaires include a complete prewired LED driver assembly, provided as part of the optical assembly. Luminaires include an LED driver that accepts 120V through 277V, or 347V through 480V, 50hz to 60hz, input. Driver output is based on the LED wattage selected. Component-to-component wiring within the luminaire will carry no more than 80% of rated current and is listed by UL for use at 600 VAC at 302°F / 150°C or higher. Plug disconnects are listed by UL for use at 600 VAC, 15A or higher. Power factor is not less than 90%. Luminaires consume 0.0 watts in the off state. Surge protector standard. 10KA per ANSI/IEEE C62.41.2.LED Optical SystemLED arrays are set to achieve IES Type II, Type III, Type IV and Type V distributions. Individual LED arrays are replaceable. Optical systems are field rotatable. Luminaires feature high performance Class 1 LED systems.FinishAnodized housings are created with an Aluminum Association Architectural Class I anodizing process to achieve a bronze, black or natural aluminum finish. Painted units are finished with hardcoat, fade resistant, electrostatically applied TGIC polyester powdercoat or polyurethane.LabelsUL/cUL listed to the UL 1598 standard, suitable for Wet Locations. Suitable for use in ambients from -40° to 40°C (-40° to 104°F). The quality systems of this facility have been registered by UL to the ISO 9001 series standards. Most Form 10 configurations are DesignLights Consortium® qualified. Consult DLC Qualified Products list for more details.Limited Warranty5 year limited warranty. See signify.com/outdoorluminaires for complete details and exclusions. Predicted Lumen Depreciation DataAmbient Temperature °CSystem CurrentLED CurrentCalculated L70hrs 1,2L70 per TM21 2,3Lumen Maintenance @ 60,000hrs25 °C900 mA 900 mA >100,000>60,00098%1. Predicted performance derived from LED manufacturer's data and engineering design estimates, based on IESNA LM-80 methodology. Actual experience may vary due to field application conditions.2. L70 is the predicted time when LED performance depreciates to 70% of initial lumen output.3. Calculated per IESNA TM 21-11. Published L70 hours limited to 6 times actual LED test hours.CP/MP17L & CP/MP22L Form 10 LED luminairesSite & Area – Round Post TopBuy American Act of 1933 (BAA):This product is manufactured in one of our US factories and, as of the date of this document, this product was considered a commercially available off-the-shelf (COTS) item meeting the requirements of the BAA. This BAA designation hereunder does not address (i) the applicability of, or availability of a waiver under, the Trade Agreements Act, or (ii) the “Buy America” domestic content requirements imposed on states, localities, and other non-federal entities as a condition of receiving funds administered by the Department of Transportation or other federal agencies. Prior to ordering, please visit www.signify.com/baa to view a current list of BAA-compliant products to confirm this product’s current compliance.© 2022 Signify Holding. All rights reserved. The information provided herein is subject to change, without notice. Signify does not give any representation or warranty as to the accuracy or completeness of the information included herein and shall not be liable for any action in reliance thereon. The information presented in this document is not intended as any commercial offer and does not form part of any quotation or contract, unless otherwise agreed by Signify.Form_10_CP_MP_LED 05/22 page 3 of 3 Signify North America Corporation 400 Crossing Blvd, Suite 600 Bridgewater, NJ 08807 Telephone: 855-486-2216Signify Canada Ltd. 281 Hillmount Road, Markham, ON, Canada L6C 2S3 Telephone: 800-668-9008All trademarks are owned by Signify Holding or their respective owners.www.hadco.com
https://lithonia.acuitybrands.com/api/products/getasset/lithonia-lighting/229085/8466612a-47cf-4874-a9d1-ea2b4cafb148/dsxb-led.pdf?abl_version=11%2f22%2f2022+15%3a25%3a06&DOC_Type=SPEC_SHEET | lighting | DSXB LEDSeriesLEDs Drive currentColor temperatureDistributionVoltageControl optionsOther optionsFinish (required) DSXB LEDAsymmetric12C12 LEDs1Symmetric16C16 LEDs2350350 mA450450 mA 3,4530530 mA700700 mA30K3000 K40K4000 K50K5000 KAMBPCAmber phosphor convertedAMBLW Amber limited wavelength 3,4ASYAsymmetric 1SYMSymmetric 2MVOLT 5120 5208 5240 5277 5347 4Shipped installedPEPhotoelectric cell, button type DMG00-10v dimming wires pulled outside fixture (for use with an external control, ordered separately)ELCWEmergency battery backup6Shipped installedSFSingle fuse (120, 277, 347V) 4,7DFDouble fuse (208, 240V) 4,7H2424” overall heightH3030” overall height H3636” overall height FGGround-fault festoon outlet L/ABWithout anchor bolts L/AB44-bolt retrofit base without anchor bolts 8DWHXDWhiteDNAXDNatural aluminumDDBXDDark bronzeDBLXDBlackDDBTXDTextured dark bronzeDBLBXD Textured blackDNATXDTextured natural aluminumDWHGXD Textured whiteMRAB UAnchor bolts for DSXB 8AccessoriesOrdered and shipped separately. DHD-SeriesLED BollardSpecificationsOrdering InformationCatalog NumberNotesTypeIntroductionThe D-Series LED Bollard is a stylish, energy-saving, long-life solution designed to perform the way a bollard should—with zero uplight. An optical leap forward, this full cut-off luminaire will meet the most stringent of lighting codes. The D-Series LED Bollard’s rugged construction, durable finish and long-lasting LEDs will provide years of maintenance-free service.Diameter: 8” Round(20.3 cm)Height:42”(106.7 cm)Weight (max):27 lbs(12.25 kg)One Lithonia Way • Conyers, Georgia 30012 • Phone: 800.279.8041 • www.lithonia.com© 2012-2024 Acuity Brands Lighting, Inc. All rights reserved. Hit the Tab key or mouse over the page to see all interactive elements.EXAMPLE: DSXB LED 16C 700 40K SYM MVOLT DDBXDNOTES1 Only available in the 12C, ASY version.2 Only available in the 16C, SYM version.3 Only available with 450 AMBLW version.4 Not available with ELCW.5 MVOLT driver operates on any line voltage from 120-277V (50/60 Hz). Specify 120, 208, 240 or 277 options only when ordering with fusing (SF, DF options), or photocontrol (PE option).6 Not available with 347V. Not available with fusing. Not available with 450 AMBLW.7 Single fuse (SF) requires 120, 277, or 347 voltage option. Double fuse (DF) requires 208 or 240 voltage option. 8 MRAB U not available with L/AB4 option.To see complete photometric reports or download .ies files for this product, visit Lithonia Lighting’s D-Series Bollard homepage. Photometric DiagramsIsofootcandle plots for the DSXB LED 700 40K. Distances are in units of mounting height (3’).Test No. LTL24360-2 tested in accordance with IESNA LM-79-08.53210Test No. LTL24368 tested in accordance with IESNA LM-79-08.FEATURES & SPECIFICATIONS INTENDED USE The rugged construction and maintenance-free performance of the D-Series LED Bollard is ideal for illuminating building entryways, walking paths and pedestrian plazas, as well as any other location requiring a low-mounting-height light source. CONSTRUCTION One-piece 8-inch-round extruded aluminum shaft with thick side walls for extreme durability, and die-cast aluminum reflector and top cap. Die-cast aluminum mounting ring allows for easy leveling even in uneven areas and full 360-degree rotation for precise alignment during installation. Three ½” x 11” anchor bolts with double nuts and washers and 3-5/8” max. bolt circle template ensure stability. Overall height is 42” standard. FINISH Exterior parts are protected by a zinc-infused super durable TGIC thermoset powder coat finish that provides superior resistance to corrosion and weathering for maximum retention of gloss and luster. A tightly controlled multi-stage process ensures a minimum 3-mil thickness for a finish that can withstand the elements without cracking or peeling. Available in both textured and non-textured finishes. OPTICS Two 0% uplight optical distributions are available: symmetrical and asymmetrical. IP66 sealed LED light engine provides smoothly graduated illumination without uplight. Light engines are available in standard 4000 K (>70 CRI) or optional 3000 K (>80 CRI) or 5000 K (67 CRI). Limited-wavelength amber LEDs are also available. ELECTRICAL Light engines consist of high-efficacy LEDs mounted to metal-core circuit boards to maximize heat dissipation and promote long life (L95/100,000 hours at 700mA at 25°C). Class 2 electronic drivers are designed for an expected life of 100,000 hours with < 1% failure rate. Electrical components are mounted on a removable power tray. LISTINGS CSA certified to U.S. and Canadian standards. Light engines are IP66 rated. Rated for -40°C minimum ambient. Cold-weather emergency battery backup rated for -20°C minimum ambient. GOVERNMENT PROCUREMENT BAA – Buy America(n) Act: Product qualifies as a domestic end product under the Buy American Act as implemented in the FAR and DFARS. Product also qualifies as manufactured in the United States under DOT Buy America regulations. BABA – Build America Buy America: Product qualifies as produced in the United States under the definitions of the Build America, Buy America Act. Please refer to www.acuitybrands.com/buy-american for additional information. WARRANTY Five-year limited warranty. This is the only warranty provided and no other statements in this specification sheet create any warranty of any kind. All other express and implied warranties are disclaimed. Complete warranty terms located at: www.acuitybrands.com/CustomerResources/Terms_and_conditions.aspx. Note: Actual performance may differ as a result of end-user environment and application. All values are design or typical values, measured under laboratory conditions at 25 °C. Specifications subject to change without notice.LEGEND0.1 fc0.5 fc1.0 fc3.0 fc6.0 fc4-1-3-4-5-2532104-1-3-4-5-2ASYSYMLumen values are from photometric tests performed in accordance with IESNA LM-79-08. Data is considered to be representative of the configurations shown, within the tolerances allowed by Lighting Facts. Actual performance may differ as a result of end-user environment and application. Actual wattage may differ by +/- 8% when operating between 120-480V +/- 10%.Light EnginesDrive CurrentSystem Watts3000 K4000 K5000 KLimited Wavelength AmberLumensLPWBUGLumensLPWBUGLumensLPWBUGLumensLPWBUGAsymmetric (12 LEDs)350161,194751011,283801011,29181101530221,719781011,847841011,85985101700312,173701012,335751012,34976101Amber 4501634822101Symmetric (16 LEDs)350201,558781001,674841001,68584100530282,232802012,397862012,41286201700392,802722013,009772013,02878201Amber 4502041921101Current (A)Light EnginesDrive Current (mA)System Watts12020824027734712C35016W0.1580.1180.1140.1090.105530 22W0.2170.1460.1360.1280.11870031W0.2960.1850.1680.1530.139Amber 45016W0.1610.1200.1150.1100.10616C35020W0.1970.1370.1280.1210.11453028W0.2820.1780.1620.1480.13570039W0.3850.2310.2070.1850.163Amber 45020W0.1990.1390.1300.1230.116Electrical LoadProjected LED Lumen MaintenanceData references the extrapolated performance projections for the platforms noted in a 25°C ambient, based on 10,000 hours of LED testing (tested per IESNA LM-80-08 and projected per IESNA TM-21-11).To calculate LLF, use the lumen maintenance factor that corresponds to the desired number of operating hours below. For other lumen maintenance values, contact factory.Operating Hours025,00050,000100,000Lumen Maintenance Factor1.000.980.970.950-4-3-2-1-5234510-4-3-2-1-523451Note: Available with phosphor-converted amber LED’s (nomenclature AMBPC). These LED’s produce light with 97+% >530 nm. Output can be calculated by applying a 0.7 factor to 4000 K lumen values and photometric files.Performance DataOne Lithonia Way • Conyers, Georgia 30012 • Phone: 800.279.8041 • www.lithonia.com© 2012-2024 Acuity Brands Lighting, Inc. All rights reserved. DSXB-LEDRev. 3/26/24
https://lithonia.acuitybrands.com/api/products/getasset/lithonia-lighting/47850/dc1661db-8263-4053-ab17-9528ab3714f5/pole-sss-quick-ship.pdf?abl_version=03%2f15%2f2023+19%3a41%3a05&DOC_Type=SPEC_SHEET | lighting | OUTDOOR POLE-SSS QUICK SHIPCatalog NumberNotesTypeFEATURES & SPECIFICATIONSINTENDED USE — Quick Ship orders ship in 17 days, to meet a maximum 21 day delivery time.Square Straight Steel is a general purpose light pole for up to 25-foot mounting heights. This pole provides a robust yet cost effective option for mounting area lights and floodlights. CONSTRUCTION — Pole Shaft: The pole shaft is of uniform dimension and wall thickness and is made of a weldable-grade, hot-rolled, commercial-quality steel tubing with a minimum yield of 55 KSI (11-gauge, .12"), or 50 KSI (7-gauge, .18"). Shaft is one-piece with a full-length longitudinal high-frequency electric resistance weld. Uniformly square in cross-section with flat sides, small corner radii and excellent torsional qualities. Available shaft widths are 4" and 5".Pole Top: Options include tenon top, drilled for side mount fixture, tenon with drilling (includes extra handhole) and open top. Side drilled and open top poles include a removable top cap.. Handhole: A reinforced handhole with grounding provision is provided at 18" from the base on side A. Every handhole includes a cover and cover attachment hardware. The handhole has a nominal dimension of 2.5" x 5".Base Cover: A color matched durable ABS plastic two-piece full base cover, is provided with each pole assembly. Anchor Base/Bolts: Anchor base is fabricated from steel that meets ASTM A36 standards. Anchor bolts are manufactured to ASTM F1554 Standards grade 55, (55 KSI minimum yield strength and tensile strength of 75-95 KSI). Top threaded portion (nominal 12") is hot-dipped galvanized per ASTM A-153. HARDWARE — All structural fasteners are high-strength galvanized carbon steel. All non-structural fasteners are galvanized or zinc-plated carbon steel or stainless steel.FINISH — Exterior parts are protected by a TGIC or Urethane polyester powder coat finish that provides superior resistance to corrosion and weathering. A tightly controlled multi-stage process ensures superior adhesion as well as a minimum finish thickness of 3 mils. Extra durable standard powder-coat finishes include Dark Bronze, Black and Natural Aluminum colors.GOVERNEMENT PROCUREMENT —BAA – Buy America(n) Act: Product qualifies as a domestic end product under the Buy American Act as implemented in the FAR and DFARS. Product also qualifies as manufactured in the United States under DOT Buy America regulations.BABA – Build America Buy America: Product qualifies as produced in the United States under the definitions of the Build America, Buy America Act.Please refer to www.acuitybrands.com/buy-american for additional information.INSTALLATION — Do not erect poles without having fixtures installed. Factory-supplied templates must be used when setting anchor bolts. Lithonia Lighting will not accept claim for incorrect anchorage placement due to failure to use Lithonia Lighting factory templates. If poles are stored outside, all protective wrapping must be removed immediately upon delivery to prevent finish damage. Lithonia Lighting is not responsible for the foundation design. WARRANTY — 1-year limited warranty. This is the only warranty provided and no other statements in this specification sheet create any warranty of any kind. All other express and implied warranties are disclaimed. Complete warranty terms located at: www.acuitybrands.com/support/warranty/terms-and-conditionsNOTE: Actual performance may differ as a result of end-user environment and application. Specifications subject to change without notice. SSS QSSQUARE STRAIGHT STEEL – QUICK SHIP SSS PROGRAM RULES:1. Only options listed in the ordering tree are valid for the Quick Ship program.2. Nomenclature must include "QS" after "SSS" to be qualified for Quick Ship. Example: SSS QS 20 4C DM19AS DDBXD3. Total order quantity cannot exceed 10 poles.4. Anchor bolts will be shipped separately.5. Quick Ship orders cannot have "Not Before Date" or "Ship Date". 6. Quick ship orders cannot have standard pole lines.7. All pole orders must include “Call Before Number” to avoid delays.8. Only customers in USA are eligible.NOTES:1. Wall thickness will be signified with a "C" (11 Gauge) or a "G" (7-Gauge) in nomenclature. "C" - 0.12" ¦ "G" - 0.18". 2. PT open top poles include top cap. When ordering tenon mounting and drill mounting for the same pole, specify as drilling option/tenon option. The combination includes a required extra handhole. Example: DM28/T20.3. Refer to the luminaire spec sheet for the correct drilling template pattern and orientation compatibility.4. Must add original order number. Not for replacement parts or post sales issues, contact tech support or post sales teams. VM is used to ensure poles match in appearance exactly from order to order, on a single project site. A common use case would be a multi-phase project with multiple orders. Example: VM/010-36784SSSQSSeriesQuick ShipPole Length (FT)Nominal shaft size/wall thickness1Mounting2FinishOptionsSSSQS1010'1212'1414'1616'1818'2020'2525'4C4" 11g (0.120")4G4" 7g (0.179")5C5" 11g (0.120")5G5" 7g (0.179")(See technical information table for complete ordering information.)Tenon mountingPTOpen top (includes top cap)T202-3/8" O.D. (2" NPS)DSX/RSX Drill mounting 3DM19AS 1 at 90°DM28AS2 at 180°DM29AS2 at 90°DM39AS3 at 90°DM49AS4 at 90°ESX Drill mounting 3DM19ESX1 at 90°DM28ESX2 at 180°DM29ESX2 at 90°DM39ESX3 at 90°DM49ESX4 at 90°DDBXDDark bronzeDBLXDBlackDNAXDNatural aluminumL/ABLess anchor bolts (Include when anchor bolts are not needed)VM/original order# Match pole to prior order or project4ORDERING INFORMATIONExample: SSS QS 20 4C DM19AS DDBXDAccessories: Order as separate catalog number.PL DT20Plugs for ESX drillingsPL DT8 Plugs for DSX/RSX drillingsFVD xxFTField installed vibration damper (snake style)POLE-SSS QUICK SHIPOUTDOOR: One Lithonia Way Conyers, GA 30012 Phone: 800-705-SERV (7378) www.lithonia.com © 1994-2024 Acuity Brands Lighting, Inc. All rights reserved. Rev. 03/27/24Square Straight Steel Poles – QUICK SHIPTECHNICAL INFORMATION — EPA (ft2) with 1.3 gustCatalog NumberNominal Shaft Length (ft.)Pole Shaft Size (Base in. x Top in. x ft.)Wall thick (in)GaugeEPA (ft2) with 1.3 gustApproximate ship weight (lbs.) 80 MPHMax. weight90 MPHMax. weight100 MPHMax. weightSSS QS 10 4C104.0 x 10.00.11961130.676523.859518.947375SSS QS 12 4C124.0 x 12.00.11961124.461018.847014.837090SSS QS 14 4C144.0 x 14.00.11961119.949815.137811.7293100SSS QS 16 4C164.0 x 16.00.11961115.939811.82958.9223115SSS QS 18 4C184.0 x 18.00.11961112.63159.22306.7168125SSS QS 20 4C204.0 x 20.00.1196119.62406.71674.5150140SSS QS 20 4G204.0 x 20.00.1793714350112758200198SSS QS 20 5C205.0 x 20.00.11961117.744312.73439.4235185SSS QS 20 5G205.0 x 20.00.1793728.170321.453516.2405265SSS QS 25 4C254.0 x 25.00.1196114.81502.6100150170SSS QS 25 4G254.0 x 25.00.1793710.82707.71885.4135245SSS QS 25 5C255.0 x 25.00.1196119.82456.31573.7150225SSS QS 25 5G255.0 x 25.00.1793718.546313.33339.5238360NOTE: EPA values are based ASCE 7-93 wind map. TECHNICAL INFORMATION — EPA (ft2) WITH 3-SECOND GUST PER AASHTO 2013SeriesMounting Height (ft)*Shaft Base Size90 MPHMax. weight100 MPHMax. weight110 MPHMax. weight120 MPHMax. weight130 MPHMax. weight140 MPHMax. weight150 MPHMax. weightApproximate ship weight (lbs.)SSS104C20500164001332510.52638.52137175615075SSS124C16400133251025082006.51635125410090SSS144C13.5338102507.518861504.51133.5882.563100SSS164C10.52637.51885.513841003751.538125115SSS184C82005.513841002.5631.5380.513--125SSS184G133259.5238717551253.5882.5631.538185SSS185C133259.52386.51634.51133751.538.513170SSS204C615041002.563125------140SSS204G10.52637.51885.51383.588250125205SSS205C1025071754.51132.563125----185SSS205G205001537511.52888.521361504.5113375265SSS254C2500.513----------170SSS254G5.51383751.538--------245SSS255C4.5113250----------225SSS255G123008.52135.51383751.538----360SSS256G1947513.533892255.5138375125445SSS304G1.538------------291SSS305C--------------265SSS305G6.51633.588125--------380SSS306G1127561502.563--------520SSS355G250------------440SSS356G4100------------540SSS396G--------------605NOTE: AASHTO 2013 criteria is the most conservative existing EPA calculation. For poles not showing EPA values under AASHTO 2013, EPA values may exist under commercial criteria (see table above).POLE-SSS QUICK SHIPOUTDOOR: One Lithonia Way Conyers, GA 30012 Phone: 800-705-SERV (7378) www.lithonia.com © 1994-2024 Acuity Brands Lighting, Inc. All rights reserved. Rev. 03/27/24Square Straight Steel Poles – QUICK SHIPBASE DETAIL18"ANCHORAGE AND TEMPLATE INFORMATIONShaft base sizeBolt circle ABolt projection BBase diameter CBase plate thicknessTemplate descriptionAnchor bolt descriptionBolt size (in. x in. x in.)Anchor bolt and template description4"C8" – 9"3.25"- 3.75"8"- 8.25"0.75"ABTEMPLATE PJ50004AB18-03/4 x 18 x 3ABSSS-4C4"G8" – 9"3.38"- 3.75"8"- 8.25"0.875"ABTEMPLATE PJ50004AB30-03/4 x 30 x 3ABSSS-4G5"10" – 12"3.5"- 4"11"1"ABTEMPLATE PJ50010AB36-01 x 36 x 4ABSSS-5IMPORTANT INSTALLATION NOTES: • Do not erect poles without having fixtures installed.• Factory-supplied templates must be used when setting anchor bolts. Lithonia Lighting will not accept claim for incorrect anchorage placement due to failure to use Lithonia Lighting factory templates.• If poles are stored outside, all protective wrapping must be removed immediately upon delivery to prevent finish damage.• Lithonia Lighting is not responsible for the foundation design.• Bolt circles have +/- 1/2" tolerance.ACHANDHOLE ORIENTATIONAHandholeBCDDefault DM19AS is on side B.CAUTION: These specifications are intended for general purposes only. Lithonia Lighting reserves the right to change material or design, without prior notice, in a continuing effort to upgrade its products.
https://marklighting.acuitybrands.com/api/products/getasset/mark-architectural-lighting/1244809/2c0816d1-fd24-45f7-99de-948e6a708c7d/mcv502_rgbw.pdf?abl_version=01%2f05%2f2023+15%3a07%3a45&DOC_Type=SPEC_SHEET | lighting | Page 1marklighting.com ¦ 800-705-SERV (7378) ¦ © 2020-2024 Acuity Brands Lighting, Inc. All Rights Reserved. We reserve the right to change design, materials and finish in any way that will not alter installed appearance or reduce function and performance.SPECIFICATIONSTYPE:PROJECT:MCV502_RGBW 04/02/24 MARKCOVELINEAR COVEDYNAMIC COLOR• Small, versatile and impactful• Extruded aluminum construction• RGBW - Red, Green, Blue, White produces saturated color and pastels• Wide 120 x 120 distribution• Powerful Range 600 or 750 lumens per foot• Efficient with up to 90 lumens per watt• DMX with Remote Device Management• Full compliment of mounting and shielding accessories• Manufactured in USAHIGHLIGHTSLUMEN OUTPUTDIMENSIONSReference Drawing Detail section for additional informationS TA N D A R D D I S T R I B U T I O NNO MOUNT(Shown for sizereference only)M500ADJH2MOUNTM500ADJC1MOUNTM500FMCMOUNTMCV502 RGBWNominal Lumens650LMF750LMFDelivered Lumens624744Input Watts7.488.95Lumens/Watt8383 2-9/16"65.02mm 1-1/8"28.55mm 1-15/16"49.77mm 1-7/8"47.75mm 3-3/4"94.63mm 2-3/16"55.72mm 4"101.60mm 2-1/4"57.15mm 1-3/4"44.61mm L 60° 60° 120x120 DegreeARCHITAINMENT COLORPage 2MCV502_RGBW 04/02/24 marklighting.com ¦ 800-705-SERV (7378) ¦ © 2020-2024 Acuity Brands Lighting, Inc. All Rights Reserved. We reserve the right to change design, materials and finish in any way that will not alter installed appearance or reduce function and performance.MARKCOVELinear CoveDynamic ColorSeriesLinear PlanTotal Run LengthMax Section LengthMountingMounting OptionMCV502MARKCOVE 502LLPLinear Longest PossibleLSLLinear Same LengthLCBLinear Center Balance__FTSpecify continuous linear feet in 1’ increments, with a minimum of 2’. (Example: 24FT)MSL22’MSL33’MSL44’M500ADJC1Adjustable Mount Center AxisM500ADJH2Adjustable Mount Side HingeM500FMCFixed Mount(blank)No Cantilever optionMCBT12Cantilever Bracket 12" ProjectionMCBT18Cantilever Bracket 18" ProjectionMCBT6Cantilever Bracket 6" ProjectionMCBTL12Cantilever Bracket Large 12” projectionMCBTL18Cantilever Bracket Large 18” projectionMCBTL6Cantilever Bracket Large 6” projectionMust have M500ADJH2 Mounting selected.Dynamic FeatureDynamic RangeDirect LED Light OutputDistributionMinimum Dimming LevelOptional ShieldingARTCArchitainment ColorRGBWDynamic Color Red Green Blue White650LMF650 Nominal Lumens per Foot750LMF750 Nominal Lumens per Foot120X120DEG120 x 120 degreesDARKConstant Current, Dimming to <1%(blank)No ShieldingMBFCBaffle Linear Cove (Matte black finish)MGVCGlare Visor linear Cove (Finish to match housing)VoltageFinishControl InputPower Feed** MVOLT120-277 VoltWTPWhite Textured PaintSITSilver Textured PaintBKTBlack Textured PaintRALTBD*RAL Color TBDCPFCustom Paint Finish*RALTBD for pricing only. Replace TBD with applicable number when placing order.DMX*DMX*Requires PWREP IP65 box, purchased separately, for run operation.M500WBXLWire Splice Box, Left Feed, Interior Location, for Conduit TerminationM500WBXRWire Splice Box, Right Feed, Interior Location, for Conduit TerminationMFCL100TL100FT Feed Cable Interior Location Left FeedMFCL100TR100FT Feed Cable Interior Location Right FeedMFCL10TL10FT Feed Cable Interior Location Left FeedMFCL10TR10FT Feed Cable Interior Location Right FeedMFCL25TL25FT Feed Cable Interior Location Left FeedMFCL25TR25FT Feed Cable Interior Location Right FeedMFCL50TL50FT Feed Cable Interior Location Left FeedMFCL50TR50FT Feed Cable Interior Location Right FeedNOFCL*No Power Feed Cable*Requires a Wire Splice Box or Feed Cable, purchased separately, for run operation. (See Accessories section starting on page 6.) **Consult Fixture Installation Instructions or Basic System Wiring section for Maximum Run Length Limits table to calculate if additional Wire Splice Box or Feed Cables may be required for proper system operation.ORDERINGExample: MCV502 LLP 40FT MSL4 M500FMC ARTC RGBW 750LMF 120X120DEG DARK MVOLT WTP DMX MFCL10TLModelLengthWeightMCV50224-1/4" (616 mm)3.0 lbs (1.36 kg)36-1/8" (918 mm)3.5 lbs (1.59 kg)48" (1219 mm) 4.5 lbs (2.04 kg)AccessoriesController (Fresco Control System)See page 6Controller (Easyl™ Solo / Touch / Pro)See page 6DMX-RDM Repeater with Power in IP65 EnclosureSee page 5Feed Cable (required for installation)See page 6-7Jumper CableSee page 7Wire Splice BoxSee page 8Liquid-Tight Cord GripSee page 9Glare VisorSee page 8BaffleSee page 8BracketsSee page 9Please reference Basic System Wiring section to ensure all required components are selected for a working system.Page 3MCV502_RGBW 04/02/24 marklighting.com ¦ 800-705-SERV (7378) ¦ © 2020-2024 Acuity Brands Lighting, Inc. All Rights Reserved. We reserve the right to change design, materials and finish in any way that will not alter installed appearance or reduce function and performance.MARKCOVELinear CoveDynamic ColorP E R F O R M A N C E D ATALumen values are from photometric tests performed in accordance with IESNA LM-79-08. Data is considered to be representative of the configurations shown, within the tolerances allowed by Lighting Facts. Actual performance may differ as a result of end-user environment and application. Contact factory for performance data on any configurations not shown here.Lumens Per FootFixture LengthDistributionDelivered LumensInput WattsLumen/WattDelivered Lumens Per FootInput Watts Per Foot6502FT120x120117716.04735898.023FT120x120183422.72816117.574FT120x120249529.91836247.487502FT120x120140419.19737029.603FT120x120218827.18817299.064FT120x120297635.78837448.95ARCHITAINMENT COLOR GPHD•Gamut Triangular• Path Full RGB gamut•Handle Four Handles: Red, Green, Blue, White•Data DMX512/RDMThe RGBW Range reaches the full range of saturated colors and subtle pastels to create bold transformational effects.RGBW GAMUT AND RANGE••The Gamut of a luminaire determines the potential color range,speciﬁcally the dominant wavelength of each primary color.The Path determines the range of colors the user can select forthe luminaire.RGBW Range within triangle formed by RGBA580590600610620630640650570560550540530520510500490480470460450440ABlue(464-470nm)Red (620-634nm)Green(525-537nm)White(4000K)Page 4MCV502_RGBW 04/02/24 marklighting.com ¦ 800-705-SERV (7378) ¦ © 2020-2024 Acuity Brands Lighting, Inc. All Rights Reserved. We reserve the right to change design, materials and finish in any way that will not alter installed appearance or reduce function and performance.MARKCOVELinear CoveDynamic ColorL I N E A R P L A NMark offers the ability to provide a continuous run plan to suit your requirements by optionally offering three methods of conﬁguration.LSL Longest Same Length: In this conﬁguration each segment is the same length is standardized based on the longest length available and is the only option provided. Because it is dependent on one segment length there are mathematical limitations on what overall row lengths can be achieved. Example: 20FT row would be achieved with (5) 4FT long segments equaling 20FT (nominal).LCB Longest Center Balanced:This conﬁguration incorporates the longest center segment(s) along with any additional lengths required to ﬁll located at each end. Example: 22FT row would have (2) 3FT segments (one at each end) and (4) 4FT intermediate segments located in between.4'4'4'4'3'3'LSL 20FTLCB 22FT4'4'4'4'4'LLP Longest Length Possible:In this plan the longest length available is optimized resulting in the fewest segments and mounting locations. Caution should be used where balanced appearance is a concern. Example: 22FT row would have (5) 4FT segments and (1) 2FT segment located at one end.2'4'4'4'4'4'LLP 22FTD I S T R I B U T I O N 60° 60° 60° 120x120 DegreePage 5MCV502_RGBW 04/02/24 marklighting.com ¦ 800-705-SERV (7378) ¦ © 2020-2024 Acuity Brands Lighting, Inc. All Rights Reserved. We reserve the right to change design, materials and finish in any way that will not alter installed appearance or reduce function and performance.MARKCOVELinear CoveDynamic ColorB A S I C S Y S T E M W I R I N G I N F O R M AT I O N W I T H D M XThis very basic system wiring diagram provides an overview of components and materials required for a simple installation of MCV502 luminaires controlled by a DMX controller. These diagrams should not be used in place of actual installation instructions or submittal drawings prepared for a specific project.DMX controller providing one universe of DMX-512 control.To supply a complete system RDM set-up and playback control solution, use: Easyl • Three versions available from entry-level to show creation using computer software • Full color LCD touchscreen • Recall colors, shows, and effects with one touchFresco • Manage multiple light sources in multiple lighting zones, all from one controller • On screen lighting design and set-up, no computer required or Ethernet connection for remote configuration and advanced control • All device settings are stored on-board in non-volatile memoryBelden 9829 cable is the preferred communication/data cable used to carry the DMX signal to and from the PWREP IP65. The total length of this cable must not exceed 1000 feet from the DMX controller to the PWREP IP65. No luminaires should be installed between DMX Controller and any PWREP IP65.PWREP IP65 is used to bundle DMX to line voltage and deliver them to the luminaire. This box provides necessary isolation between the DMX control and line voltage and is required for all MCV502 installations. The PWREP IP65 also serves as a 4-channel splitter enabling up to 128 fixtures to be controlled from a single PWREP IP65. Refer to PWREP IP65 spec sheet for dimensions and mounting details.120V-277V input to PWREP IP65. Metallic conduit and standard fittings are compatible as are multi-conductor cords provided they are appropriate to the mounting location.Feed cable connects junction box with first fixture in a run. 14 ga. conductors carry power, shielded 18 ga. conductors carry data. Input end is stripped for connection to the Junction or PWREP IP65, output end includes a male or female plug for fixture connection. Also included with each feed cable is a termination/sealing cap for the end of each run. Contact factory for availability of custom feed cable lengths.A maximum of 32 luminaires can be connected to a single output channel of the PWREP IP65. The maximum length of cord and luminaire run combined is 1000 feet per DMX/RDM specification.Data can be run to junction box locations in conduits. Use Belden 9829 for data. To ensure data integrity, a termination/sealing cap with 120 Ohm resistor is required at the last luminaire in each run. See installation instructions.Power can be run to junction box locations in conduits. Use copper wire per local code for power.GDGFHCBAGDGFHCBAGDGFHCBAGDGFHCBAGDGFHCBAGDGFHCBAEasyl ControllerFresco Control SystemGDGFHCBAGDGFHCBADMX512 networks create dynamic lighting. Dynamic lighting often brings a lot of color and movement to spaces. The DMX512 lighting protocol was created to serve the needs of performance lighting, such as in theaters or music venues. A DMX network is designed to support large amounts of data continually moving between controllers and luminaires, and at very high speeds. Many non-performance lighting applications also rely on DMX networks, to support RGB LED luminaires featured in applications such as building façades, hotel lobbies and corporate reception areas.A DMX network always includes a controller and luminaires that are compatible with the DMX protocol. As well, DMX lighting systems must include network devices that route the DMX data to different locations between the controllers and luminaires.Pathway Connectivity provides these network devices, creating robust and secure network backbones. Pathway devices create bridges between Ethernet and DMX, and DMX and other kinds of lighting control protocols, such as RDM, nLight® or 0-10v. GDGFICBAH120-277VPATHWAY CONNECTIVITY SOLUTIONS - DMX NETWORKING AND ADVANCED CONTROLMaximum Run Length ModelVoltageMax FixtureMax Run LengthMCV502120V28*112ft277V32128ft*4ft fixtures max. Runs of shorter fixtures will allow up to 32 fixturesIDMX / Power Integrator ModelPWREP IP65 P4 TERM RDMREPEATER IP65 DMX/RDM OPTO-SPLITTER (Must be purchased separately)Refer to PWREP IP65 spec sheet for additional details.Integrates DMX signal & 120-277 line voltage onto a single cable. Exterior rated, up to 4 output feeds, Silver Textured Finish.Page 6MCV502_RGBW 04/02/24 marklighting.com ¦ 800-705-SERV (7378) ¦ © 2020-2024 Acuity Brands Lighting, Inc. All Rights Reserved. We reserve the right to change design, materials and finish in any way that will not alter installed appearance or reduce function and performance.MARKCOVELinear CoveDynamic ColorA C C E S S O R Y O P T I O N S3"76.20mmSHIELDEasyl™ LED Show Controller with LCD touchscreen (integral power supply)SeriesVoltageFinishEZSOLOEasyl SoloEZTOUCHEasyl TouchEZPROEasyl ProMVOLT120V-277V VAC, 50/60 HzBKBlackWHWhiteFresco Control SystemSeriesModelOptionsFinishFCSFresco Control System7TSN7" touchscreen with nLight port(blank)nlight onlyXDMX/RDM controlDBLBlackDWHWhiteDNANatural AluminumRefer to FRESCO spec sheet for additional details and options.Refer to EASYL spec sheet for additional details and options.Carries DMX signal and 120-277 line voltage power to right end of first fixture in run. Supplied with termination/sealing cap. *Use one feed cable per run only.*Feed Cable, Right Feed (Female Plug) *Minimum of one feed cable, left or right, required per installationModelMFCL10TR BCRD DXP10FT Feed Cable w/ Sealing Cap, Right Feed, Interior Location (Black)MFCL25TR BCRD DXP25FT Feed Cable w/ Sealing Cap, Right Feed, Interior Location (Black) MFCL50TR BCRD DXP50FT Feed Cable w/ Sealing Cap, Right Feed, Interior Location (Black) MFCL100TR BCRD DXP100FT Feed Cable w/ Sealing Cap, Right Feed, Interior Location (Black)MFCL10TR WCRD DXP10FT Feed Cable w/ Sealing Cap, Right Feed, Interior Location (White)MFCL25TR WCRD DXP25FT Feed Cable w/ Sealing Cap, Right Feed, Interior Location (White) MFCL50TR WCRD DXP50FT Feed Cable w/ Sealing Cap, Right Feed, Interior Location (White) MFCL100TR WCRD DXP100FT Feed Cable w/ Sealing Cap, Right Feed, Interior Location (White)Page 7MCV502_RGBW 04/02/24 marklighting.com ¦ 800-705-SERV (7378) ¦ © 2020-2024 Acuity Brands Lighting, Inc. All Rights Reserved. We reserve the right to change design, materials and finish in any way that will not alter installed appearance or reduce function and performance.MARKCOVELinear CoveDynamic Color3"76.20mmSHIELDCarries DMX signal and 120-277 line voltage power to left end of first fixture in run. Supplied with termination/sealing cap. *Use one feed cable per run only.*Feed Cable, Left Feed (Male Plug) *Minimum of one feed cable, left or right, required per installationModelMFCL10TL BCRD DXP10FT Feed Cable w/ Sealing Cap, Left Feed, Interior Location (Black)MFCL25TL BCRD DXP25FT Feed Cable w/ Sealing Cap, Left Feed, Interior Location (Black) MFCL50TL BCRD DXP50FT Feed Cable w/ Sealing Cap, Left Feed, Interior Location (Black) MFCL100TL BCRD DXP100FT Feed Cable w/ Sealing Cap, Left Feed, Interior Location (Black)MFCL10TL WCRD DXP10FT Feed Cable w/ Sealing Cap, Left Feed, Interior Location (White)MFCL25TL WCRD DXP25FT Feed Cable w/ Sealing Cap, Left Feed, Interior Location (White) MFCL50TL WCRD DXP50FT Feed Cable w/ Sealing Cap, Left Feed, Interior Location (White) MFCL100TL WCRD DXP100FT Feed Cable w/ Sealing Cap, Left Feed, Interior Location (White)A C C E S S O R Y O P T I O N S (C O N T I N U E D)Jumper Cable *Optional* ModelMJCLW1T BCRD1FT Jumper Cable Interior Location (Black)MJCLW3T BCRD3FT Jumper Cable Interior Location (Black)MJCLW5T BCRD5FT Jumper Cable Interior Location (Black)MJCLW1T WCRD1FT Jumper Cable Interior Location (White)MJCLW3T WCRD3FT Jumper Cable Interior Location (White)MJCLW5T WCRD5FT Jumper Cable Interior Location (White) Carries DMX signal and 120-277 line voltage power between two units in a run when larger spacing between units is required.Page 8MCV502_RGBW 04/02/24 marklighting.com ¦ 800-705-SERV (7378) ¦ © 2020-2024 Acuity Brands Lighting, Inc. All Rights Reserved. We reserve the right to change design, materials and finish in any way that will not alter installed appearance or reduce function and performance.MARKCOVELinear CoveDynamic ColorWire Splice Box, Right Feed (Female Plug), *Optional* *Minimum of one wire splice box, left or right, required for installationModelM500WBXR DXPWire Splice Box w/ Sealing Cap, Right Feed, Interior Location (Galvanized Steel)M500WBXR WTPP DXPWire Splice Box,w/ Sealing Cap, Right Feed, Interior Location (White)Wire Splice Box, Left Feed (Male Plug), *Optional* *Minimum of one wire splice box, left or right, required for installationModelM500WBXL DXPWire Splice Box,w/ Sealing Cap, Left Feed, Interior Location (Galvanized Steel)M500WBXL WTPP DXPWire Splice Box,w/ Sealing Cap, Left Feed, Interior Location (White)Replaces feed cable for areas where flexible cord cannot be used to bring input DMX signal and 120-277 line voltage power to right end of beginning of run. Box allows 1/2" NPT conduit fitting connection and area for building wire splice connections. Supplied with termination/sealing cap.*Use one wire splice box per run only.*Replaces feed cable for areas where flexible cord cannot be used to bring input DMX signal and 120-277 line voltage power to right end of beginning of run. Box allows 1/2" NPT conduit fitting connection and area for building wire splice connections. Supplied with termination/sealing cap.*Use one wire splice box per run only.*7/8 KNOCKOUTS7/8 KNOCKOUTA C C E S S O R Y O P T I O N S (C O N T I N U E D)Glare Visor (Linear) *Optional*ModelFixture SectionFinishMGVC5Glare Visor Linear CoveU22FT Length UnitU33FT Length UnitU44FT Length UnitBKTBlack Textured PaintSITSilver Textured PaintWTPWhite Textured PaintRALTBDRAL Paint FinishCPFCustom Painted FinishBaffle (Linear) *Optional*ModelFixture SectionMBFC5Baffle Linear Cove (Available in matte black finish only)U22FT Length UnitU33FT Length UnitU44FT Length UnitReference Additional Accessory Details section for dimensionsReference Additional Accessory Details section for dimensionsPage 9MCV502_RGBW 04/02/24 marklighting.com ¦ 800-705-SERV (7378) ¦ © 2020-2024 Acuity Brands Lighting, Inc. All Rights Reserved. We reserve the right to change design, materials and finish in any way that will not alter installed appearance or reduce function and performance.MARKCOVELinear CoveDynamic ColorBrackets *Optional*SeriesFinishMCBT6Cantilever Bracket 6" ProjectionMCBT12Cantilever Bracket 12" ProjectionMCBT18Cantilever Bracket 18" ProjectionBKTBlack Textured PaintSITSilver Textured PaintWTPWhite Textured PaintRALTBDRAL Paint FinishCPFCustom Painted FinishReference Additional Accessory Details section for dimensionsBrackets *Optional*SeriesFinishMCBTL6Cantilever Bracket Large 6" ProjectionMCBTL12Cantilever Bracket Large 12" ProjectionMCBTL18Cantilever Bracket Large 18" ProjectionBKTBlack Textured PaintSITSilver Textured PaintWTPWhite Textured PaintRALTBDRAL Paint FinishCPFCustom Painted FinishReference Additional Accessory Details section for dimensionsFor use with surface mount junction box (by others) and surface mounted conduit (by others).A C C E S S O R Y O P T I O N S (C O N T I N U E D)Page 10MCV502_RGBW 04/02/24 marklighting.com ¦ 800-705-SERV (7378) ¦ © 2020-2024 Acuity Brands Lighting, Inc. All Rights Reserved. We reserve the right to change design, materials and finish in any way that will not alter installed appearance or reduce function and performance.MARKCOVELinear CoveDynamic ColorDRAWING DETAILSM500ADJC1 - Adjustable Mount Center AxisM500ADJH2 - Adjustable Mount Side Hinge 7/16"[10.72mm]1/8"[3.17mm] 7/16"[11.04mm] 2-1/4"[57.15mm]2-3/16"[55.72mm]4"[101.60mm]24-1/4" [615.63mm] 36-1/8" [917.26mm] 48" [1218.88mm] 2-1/4" [56.36mm]3-3/4"[94.46mm]19-13/16" [502.92mm]28-11/16" [728.35mm] 40-9/16" [1029.97mm] 3-3/4"[94.46mm] 29° 29° 1-7/8"[47.75mm]7/16"[10.72mm] 1/8"[3.17mm] 7/16"[11.04mm] 3-3/4"[94.63mm]2-1/8"[53.22mm] 24-1/4"[615.63mm] 36-1/8"[917.26mm] 48"[1218.88mm]1-15/16"[49.34mm]2-13/16"[71.88mm]4"[102.05mm] 15-9/16"[394.72mm]22-5/8"[575.06mm] 32-1/8"[816.36mm] 19-7/16"[493.40mm] 28-5/16"[718.82mm] 40-3/16"[1020.45mm] 66° 90° 66° 90° Page 11MCV502_RGBW 04/02/24 marklighting.com ¦ 800-705-SERV (7378) ¦ © 2020-2024 Acuity Brands Lighting, Inc. All Rights Reserved. We reserve the right to change design, materials and finish in any way that will not alter installed appearance or reduce function and performance.MARKCOVELinear CoveDynamic ColorDRAWING DETAILS (CONTINUED)M500FMC - Fixed Mount1-15/16"[49.77mm] 1-1/8"[28.55mm]2-9/16"[65.02mm]7/16"[10.72mm]1/8"[3.17mm]7/16"[11.04mm] 2-5/8"[67.29mm] 24-1/4" [615.63mm]36-1/8" [917.26mm]48" [1218.88mm] 15-9/16"[394.72mm] 22-5/8"[575.06mm] 32-1/8"[816.36mm] 19-7/16"[493.40mm]28-5/16"[718.82mm]40-3/16"[1020.45mm]1-15/16" [49.34mm]2-13/16" [71.88mm]4" [102.05mm] Page 12MCV502_RGBW 04/02/24 marklighting.com ¦ 800-705-SERV (7378) ¦ © 2020-2024 Acuity Brands Lighting, Inc. All Rights Reserved. We reserve the right to change design, materials and finish in any way that will not alter installed appearance or reduce function and performance.MARKCOVELinear CoveDynamic ColorDRAWING DETAILS (CONTINUED)3/4"19.45mm 5/8"15.88mm 1"25.40mm 4"101.60mm 3/16"4.80mm 1/4"6.35mm 3-1/4"82.55mm 1-1/16"26.99mm M500ADJC1 - Adjustable Mount Center Axis Detail 1-3/16"30.10mm 3-3/4"94.63mm 2-7/16"61.91mm 1-1/4"31.75mm 1/4"7.11mm 3-1/2"89.53mm 3-1/8"79.49mm 1"25.40mm 3-1/2"89.59mm M500ADJH2 - Adjustable Mount Side Hinge Detail----M500FMC - Fixed Mount DetailPage 13MCV502_RGBW 04/02/24 marklighting.com ¦ 800-705-SERV (7378) ¦ © 2020-2024 Acuity Brands Lighting, Inc. All Rights Reserved. We reserve the right to change design, materials and finish in any way that will not alter installed appearance or reduce function and performance.MARKCOVELinear CoveDynamic ColorDRAWING DETAILS (CONTINUED)ADDITIONAL ACCESSORY DETAILSMCV502 Series Typical End-To-End Run ConfigurationBaffle Linear CoveM500WBX Details(Same dimensions apply for Left or Right Feed)2-1/4"48"Minimum Spacing1/8"24-1/4"Input Cable4"2-7/16"Input Cable2-7/8"(615.63mm)(3.18mm)(1218.88mm)(60.33mm)(57.15mm)2-3/8"4"(101.60mm)(101.60mm)(61.91mm)(73.03mm) 5.63 7/8 KNOCKOUT 2.25 2.12 1.03 7/8 KNOCKOUT 2.75 4.90 1.08 1.50 2.75 1.00 0.39 5.31 5.63 7/8 KNOCKOUT 2.25 2.12 1.03 7/8 KNOCKOUT 2.75 4.90 1.08 1.50 2.75 1.00 0.39 5.31 2-9/16"65.74mm1-5/16"34.04mm24-1/16" [611.22mm]35-15/16" [912.98mm]47-13/16" [1214.73mm]15/16"24.33mm2-5/16"59.30mm1-1/16"27.18mmPage 14MCV502_RGBW 04/02/24 marklighting.com ¦ 800-705-SERV (7378) ¦ © 2020-2024 Acuity Brands Lighting, Inc. All Rights Reserved. We reserve the right to change design, materials and finish in any way that will not alter installed appearance or reduce function and performance.MARKCOVELinear CoveDynamic ColorGlare Visor with M500ADJC1 MountGlare Visor with M500ADJH2 MountADDITIONAL ACCESSORY DETAILS (CONTINUED)24-1/4" [615.63mm]36-1/8" [917.22mm]48" [1218.87mm]4-3/16"106.52mm8-13/16" [223.84mm]13-1/4" [336.54mm]19-1/8" [485.03mm]3-5/16" [83.98mm]4-13/16" [122.09mm]4-7/8" [124.42mm]2"50.80mm19-13/16" [502.92mm]28-11/16" [728.35mm]40-9/16" [1029.97mm]4"101.60mm24-1/4" [615.63mm]36-1/8" [917.22mm]48" [1218.87mm]3-15/16"99.40mm8-13/16" [223.84mm]13-1/4" [336.54mm]19-1/8" [485.03mm]3-5/16" [83.98mm]4-13/16" [122.09mm]4-7/8" [124.42mm]2"50.80mm4" [101.60mm]5" [127mm]7" [177.80mm] 11" [279.40mm]17-13/16" [452.12mm]25-5/8" [650.88mm]3-3/4"94.89mmPage 15MCV502_RGBW 04/02/24 marklighting.com ¦ 800-705-SERV (7378) ¦ © 2020-2024 Acuity Brands Lighting, Inc. All Rights Reserved. We reserve the right to change design, materials and finish in any way that will not alter installed appearance or reduce function and performance.MARKCOVELinear CoveDynamic ColorGlare Visor with M500FMC MountCantilever Bracket Large DetailADDITIONAL ACCESSORY DETAILS (CONTINUED)24-1/4" [615.63mm]36-1/8" [917.22mm]48" [1218.87mm]3-15/16"99.40mm8-13/16" [223.84mm]13-1/4" [336.54mm]19-1/8" [485.03mm]3-5/16" [83.98mm]4-13/16" [122.09mm]4-7/8" [124.42mm]2"50.80mm 11" [279.08mm]17-7/8" [453.68mm]25-9/16" [649.06mm]2-9/16"64.49mm1-1/2"38.10mm3/4" [19.05mm]6-3/4" [171.45mm]12-3/4" [323.85mm]5-1/8"129.81mm9/16"14.29mm1-1/8"28.58mm1-1/4"32mm10-1/4"259.63mm1-13/16"45.26mm4-1/16"103.62mm8-3/16"207.24mm5-1/8"130.18mm5-7/8"149.23mm2-3/4"69.85mm7-1/2"190.50mm1"25.40mm1-3/4"44.45mm2-1/2"63.50mm9/16"13.93mm4-1/16"103.62mmPage 16MCV502_RGBW 04/02/24 marklighting.com ¦ 800-705-SERV (7378) ¦ © 2020-2024 Acuity Brands Lighting, Inc. All Rights Reserved. We reserve the right to change design, materials and finish in any way that will not alter installed appearance or reduce function and performance.MARKCOVELinear CoveDynamic ColorCantilever Bracket Detail with M500ADJH2 and FixtureCantilever Bracket DetailADDITIONAL ACCESSORY DETAILS (CONTINUED) 90° 90° 90° 80° 80° 80° Adjustable Extended Arm Mounting 6"Adjustable Extended Arm Mounting 12"Adjustable Extended Arm Mounting 18"05-11/16"[144.15mm]11-11/16"[296.55mm]17-11/16"[448.95mm]1-1/4" [31.75mm]7-1/4" [184.15mm]13-1/4" [336.55mm]1-1/2"38.10mm3-13/16"96.06mm6-1/8"154.85mm5-3/16"131.04mm2-9/16"65.52mm1-3/4"44.09mm5-1/4"133.35mm1-7/8"47.63mm2-1/8"53.98mm4-1/4"107.95mm2-5/8"66.73mm1-3/4"44.45mm2"50.80mm9/16"13.93mmPage 17MCV502_RGBW 04/02/24 marklighting.com ¦ 800-705-SERV (7378) ¦ © 2020-2024 Acuity Brands Lighting, Inc. All Rights Reserved. We reserve the right to change design, materials and finish in any way that will not alter installed appearance or reduce function and performance.MARKCOVELinear CoveDynamic ColorMCV502 Series Typical End-To-End Run Configuration with Cantilever Brackets(Showing 6-foot run of (3) 2-foot units with MCBT12 bracket accessoryADDITIONAL ACCESSORY DETAILS (CONTINUED)Page 18MCV502_RGBW 04/02/24 marklighting.com ¦ 800-705-SERV (7378) ¦ © 2020-2024 Acuity Brands Lighting, Inc. All Rights Reserved. We reserve the right to change design, materials and finish in any way that will not alter installed appearance or reduce function and performance.MARKCOVELinear CoveDynamic ColorSPECIFICATIONSVoltage: 120 through 277v/60HzDistribution: 120° x 120°Size: 2.25W x 1.75HHousing: Extruded aluminum snap together constructionFinish: Polyester powder coat painted finish. Black oxide fastener color with BKT finish and natural stainless steel fastener color with WTP & SIT finishesLens Material: Extruded acrylic with frosted surfaceLumen Maintenance: 120,000 hours L70 @ +55deg CLED Color Mix: 12 LEDs per 12 inches in a 1:1 ratio (1xRed, 1xGreen, 1xBlue, 1xWhite)Osram Color Wavelengths: RED (620-634nm), GREEN (525-537nm), BLUE (464-470nm), WHITE (4000K)Control System: Easyl or Fresco DMX512 controllerResolution(DMX/RDM): Resolution is set per fixture and addressed independently.Ambient Temperature Ranges: -40° to +45°CMounting: Suitable for mounting within the space between ground and 4FT (1.2M) of the ground. Suitable for damp location applications.Certification/Compliance: CSA Certified to meet U.S. and Canadian standards conforming to UL 1598 and CAN/CSA C22.2 No. 250.0Weight: 24" - 3.0 lbs (1.36 kg) / 36" - 3.5 lbs (1.59 kg) / 48" - 4.5 lbs (2.04 kg)Government ProcurementBAA – Buy America(n) Act: Product qualifies as a domestic end product under the Buy American Act as implemented in the FAR and DFARS. Product also qualifies as manufactured in the United States under DOT Buy America regulations.BABA – Build America Buy America: Product qualifies as produced in the United States under the definitions of the Build America, Buy America Act.Please refer to www.acuitybrands.com/buy-american for additional information.Warranty: 5-year limited warranty. This is the only warranty provided and no other statements in this specification sheet create any warranty of any kind. All other express and implied warranties are disclaimed. Complete warranty terms located at: www.acuitybrands.com/support/warranty/terms-and-conditionsNote: Actual performance may differ as a result of end-user environment and application.All values are design or typical values, measured under laboratory conditions at 25 °C.Specifications subject to change without notice.Assembled in America: Buy American Act Compliant
https://lithonia.acuitybrands.com/api/products/getasset/lithonia-lighting/1275647/ff7df0c4-0553-42d4-a045-dbd62945a1e3/ehl22.pdf?abl_version=06%2f15%2f2022+19%3a29%3a36&DOC_Type=SPEC_SHEET | lighting | One Lithonia Way • Conyers, Georgia 30012 • Phone: 1-800-705-SERV (7378) • www.acuitybrands.com© 2013-2023 Acuity Brands Lighting, Inc. All rights reserved.EHL22 Rev. 08/24/23Page 1 of 3COMMERCIAL OUTDOOREHL22 Hanover PendantEurotique FamilySpecificationsCatalog NumberNotesTypeEPA:2.0ft2Height:22"Diameter:22"Weight:60 lbs Hit the Tab key or mouse over the page to see all interactive elements.22"(55.88cm)22"(55.88cm)Ordering InformationEXAMPLE: EHL22 ST 63LED 350MA 4K R3 GCF 120 DDBXDEHL22SeriesBasePerformance PackageColor TemperatureDistributionLens OptionVoltageMountingFinishEHL22STSmoothRTRingedFTFluted49LED 350MA5,000 lumens49LED 525MA6,700 lumens63LED 350MA6,000 lumens63LED 525MA8,200 lumens3K3000K4K4000K5K5000KR2Type 2R3Type 3R4Type 4R5Type 5GCFGlass clear flatGCSGGlass clear sagMVOLT120208240277347480QSMEQuick Stem MountDDBXDSuper durable dark bronzeDBLXDSuper durable blackDNAXDSuper durable natural aluminumDWHXDSuper durable whiteANBKAntique blackANDBAntique dark bronzeANDGAntique dark greenANVGAntique verde greenIntroductionThe Munich is a European-styled pendant luminaire suitable for use with a variety of Eurotique decorative arms and poles.Intended for use in pedestrian areas such as retail environments, public parks, city centers and commercial areas or other spaces with decorative requirements and a contemporary theme.One Lithonia Way • Conyers, Georgia 30012 • Phone: 1-800-705-SERV (7378) • www.acuitybrands.com© 2013-2023 Acuity Brands Lighting, Inc. All rights reserved.EHL22 Rev. 08/24/23Page 2 of 3COMMERCIAL OUTDOORBasePerformance PackageSTSmoothRTRingedFLTFluted63 LED Light Engine ModuleData is considered accurate as of the revision date, shown in the highest operating temperature available. Antique Street Lamps reserves the right to modify specifications without notice.Performance PackageWattsDistribution3000K CCT4000K CCT5000K CCTLumensEfficacyLumensEfficacyLumensEfficacy49LED 350mA59R2 4,495 76 4,994 85 4,994 85R3 4,780 81 5,311 90 5,311 90R4 4,669 79 5,188 88 5,188 88R5 4,955 84 5,506 93 5,506 9349LED 525mA87R2 6,030 69 6,700 77 6,700 77R3 6,412 74 7,125 82 7,125 82R4 6,264 72 6,960 80 6,960 80R5 6,648 76 7,387 85 7,387 8563LED 350mA74R2 5,434 73 6,038 82 6,038 82R3 5,779 78 6,421 87 6,421 87R4 5,645 76 6,272 85 6,272 85R5 5,991 81 6,657 90 6,657 9063LED 525mA110R2 7,322 67 8,135 74 8,135 74R3 7,786 71 8,651 79 8,651 79R4 7,605 69 8,450 77 8,450 77R5 8,072 73 8,969 82 8,969 82Lens OptionGCFGlass, Clear FlatGCSGGlass, Clear SagNotes:Nighttime Friendly™ distributions available with GCF lens only.22"(55.88cm)22"(55.88cm)22"(55.88cm)22"(55.88cm)One Lithonia Way • Conyers, Georgia 30012 • Phone: 1-800-705-SERV (7378) • www.acuitybrands.com© 2013-2023 Acuity Brands Lighting, Inc. All rights reserved.EHL22 Rev. 08/24/23Page 3 of 3COMMERCIAL OUTDOORLEGEND0.1 fc0.5 fc1.0 fcInstallationFEATURES & SPECIFICATIONS INTENDED USE This European-styled pendant or wall mount decorative luminaire is perfect for area lighting in retail, city-center, pedestrian areas or any other space with decorative requirements with a contemporary theme. CONSTRUCTION This luminaire consists of a driver housing with an attached skirt to shield the source from view while allowing the widest distribution. The light source is protected by your choice of a flat or sag-glass lens and assembled with stainless steel hardware. Driver and light engine assembly mount on a removeable assembly plate and are furnished with quick-disconnect plugs for ease of installation and maintenance. FINISH Exterior parts are protected by a zinc-infused Super Durable TGIC thermoset powder coat finish that provides superior resistance to corrosion and weathering. A tightly controlled multi-stage process ensures a minimum 3 mils thickness for a finish that can withstand extreme climate changes without cracking or peeling. OPTICS Precision acrylic refractive optics for optimum light distribution through the flat or sag glass lens. Light engines are available in 3000K, 4000K or 5000K with a color rendering index (CRI) of 70 and is shielded by the skirt which blocks the view of the source from high angles. ELECTRICAL Light engine consists of either 49 or 63 high-efficiency LEDs mounted to a metal core circuit board and aluminum heat sink ensuring optimal thermal management and long life. Class 1 electronic driver is designed to have a power factor > 90%, THD< 20% and an expected life of 100,000 hours. INSTALLATION A universal quick stem mount assembly (QSME) is standard for all Eurotique luminaires and mounting arms. An aluminum cast receiver mounting hub is provided with all mounting arms and welded in place. The mating aluminum swivel stem is provided with all luminaires and welded in place. The luminaire is hung by opening the door on the cast receiver of the mounting arm, placing in the stem/luminaire and securing the door with hardware provided. LISTINGS CSA certified to U.S. and Canadian standards and labeled as suitable for wet locations. WARRANTY 5-year limited warranty. This is the only warranty provided and no other statements in this specification sheet create any warranty of any kind. All other express and implied warranties are disclaimed. Complete warranty terms located at: www.acuitybrands.com/support/warranty/terms-and-conditions Note: Actual performance may differ as a result of end-user environment and application. All values are design or typical values, measured under laboratory conditions at 25C. Specifications subject to change without notice.R2Type IIR3Type IIIR4Type IVR5Type VDistributionStreet SideHouse SideCast Aluminum Receiver (welded and fits all Eurotique arms)Aluminum Swivel Stem (welded to luminaire)Door Hardware and Set Screw
https://nlight.acuitybrands.com/api/products/getasset/holophane/1319864/6b49da0d-7d48-46ed-b15b-d30fddcbd5cc/pxlw_.pdf?abl_version=02%2f13%2f2023+13%3a35%3a00&DOC_Type=SPEC_SHEET | lighting | Holophane ¦ One Lithonia Way, Conyers, GA 30012 ¦ Phone: 866-HOLOPHANE ¦ www.holophane.com ¦ TechSupport-Lighting@AcuityBrands.com© 2018-2024 Acuity Brands Lighting, Inc. All rights reserved. Rev. 04/16/24 Specifications subject to change without notice.PXLW Page 1 of 10• Petroleum refineries• Ethanol facilities• Chemical plants• Power plants• Textile mills• Water and wastewater treatment facilities• Parking GaragesPetrolux® LED Low Bay Wet Location for Demanding EnvironmentsPXLWCatalog NumberNotesTypeDimensions: Inches (millimeters) unless otherwise noted. Diameter: 13.11 in. (332.99 mm.)UNM Height: 11.43 in. (290.32 mm.)PM Height: 10.48 in. (266.19 mm.)Weight: 19 lbs. (8.62 Kg.)Pallet Quantity: 12 fixturesEPA: .787 ft²Typical ApplicationsDescription• For demanding environments with lower mounting heights where dust, dirt and moisture are a concern.• Certain airborne contaminants may adversely affect the functioning of LEDs and other electronic components, depending on various factors such as concentrations of the contaminants, ventilation, and temperature at the end-user location. Click here for a list of substances that may not be suitable for interaction with LEDs and other electronic components.Optics• Prismatic borosilicate glass directs light where needed and reduces harsh glare.• Silicone rubber lens available that will not brown, chip, shatter or break. • Four distributions (Type 5 low angle, Type 5 high angle, type 4 forward throw and Type 1 long and narrow) available to maximize versatility.• Highly engineered LED system ensures superior uniformity and maximizes spacing.• Lens assembly secured by stainless steel tamper-resistant Torx® T-20 screws.Electrical• Luminaire Surge Protection Level: Designed to withstand up to 10kV/5kA per ANSI C82.77-5-2015.• 0-10V dimming driver is standard. Dims to 10%. • XVOLT is an optional robust driver solution designed to assist with power quality issues and a dropped neutral in 277V input as derived from 480V Wye. Supports 277-480V; 6kV surge rated.• 3000K, 4000K or 5000K CCT available.• Fault-tolerant LED light engine continues to provide light even in the failure of one LED.• Field Adjustable Output (AO) module - Onboard device that adjusts the light output and input wattage to meet site specific requirements. The AO module is preset at the factory to position number 8 (see chart on page 6).• Integrated Bluetooth occupancy sensor: The SBG BTP is bluetooth enabled with dimming photocells. Allows you to change settings in the field using the VLP app.Mechanical• Super durable TGIC thermoset powder coat finish provides 1500 hours salt fog rating. CR (corrosion resistant) optional finish is a five-stage pre-treating and painting process that yields over 5,000 hours salt rating per ASTM B117.Mechanical (cont.)• Robust cast aluminum housing with low copper content (0.6% CU content) withstands harsh or hostile environments.• Universal mount high profile top cover (ceiling/pendant). Optional universal arm available for wall/stanchion. Other mountings include, low profile hook/pendant mount and high profile yoke mount.• Precise number of fins dissipate maximum amount of heat.• Universal mount can be wall, stanchion, and angle mounted to accommodate a variety of arms.Listings• UL listed to meet US and Canadian standards.• Suitable for use in wet locations.• -40°F (-40°C) to 149°F (65°C) ambient temperature rating. (see chart on page 9)• IP65, IP66 and IP67 rated. (see Option Value Ordering Restrictions & Notes on page 3)• 1G vibration rated.• Marine rated (see chart on page 9)• NEMA 4X rated (see chart on page 9)• NSF Splash Zone 2 and Non-Food Zone rated with FPA option. • IK rated (see chart on page 6)• DesignLights Consortium® (DLC) Premium qualified product. Not all versions of this product may be DLC Premium qualified. Please check the DLC Qualified Products List at www.designlights.org/QPL to confirm which versions are qualified.Government ProcurementBAA – Buy America(n) Act: Product with the BAA option qualifies as a domestic end product under the Buy American Act as implemented in the FAR and DFARS. Product with the BAA option also qualifies as manufactured in the United States under DOT Buy America regulations.BABA – Build America Buy America: Product with the BAA option also qualifies as produced in the United States under the definitions of the Build America, Buy America Act.Please refer to www.acuitybrands.com/resources/buy-american for additional information.Warranty5-year limited warranty. This is the only warranty provided and no other statements in this specification sheet create any warranty of any kind. All other express and implied warranties are disclaimed. Complete warranty terms located at: www.acuitybrands.com/support/warranty/terms-and-conditionsNote: Actual performance may differ as a result of end-user environment and application.All values are design or typical values, measured under laboratory conditions at 25 °C.Capable LuminaireThis item is an A+ capable luminaire, which has been designed and tested to provide consistent color appearance and out-of-the-box control compatibility with simple commissioning.• All configurations of this luminaire meet the Acuity Brands’ specification for chromatic consistency• This luminaire is part of an A+ Certified solution for nLight® control networks marked by a shaded background*To learn more about A+, visit www.acuitybrands.com/aplus.*See ordering tree for detailsHolophane ¦ One Lithonia Way, Conyers, GA 30012 ¦ Phone: 866-HOLOPHANE ¦ www.holophane.com ¦ TechSupport-Lighting@AcuityBrands.com© 2018-2024 Acuity Brands Lighting, Inc. All rights reserved. Rev. 04/16/24 Specifications subject to change without notice.PXLW Page 2 of 10Petrolux® LEDWet Location for Demanding EnvironmentsSeriesLumensDistributionVoltageColor TemperatureColor Rendering Index Mounting OptionsPXLW3000LM3,000 lumens ‡5000LM5,000 lumens ‡8000LM8,000 lumens10000LM10,000 lumensFWDForward throw, glass lensLNDLong and narrow, glass lensMD0Medium glass lens with minimal uplightMDU5Medium glass lens with uplightMDU5FRMedium frosted glass lens with uplightSOMedium, silicone optic with minimal uplight ‡SOLNDLong and narrow, silicone optic ‡SOWDWide, silicone optic ‡WDWide, glass lensMVOLTAuto Sensing (120-277V, 50/60Hz)120120V, 50/60Hz208208V, 50/60Hz240240V, 50/60Hz277277V, 50/60HzHVOLTAuto Sensing (347-480V, 50/60Hz)347347V, 50/60Hz480480V, 50/60HzXVOLTEnhanced Power Protection (277-480V, 50/60Hz) ‡277X277V XVOLT Driver, 50/60Hz ‡347X347V XVOLT Driver, 50/60Hz ‡480X480V XVOLT Driver, 50/60Hz ‡125VDC125V, DC Driver ‡250VDC250C, DC Driver ‡30K3000K CCT 40K4000K CCT 50K5000K CCT 70CRI70CRI80CRI80CRI90CRI90CRIUNMUniversal Mount, high profile top cap ‡PMPendant Mount, low profile top cap ‡YK90Yoke Mount 0-90 Degree, high profile top cap ‡OptionsFinishDamp Location Cord Sets: ‡CPSB16WCord with 15-amp straight blade plug, 16-gauge, 3 conductors, white, 6ft (120V only)CPTL16WCord with 15-amp twist lock plug, 16-gauge, 3 conductors, white, 6ft (120, 208, 240, 277, 277X only)CPTL20A16WCord with 20-amp twist lock plug, 16-gauge, 3 conductors, white, 6ft (347, 347X, 480 or 480X only)Wet Location Cord Sets: ‡CPTL16WWLCord with 15-amp twist lock plug, 16-gauge, 3 conductors, white, 6ft (120, 208, 240, 277 or 277X only)CPTL20AWWLCord with 20-amp twist lock plug, 16-gauge, 3 conductors, white, 6ft (347 or 347X only)Wet Location Cords (no plug): ‡CNP16WWLCord only, 16-gauge, 3 conductors, white, 6ftCNP164CWLCord only, 16-gauge, 4 conductors, black, 6ft ‡CNP165CDWWLCord only, 16-gauge, 5 conductors, includes 0-10V dimming leads, white, 6ft ‡CNP165CDWLCord only, 16-gauge, 5 conductors, includes 0-10V dimming leads, black, 6ft ‡Hook:HKMW 3/4" wet listed hook male, PF-291 ‡Emergency:E10WMCPPower Sentry® PS1055MCP, 10 watt internal constant power emergency driver, 5°C min, UL924 Compliant, Certified in CA Title 20 MAEDBS (120-277) (LINK) ‡Other Options:AOField Adjustable Output, Standard setting is 8 ‡BAABuy America(n) Act and/or Build America Buy America QualifiedCRCorrosion resistant paintDLDamp location ‡EMDIngress/Egress Marker DecalFPAFood processing area ‡NSGNon silicone gasket (EPDM) ‡PCPendant cone ‡UPSUplight Shield ‡WGXZinc coated wire guard, factory installedIndividual Non-Dimming Sensors: ‡SBGR10360° Low Mount Sensor, (8-15’ mounting heights), on/off occupancy (LINK)SBGR10 P360° Low Mount Sensor, (8-15’ mounting heights), on/off photocell (LINK)Individual Dimming Sensor: ‡SBGR10 D 3V360° Low Mount sensor, (8-15’ mounting heights), high/low occupancy dimming (LINK)Photocontrols:BPButton style photo control, 120V-277V/347V ‡PERNEMA twist lock receptacle ‡PCSDTS, solid state photo control, 120V-277V ‡P34DTL, solid state photo control, 347V ‡P48DTL, solid state photo control, 480V ‡PSCShorting cap ‡nLight® AIR Wireless: ‡NLTAIR2 RSBG10nLight® Air Generation 2 enabled, 360° low mount sensor, (8-15’ mounting heights) (LINK)*For 360° integral high mount sensors (15-30’ mounting heights), replace "10" in nomenclature with "6". For 360° high bay sensors (40' mounting heights), replace "6" in nomenclature with "40". Ex: NLTAIR2 RSBG6NLTAIR2 RIOnLight® air Generation 2 enabled, fixture embedded, 0-10V dimming output (LINK)Bluetooth® Sensors: ‡SBG10 OCC BTP360° Low Mount Sensor, (7-15’ mounting heights), on/off occupancy, utilizes smart hub for Bluetooth® programmability (LINK)SBG10 HL BTP360° Low Mount Sensor, (7-15’ mounting heights), high/low/(off) occupancy dimming, utilizes smart hub for Bluetooth® programmability (LINK)SBG10 ADC BTP 360° Low Mount Sensor, (7-15’ mounting heights), on/off occupancy with auto dimming photocell, utilizes smart hub for Bluetooth® programmability (LINK)SBG10 ANL BTP360° Low Mount Sensor, (7-15’ mounting heights), high/low/(off) occupancy dimming with auto dimming photocell, utilizes smart hub for Bluetooth® programmability (LINK)Mounting Accessories:072331Substation arm for a single luminaire, up or down orientation. ‡072331CTLSubstation arm for a single luminaire with integral sensor, up or down orientation. ‡072332Substation arm for two luminaries, up and down orientation. ‡072332CTLSubstation arm for two luminaires (one with a sensor and one without), up and down orientation. ‡P3USUniversal arm for wall or stanchion mount ‡P3US3535° Universal arm for wall or stanchion mount ‡DBXDBlack super durable ‡DGXDGray super durableDNXDSatin Nickle super durable ‡DWHXDWhite super durable ‡ORDERING INFORMATION Example: PXLW 3000LM MDU5 MVOLT 30K 80CRI UNM DNXDA+ Capable options indicated by this color background.For Accessories and Footnotes, see next page.Holophane ¦ One Lithonia Way, Conyers, GA 30012 ¦ Phone: 866-HOLOPHANE ¦ www.holophane.com ¦ TechSupport-Lighting@AcuityBrands.com© 2018-2024 Acuity Brands Lighting, Inc. All rights reserved. Rev. 04/16/24 Specifications subject to change without notice.PXLW Page 3 of 10Petrolux® LEDWet Location for Demanding EnvironmentsAccessories: Order as separate catalog number.072331 XXSubstation arm for a single luminaire, up or down orientation. XX denotes color ‡072331 CTL XXSubstation arm for a single luminaire with sensor, up or down orientation. XX denotes color ‡072332 XXSubstation arm for two luminaries, up and down orientation. XX denotes color ‡072332 CTL XXSubstation arm for two luminaires (one with a sensor and one without), up and down orientation. XX denotes color ‡HSCKXX inch safety chain kit ‡MI3502 THREAD SEALThread Sealant ‡P3US XXUniversal arm for wall or stanchion mount, XX denotes color ‡P3US35 XX35° Universal arm for wall or stanchion mount, XX denotes color ‡PCPXLW XXPendant Cone, XX denotes color ‡PTASTAStanchion Mount Bracket, White ‡UPSPXLW XXUplight shield, XX denotes color ‡WGPXLWWire guard, zinc coated‡ Option Value Ordering Restrictions & NotesOption valueRestriction072331, 072331 XXNot available with YK90, cord or cordset. Requires PM or UNM mounting. Includes one 5 conductor input feed cable with 0-10V dimming. Not IP or NEMA4X rated. Wet location rated.072331CTL, 072331 CTL XXNot available with YK90, cord or cordset. Requires PM or UNM mounting. Includes one 3 conductor input feed cable. Not IP or NEMA4X rated. Wet location rated.072332, 072332 XXNot available with YK90, cord or cordset. Requires PM or UNM mounting. Includes two 5 conductor cables for independent fixture control with 0-10V dimming. Not IP or NEMA4X rated. Wet location rated.072332CTL, 072332 CTL XXNot available with YK90, cord or cordset. Requires PM or UNM mounting. Includes one 3 conductor cable for the sensor to control both luminaires. Not IP or NEMA4X rated. Wet location rated.125VDC, 250VDCNot available with BP, PER, PCS, P34, P48, PSC photocontrols, or CPTL, CPSB cords which include plugs. 277X, 347X, 480XNot available with 3000LM or 5000LM or E10WMCP.3000LM, 5000LMNot available with XVOLT, 277X, 347X or 480X.AONot available with individual dimming SBGR sensors, bluetooth SBG BTP sensors, nLight air RSBG sensor, nLight air RIO module, CNP165CDWL, CNP165CDWWL five conductor cords or E10WMCP battery.Bluetooth SensorsNot available with HVOLT in the 3000LM or 5000LM lumen packages. BTP sensor options with 3000LM or 5000LM lumen packages cannot dim to OFF. These lumen packages will dim to 10% minimum and cannot be turned OFF with controls. Not available with XVOLT, 277X, 347X, 480X, AO adjustable output module, E10WMCP, CNP165CDWL, CNP165CDWWL five conductor cords or any other controls. IP65 and IP66 rated. Not Marine or NEMA4X rated.BPMust specify voltage. Not available with MVOLT, HVOLT, 480X, 125VDC, 250VDC, XVOLT, 480X, or YK90. Not Marine or NEMA4X rated.CNP164CDWWLRequires E10WMCP battery option. Not Marine or NEMA4X rated.CNP165CDWL, CNP165CDWWLNot available with AO adjustable output module, individual dimming SBGR sensors, bluetooth SBG BTP sensors, nLight air RSBG sensor, nLight air RIO module, E10WMCP battery or HKMW hook. Not Marine or NEMA4X rated.Damp Location Cord SetsNot available with 125VDC or 250VDC. Voltage must be specified. Requires DL and HKMW options. 6' is standard, but other lengths are available. Must specify length in the nomenclature. Example: CPTL16W3FT. NEMA plug configurations: (CPSB) 120 = 5-15P. (CPTL16W) 120 = L5-15P, 208 or 240 = L6-15P, 277 = L7-15P. (CPTL20A16W) 347 = L24-20P, 480 = L8-20P. Not Marine or NEMA4X rated.DBXD, DNXDNot Marine or NEMA4X rated.DLRequired when damp location options are chosen. Luminaire is wet location listed only when ordered with wet location options. If luminaire is ordered with wet and damp location options, luminaire is damp location listed only and will include a damp label.DWHXDNot NEMA 4X rated.E10WMCPAvailable with UNM or YK90 only. Not available with AO adjustable output, PM pendant mount, HVOLT, 347, 480, XVOLT, 277X, 347X, 480X, bluetooth SBG BTP sensors, nLight air RSBG sensors, nLight air RIO, nLight air RPP20 ER or nLight wired NPP16 ER versions of the power packs . Available with individual dimming and non-dimming SBGR sensors. Only available cord option is the CNP164CDWWL cord option, but not required. Not Marine or NEMA4X rated.FPASO or SOLND distribution and DWHXD finish required. Not available with YK90 mounting, E10WMCP battery or any external sensor or control. Not available with FWD, MD0, MDU5, MDU5FR, LND, WD distributions, DBXD, DGXD, DNXD finishes, SBGR individual dimming and non-dimming sensors, SBG BTP bluetooth sensors, RSBG nLight air sensors or nLight air RIO. HKMWRequires Cord or Cordset. Not available with CNP165CDWL, CNP165CDWWL five conductor cords. Not IP, Marine or NEMA4X rated. Wet Location rated.HSCKXX denotes length. Available in multiple sizes. Replace X with size in inches. Example: HSCK120 = 120 inches or 10 feet.Individual Dimming SensorNot available with XVOLT, AO adjustable output module or CNP165CDWL, CNP165CDWWLfive conductor cords. IP65 and IP66 rated. Not Marine or NEMA4X rated.Individual Non-Dimming SensorsNot available with XVOLT. IP65 and IP66 rated. Not Marine or NEMA4X rated. MI3502 THREAD SEALOrder one per luminaire, 6ml tube.nLight Air WirelessNot available with HVOLT in the 3000LM or 5000LM lumen packages. nLight Air options with 3000LM or 5000LM lumen packages cannot dim to OFF. These lumen packages will dim to 10% minimum and the fixture cannot be turned OFF with controls. Not available with XVOLT, 277X, 347X, 480X, AO adjustable output, E10WMCP battery, CNP165CDWL, CNP165CDWWL five conductor cords, any other sensors or controls. IP65 and IP66 rated. Not Marine or NEMA4X rated. NSGNot available with SO, SOLND distribution, any external sensors or controls. Not Marine or NEMA4X rated.P34Requires PER option. Not available with 125VDC or 250VDC. Available with 347, 347X options only. Not Marine or NEMA4X rated.P3US35, P3USNot available with PM, YK90, cord or cordset. Requires UNM mounting. Not IP, Marine or NEMA4X rated.P48Requires PER option. Not available with 125VDC or 250VDC. Available with 480, 480X options only. Not Marine or NEMA4X rated.PC, PCPXLWNot available with UNM or YK90. Requires PM mounting. Requires minimum 8" customer provided stem. Not available with FPA option. Not Marine or NEMA4X rated.PCSRequires PER option. Not available with 125VDC or 250VDC. Available with MVOLT, 120, 208, 240, 277 or 277X options only. Not Marine or NEMA4X rated.PERNot available with 125VDC, 250VDC or YK90. Not Marine or NEMA4X rated.PMNot available with E10WMCP battery. Ships with 3/4" NPT pendant opening.PSCRequires PER option. Not available with 125VDC or 250VDC. Not Marine or NEMA4X rated.PTASTAAvailable with UNM or PM only. Threaded for 1.50-11.5 NPT (DN40) or slipfit for 1.50-11.5 NPT (DN40) conduit. Not IP, Marine or NEMA4X rated. Wet location rated.SO, SOLND, SOWDNot Marine or NEMA4X rated.UNMIncludes provisions for 3/4" NPT pendant mount and ceiling mount. When ordered with the optional P3US universal mounting arm, includes provisions for 1.5" NPT stanchion mount and wall mount.UPS, UPSPXLW XXNot available with FPA option. When paired with any sensor option, the viewing angle will be cutoff. Wet Location Cords (no plug)6' is standard, but other lengths are available. Must specify length in the nomenclature. Example: CNP16WWL3FT. Not Marine or NEMA4X rated.Wet Location Cord SetsNot available with 125VDC or 250VDC. Voltage must be specified. Requires HKMW option. 6' is standard, but other lengths are available. Must specify length in the nomenclature. Example: CPTL20A16WWL10FT. NEMA plug configurations: (CPTL16WWL) 120 = L5-15P, 208 or 240 = L6-15P, 277 = L7-15P. (CPTL20A16WWL) 347 = L24-20P. Not Marine or NEMA4X rated.XVOLTNot Available with 3000LM or 5000LM or E10WMCP.YK90When used with a sensor, not rated for wet location beyond 35 degree tilt. Not Marine rated.Holophane ¦ One Lithonia Way, Conyers, GA 30012 ¦ Phone: 866-HOLOPHANE ¦ www.holophane.com ¦ TechSupport-Lighting@AcuityBrands.com© 2018-2024 Acuity Brands Lighting, Inc. All rights reserved. Rev. 04/16/24 Specifications subject to change without notice.PXLW Page 4 of 10Petrolux® LEDWet Location for Demanding EnvironmentsDIMENSIONAL DATA123.95mm(4.88")2X DIA 10.08mm (.397")Mounting holes3/4" NPT (with plug)1" NPT (with plug)(P3US ordered separately)1" NPT (with plug)2X DIA 9mm (.358")Mounting holes1 1/2" NPT (with plug)1" NPT (with plug)UNIVERSAL MOUNT (UNM and P3US)398.01mm(15.67")YOKE MOUNT 0-90° (YK90)103.31mm(4.07")371.79mm(14.64")398.01mm(15.67")HOOK MOUNT (PM and HKMW)CEILING MOUNT (UNM)45Ā317.75(12.51")1" NPT (with plug)2X DIA 10.08mm (.397")Mounting holesUNIVERSAL MOUNT (UNM and P3US) (P3US Ordered Separately)214.63mm(8.45")1 1/2" NPT (with plug)123.95mm(4.88")2X DIA 10.08mm (.397")Mounting holes3/4" NPT (with plug)1" NPT (with plug)UniversalArmAccessory1" NPT (with plug)2X DIA 9mm (.358")Mounting holes1 1/2" NPT (with plug)UNIVERSAL MOUNTING (UNM)1" NPT (with plug)266.19mm(10.48")To Optic279.65mm(11.01")WGX Option266.19mm(10.48")To OpticWIRE GUARD OPTION (WGX)PENDANT MOUNT (PM)SENSOR OPTION (UNM and P3US)(P3US Ordered Separately)UPLIGHT SHIELD OPTION(UNM, P3US, SENSOR and UPS)(P3US Ordered Separately)Holophane ¦ One Lithonia Way, Conyers, GA 30012 ¦ Phone: 866-HOLOPHANE ¦ www.holophane.com ¦ TechSupport-Lighting@AcuityBrands.com© 2018-2024 Acuity Brands Lighting, Inc. All rights reserved. Rev. 04/16/24 Specifications subject to change without notice.PXLW Page 5 of 10Petrolux® LEDWet Location for Demanding EnvironmentsDIMENSIONAL DATA (continued)PENDANT CONE OPTION (PM and PC)WIRE GUARD OPTION (UNM and WGX)UNIVERSAL MOUNT (UNM and P3US35)(P3US35 Ordered Separately)072332 TANDEM SUBSTATION ARM, (PM)07233-2-CTL-XX (Tandem Substation arm with controls)522.48mm(20.56")072331 SUBSTATION ARM (PM) - UP ORIENTATION522.48mm(20.56")(PENDANT ONLY)(10.25)260mm(DN40) CONDUITALTERNATIVE STANCHION ARM (PTASTA)THREADED FOR 1.50-11.5NPT (DN40) OR SLIPFIT FOR 1.50-11.5 NPT155mm(6.12)56mm(2)COVERPENDANT &BOX MOUNTCEILING MOUNT BOX(11.19)284mmTHREADEDWALL MOUNT BRACKETCONDUIT ENTRY.750-14 NPT (DN20)RIGID PENDANT CONE OPTION (PM and PC)WIRE GUARD OPTION (UNM and WGX)UNIVERSAL MOUNT (UNM and P3US35)(P3US35 Ordered Separately)072331 SUBSTATION ARM (PM) - DOWN ORIENTATION522.48mm(20.56")PENDANT CONE OPTION (PM and PC)WIRE GUARD OPTION (UNM and WGX)UNIVERSAL MOUNT (UNM and P3US35)(P3US35 Ordered Separately)Holophane ¦ One Lithonia Way, Conyers, GA 30012 ¦ Phone: 866-HOLOPHANE ¦ www.holophane.com ¦ TechSupport-Lighting@AcuityBrands.com© 2018-2024 Acuity Brands Lighting, Inc. All rights reserved. Rev. 04/16/24 Specifications subject to change without notice.PXLW Page 6 of 10Petrolux® LEDWet Location for Demanding EnvironmentsOPERATIONAL DATAProjected Lumen Maintenance (TM-21)Default Bluetooth Sensor Programming25C ambientLumen Package0 Hours15,000 Hours30,000 Hours45,000 Hours60,000 Hours100,000Hours3,000LM10.970.950.920.90.845,000LM10.970.950.920.90.848,000LM10.970.940.920.890.8310,000LM10.970.950.920.90.8455C ambientLumen Package0 Hours15,000 Hours30,000 Hours45,000 Hours60,000 Hours100,000Hours3,000LM10.970.940.910.880.815,000LM10.970.940.910.890.828,000LM10.960.930.890.860.7810,000LM10.960.930.90.870.79Performance with AO Field Adjustable OutputFAO SettingBase Max Lumen Output %135%248%361%474%587%6100%7100%8100%ModelDefault OperationOccupancy Time DelayPhotocell ModePhotocell Set-pointLow TrimHigh TrimDim to Off Time DelaySBG10 OCC BTPOn/Off Occupancy Only10 minutes Disabled n/an/a100%DisabledSBG10 HL BTPOccupancy w/ 0-10V Dimming (High/Low/Off)10 minutes Disabled n/a10%100%2.5 minutesSBG10 ADC BTPOn/Off Occupancy with Auto Dimming Photocell10 minutes On/Off & Auto Dim50 fc10%100%0 secondsSBG10 ANL BTPHigh/Low/(Off) Occupancy Dimming with Auto Dimming Photocell10 minutes On/Off & Auto Dim50 fc10%100%Stay Dim/Never OffImpact Resistance (IK Ratings)Lens MaterialRatingGlassIK07SiliconeIK10Number of LED Boards and Drivers UsedLumen PackageNumber of LED boards per fixtureNumber of drivers per fixture3000LM115000LM118000LM1110000LM11Holophane ¦ One Lithonia Way, Conyers, GA 30012 ¦ Phone: 866-HOLOPHANE ¦ www.holophane.com ¦ TechSupport-Lighting@AcuityBrands.com© 2018-2024 Acuity Brands Lighting, Inc. All rights reserved. Rev. 04/16/24 Specifications subject to change without notice.PXLW Page 7 of 10Petrolux® LEDWet Location for Demanding EnvironmentsOperating Characteristics ‡LumensDistributionInput Watts ‡3000K4000K5000K70CRI80CRI90CRI70CRI80CRI90CRI70CRI80CRI90CRI3000LMFWD21284826212166298827262184311027602201Lumens136125103142130104148131105LPWLND21269824832053283125832069294726162086Lumens128118981351239914012599LPWMD021303427922308318329042327331429412346Lumens144133110152138111158140112LPWMDU521302027802298316928912316329829282335Lumens144132109151138110157139111LPWMDU5FR21270024852054283325842071294926172087Lumens129118981351239914012599LPWSO21318229282421333830452440347530842460Lumens152139115159145116165147117LPWSOLND21285026232168299027282186311327632203Lumens136125103142130104148132105LPWSOWD21316329112406331930272426345430662445Lumens151139115158144116164146116LPWWD21309828512357325029652376338330032395Lumens148136112155141113161143114LPWLumensDistributionInput Watts ‡3000K4000K5000K70CRI80CRI90CRI70CRI80CRI90CRI70CRI80CRI90CRI5000LMFWD35485144653691509046433720529847033750Lumens139128105145133106151134107LPWLND35459742303497482243993525502044563553Lumens131121100138126101143127102LPWMD035516947573932542349473964564550113996Lumens148136112155141113161143114LPWMDU535514647353914539849253946561949883978Lumens147135112154141113161143114LPWMDU5FR35460042333499482644023527502344593556Lumens131121100138126101144127102LPWSO35542149884124568751884157592052544190Lumens155143118162148119169150120LPWSOLND35485644683694509446473724530347073754Lumens139128106146133106152134107LPWSOWD35538949594099565351574133588552244166Lumens154142117162147118168149119LPWWD35527848574015553750514047576451164080Lumens151139115158144116165146117LPWNotes ‡Input Watts120 volts.Operating CharacteristicsAbsolute photometry calculated in accordance with IESNA LM-79-08 @ 25°C.Holophane ¦ One Lithonia Way, Conyers, GA 30012 ¦ Phone: 866-HOLOPHANE ¦ www.holophane.com ¦ TechSupport-Lighting@AcuityBrands.com© 2018-2024 Acuity Brands Lighting, Inc. All rights reserved. Rev. 04/16/24 Specifications subject to change without notice.PXLW Page 8 of 10Petrolux® LEDWet Location for Demanding EnvironmentsEmergency Lumen Output Example - 10 Watt Battery Approximate Luminaire EfficacyApproximate Lumens at 1 Minute Approximate Lumens at 45 MinutesApproximate Lumens at 90 Minutes100 LPW100010001000110 LPW110011001100120 LPW120012001200130 LPW130013001300140 LPW140014001400150 LPW150015001500How to Estimate Delivered Lumens in Emergency ModeUse the formula below to estimate the delivered lumens in emergency modeDelivered Lumens = P x LPWP = Output power of emergency driverLPW = Lumen per watt rating of the luminaire. (See charts on page 7)The LPW rating is also available at Designlight ConsortiumP = 10 watts for E10WMCPEmergency Lumen OutputOperating Characteristics ‡LumensDistributionInput Watts ‡3000K4000K5000K70CRI80CRI90CRI70CRI80CRI90CRI70CRI80CRI90CRI8000LMFWD58775071325896813174175943846375135991Lumens134123102140128102146130103LPWLND58734467585586770470285632801971185677Lumens127117961331219713812398LPWMD058825875996282866379036333901880056384Lumens142131108149136109155138110LPWMDU558822075646253862378676304897679686354Lumens142130108149136109155137110LPWMDU5FR58734867625590770970335635802571235680Lumens127117961331219713812398LPWSO58866079696588908582886641945783946694Lumens149137114157143115163145115LPWSOLND58775771395901813874245949847175195996Lumens134123102140128103146130103LPWSOWD58860979226549903182396602940183456655Lumens148137113156142114162144115LPWWD58843277596414884580696466920881736518Lumens145134111153139111159141112LPWLumensDistributionInput Watts ‡3000K4000K5000K70CRI80CRI90CRI70CRI80CRI90CRI70CRI80CRI90CRI10000LMFWD7497969014745210276937575121069794957572Lumens132122101139127102145128102LPWLND749281854170619737888371181013689977175Lumens125115951321209613712297LPWMD0741043796057940109509989800411398101178068Lumens141130107148135108154137109LPWMDU5741038995617904108999943796711345100718031Lumens140129107147134108153136109LPWMDU5FR749287854770659743888971221014290037179Lumens126116951321209613712297LPWSO74109451007283261148210475839311952106098461Lumens148136113155142113162143114LPWSOLND7498049022745810285938375191070795047579Lumens132122101139127102145128102LPWSOWD74108811001382771141510413834411882105478411Lumens147135112154141113161143114LPWWD7410657980781071118010199817211637103308238Lumens144133110151138110157140111LPWNotes ‡Input Watts120 volts.Operating CharacteristicsAbsolute photometry calculated in accordance with IESNA LM-79-08 @ 25°C.Holophane ¦ One Lithonia Way, Conyers, GA 30012 ¦ Phone: 866-HOLOPHANE ¦ www.holophane.com ¦ TechSupport-Lighting@AcuityBrands.com© 2018-2024 Acuity Brands Lighting, Inc. All rights reserved. Rev. 04/16/24 Specifications subject to change without notice.PXLW Page 9 of 10Petrolux® LEDWet Location for Demanding EnvironmentsMarine/NEMA4X CompatibilityOption GroupOptionsMarineNEMA4XDistributionFWD, MD0, MDU5, MDU5FR, LND, WDYESYESSO, SOLND, SOWDNONOMountingPM, UNMYESYESYK90NOYESFinishDBXD, DNXDNONODGXDYESYESDWHXDYESNOCordsetsAny CordsetNONOHookHKMWNONOIndividual SensorsSBGR10, SBGR10 P, SBGR10 D 3VNONOBluetooth SensorsSBG10 OCC BTP, SBG10 HL BTP, SBG10 ADC BTP, SBG10 ANL BTPNONOnLight AirNLTAIR2 RSBG10, NLTAIR2 RIONONOEmergencyE10WMCPNONOPhotocontrolsBP, PER, PCS, P34, P48, PSCNONOOptionsAOYESYESCRYESYESEMDYESYESFPAYESYESNSGNONOPC, PCPXLWNONOUPS, UPSPXLWYESYESWGX, WGPXLWYESYESMounting Accessories072331, 072331CTL, 072332CTL, 072332CTLYESNOP3US, P3US35NONOAmbient Temperature RatingsMountingSBGR SensorSBG BTP or NLTAIR2 RSBG Sensors or NLTAIR2 RIO Control ModuleE10WMCP BatteryVoltageLumensSupply Wire3000LM5000LM8000LM10000LMPM UNM YK90NNNAny-40°C to 65°C-40°C to 65°C-40°C to 60°C-40°C to 55°C90°CY120-277 5°C to 40°C 5°C to 40°C 5°C to 35°C5°C to 35°C90°CYNAny-40°C to 60°C-40°C to 60°C-40°C to 60°C-40°C to 55°C90°CYNNAny-40°C to 65°C-40°C to 65°C-40°C to 60°C-40°C to 55°C90°CY120-277 5°C to 40°C 5°C to 40°C 5°C to 35°C5°C to 35°C90°CHolophane ¦ One Lithonia Way, Conyers, GA 30012 ¦ Phone: 866-HOLOPHANE ¦ www.holophane.com ¦ TechSupport-Lighting@AcuityBrands.com© 2018-2024 Acuity Brands Lighting, Inc. All rights reserved. Rev. 04/16/24 Specifications subject to change without notice.PXLW Page 10 of 10Petrolux® LEDWet Location for Demanding EnvironmentsOptions and AccessoriesHKMW (PF-291) HookSBG BTP Sensor and Smarthub BTP Control ModulenLight Air RSBG SensornLight Air RIO Control ModuleAO Adjustable Output ModuleSBGR SensorPM Pendant Mount UNM Universal Mount and WGX Wire GuardYK90 Yoke Mount
https://nlight.acuitybrands.com/api/products/getasset/holophane/1319866/a18d532a-eada-4266-bd05-160f99292a97/pxhw_.pdf?abl_version=02%2f10%2f2023+20%3a30%3a14&DOC_Type=SPEC_SHEET | lighting | Holophane ¦ One Lithonia Way, Conyers, GA 30012 ¦ Phone: 866-HOLOPHANE ¦ www.holophane.com ¦ TechSupport-Lighting@AcuityBrands.com© 2018-2024 Acuity Brands Lighting, Inc. All rights reserved. Rev. 04/16/24 Specifications subject to change without notice.PXHW Page 1 of 9Petrolux® LED High Bay Wet Location for Demanding EnvironmentsPXHWCatalog NumberNotesTypeDimensions: Inches (millimeters) unless otherwise noted. Diameter: 15.75 in. (400.05 mm.)UNM Height: 13.96 in. (354.58 mm.)PM Height: 12.97 in. (329.44 mm.)Weight: 36-39 lbs. (16.6-17.6 Kg.)Pallet quantity: 12 fixtures EPA: 1.36 sq. ft2• Petroleum refineries• Ethanol facilities• Chemical plants• Power plants• Textile mills• Water and wastewater treatment facilities• Parking GaragesTypical ApplicationsDescription• For demanding environments with higher mounting heights where dust, dirt and moisture are a concern.• Certain airborne contaminants may adversely affect the functioning of LEDs and other electronic components, depending on various factors such as concentrations of the contaminants, ventilation, and temperature at the end-user location. Click here for a list of substances that may not be suitable for interaction with LEDs and other electronic components.Optics• Prismatic borosilicate glass directs light where needed and reduces harsh glare.• Silicone rubber lens available that will not brown, chip, shatter or break.• Four distributions (Type 5 low angle, Type 5 high angle, type 4 forward throw and Type 1 long and narrow) available to maximize versatility.• Highly engineered LED system ensures superior uniformity and maximizes spacing.• Lens assembly secured by stainless steel tamper-resistant Torx® T-20 screws.Electrical• Luminaire Surge Protection Level: Designed to withstand up to 10kV/5kA per ANSI C82.77-5-2015.• 0-10V dimming driver is standard. Dims to 10%.• XVOLT is an optional robust driver solution designed to assist with power quality issues and a dropped neutral in 277V input as derived from 480V Wye. Supports 277-480V; 6kV surge rated.• 3000K, 4000K or 5000K CCT available.• Fault-tolerant LED light engine continues to provide light even in the failure of one LED.• Field Adjustable Output (AO) module - Onboard device that adjusts the light output and input wattage to meet site specific requirements. The AO module is preset at the factory to position number 8 (see chart on page 6).Mechanical• Super durable TGIC thermoset powder coat finish provides 1500 hours salt fog rating. CR (corrosion resistant) optional finish is a five-stage pre-treating and painting process that yields over 5,000 hours salt rating per ASTM B117.• Robust cast aluminum housing with low copper content (0.6% CU content) withstands harsh or hostile environments.• Universal mount high profile top cover (ceiling/pendant). Optional universal arm available for wall/stanchion. Other mountings include, low profile hook/pendant mount and high profile yoke mount.• Precise number of fins dissipate maximum amount of heat. • Universal mount can be wall, stanchion, and angle mounted to accommodate a variety of arms.Listings• UL listed to US and Canadian standards.• Suitable for use in wet locations• -40°F (-40°C) to 149°F (65°C) ambient temperature rating.(see chart on page 8)• IP65, IP66 and IP67 rated. (see Option Value Ordering Restrictions & Notes on page 3)• 1G vibration rated.• Marine rated (see chart on page 8)• NEMA 4X rated (see chart on page 8)• NSF Splash Zone 2 and Non-Food Zone rated with FPA option.• IK rated (see chart on page 6)• DesignLights Consortium® (DLC) Premium qualified product and DLC qualified product. Not all versions of this product may be DLC Premium qualified or DLC qualified. Please check the DLC Qualified Products List at www.designlights.org/QPL to confirm which versions are qualified.Government ProcurementBAA – Buy America(n) Act: Product with the BAA option qualifies as a domestic end product under the Buy American Act as implemented in the FAR and DFARS. Product with the BAA option also qualifies as manufactured in the United States under DOT Buy America regulations.BABA – Build America Buy America: Product with the BAA option also qualifies as produced in the United States under the definitions of the Build America, Buy America Act.Please refer to www.acuitybrands.com/resources/buy-american for additional information.Warranty5-year limited warranty. This is the only warranty provided and no other statements in this specification sheet create any warranty of any kind. All other express and implied warranties are disclaimed. Complete warranty terms located at: www.acuitybrands.com/support/warranty/terms-and-conditionsNote: Actual performance may differ as a result of end-user environment and application.All values are design or typical values, measured under laboratory conditions at 25 °C.Capable LuminaireThis item is an A+ capable luminaire, which has been designed and tested to provide consistent color appearance and out-of-the-box control compatibility with simple commissioning.• All configurations of this luminaire meet the Acuity Brands’ specification for chromatic consistency• This luminaire is part of an A+ Certified solution for nLight® control networks marked by a shaded background*To learn more about A+, visit www.acuitybrands.com/aplus.*See ordering tree for detailsHolophane ¦ One Lithonia Way, Conyers, GA 30012 ¦ Phone: 866-HOLOPHANE ¦ www.holophane.com ¦ TechSupport-Lighting@AcuityBrands.com© 2018-2024 Acuity Brands Lighting, Inc. All rights reserved. Rev. 04/16/24 Specifications subject to change without notice.PXHW Page 2 of 9Petrolux® LEDWet Location for Demanding EnvironmentsSeriesLumensDistributionVoltageColor TemperatureColor Rendering IndexMounting OptionsPXHW12000LM12,000 lumens15000LM15,000 lumens18000LM18,000 lumens24000LM24,000 lumens28000LM 28,000 lumensFWDForward throw, glass lensLNDLong and Narrow, glass lensMDOMedium glass lens with minimal uplightMDU5Medium glass lens with uplightMDU5FRMedium frosted glass lens with uplightSOMedium, silicone optic with minimal uplight ‡SOLNDLong and Narrow, silicone optic ‡WDWide, glass lensWDUWide, glass lens with uplightMVOLT Auto Sensing (120-277V, 50/60Hz)120120V, 50/60Hz208208V, 50/60Hz240240V, 50/60Hz277277V, 50/60HzHVOLT Auto Sensing (347-480V, 50/60Hz)347347V, 50/60Hz480480V, 50/60HzXVOLT Enhanced Power Protection(277-480V, 50/60Hz)277X277V XVOLT Driver, 50/60Hz 347X347V XVOLT Driver, 50/60Hz 480X480V XVOLT Driver, 50/60Hz 30K3000K CCT 40K4000K CCT 50K5000K CCT 70CRI70CRI80CRI80CRI90CRI90CRIUNMUniversal Mount, high profile top cap ‡PMPendant Mount, low profile top cap ‡YK90Yoke Mount 0-90 Degree, high profile top cap ‡OptionsFinishDamp Location Cord Sets: ‡CPTL16WCord with 15-amp twist locking plug, 16-gauge, 3 conductors, white, 6ft (120, 208, 240, 277 or 277X only)CPTL20A16WCord with 20-amp twist locking plug, 16-gauge, 3 conductors, white, 6ft (347, 347X, 480 or 480X only)CPSB16WCord with 15-amp straight blade plug, 16-gauge, 3 conductors, white, 6ft (120V only)Wet Location Cord Sets: ‡CPTL16WWL6ft cord with 15-amp twist lock plug, 16-gauge, 3 conductors, white (120, 208, 240, 277 or 277X)CPTL20A16WWL 6ft cord with 20-amp twist lock plug, 16-gauge, 3 conductors, white (347 or 347X only)Wet Location Cords (no plug): ‡ CNP16WWLCord only, 16-gauge, 3 conductors, white, 6ftCNP164CWLCord only, 16-gauge, 4 conductors, black, 6ft ‡CNP165CDWLCord only, 16-gauge, 5 conductors, includes 0-10V dimming leads, black, 6ft ‡CNP165CDWWLCord only, 16-gauge, 5 conductors, includes 0-10V dimming leads, white, 6ft ‡Hook:HKMW 3/4" wet listed hook male, PF-291 ‡Individual Non-Dimming Sensors: ‡SBGR6360° High Mount sensor, (15-30’ mounting heights), on/off occupancy (LINK)SBGR6 P360° High Mount Sensor, (15-30’ mounting heights), on/off photocell (LINK)Individual Dimming Sensor: ‡SBGR6 D 3V360° High Mount sensor, (15-30’ mounting heights), high/low occupancy dimming, (LINK)*For 360° integral Low Mount sensors (8-15’ mounting heights), replace "6" in nomenclature with "10". Ex: SBGR10Bluetooth® Sensors: ‡SBG6 OCC BTP360° High Mount sensor, (15-45' mounting heights), on/off occupancy, utilizes smart hub for Bluetooth® programmability (LINK)SBG6 HL BTP360° High Mount sensor, (15-45’ mounting heights), high/low/(off) occupancy dimming, utilizes smart hub for Bluetooth® programmability (LINK)SBG6 ADC BTP360° High Mount sensor, (15-45' mounting heights), on/off occupancy with auto dimming photocell, utilizes smart hub for Bluetooth® programmability (LINK)SBG6 ANL BTP360° High Mount Sensor, (15-45' mounting heights), high/low/(off) occupancy dimming with auto dimming photocell, utilizes smart hub for Bluetooth® programmability (LINK)*For 360° integral Low Mount sensors (8-15’ mounting heights), replace "6" in nomenclature with "10". Ex: SBG10 HL BTPPhotocontrols:BPButton style photo control, 120V-277V/347V ‡PERNEMA twist-lock receptacle ‡PCSDTL solid state photo control, 120-277V ‡P34DTL solid state photo control, 347V ‡P48DTL solid state photo control, 480V ‡PSCShorting cap ‡nLight® Wired:NPP16 DPower/relay pack, 0-10VDC dimming output (LINK) ‡NPP16 D ERPower/relay pack, 0-10VDC dimming output, UL924 Emergency operation (not available with a battery pack) (LINK) ‡nLight® Air Wireless: NLTAIR2 RSBG6nLight® Air Generation 2 enabled, 360° high mount sensor, (15-30’ mounting heights), (LINK) ‡*For 360° integral Low Mount sensors (8-15’ mounting heights), replace "6" in nomenclature with "10". For 360° high bay sensors (40' mounting heights), replace "6" in nomenclature with "40". Ex: NLTAIR2 RSBG10NLTAIR2 RSBOR6nLight® Air Generation 2 enabled, 360° high mount sensor, (15-30’ mounting heights), (LINK) ‡*For 360° integral Low Mount sensors (8-15’ mounting heights), replace "6" in nomenclature with "10". Ex: NLTAIR2 RSBOR10RPP20 DnLight® Air Generation 2 enabled, power/relay pack, 0-10V dimming output (LINK) ‡RPP20 D ERnLight® Air Generation 2 enabled, power/relay pack, 0-10V dimming output, UL924 EM operation via power sense leads (not available with battery pack) (LINK) ‡NLTAIR2 RIOnLight® Air Generation 2 enabled, fixture embedded, 0-10V dimming output (LINK) ‡Emergency:E10WMCPPower Sentry® PS1055MCP, 10 watt internal constant power emergency driver, 5°C min, UL924 Compliant, Certified in CA Title 20 MAEDBS (120-277) (LINK) ‡Other Options:AOField Adjustable Output, Standard setting is 8 ‡BAABuy America(n) Act and/or Build America Buy America QualifiedCRCorrosion resistant paintDLDamp location ‡EMDIngress/Egress Marker DecalFPAFood Processing area ‡NSGNon silicone gasket (EPDM) ‡PCPendant cone ‡UPSUplight Shield ‡WGXZinc coated wire guard, factory installedMounting Accessories:072331Substation arm for a single luminaire, up or down orientation. ‡072331CTLSubstation arm for a single luminaire with integral sensor, up or down orientation. ‡072332Substation arm for two luminaries, up and down orientation. ‡072332CTLSubstation arm for two luminaires (one with a sensor and one without), up and down orientation. ‡P3USUniversal arm for wall or stanchion mount ‡P3US3535° Universal arm for wall or stanchion mount ‡DBXDBlack super durable ‡DGXDGray super durableDNXDSatin Nickle super durable ‡DWHXDWhite super durableNOTE: ‡ indicates option chosen has ordering restrictions. Please reference ordering restrictions chart.ORDERING INFORMATION Example: PXHW 18000LM MDU5 MVOLT 30K 80CRI UNM DNXDA+ Capable options indicated by this color background.For Accessories and Footnotes, see next page.Holophane ¦ One Lithonia Way, Conyers, GA 30012 ¦ Phone: 866-HOLOPHANE ¦ www.holophane.com ¦ TechSupport-Lighting@AcuityBrands.com© 2018-2024 Acuity Brands Lighting, Inc. All rights reserved. Rev. 04/16/24 Specifications subject to change without notice.PXHW Page 3 of 9Petrolux® LEDWet Location for Demanding EnvironmentsAccessories: Order as separate catalog number.072331 XXSubstation arm for a single luminaire, up or down orientation. XX denotes color ‡072331 CTL XXSubstation arm for a single luminaire with sensor, up or down orientation. XX denotes color ‡072332 XXSubstation arm for two luminaries, up and down orientation. XX denotes color ‡072332 CTL XXSubstation arm for two luminaires (one with a sensor and one without), up and down orientation. XX denotes color ‡HSCKXX inch safety chain kit ‡MI3502 THREAD SEALThread Sealant ‡PCPXHW XXPendant Cone, XX denotes color ‡P3US XXUniversal arm for wall or stanchion mount, XX denotes color ‡P3US35 XX35° Universal arm for wall or stanchion mount, XX denotes color ‡UPSPXHW XXUplight shield, XX denotes color ‡WGPXHWZinc coated wire guard‡ Option Value Ordering Restrictions & NotesOption valueRestriction072331 CTL, 072331 CTL XXNot available with YK90, cord or cordset. Requires PM or UNM mounting. Includes one 3 conductor input feed cable. Not IP or NEMA4X rated. Wet location rated.072331, 072331 XXNot available with YK90, cord or cordset. Requires PM or UNM mounting. Includes one 5 conductor input feed cable with 0-10V dimming. Not IP or NEMA4X rated. Wet location rated.072332 CTL, 072332 CTL XXNot available with YK90, cord or cordset. Requires PM or UNM mounting. Includes one 3 conductor cable for the sensor to control both luminaires. Not IP or NEMA4X rated. Wet location rated.072332, 072332 XXNot available with YK90, cord or cordset. Requires PM or UNM mounting. Includes two 5 conductor cables for independent fixture control with 0-10V dimming. Not IP or NEMA4X rated. Wet location rated.AONot available with individual dimming SBGR sensors, Bluetooth SBG BTP sensors, nLight air RSBG or RSBOR sensors, nLight air RIO module, nLight air RPP20 power pack, nLight wired NPP16 Power pack, or CNP165CDWL, CNP165CDWWL five conductor cords. Bluetooth® SensorsNot available with AO adjustable output module, E10WMCP battery, XVOLT, 277X, 347X, 480X, CNP165CDWL, CNP165CDWWL five conductor cords or any other controls. When sensor and YK90 are combined, the fixture will be damp rated when mounted between 35° and 90°. IP65 and IP66 rated. Not Marine or NEMA4X rated. BPMust specify voltage. Not available with MVOLT, HVOLT, 480, XVOLT or 480X. Not Marine or NEMA4X rated.CNP164CWLRequires E10WMCP battery option. Not Marine or NEMA4X rated.CNP165CDWL, CNP165CDWWLNot available with AO adjustable output module, individual dimming SBGR sensors, Bluetooth SBG BTP sensors, nLight air RSBG or RSBOR sensors, nLight air RIO module, nLight air RPP20 power packs, nLight wired NPP16 power packs, E10WMCP battery or HKMW hook. Not Marine or NEMA4X rated.Damp Location Cord SetsVoltage must be specified. Requires DL and HKMW options. 6' is standard, but other lengths are available. Must specify length in the nomenclature. Example: CPTL16W3FT. NEMA plug configurations: (CPSB) 120 = 5-15P. (CPTL16W) 120 = L5-15P, 208 or 240 = L6-15P, 277 = L7-15P. (CPTL20A16W) 347 = L24-20P, 480 = L8-20P. Not Marine or NEMA4X rated.DBXD, DNXDNot Marine or NEMA4X rated.DLRequired when damp location options are chosen. Luminaire is wet location listed only when ordered with wet location options. If luminaire is ordered with wet and damp location options, luminaire is damp location listed only and will include a damp label.E10WMCPAvailable with UNM or YK90 only. Not available with PM pendant mount, HVOLT, 347, 480, XVOLT, 277X, 347X, 480X, Bluetooth SBG BTP sensors, nLight air RSBG sensors, nLight air RIO, nLight air RPP20 ER or nLight wired NPP16 ER versions of the power packs. Available with individual dimming and non-dimming SBGR sensors and only available cord option is the CNP164CDWWL cord option, but not required. Not Marine or NEMA4X rated.FPASO or SOLND distribution and DWHXD finish required. Not available with YK90 mounting, E10WMCP battery or any external sensor or control. Not available with FWD, MD0, MDU5, MDU5FR, LND, WD, WDU distributions, DBXD, DGXD, DNXD finishes, SBGR individual dimming and non-dimming sensors, SBG BTP Bluetooth sensors, RSBG and RSBOR nLight air sensors, nLight air RIO, nLight air RPP20 power packs or nLight wired NPP16 power packs. HKMWRequires Cord or Cordset. Not available with CNP165CDWL, CNP165CDWWL five conductor cords. When ordered with SBGR, SBG BTP, NLTAIR2 RSBG or RIO, a counter weight will be included for balance. Not IP, Marine or NEMA4X rated. Wet location rated.HSCKXX denotes length. Available in multiple sizes. Replace X with size in inches. Example: HSCK120 = 120 inches or 10 feet.Individual Dimming SensorNot available with XVOLT, AO adjustable output module or CNP165CDWL, CNP165CDWWL five conductor cords. Low mount sensors available, replace 6 with 10 in nomenclature. Example: SBGR10. When sensor and YK90 are combined, the fixture will be damp rated when mounted between 35° and 90°. IP65 and IP66 rated. Not Marine or NEMA4X rated.Individual Non-Dimming SensorsNot available with XVOLT. Low mount sensors available, replace 6 with 10 in nomenclature. Example: SBGR10. When sensor and YK90 are combined, the fixture will be damp rated when mounted between 35° and 90°. IP65 and IP66 rated. Not Marine or NEMA4X rated.MI3502 THREAD SEALOrder one per luminaire, 6ml tube.NLTAIR2 RIONot available with AO adjustable output, XVOLT, 277X, 347X, 480X voltages, E10WMCP battery or CNP165CDWL, CNP165CDWWL five conductor cords. When sensor and YK90 are combined, the fixture will be damp rated when mounted between 35° and 90°. IP65 and IP66 rated. Not Marine or NEMA4X rated.NLTAIR2 RPP20 DNot available with 347, 480 or HVOLT. DL option required. Normal luminaires (non-emergency) can be used as a normal power sensing device for nearby nLight AIR devices and luminaires with EM emergency options. Not Marine or NEMA4X rated.NLTAIR2 RPP20 D ERNot available with 347, 480 or HVOLT. DL option required. Not Marine or NEMA4X rated.NLTAIR2 RSBG6, NLTAIR2 RSBG10, NLTAIR2 RSBG40Not available with AO adjustable output, XVOLT, 277X, 347X, 480X voltages, E10WMCP battery or CNP165CDWL, CNP165CDWWL five conductor cords. When sensor and YK90 are combined, the fixture will be damp rated when mounted between 35° and 90°. IP65 and IP66 rated. Not Marine or NEMA4X rated.NLTAIR2 RSBOR6, NLTAIR2 RSBOR10Not available with AO adjustable output or CNP165CDWL, CNP165CDWWL five conductor cords. When sensor and YK90 are combined, the fixture will be damp rated when mounted between 35° and 90°. IP65 and IP66 rated. Not Marine or NEMA4X rated.NPP16 DDL required. Not available with MVOLT, HVOLT, XVOLT, 208, 240, 480, 480X voltages, or CNP165CDWL, CNP165CDWWL five conductor cords. Not Marine or NEMA4X rated.NPP16 D ERDL required. Not available with MVOLT, HVOLT, XVOLT, 208, 240, 480, 480X voltages, E10WMCP battery or CNP165CDWL, CNP165CDWWL five conductor cords. Not Marine or NEMA4X rated.NSGNot available with SO, SOLND distribution, any external sensors or controls. Not Marine or NEMA4X rated.P34Requires PER option. Available with 347 or 347X voltages. Not Marine or NEMA4X rated.P3US, P3US XX, P3US35, P3US 35 XXNot available with PM, YK90, cord or cordset. Requires UNM mounting. Not IP, Marine or NEMA4X rated. Wet location rated.P48Requires PER option. Available with 480 or 480X voltages. Not Marine or NEMA4X rated.PC, PCPXHW XXNot available with UNM or YK90. Requires PM mounting. Requires minimum 8" customer provided stem. Not available with FPA option.PCSRequires PER option. Available with MVOLT, 120, 208, 240, 277 or 277X voltages. Not Marine or NEMA4X rated.PERNot Marine or NEMA4X rated. PMNot available with E10WMCP battery. Ships with 3/4" NPT pendant opening.PSCRequires PER option. Not Marine or NEMA4X rated.SO, SOLNDNot Marine or NEMA4X rated.UNMIncludes provisions for 3/4" NPT pendant mount and ceiling mount. When ordered with the P3US universal mounting arm, includes provisions for 1.5" NPT stanchion mount and wall mount.UPS, UPSPXHW XXNot available with FPA option. When paired with any sensor option, the viewing angle will be cutoff.Wet Location Cord SetsVoltage must be specified. Requires HKMW option. 6' is standard, but other lengths are available. Must specify length in the nomenclature. Example: CPTL20A16WWL10FT. NEMA plug configurations: (CPTL16WWL) 120 = L5-15P, 208 or 240 = L6-15P, 277 = L7-15P. (CPTL20A16WWL) 347 = L24-20P. Not Marine or NEMA4X rated.Wet Location Cords (no plug)6' is standard, but other lengths are available. Must specify length in the nomenclature. Example: CNP16WWL3FT. Not Marine or NEMA4X rated.YK90When used with a sensor, not rated for wet location beyond a 35 degree tilt. Not Marine rated.Holophane ¦ One Lithonia Way, Conyers, GA 30012 ¦ Phone: 866-HOLOPHANE ¦ www.holophane.com ¦ TechSupport-Lighting@AcuityBrands.com© 2018-2024 Acuity Brands Lighting, Inc. All rights reserved. Rev. 04/16/24 Specifications subject to change without notice.PXHW Page 4 of 9Petrolux® LEDWet Location for Demanding EnvironmentsPENDANT MOUNT PMSENSOR OPTION UNM and P3USP3US ORDERED SEPARATELY[329.48]12.97To Optic[321.32]12.65[269.26]10.60[400.09]15.75UPLIGHT SHIELD OPTION UNM AND P3US and SENSOR and UPSP3US ORDERED SEPARATELY[278.60]10.97[354.93]13.97[364.92]14.37Sensor housing1" NPT (with plug)1" NPT (with plug)3/4" NPT (with plug)2X DIA 10.08mm (.397")Mounting Holes(P3US ordered separately)1" NPT (with plug)Both Sides1 1/2" NPT (with plug)YOKE MOUNT 0-90° (YK90)UNIVERSAL MOUNT (UNM and P3US)HOOK MOUNT (PM and HKMW) 123.95mm(4.88")DIMENSIONAL DATA1" NPT (with plug)1" NPT (with plug)3/4" NPT (with plug)2X DIA 10.08mm (.397")Mounting Holes(P3US ordered separately)1" NPT (with plug)Both Sides1 1/2" NPT (with plug)YOKE MOUNT 0-90° (YK90)UNIVERSAL MOUNT (UNM and P3US)HOOK 123.95mm(4.88")PENDANT MOUNT PMUNM and P3USDSEPARATELY[329.48]12.97To Optic[269.26]10.60[400.09]15.75UPLIGHT SHIELD OPTION UNM AND P3US and SENSOR and UPS[278.60]10.97[354.93]13.97[364.92]14.37PENDANT MOUNT PMSENSOR OPTION UNM and P3USP3US ORDERED SEPARATELY[329.48]12.97To Optic[321.32]12.65[269.26]10.60[400.09]15.75UPLIGHT SHIELD OPTION UNM, P3US, SENSOR and UPSP3US ORDERED SEPARATELY[278.60]10.97[354.93]13.97[364.92]14.37Sensor housingHolophane ¦ One Lithonia Way, Conyers, GA 30012 ¦ Phone: 866-HOLOPHANE ¦ www.holophane.com ¦ TechSupport-Lighting@AcuityBrands.com© 2018-2024 Acuity Brands Lighting, Inc. All rights reserved. Rev. 04/16/24 Specifications subject to change without notice.PXHW Page 5 of 9Petrolux® LEDWet Location for Demanding EnvironmentsDIMENSIONAL DATA (continued) [522.48]20.57072331 SUBSTATION ARM, UP ORIENTATION (PM)[522.48]20.57072331 SUBSTATION ARM, DOWN ORIENTATION (PM)[522.48]20.57072332 TANDEM SUBSTATION ARM PM [424.05]16.69 PENDANT CONE OPTION (PM and PC) [369.16]14.53WGX Option[354.63]13.96To OpticWIRE GUARD OPTION (UNM and WGX)UNIVERSAL MOUNT (UNM and P3US35)(P3US35 ORDERED SEPARATELY)[504.24]19.851 1/2" NPT (with plug) [424.05]16.69 PENDANT CONE OPTION (PM and PC) [369.16]14.53WGX Option[354.63]13.96To OpticWIRE GUARD OPTION (UNM and WGX)UNIVERSAL MOUNT (UNM and P3US35)(P3US35 ORDERED SEPARATELY)[504.24]19.851 1/2" NPT (with plug) [522.48]20.57072331 SUBSTATION ARM, UP ORIENTATION (PM)[522.48]20.57072331 SUBSTATION ARM, DOWN ORIENTATION (PM)[522.48]20.57072332 TANDEM SUBSTATION ARM PM [522.48]20.57072331 SUBSTATION ARM, UP ORIENTATION (PM)[522.48]20.57072331 SUBSTATION ARM, DOWN ORIENTATION (PM)[522.48]20.57072332 TANDEM SUBSTATION ARM PMHolophane ¦ One Lithonia Way, Conyers, GA 30012 ¦ Phone: 866-HOLOPHANE ¦ www.holophane.com ¦ TechSupport-Lighting@AcuityBrands.com© 2018-2024 Acuity Brands Lighting, Inc. All rights reserved. Rev. 04/16/24 Specifications subject to change without notice.PXHW Page 6 of 9Petrolux® LEDWet Location for Demanding EnvironmentsOPERATIONAL DATAProjected Lumen Maintenance (TM-21)25°C AmbientLumen Package0 hours15000 hours30000 hours45000 hours60000 hours100000 hours12000LM10.980.960.940.920.8715000LM10.980.960.940.920.8718000LM10.980.960.940.920.8724000LM10.980.960.940.920.8728000LM10.970.950.930.910.8555°C AmbientLumen Package0 hours15000 hours30000 hours45000 hours60000 hours100000 hours12000LM10.970.950.920.90.8415000LM10.970.940.920.890.8318000LM10.970.940.910.880.8124000LM10.970.940.910.880.8128000LM10.960.930.890.860.78Performance with AO Field Adjustable Output12000L15000L18000L24000L28000LPosition% Lumens% Watts% Lumens% Watts% Lumens% Watts% Lumens% Watts% Lumens% Watts8100%100%100%100%100%100%100%100%100%100%794%94%94%94%94%93%95%93%95%93%682%81%83%81%83%80%83%80%84%80%570%68%71%68%71%67%72%67%72%67%458%56%58%55%59%54%59%54%60%54%345%44%45%43%46%42%47%41%47%42%232%31%32%30%33%30%33%29%34%30%119%20%19%19%19%18%20%17%20%18%ModelDefault OperationOccupancy Time DelayPhotocell ModePhotocell Set-pointLow TrimHigh TrimDim to Off Time DelaySBG6 OCC BTP On/Off Occupancy Only Disabled10 minutesDisabledn/an/a100%DisabledSBG10 OCC BTP On/Off Occupancy Only Disabled10 minutesDisabledn/an/a100%DisabledSBG6 HL BTP Occupancy w/ 0-10V Dimming (High/Low/Off)10 minutesDisabledn/a10%100%2.5 minutesSBG10 HL BTPOccupancy w/ 0-10V Dimming (High/Low/Off)10 minutesDisabledn/a10%100%2.5 minutesSBG6 ADC BTP On/Off Occupancy with Auto Dimming Photocell10 minutesOn/Off & Auto Dim50 fc10%100%0 secondsSBG10 ADC BTP On/Off Occupancy with Auto Dimming Photocell10 minutesOn/Off & Auto Dim50 fc10%100%0 secondsSBG6 ANL BTP High/Low/(Off) Occupancy Dimming with Auto Dimming Photocell10 minutesOn/Off & Auto Dim50 fc10%100%Stay Dim/ Never OffSBG10 ANL BTP High/Low/(Off) Occupancy Dimming with Auto Dimming Photocell10 minutesOn/Off & Auto Dim50 fc10%100%Stay Dim/ Never OffBTP Default SettingsImpact Resistance (IK Ratings)Lens MaterialRatingGlassIK06SiliconeIK10Number of LED Boards and Drivers UsedLumen PackageNumber of LED boards per fixtureNumber of drivers per fixture12000LM1115000LM1118000LM1124000LM1128000LM12Holophane ¦ One Lithonia Way, Conyers, GA 30012 ¦ Phone: 866-HOLOPHANE ¦ www.holophane.com ¦ TechSupport-Lighting@AcuityBrands.com© 2018-2024 Acuity Brands Lighting, Inc. All rights reserved. Rev. 04/16/24 Specifications subject to change without notice.PXHW Page 7 of 9Petrolux® LEDWet Location for Demanding EnvironmentsOperating CharacteristicsPackageDistributionDelivered lumens at 3000K CCT 70CRI @ 25CDelivered lumens at 3000K CCT 80CRI @ 25CDelivered lumens at 3000K CCT 90CRI @ 25CDelivered lumens at 4000K CCT 70CRI @ 25CDelivered lumens at 4000K CCT 80CRI @ 25CDelivered lumens at 4000K CCT 90CRI @ 25CDelivered lumens at 5000K CCT 70CRI@ 25CDelivered lumens at 5000K CCT 80CRI@ 25CDelivered lumens at 5000K CCT 90CRI @ 25CWattageLPW @ 4000K 80CRI12000LMFWD1067899578319115951061385811159510678904083128MD118961109392691291811823956112918118961007283142MDU511582108009024125771151193081257711582980583138MDU5FR1020795187953110831014482031108310207864183123LND1030896138032114941024582851119410309872883123WD11429106588905124111135991851241111429967683137WDU11707109179121127121163594091271211707991183140SO11719109299131127261164894191272611719992283140SOLND1072199978353116421065510478116421072190778312815000LMFWD135171260510532146781343410864146781351711444106127MD150601404311734163531496712103163531506012750106141MDU5146611367211423159211457111783159211466112413106138MDU5FR129211204910067140301284110384140301292110939106121LND130501216910168141711297010488141711305011048106122WD144681349211273157111437911628157111446812249106136WDU148201382011547160931472911910160931492012547106140SO148361383411559161101474511923161101483612560106139SOLND13571126561057414737134881090714737135711149010612718000LMFWD155031445712079168341540812459168341550313125119129MD172721610613457187551716613881187551727214623119144MDU5168151568013101182591671213514182591681514236119140MDU5FR148191381911546160911472811909160911481912546119124LND149671395711661162521487512028162521496712671119125WD165931547312928180181649113336180181659314048119139WDU169971585013243184561689213660184561699714390119142SO170151586613257184761691013674184761701514405119142SOLND15565145151212716902154691250916902155651317811913024000LMFWD211151969016451229282098516969229282111517876163129MD235242193618328255442337918906255442352419916163143MDU5229022135617844248692276118406248692290219389163140MDU5FR201831882115725219162005916220219162018317087163123LND203841900915882221352025916383221352038517258163124WD225602107517608245412246118163245412260019134163138WDU231492158718036251372300718604251372314919599163141SO231742161018056251642303218624251642317419649163141SOLND21199197691651723020210691703723020211191794816312928000LMFWD244342278519038265332428419637265332443420686210116MD272222538521210295602705521878295602722223047210129MDU5265022471420649287782633921299287782650222437210125MDU5FR233562177918197253622321218770253622355619773210111LND235892199718379256152344418958256152358919971210112WD261532438820377283992599221018283992615322141210124WDU267882498020872290892662421529290892678822680210127SO2681725007208942912026652215522912026817220704210127SOLND245322287619114266392438119716266392453220769210116Holophane ¦ One Lithonia Way, Conyers, GA 30012 ¦ Phone: 866-HOLOPHANE ¦ www.holophane.com ¦ TechSupport-Lighting@AcuityBrands.com© 2018-2024 Acuity Brands Lighting, Inc. All rights reserved. Rev. 04/16/24 Specifications subject to change without notice.PXHW Page 8 of 9Petrolux® LEDWet Location for Demanding EnvironmentsAmbient Temperature RatingsMountingAO Adjustable OutputSBGR, SBG, BTP, NLTAIR2 RSBG, NLTAIR2 RSBOR Sensors or NLTAIR2 RIO Control ModuleNPP16 D, RPP20 D Power PacksBP Button PhotocellE10WMCP BatteryVoltageLumensSupply Wire12000LM15000LM18000LM24000LM28000LMPM YK90 UNMNONONONONOAny-40°C to 65°C-40°C to 65°C-40°C to 65°C-40°C to 65°C-40°C to 55°C90°CYESNONONONOAny-40°C to 65°C-40°C to 65°C-40°C to 65°C-40°C to 65°C-40°C to 55°C90°CYESNONONOYES120-277V5°C to 25°C5°C to 25°C5°C to 25°C5°C to 25°C5°C to 25°C90°CNOYESNONONOAny-40°C to 65°C-40°C to 65°C-40°C to 65°C-40°C to 65°C-40°C to 55°C90°CNOYESNONOYES120-277V5°C to 25°C5°C to 25°C5°C to 25°C5°C to 25°C5°C to 25°C90°CNONOYESNONOAny-40°C to 40°C-40°C to 40°C-40°C to 40°C-40°C to 40°C-40°C to 40°C90°CNONOYESNOYES120-277V5°C to 25°C5°C to 25°C5°C to 25°C5°C to 25°C5°C to 25°C90°CNONONOYESNO120-347V-40°C to 50°C-40°C to 50°C-40°C to 50°C-40°C to 50°C-40°C to 50°C90°CNONONOYESYES120-277V5°C to 25°C5°C to 25°C5°C to 25°C5°C to 25°C5°C to 25°C90°CNONONONOYES120-277V5°C to 25°C5°C to 25°C5°C to 25°C5°C to 25°C5°C to 25°C90°CMarine/NEMA4X CompatibilityOption GroupOptionsMarineNEMA4XDistributionFWD, MD0, MDU5, MDU5FR, LND, WD, WDUYESYESSO, SOLNDNONOMountingPM, UNMYESYESYK90NOYESFinishDBXD, DNXDNONODGXD, DWHXDYESYESCordsetsAny CordsetNONOHookHKMWNONOIndividual SensorsSBGR, SBGR P, SBGR D 3VNONOBluetooth SensorsSBG OCC BTP, SBG HL BTP, SBG ADC BTP, SBG ANL BTPNONOnLight Air ControlsNLTAIR2 RSBG, NLTAIR2 RIO, NLTAIR2 RSBOR, RPP20, RPP20 ERNONOnLight Wired ControlsNPP16, NPP16 ERNONOEmergencyE10WMCPNONOPhoto-controlsBP, PER, PCS, P34, P48, PSCNONOOptionsAOYESYESCRYESYESEMDYESYESFPAYESYESNSGNONOPC, PCPXLWYESYESUPS, UPSPXLWYESYESWGX, WGPXLWYESYESMounting Accessories072331, 072331CTL, 072332CTL, 072332CTLYESNOP3US, P3US35NONOHolophane ¦ One Lithonia Way, Conyers, GA 30012 ¦ Phone: 866-HOLOPHANE ¦ www.holophane.com ¦ TechSupport-Lighting@AcuityBrands.com© 2018-2024 Acuity Brands Lighting, Inc. All rights reserved. Rev. 04/16/24 Specifications subject to change without notice.PXHW Page 9 of 9Petrolux® LEDWet Location for Demanding EnvironmentsHow to Estimate Delivered Lumens in Emergency ModeUse the formula below to estimate the delivered lumens in emergency modeDelivered Lumens = P x LPWP = Output power of emergency driverLPW = Lumen per watt rating of the luminaire. (See charts on page 9-11)The LPW rating is also available at Designlight ConsortiumP = 10 watts for E10WMCPEmergency Lumen OutputEmergency Lumen Output Example - 10 Watt Battery Approximate Luminaire EfficacyApproximate Lumens at 1 Minute Approximate Lumens at 45 MinutesApproximate Lumens at 90 Minutes100 LPW100010001000110 LPW110011001100120 LPW120012001200130 LPW130013001300140 LPW140014001400150 LPW150015001500Options and AccessoriesHKMW (PF-291) HookSBGR SensorSBG BTP Sensor and Smarthub Bluetooth ControllernLight Wired NPP16 D Power PacknLight Wired NPP16 D ER Power PacknLight Air RSBG SensornLight Air RPP20 D Power PacknLight Air RPP20 D ER Power PackAO Adjustable Output ModulenLight Air RIO Control ModulePM Pendant Mount and WGX Wire GuardUNM Universal Mount and HKMW HookYK90 Yoke MountnLight Air RPP20 D ER Power Pack
https://sensorswitch.acuitybrands.com/api/products/getasset/holophane/1313273/aca53d64-f7cb-4911-a3d8-b9d6be7e551f/pled2_.pdf?abl_version=03%2f02%2f2023+02%3a26%3a46&DOC_Type=SPEC_SHEET | lighting | Holophane ¦ One Lithonia Way, Conyers, GA 30012 ¦ Phone: 866-HOLOPHANE ¦ www.holophane.com ¦ HSI01@acuitybrands.com© 2011-2023 Acuity Brands Lighting, Inc. All rights reserved. Rev. 10/10/23 Specifications subject to change without notice.PLED2Page 1 of 5Petrolux® LEDWet Location for Demanding EnvironmentsCatalog NumberNotesType DimensionsDiameter: 14.76 in. (374.9 mm.)Depth: 13.57 in. (344.68 mm.)Weight: 38-45 lbs. (17.24-20.41 kg.)EPA: 1.21 sq.ft.TM• Petroleum refineries• Ethanol facilities• Chemical plants• Power plants• Textile mills• Water and wastewater treatment facilities• Parking garages• TunnelsTypical ApplicationsDescriptionFor demanding environments where dust, dirt and moisture are a concern.Certain airborne contaminants may adversely affect the functioning of LEDs and other electronic components, depending on various factors such as concentrations of the contaminants, ventilation, and temperature at the end-user location. Click here for a list of substances that may not be suitable for interaction with LEDs and other electronic components.Optics• Prismatic borosilicate glass directs light where needed and reduces harsh glare.• Polycarbonate lens available for those applications requiring non-glass options.• Three distributions (Type 5 low angle, Type 5 high angle, and Type 1 long and narrow) available to maximize versatility.• Highly engineered LED system ensures superior uniformity and maximizes spacing.Electrical• Luminaire Surge Protection Level: Designed to withstand up to 10kV/5kA per ANSI C82.77-5-2015.• 0-10V dimming driver is standard, dims to 10%.• CRI > 70 (nominal) is standard.• 3000K, 4000K or 5000K CCT available.• Fault-tolerant LED light engine continues to provide light even in the failure of one LED.Mechanical• Robust cast aluminum housing with low copper content (0.6% CU content) withstands harsh or hostile environments.• Universal mount top cover (ceiling/pendant) is standard. • Optional universal arm available for wall/stanchion. Other mountings include gasketed hook and yoke mount.• Precise number of fins dissipate maximum amount of heat. Listings• UL Listed to US and Canadian Standards• Suitable for use in wet locations• -40°F (-40°C) to 131°F (55°C) ambient temperature rating (see chart on page 4)• IP66 ratedWarranty5-year limited warranty. This is the only warranty provided and no other statements in this specification sheet create any warranty of any kind. All other express and implied warranties are disclaimed. Complete warranty terms located at: www.acuitybrands.com/support/warranty/terms-and-conditionsNote: Actual performance may differ as a result of end-user environment and application. All values are design or typical values, measured under laboratory conditions at 25 °C.Holophane ¦ One Lithonia Way, Conyers, GA 30012 ¦ Phone: 866-HOLOPHANE ¦ www.holophane.com ¦ HSI01@acuitybrands.com© 2011-2023 Acuity Brands Lighting, Inc. All rights reserved. Rev. 10/10/23 Specifications subject to change without notice.PLED2Page 2 of 5Petrolux® LEDWet Location for Demanding EnvironmentsSeriesLumensDistributionVoltageColor temperatureColor rendering indexMountingPLED25000LM5000 lumens8000LM8000 lumens10000LM10,000 lumens12000LM12,000 lumens15000LM15,000 lumens18000LM18,000 lumens ‡L5Type 5, low angle, glassL5FRType 5, low angle, glass frostedL5HType 5, high angle, glassL5HFRType 5, high angle, glass frostedLNDType 1, long and narrow, glass ‡LNDFRType 1, long and narrow, glass frosted ‡L5PType 5, low angle, polycarbonateL5HPType 5, high angle, polycarbonateLNDPType 1, long and narrow, polycarbonate ‡MVOLTAuto sensing (120-277V, 50/60Hz)120120V, 50/60Hz208208V, 50/60Hz240240V, 50/60Hz277277V, 50/60HzHVOLTAuto sensing (347-480V, 50/60Hz)347347V, 50/60Hz480480V, 50/60Hz30K3000K CCT40K4000K CCT50K5000K CCT70CRIUNMUniversal ‡GHKGasketed hook (HKMW) ‡YK00° yoke mount bracketYK4545° yoke mount bracketCordsetsOptionsFinishWet Location Cordsets:CPTL16WWLCord with NEMA 15 amp twist lock plug, 16 gauge, 3 conductor, white, wet location, 6 feet ‡CNP16WWLCord only, no plug, 16 gauge, 3 conductor, white, wet location, 6 feet ‡L/CORDNo CordPhotocell Options:BPButton style photocontrol ‡P34DTL solid state photo control, 347V ‡P48DTL solid state photo control, 480V ‡PCSDTL solid state photo control. AS, 120-277V ‡PERNEMA twistlock receptacle ‡PER45NEMA twistlock receptacle 45° mounting ‡PSCShorting cap ‡Other Options:CRCorrosion Resistant PaintEMDIngress/egress marker decalSPKSample pack for ground transportUPSUplight shield ‡WGXWire guardIndividual non-dimming sensors:SBOR6High Mount Sensor, (15-30' mounting heights), on/off occupancy, outdoor PIR, previously MSI6NWL (LINK) ‡Individual dimming sensors:SBOR6 D 0VHigh Mount Sensor, (15-30' mounting heights), occupancy controlled dimming, outdoor PIR, previously MSI62L0VWL (LINK) ‡SBOR6 ODP 0VHigh Mount Sensor, (15-30' mounting heights), occupancy controlled dimming with on/off photocell, outdoor PIR with photocell, previously MSI62L0VWL DSCNWL (LINK) ‡Optional Mounting Arms: ‡072331PLED2Substation arm for a single luminaire, up or down orientation, includes one 5 conductor input feed cable with 0-10V dimming072331PLED2CTLSubstation arm for a single luminaire with sensor, up or down orientation, includes one 3 conductor input feed cable072332PLED2Substation arm for two luminaries, up and down orientation, includes two 5 conductor cables for independent fixture control with 0-10V dimming072332PLED2CTLSubstation arm for two luminaires (one with a sensor and one without), up and down orientation, includes one 3 conductor cable for the sensor to control both luminairesP3USPLED2Universal mounting arm for wall or stanchionDWHXDWhiteDGXDGrayORDERING INFORMATION Example: PLED2 5000LM L5 MVOLT 40K 70CRI UNM DGXDFor footnotes, see page 3.Accessories: Order as separate catalog number.HSCKXX Inch safety chain kit ‡MI3502 THREAD SEALThread sealant ‡WGPLED2Wire GuardUPSPLED2 XXUplight Shield ‡Universal Mounting Arm: ‡P3USPLED2 XXWall/Stanchion Mount ArmSubstation Mounting Arms: ‡072331PLED2 XXSubstation arm for a single luminaire, up or down orientation, includes one 5 conductor input feed cable with 0-10V dimming072331PLED2 CTL XXSubstation arm for a single luminaire with sensor, up or down orientation, includes one 3 conductor input feed cable072332PLED2 XXSubstation arm for two luminaries, up and down orientation, includes two 5 conductor cables for independent fixture control with 0-10V dimming072332PLED2 CTL XXSubstation arm for two luminaires (one with a sensor and one without), up and down orientation, includes one 3 conductor cable for the sensor to control both luminairesHolophane ¦ One Lithonia Way, Conyers, GA 30012 ¦ Phone: 866-HOLOPHANE ¦ www.holophane.com ¦ HSI01@acuitybrands.com© 2011-2023 Acuity Brands Lighting, Inc. All rights reserved. Rev. 10/10/23 Specifications subject to change without notice.PLED2Page 3 of 5DIMENSIONAL DATAORDERING INFORMATION (cont.)Petrolux® LEDWet Location for Demanding EnvironmentsGASKETED HOOK MOUNTING (GHK)96mm(3.79")225mm(8.85")1 1/2" NPTUNIVERSAL MOUNTING (UNM) with P3US XX Accessory (must order P3US separately)375mm(14.76")1" NPT45°2X DIA 7.54mm (.297")MOUNTING HOLES369mm(14.53")264mm(10.40")275mm(10.82")319mm(12.57")Occupancy SensorOCCUPANCY SENSOR OPTION324mm (12.75")To Optic342mm (13.46")GD Option345mm (13.57")SH Option386mm(15.18")SH Option245mm(9.64")UPLIGHT SHIELD (UPS) & OPTIC GUARD (WG) & SENSOR OPTIONS3/4" NPT 1" NPTBoth sidesP3US XX Accessory (must order separately)UNIVERSAL MOUNTING (UNM)2X DIA 7.54mm (.297")Mounting holes2X DIA 9mm (.358")Mounting holes1" NPT1 1/2" NPT123.95mm(4.88")YOKE MOUNTING, 0° (YK0)YOKE MOUNTING, 45° (YK45)‡ Option Value Ordering Restrictions and NotesOption valueRestriction or Note18000LMAvailable with L5, L5FR, L5H, L5HFR, L5P, and L5HP only.BPMust Specify voltage. Available in 120, 208, 240, 277 and 347 only. When ordered with UNM mounting, cannot utilize ceiling mounting. Not available with 480, PER, PER45, YK45 or sensor. CPTL16WWLMust specify voltage. Available with 120, 208, 240 or 277 only. 6' is standard, but 3' and 10' lengths are available. Must specify length for 3' and 10' options. Example: CPTL16WWL3FT. NEMA Plug Configurations: 120 = L5-15P, 208 or 240 = L6-15P, 277 = L7-15P.CNPWWL6' is standard, but 3' and 10' lengths are available. Must specify length for 3' and 10' options. Example: CNPWWL3FT.GHKRequires cord or cord and plugHSCKXX denotes length. Available in multiple sizes. Replace X with size in inches. Example: SCK120 = 120 inches or 10 feetLND, LNDFR, LNDPNot available with 18000LM.MI3502 THREAD SEALIncluded with fixture, for replacement or spare only. Order one per luminaire, 6ml tube.Optional Mounting ArmsArms will ship as a separate item. Finish will match option(s) chosen for the fixture.P34Requires PER or PER45 option. Available with 347 only. P48Requires PER or PER45 option. Available with 480 only. PCSRequires PER or PER45 option. Available with 120, 208, 240 and 277 only.PER, PER45Must specify voltage. Available with 120, 208, 240, 277, 347 and 480 only. When ordered with UNM mounting, cannot utilize ceiling mounting. Not available with PER45, BP, YK45 or sensor. PER and PER45 ships unattached and must be wired in the field. PSCRequires PER or PER45 option. SBOR6, SBOR6 D 0V, SBOR6 ODP 0VAvailable with AS, 120, 208, 240 or 277 only. Not available with YK0, YK45, BP, PER, PER45, UPS or other sensor.Substation Mounting ArmsAvailable with UNM mounting only. XX denotes finish. Available with CR paint to match fixture finish.Universal Mounting ArmAvailable with UNM mounting only. XX denotes finish. Available with CR paint to match fixture finish.UNMMust order P3US for wall/stanchion installation. UPSAvailable with L5, L5FR, and P5 optics only. Not available with sensor options. XX Denotes Color. Available with CR paint to match luminaire.UPS PLED2 XXAvailable with L5, L5FR, and P5 optics only. Not available with sensor options. 072331PLED2 SUBSTATION ARM(UNM) - UP ORIENTATION522.29mm(20.56")072332PLED2 SUBSTATION ARM(UNM) - UP/DOWN ORIENTATION522.29mm(20.56")522.29mm(20.56")072331PLED2 SUBSTATION ARM(UNM) - DOWN ORIENTATIONHolophane ¦ One Lithonia Way, Conyers, GA 30012 ¦ Phone: 866-HOLOPHANE ¦ www.holophane.com ¦ HSI01@acuitybrands.com© 2011-2023 Acuity Brands Lighting, Inc. All rights reserved. Rev. 10/10/23 Specifications subject to change without notice.PLED2Page 4 of 5OPERATIONAL DATAProjected Lumen Maintenance (TM-21)3Package40 Hours15,000 Hours30,000 Hours45,000 Hours60,000 Hours100,000HoursPLED2 5000LM1.00.960.940.930.910.88PLED2 8000LM1.00.960.940.930.910.88PLED2 10000LM1.00.960.940.930.910.88PLED2 12000LM1.00.950.930.910.900.85PLED2 15000LM1.00.950.930.910.900.85PLED2 18000LM1.00.950.930.910.900.85Operating Characteristics1Petrolux® LEDWet Location for Demanding EnvironmentsNotes1 Adding BP, PER, PER45 options results in a max. ambient of 40°C.2 Absolute photometry calculated in accordance with IESNA LM-79-08.3 Calculated using data collected according to LM-80 and represents lumen maintenance of the LED package.4 Project lumen maintenance factors at max. ambient temperature per lumen package.PackageAmbient Rating (120V - 277V)Ambient Rating (347V / 480V)DistributionDelivered Lumens 5000K CCT @25°C2Delivered Lumens 4000K CCT @25°C2WattageLPW @ 5000KPLED2 5000LM-40°F to 131°F(-40°C to 55°C)-40°F to 104°F(-40°C to 40°C)L5L5HLNDL5PL5HPLNDP6,1895,2345,0664,4933,8523,7726,1505,2015,0354,4933,8523,772505050505050124105101907775PLED2 8000LM-40°F to 131°F(-40°C to 55°C)-40°F to 104°F(-40°C to 40°C)L5L5HLNDL5PL5HPLNDP8,9277,5507,3086,5225,5925,4768,8727,5037,2636,4815,5575,44274747474747412110299887574PLED2 10000LM-40°F to 131°F(-40°C to 55°C)-40°F to 104°F(-40°C to 40°C)L5L5HLNDL5PL5HPLNDP11,3159,5699,2638,2667,0876,94011,2459,5109,205N/AN/AN/A9898989898981159794847271PLED2 12000LM-40°F to 122°F(-40°C to 45°C)-40°F to 95°F(-40°C to 35°C)L5L5HLND L5PL5HPLNDP14,82212,58612,18310,8729,3219,12814,79012,50812,10710,8049,2639,0711291291291291291291159794847271PLED2 15000LM-40°F to 113°F(-40°C to 45°C)-40°F to 95°F(-40°C to 35°C)L5L5HLNDL5PL5HPLNDP18,30915,48414,98813,37511,46811,23018,19515,83714,89513,29211,39611,1601651651651651651651119491816968PLED2 18000LM-40°F to 104°F(-40°C to 40°C)-40°F to 86°F(-40°C to 35°C)L5L5HL5PL5HP21,57518,24613,37513,51321,44118,13315,66313,429195195195195110936869Holophane ¦ One Lithonia Way, Conyers, GA 30012 ¦ Phone: 866-HOLOPHANE ¦ www.holophane.com ¦ HSI01@acuitybrands.com© 2011-2023 Acuity Brands Lighting, Inc. All rights reserved. Rev. 10/10/23 Specifications subject to change without notice.PLED2Page 5 of 5Petrolux® LEDWet Location for Demanding Environments 10° 20° 30° 40° 50° 60° 70° 80° 90°Petrolux LED Type 1 0°6001200 10° 20° 30° 40° 50° 60° 70° 80° 90°Petrolux LED Type 5-0% Uplight 0°20004000 10° 20° 30° 40° 50°
https://www.acuitybrands.com/api/products/getasset/holophane/1832506/1f9900a9-04d0-4e00-a2b8-9415fb1716e0/hexsem.pdf?abl_version=02%2f22%2f2023+15%3a32%3a06&DOC_Type=SPEC_SHEET | lighting | Holophane ¦ One Lithonia Way, Conyers GA 30012 ¦ Phone: 866-HOLOPHANE ¦ www.holophane.com ¦ TechSupport-Lighting@Acuitybrands.com© 2023-2024 Acuity Brands Lighting, Inc. All rights reserved. Rev. 05/06/24 Specifications subject to change without notice.HEXSEM Page 1 of 3HEXSEMExplosion Proof LED Linear with Emergency BackupCatalog NumberNotesTypeFEATURES• High Lumen output up to 120 Lm/W• Shock and Vibration resistant• Mounting: Wall (Standard), Pole, Hanging, and Pendent• 30" Yoke Adjustments (180° total)• Emergency 90 minute backup (UL924)• Light weight compact designINTENDED USEThe HEXSEM is designed and listed for CI D1 explosion, hazardous, marine and wet locations. This product is ideal for retrofitting High Pressure Sodium (HPS) and Metal Halide (MH) fixtures for increased energy savings and maintenance.CONSTRUCTION• Copper-free aluminum housing• Silicone-free gaskets• Powder coat gray• All exposed fasteners are stainless steel• Thermal shock and impact resistant glass lens• Three 3/4” Hub locations• Weights: 27 lbs.ELECTRICAL• 120-277VAC• 10Kv surge protector built in - Standard• 24 hour charge time• 3Ft. 3-Wire whip standard, factory installed• 0-10V dimming driver is standard, dims to 10%LISTINGS• UL844 / CSA-C22.2 No.137 (Hazardous)• CI D1 Grps C,D• CI D2 Grps C,D• Simultaneous Presence• Paint Spray Listed• T-Code: CI D1=T6• -20°C to 45°C Ambient• RH Ambient Humidity 10% to 90%• UL1598 / CSA-C22.2 No.250 (Wet/Damp)• Lumen Maintenance (L70) >60,000 hrs. (reported)• IP66• NEMA 3 and NEMA 4XOPTICAL• CRI >70• Clear or diffused tempered glass lens options available• Three distributions: NEMA type 2, 60 degree and 110 degree• Up to 120Lm/Watt• Three available CCT: 3000K, 4000K and 5000KWarranty5-year limited warranty on the fixture. This is the only warranty provided and no other statements in this specification sheet create any warranty of any kind. All other express and implied warranties are disclaimed. Complete warranty terms located at: www.acuitybrands.com/support/warranty/terms-and-conditionsNote: Actual performance may differ as a result of end-user environment and application.All values are design or typical values, measured under laboratory conditions at 25 °C.The product images shown are for illustration purposes only and may not be an exact representation of the product. Specifications subject to change without notice.ORDERING INFORMATION Example: HEXSEM L4 MV 4K T2M CLSeriesLED Performance PackageVoltageColor TemperatureOpticsLensHEXSEM ‡L49,560 nominal Lumens at 4000K CCTMVMultiple voltage (120V - 277V)3K3000K CCT4K4000K CCT5K5000K CCTT2MType II medium ‡V60 60 degree beam angle ‡V110110 degree beam angleCLClear glass lensFGDiffused glass lensAccessories: Order as separate catalog number.HEXSUB11-7/8" Pole mount KitHEXSUB22-3/8" Pole mount KitHEXSIBCHanging Mount KitNOTE: ‡ indicates option chosen has ordering restrictions. Options are sorted alphanumerically.‡ Option Value Ordering Restrictions & NotesOption valueRestrictionHEXSEM0-10V dimming driver is standard. Dimming leads are capped inside the driver compartment. T2M, V60Available with CL lens option only.Holophane ¦ One Lithonia Way, Conyers GA 30012 ¦ Phone: 866-HOLOPHANE ¦ www.holophane.com ¦ TechSupport-Lighting@Acuitybrands.com© 2023-2024 Acuity Brands Lighting, Inc. All rights reserved. Rev. 05/06/24 Specifications subject to change without notice.HEXSEM Page 2 of 3HEXSEMExplosion Proof LED Linear with Emergency BackupPerformanceSourceVoltage (VAC)50/60HzInput Current(A)Wattage(W)CCTLumen Output* (Lm)Clear LensDiffused LensL4120-277.66 - .29803,000K9,5507,6004,000K9,5607,5205,000K10,2607,750Emergency Lumen Output* (Lm)3,000K8006804,000K8106505,000K840640*Nominal valuesClear lens optionDiffuse lens optionAccessories: Order separately, field installedPart NumberDescriptionHEXSUB1Pole Mount Pipe Clamp KitStainless Steel1-7/8” Dia.Includes: 2 ClampsHEXSUB2Pole Mount Pipe Clamp KitStainless Steel2-3/8” Dia.Includes: 2 ClampsHEXSIBCHanging Mount KitStainless SteelM10 Eyebolts and nutsIncludes: 2 EyeboltsNote: Stainless steel accessories not for use in paint spray applicationsConduit shown for illustration purposes onlySUGGESTED MOUNTINGCEILING / WALL / PENDENTHEXSIBCHANGINGPole shown for illustration purposes onlyPOLEHEXSUB1 (1-7/8” Dia.)HEXSUB2 (2-3/8” Dia.)Holophane ¦ One Lithonia Way, Conyers GA 30012 ¦ Phone: 866-HOLOPHANE ¦ www.holophane.com ¦ TechSupport-Lighting@Acuitybrands.com© 2023-2024 Acuity Brands Lighting, Inc. All rights reserved. Rev. 05/06/24 Specifications subject to change without notice.HEXSEM Page 3 of 3HEXSEMExplosion Proof LED Linear with Emergency BackupDIMENSIONS
https://marklighting.acuitybrands.com/api/products/getasset/mark-architectural-lighting/1244829/09dab754-aa69-4632-8e34-21f9974d7f6b/mcv504_stwh_stclr.pdf?abl_version=11%2f16%2f2022+19%3a58%3a30&DOC_Type=SPEC_SHEET | lighting | Page 1marklighting.com ¦ 800-705-SERV (7378) ¦ © 2020-2024 Acuity Brands Lighting, Inc. All Rights Reserved. We reserve the right to change design, materials and finish in any way that will not alter installed appearance or reduce function and performance.SPECIFICATIONSTYPE:PROJECT:MCV504_STWH_STCLR 04/02/24 MARKCOVEINTEGRATED COVE LUMINAIRESTATIC WHITE & COLOR• Created for integration with the MARKCOVE MCVE integrated cove extrusion profiles (sold separately)• Available in 2, 3, and 4-foot lengths• Two distributions: Asymmetric and Symmetric Injection molded optics for consistent aesthetic appearance• Lumen outputs from 400 to 1200 lumens per foot• Five static white color temperatures in two CRI options• Cable and wire splice box selections available for installation ease• Optional fixed mount hardware for independent mounting• Flicker-free dimming to dark (0.1%) powered by eldoLED® drivers• Alternate DALI, ELV, and Lutron® dimming solutions available• nLight® enabled system networking wired and wireless• Standard in semi-gloss white powder paint finish with optional RAL, or custom color selections• Total System Integration features a 5-year limited warranty by Acuity Brands covering all components and constructionHIGHLIGHTSLUMEN OUTPUTDIMENSIONSReference Drawing Detail section for additional informationMCV504 STATIC WHITENominal Lumens400LMF600LMF800LMF1000LMF1200LMFDelivered Lumens45669091411411417Input Watts3.65.57.59.713.0Lumens/Watt127125122118109** Performance data based upon ASYM/35K /80CRIMCV504 COLORNominal LumensREDGRNBLUAMBDelivered Lumens Per FT403982293343Input Watts5.66.97.56.0Lumens/Watt711413957** Performance data based upon ASYM Optic 3-1/16"78.54mm 1-15/16"49.37mm 2-13/16"71.58mm 3-1/16"78.54mm 2-3/16"54.81mm 24-1/2" [621.03mm]36-3/8" [924.24mm]48-3/8" [1227.46mm] 3-1/16"78.54mm 0" TO 1-1/2"[0 mm] [38.10mm] 3/16"4.63mm 1-15/16"49.04mm 1-15/16"49.37mm 3-1/16"78.54mm 2-3/16"54.81mm 2-13/16"71.58mm 3-1/16"78.54mm 3-1/16"78.54mm 1-15/16"49.37mm 2-13/16"71.58mm 3-1/16"78.54mm 2-3/16"54.81mm 24-1/2" [621.03mm]36-3/8" [924.24mm]48-3/8" [1227.46mm] 3-1/16"78.54mm 0" TO 1-1/2"[0 mm] [38.10mm] 3/16"4.63mm 1-15/16"49.04mm 1-15/16"49.37mm 3-1/16"78.54mm 2-3/16"54.81mm 2-13/16"71.58mm 3-1/16"78.54mmC O M PA N I O N L U M I N A I R E (S)S TA N D A R D D I S T R I B U T I O NMCVE KEC DWMMARKCOVE ExtrusionKnife Edge Dry WallMCVE KEC MUDMARKCOVE ExtrusionKnife Edge Mud InMCVE SEC DWMMARKCOVE ExtrusionSquare Edge Dry WallASYMMETRICASYMMETRICDISTRIBUTIONNO MOUNTNO MOUNTSYMMETRICSYMMETRICDISTRIBUTIONMCFMC MOUNTMCFMC MOUNTMCVE SEC MUDMARKCOVE ExtrusionSquare Edge Mud In 60° 75° FWHM Peak 45° 60° 60° 60° SM Page 2MCV504_STWH_STCLR 04/02/24 marklighting.com ¦ 800-705-SERV (7378) ¦ © 2020-2024 Acuity Brands Lighting, Inc. All Rights Reserved. We reserve the right to change design, materials and finish in any way that will not alter installed appearance or reduce function and performance.MARKCOVEIntegrated Cove LuminaireStatic White & ColorSeriesLinear PlanTotal Run LengthMax Section LengthMountingDirect Light Source Color RenderingDirect LED Color TempMCV504MARKCOVE 504LLPLinear Longest PossibleLSLLinear Same LengthLCBLinear Center Balance__FTTotal Run Length. Specify feet in 1’ increments starting at 2’. (Example: 24FT)MSL22’MSL33’MSL44’(blank)Installing into MARKCOVE MCVE extrusionMCFMCFixed mount kit(blank)Color LEDs80CRI80CRI90CRI90CRI27K2700K30K3000K35K3500K40K4000K50K5000KAMBAmberBLUBlueGRNGreenREDRedDirect LED Light OutputDirect DistributionMinimum Dimming LevelVoltageFinish(blank)Color LEDs400LMF**400 Nominal Lumens per Foot600LMF***600 Nominal Lumens per Foot800LMF800 Nominal Lumens per Foot1000LMF1000 Nominal Lumens per Foot1200LMF*1200 Nominal Lumens per Foot*Not available with ECOD or in 3FT/4FT 120 MIN5 ELV**Not available with ELV option***Not available in 2FT 120 MIN5 ELV120X120DEG120 x 120 degreesASYMAsymmetricDARKConstant Current, Dimming to <1%MIN1Constant Current, Dimming to 1%MIN5*Constant Current, Dimming to 5%*Only available with 120 & ELV.MVOLT120 - 277 Volt120*120 Volt347**347 Volt*Only available with MIN5. Not available with color LEDs.**Provided as a remote stepdown transformerSGWSemi-Gloss White PaintRALTBDRAL Color TBDRALTBD is for pricing only. Replace with applicable RAL number when placing order.Control InputPower Feed OptionsDALIDALIELV*Phase DimmingNLIGHTnLight EnabledNLTAIR2nLight AIR (wireless) EnabledZT0 - 10VECOD**Lutron Hi-Lume EcoSystem Digital LED Driver, 1% dimming*Only available with MIN5**Only available with MIN1MCVFBXLWire splice box leftMCVFBXRWire splice box rightMCVFWP*Conduit whipMFCLC100LLeft 100ft feed cable, femaleMFCLC100RRight 100ft feed cable, maleMFCLC10LLeft 10ft feed cable, femaleMFCLC10RRight 10ft feed cable, maleMFCLC25LLeft 25ft feed cable, femaleMFCLC25RRight 25ft feed cable, maleMFCLC50LLeft 50ft feed cable, femaleMFCLC50RRight 50ft feed cable, maleNOFCLNo Power Feed Cable*Required when installing with MARKCOVE MCVE Extrusion.(blank)No Options CPChicago PlenumCP is only available with NLIGHT or NLTAIR2.ORDERINGExample: MCV504 LLP 24FT MSL4 90CRI 35K 800LMF ASYM DARK MVOLT SGW ZT MFCLC25LExample: MCV504 LLP 17FT MSL3 GRN 120X120DEG MIN1 MVOLT SGW DALI MCVFWPLENGTHWEIGHTMCV50424-1/2" (621mm)3.0 Lbs36-3/8" (924mm)5.0 Lbs48-3/3" (1227mm)6.0 LbsPage 3MCV504_STWH_STCLR 04/02/24 marklighting.com ¦ 800-705-SERV (7378) ¦ © 2020-2024 Acuity Brands Lighting, Inc. All Rights Reserved. We reserve the right to change design, materials and finish in any way that will not alter installed appearance or reduce function and performance.MARKCOVEIntegrated Cove LuminaireStatic White & ColorP E R F O R M A N C E D ATACCTCRIMultiplier27K800.96030K800.99135K801.00040K801.00050K801.05227K900.81530K900.83335K900.85440K900.86950K900.927Lumen Multipier Table, Static White onlyData table baseline is 3500K 80CRI photometry. This table can be used to approximate the lumen values at different Kelvin temperatures and Color Rendering Index. Power consumption would stay the same.DistributionLensMultiplierASYMnone0.849120X120DEGnone0.904ASYMclear0.780120X120DEGclear0.835ASYMfrosted0.763120X120DEGfrosted0.818Lumen Multipier Table for when used in CVE Extrusion For both Static White and ColorThis table can be used to approximate the lumen values at different Kelvin temperatures and Color Rendering Index. Power consumption would stay the same.Lumen values are from photometric tests performed in accordance with IESNA LM-79-08. Actual performance may differ as a result of end-user environment and application. Contact factory for performance data on any configurations not shown here. IES data is available at https://winonalighting.acuitybrands.com/ Refer to website for the latest IES file updates.Lumens Per FootFixture LengthDistributionCCTCRIDelivered LumensInput WattsLumen/Watt4002FTASYM35K809087.21262FT120X120DEG35K8010027.21393FTASYM35K80138310.81283FT120X120DEG35K80152710.81414FTASYM35K80184714.41284FT120X120DEG35K80203914.41426002FTASYM35K80131110.71232FT120X120DEG35K80144810.71353FTASYM35K80199916.01253FT120X120DEG35K80220716.01384FTASYM35K80266921.51244FT120X120DEG35K80294721.51378002FTASYM35K80175414.71192FT120X120DEG35K80193614.71323FTASYM35K80267322.01223FT120X120DEG35K80295122.01344FTASYM35K80356929.51214FT120X120DEG35K80394029.5134Lumens Per FootFixture LengthDistributionCCTCRIDelivered LumensInput WattsLumen/Watt10002FTASYM35K80216519.01142FT120X120DEG35K80239019.01263FTASYM35K80330028.31173FT120X120DEG35K80364328.31294FTASYM35K80440538.01164FT120X120DEG35K80486438.012812002FTASYM35K80270825.41072FT120X120DEG35K80298925.41183FTASYM35K80412737.91093FT120X120DEG35K80455737.91204FTASYM35K80551051.01084FT120X120DEG35K80608451.0119Lumen values are from photometric tests performed in accordance with IESNA LM-79-08. Actual performance may differ as a result of end-user environment and application. Contact factory for performance data on any configurations not shown here. IES data is available at https://winonalighting.acuitybrands.com/ Refer to website for the latest IES file updates.Lumens Per FootFixture LengthDistributionDelivered LumensInput WattsLumen/WattDelivered Lumens Per FootInput Watts Per FootRED2FTASYM68912.4563456.202FT120X120DEG76012.4613806.203FTASYM100917.6573365.873FT120X120DEG111417.6633715.874FTASYM166222.7734165.684FT120X120DEG183522.7814595.68GREEN2FTASYM168115.21118417.602FT120X120DEG185515.21229287.603FTASYM246321.51158217.173FT120X120DEG271921.51269067.174FTASYM405827.814610156.954FT120X120DEG447927.816111206.95BLUE2FTASYM50916.4312558.202FT120X120DEG56216.4342818.203FTASYM74623.2322497.733FT120X120DEG82323.2352747.734FTASYM122830413077.504FT120X120DEG135630453397.50AMBER2FTASYM59313.2452976.602FT120X120DEG65413.2503276.603FTASYM86918.6472906.203FT120X120DEG95918.6523206.204FTASYM143224.1593586.034FT120X120DEG158024.1663956.03Static WhiteStatic ColorPage 4MCV504_STWH_STCLR 04/02/24 marklighting.com ¦ 800-705-SERV (7378) ¦ © 2020-2024 Acuity Brands Lighting, Inc. All Rights Reserved. We reserve the right to change design, materials and finish in any way that will not alter installed appearance or reduce function and performance.MARKCOVEIntegrated Cove LuminaireStatic White & ColorL I N E A R P L A NMark offers the ability to provide a continuous run plan to suit your requirements by optionally offering three methods of conﬁguration.LSL Longest Same Length: In this conﬁguration each segment is the same length is standardized based on the longest length available and is the only option provided. Because it is dependent on one segment length there are mathematical limitations on what overall row lengths can be achieved. Example: 20FT row would be achieved with (5) 4FT long segments equaling 20FT (nominal).LCB Longest Center Balanced:This conﬁguration incorporates the longest center segment(s) along with any additional lengths required to ﬁll located at each end. Example: 22FT row would have (2) 3FT segments (one at each end) and (4) 4FT intermediate segments located in between.4'4'4'4'3'3'LSL 20FTLCB 22FT4'4'4'4'4'LLP Longest Length Possible:In this plan the longest length available is optimized resulting in the fewest segments and mounting locations. Caution should be used where balanced appearance is a concern. Example: 22FT row would have (5) 4FT segments and (1) 2FT segment located at one end.2'4'4'4'4'4'LLP 22FTASYMMETRIC 60° 75° FWHM Peak 45° 60° 60° 60° In 5° increment rotation +/-10° In 5° increment rotation +/-10° ADJUSTMENTADJUSTMENTSYMMETRIC D I S T R I B U T I O NI N T E L L I G E N T L U M I N A I R E T E C H G U I D EChoose nomenclature from these columnsDriver Configurations for MARKCOVE MCVEMinimum Dimming LevelControl InputDriverDimming RangeNotesMIN5+ELV=ERP POWER Constant Current Driver100 to 1%ELV DimmingMIN1+ZT=eldoLED ECOdrive100 to 1%Linear dimmingMIN1+DALI=DALI compatible, eldoLED ECOdrive100 to 1%Compatible with DALI. Linear dimmingMIN1+NLIGHT=eldoLED ECOdrive100 to 1%Linear dimmingMIN1+NLTAIR2=eldoLED ECOdrive100 to 1%Linear dimmingMIN1+ECOD=LUTRON EcoSystem100 to 1%*For 2FT Units = LUTRON Hi-Lume Premier 0.1% EcoSystem LED Driver with Soft-on, Fade-to-Balck (model PEQ0)*For 3FT & 4FT Units = LUTRON Hi-lume 1% EcoSystem LED Driver with Soft-on, Fade-to-Black (model LDE1)DARK+ZT=eldoLED SOLOdrive100 to 0.1%Linear dimmingDARK+DALI=DALI compatible, eldoLED ECOdrive100 to 0.1%Compatible with DALI. Linear dimmingDARK+NLIGHT=eldoLED SOLOdrive100 to 0.1%Linear dimmingDARK+NLTAIR2=eldoLED SOLOdrive100 to 0.1%Linear dimmingPage 5MCV504_STWH_STCLR 04/02/24 marklighting.com ¦ 800-705-SERV (7378) ¦ © 2020-2024 Acuity Brands Lighting, Inc. All Rights Reserved. We reserve the right to change design, materials and finish in any way that will not alter installed appearance or reduce function and performance.MARKCOVEIntegrated Cove LuminaireStatic White & ColorModelVoltageNominal Lumen OutputMaximum Run Length (FT)MCV5041204002006001308009510007412005527740046060030280022010001701200128*If ordered with NLTAIR2 or NLIGHT, run leng/th limited to 16 fixtures per powered runJBJBMin 1/4" [6.36mm]Max 100FT [30.48M]Min 1/16" [1.59mm]Max 100FT [30.48M]Building Power & Dimming120-277v/50-60HzBuilding Power & Dimming120-277v/50-60HzFor 2-foot fixture with ECOD in runJBBuilding Power & Dimming120-277v/50-60HzBLACK Power (Line)WHITE Power (Common)GREEN GroundGRAY/PINK 0-10v (Dimming -)PURPLE 0-10v (Dimming +)Cap RED wire in junction box (not used)*When not using 0-10v dimming, cap GRAY/PINK and PURPLE separately in junction box.For Non-Dimming, 0-10v Dimming, ELV, DALI, and ECOD Lutron 3-foot & 4-foot units in run onlyS Y S T E M W I R I N G ( W H E N N O T U S E D W I T H I N M C V E C O V E E X T R U S I O N)Basic system wiring diagram provides an overview of components and materials required for a simple installation of MCV504 luminaires controlled by building system power (By Others). These diagrams should not be used in place of actual installation instructions or submittal drawings prepared for a specific project.ModelVoltageLED ColorMaximum Run Length (FT)MCV504120RED112GRN92BLU85AMB108277RED259GRN212BLU195AMB250*If ordered with NLTAIR2 or NLIGHT, run length limited to 16 fixtures per powered runPage 6MCV504_STWH_STCLR 04/02/24 marklighting.com ¦ 800-705-SERV (7378) ¦ © 2020-2024 Acuity Brands Lighting, Inc. All Rights Reserved. We reserve the right to change design, materials and finish in any way that will not alter installed appearance or reduce function and performance.MARKCOVEIntegrated Cove LuminaireStatic White & ColorS Y S T E M W I R I N G ( W H E N N O T U S E D W I T H I N M C V E C O V E E X T R U S I O N)Basic system wiring diagram provides an overview of components and materials required for a simple installation of MCV504 luminaires controlled by building system power (By Others). These diagrams should not be used in place of actual installation instructions or submittal drawings prepared for a specific project.For runs with nLight or nLight Air optionsFor runs with 347v optionsJBBuilding Power & Dimming120-277v/50-60HzMax 100FT [30.48M]JBBuilding Power & Dimming120-277v/50-60HzMax 100FT [30.48M]Page 7MCV504_STWH_STCLR 04/02/24 marklighting.com ¦ 800-705-SERV (7378) ¦ © 2020-2024 Acuity Brands Lighting, Inc. All Rights Reserved. We reserve the right to change design, materials and finish in any way that will not alter installed appearance or reduce function and performance.MARKCOVEIntegrated Cove LuminaireStatic White & ColorA C C E S S O R Y O P T I O N SConduit Whip Box Required when using MARKCOVE MKCE cove extrusion*Minimum of one required per fixture runSeriesMCVFWPConduit WhipFeed Cable, Left Feed (Female Plug)*Minimum of one required per fixture run when not using MARKCOVE MKCE cove extrusionSeriesMFCLC10LLeft 10FT Feed Cable (Female)MFCLC25LLeft 25FT Feed Cable (Female)MFCLC50LLeft 50FT Feed Cable (Female)MFCLC100LLeft 100FT Feed Cable (Female)Feed Cable Right Feed (Male Plug)*Minimum of one required per fixture run when not using MARKCOVE MKCE cove extrusionSeriesMFCLC10RRight 10FT Feed Cable (Male)MFCLC25RRight 25FT Feed Cable (Male)MFCLC50RRight 50FT Feed Cable (Male)MFCLC100RRight 100FT Feed Cable (Male)Wire Splice Box, Left Feed (Female Plug) *Optional**Minimum of one wire splice box, left or right, per fixture run when not using MARKCOVE MKCE extrusionSeriesMCVFBXLWire Splice Box LeftWire Splice Box, Right Feed (Male Plug) *Optional**Minimum of one wire splice box, left or right, per fixture run when not using MARKCOVE MKCE extrusionSeriesMCVFBXRWire Splice Box RightCarries 120-277 line voltage power to left end of first fixture in run.*Use one feed cable per run only.*Carries 120-277 line voltage power to right end of first fixture in run.*Use one feed cable per run only.*Conduit whip box allows for proper wire termination from building supply wire, through wall, into extrusion, and to fixture run7/8" KNOCKOUT7/8" KNOCKOUT Replaces feed cable for areas where flexible cord cannot be used to bring 120-277 line voltage power to right end of first fixture in run. Box allows 1/2" NPT conduit fitting connection and area for building wire splice connections.*Use one wire splice box per run only.*Replaces feed cable for areas where flexible cord cannot be used to bring 120-277 line voltage power to left end of first fixture in run. Box allows 1/2" NPT conduit fitting connection and area for building wire splice connections.*Use one wire splice box per run only.*10FT [3.05M]25FT [7.62M]50FT [15.24M]100FT [30.48M]6" 152.40mm6" 152.40mm10FT [3.05M]25FT [7.62M]50FT [15.24M]100FT [30.48M]Page 8MCV504_STWH_STCLR 04/02/24 marklighting.com ¦ 800-705-SERV (7378) ¦ © 2020-2024 Acuity Brands Lighting, Inc. All Rights Reserved. We reserve the right to change design, materials and finish in any way that will not alter installed appearance or reduce function and performance.MARKCOVEIntegrated Cove LuminaireStatic White & ColorA C C E S S O R Y O P T I O N SJumper Cable *Optional* SeriesMJCLC100 100FT Jumper CableMJCLC4 4FT Jumper CableMJCLC22FT Jumper CableMJCLC4IN4 Inch Jumper CableMJCLC8IN8 Inch Jumper Cable1-9/16" 39.70mm2FT [0.61M]4FT [1.22M]100FT [30.48M]1-5/8" 41mm8IN [0.20M]4IN [0.10M]Carries 120-277 line voltage power between two units in a run when larger spacing or corner turn between units is required. Jumpers may be plugged together to create longer jumper. For every jumper-to-jumper connection, calculate as a 2-foot fixture to apply proper voltage drop. 3-1/16"78.54mm 1-15/16"49.37mm FEMALECONNECTOR24-1/2" [621.03mm]36-3/8" [924.24mm]48-3/8" [1227.46mm] 3-1/16"78.54mm 3-1/16"78.54mm 1-15/16"49.37mm MALECONNECTOR 0" TO 1-1/2"[0 mm] [38.10mm] 3/16"4.63mm 1-15/16"49.04mm 3-1/16"78.54mm 1-15/16"49.37mm FEMALECONNECTOR 1-15/16"49.37mm 3-1/16"78.54mm MALECONNECTOR Telescopic cable 0" TO 1-1/2"[0 mm] [38.10mm] 3/16"4.63mm 21-1/2" [545.08mm]33-3/8" [848.30mm]45-3/8" [1151.51mm] 1-15/16"49.04mm 1-1/2"37.97mm 2-3/16"54.81mm 3-1/16"78.54mm FEMALECONNECTOR 2-3/16"54.81mm 3-1/16"78.54mm MALECONNECTOR 2-3/16"54.81mm 3-1/16"78.54mm FEMALECONNECTOR24-1/2" [621.03mm]36-3/8" [924.24mm]48-3/8" [1227.46mm] 3-1/16"78.54mm 2-3/16"54.81mm 3-1/16"78.54mm MALECONNECTOR Telescopic cable 3-1/16"78.54mm 1-15/16"49.37mm FEMALECONNECTOR24-1/2" [621.03mm]36-3/8" [924.24mm]48-3/8" [1227.46mm] 3-1/16"78.54mm 3-1/16"78.54mm 1-15/16"49.37mm MALECONNECTOR 0" TO 1-1/2"[0 mm] [38.10mm] 3/16"4.63mm 1-15/16"49.04mm 3-1/16"78.54mm 1-15/16"49.37mm FEMALECONNECTOR 1-15/16"49.37mm 3-1/16"78.54mm MALECONNECTOR Telescopic cable 0" TO 1-1/2"[0 mm] [38.10mm] 3/16"4.63mm 21-1/2" [545.08mm]33-3/8" [848.30mm]45-3/8" [1151.51mm] 1-15/16"49.04mm 1-1/2"37.97mm 2-3/16"54.81mm 3-1/16"78.54mm FEMALECONNECTOR 2-3/16"54.81mm 3-1/16"78.54mm MALECONNECTOR 2-3/16"54.81mm 3-1/16"78.54mm FEMALECONNECTOR24-1/2" [621.03mm]36-3/8" [924.24mm]48-3/8" [1227.46mm] 3-1/16"78.54mm 2-3/16"54.81mm 3-1/16"78.54mm MALECONNECTOR Telescopic cableMCV504 Asymmetric & Symmetric(When mounting into MCVE Extrusion)MCV504 Asymmetric & Symmetric(With MCFMC fixed mount bracket)DRAWING DETAILSPage 9MCV504_STWH_STCLR 04/02/24 marklighting.com ¦ 800-705-SERV (7378) ¦ © 2020-2024 Acuity Brands Lighting, Inc. All Rights Reserved. We reserve the right to change design, materials and finish in any way that will not alter installed appearance or reduce function and performance.MARKCOVEIntegrated Cove LuminaireStatic White & ColorDRAWING DETAILS (CONTINUED) 2-13/16"71.58mm 15/16"23.41mm 1-7/16"35.86mm 3/16"5.11mm 2-15/16"74.37mm 1-7/8"47.37mm 1-1/4"31.95mm 15/16"23.69mm MCFMC Fixed Mount Clip*For use when NOT mounting within MCVE Cove Extrusion 1-5/16"33.83mm 6-1/4"158.33mm 2-3/4"69.85mm 1-15/16"49.36mm 4-7/8" TO 6-3/8"[124.49 mm] [162.59mm] 0" TO 1-1/2"[0 mm] [38.10mm] 1-1/16"27.63mm 4-7/8"124.49mm 7/8" KNOCKOUT 2-1/4"57.02mm 1-9/16"39.12mm 2-3/4"69.85mm 1-1/8"28.51mm 1-1/16"26.19mm 2-1/8"53.73mm 7/8" KNOCKOUT MCVFBXL / MCVFBXR Wire Splice Box(Same dimensions apply for left or right feed)For use when NOT mounting within MCVE Cove Extrusion MRDBXC NLIGHT or NLTAIR2 - Remote boxFor applications WITH or WITHOUT using MARKCOVE MCVE cove extrusion7"177.86mm3"76.20mm4-3/4"119.13mm4-3/4"119.13mm2-3/8"60.06mm1-7/8"47.75mm2-1/4"57.21mmTyp. 3/4" KO 19.05mmTyp. 1/2" KO 12.70mmPage 10MCV504_STWH_STCLR 04/02/24 marklighting.com ¦ 800-705-SERV (7378) ¦ © 2020-2024 Acuity Brands Lighting, Inc. All Rights Reserved. We reserve the right to change design, materials and finish in any way that will not alter installed appearance or reduce function and performance.MARKCOVEIntegrated Cove LuminaireStatic White & ColorDRAWING DETAILS (CONTINUED) 4-3/4"119.13mm 9-3/8"238.25mm 4-3/4"119.13mm 2-3/8"60.06mm 4-3/4"119.13mm 9-3/8"238.25mm 4-3/4"119.13mm 3"76.20mm 2-1/4"57.21mm Typ. 3/4" KO 19.05mmTyp. 1/2" KO 12.70mmTyp. 3/4" KO 19.05mmTyp. 1/2" KO 12.70mmMRDBXC NLIGHT CP & NLTAIR2 CP - Remote box with Chicago Plenum optionFor applications WITH or WITHOUT using MARKCOVE MCVE cove extrusion MRTBX - Remote 347v Transformer Box For applications WITH or WITHOUT using MARKCOVE MCVE cove extrusion 1-1/8"28.58mm 3/4"20.62mm 7/8"22.20mm 1/4"6.68mm 1-1/2"38.10mm 1/4"5.88mm 7/8"22.86mm 7/8"22.23mm 9-5/8"243.84mm 4-1/2"113.67mm 1-5/8"41.20mm 2-1/4"56.13mm 1-7/8"48.77mm Page 11MCV504_STWH_STCLR 04/02/24 marklighting.com ¦ 800-705-SERV (7378) ¦ © 2020-2024 Acuity Brands Lighting, Inc. All Rights Reserved. We reserve the right to change design, materials and finish in any way that will not alter installed appearance or reduce function and performance.MARKCOVEIntegrated Cove LuminaireStatic White & ColorDRAWING DETAILS (CONTINUED) 1/4"5.39mm 11"280.51mm 7-7/8"198.97mm 1-1/8"29.63mm 1-1/4"32.25mm 1-1/8"29.67mm 3-3/8"85mm 11-3/4"297mm 10-3/8"263mm 3-3/4"95.69mm 1-1/2"37.27mm 4X 1.0" KO[24.85mm] 1-1/4"30.48mm 3-1/8"80mm 3-3/4"95.69mm 2-1/2"62.27mm 1-3/4"43.90mm 5/8"15.16mm 1-7/8"48.18mm 2-1/2"65.02mm 7/8"21.34mm 1-3/8"34.81mm 1-7/8"48.18mm 1-3/4"43.74mm 3/8"10.90mm 2-1/8"53.11mm 6FT[1828.80mm]MRDBXC ECOD - Remote box for LUTRON driver with 2-foot unit onlyFor applications WITH or WITHOUT using MARKCOVE MCVE cove extrusion Conduit Whip Box - REQUIRED when using MARKCOVE MCVE cove extrusion*Minimum of one required per fixture run ALWAYS located on left end of run (Painted white box)Page 12MCV504_STWH_STCLR 04/02/24 marklighting.com ¦ 800-705-SERV (7378) ¦ © 2020-2024 Acuity Brands Lighting, Inc. All Rights Reserved. We reserve the right to change design, materials and finish in any way that will not alter installed appearance or reduce function and performance.MARKCOVEIntegrated Cove LuminaireStatic White & ColorFIXTURE FEET2-1/8"6-32 FASTENERCLCOORDINATED INSTALL WITH MCVE COVE EXTRUSIONInstallation of MARKCOVE MCV504 Integrated Cove Luminaire 12" 8FT 2FT 8FT 12" 5FT 5FT 12" 20FT 12" 214358916666676INPUT(Building Power)**Always start at left end of run **1011111- 2X 4' COVE (MCVE)2- 1X INSIDE CORNER (MCVE 90IC)3- 2X 8' COVE (MCVE)4- 1X 4' COVE FIELD CUT TO 2FT5- 1X OUTSIDE CORNER (MCVE 90OC)6- 6X 4' FIXTURE (MCV504)7- 1X 3' FIXTURE (MCV504)8- 1X END CAP ASSY-LH (MECxxx)9- 1X END CAP ASSY-RH (MECxxx)10 - 1X WHIP BOX (MCVFWP) 11 - 2X JUMPER (MJCLC2)**Always start at left end of runFULL SYSTEM COVE/LUMINAIRE CONFIGURATION*Reference separate spec sheet and installation documents for additional MCVE Extrusion and MCV504 Luminaire details.Page 13MCV504_STWH_STCLR 04/02/24 marklighting.com ¦ 800-705-SERV (7378) ¦ © 2020-2024 Acuity Brands Lighting, Inc. All Rights Reserved. We reserve the right to change design, materials and finish in any way that will not alter installed appearance or reduce function and performance.MARKCOVEIntegrated Cove LuminaireStatic White & ColorSPECIFICATIONSHousingExtruded aluminum housing with fabricated steel gear tray and composite endcapsOpticInjection molded acrylic optic (ASYM) or injection molded clear acrylic diffuser (120X120DEG)FinishPolyester powder coat paint finish in Semi-Gloss White color for housing and gear tray. Composite endcaps are supplied in natural white material. Consult factory for custom colors or specify RAL colors from Architectural brochure.MountingMounts directly into MARKCOVE MCVE cove extrusion or on any flat surface via MCFMC fixed mount clip accessorySourceFive LED lumen packages provided for five available color temperatures (2700K, 3000K, 3500K, 4000K, and 5000K) in two CRI (80 or 90) options – LED color variation no greater than a 1.5 MacAdam ellipse from board-to-board. Also available in four available static colors: RED (623nm), GREEN (528nm), BLUE (470nm), and AMBER (590nm).LED LifeLED light engine — consisting of linear LED boards of 12 LEDs per 12 inches Static white LEDs are rated for 80,000 hours (L80) at +25° C ambient temperature. The color LEDs are rated for 120,000 hours (L70) at +25 °C ambient temperature.Voltage120 through 277v in 50 to 60Hz; 347v available with supplied remote transformer Controls and System Networking OptionsOptional integrated nLight® controls make each run addressable - allowing it to digitally communicate with other nLight enabled controls such as dimmers, switches, occupancy sensors, and photocontrols. Connection to nLight is simple. It can be accomplished with remote nLight AIR wireless or through standard Cat-5 cabling. (cabling “by others”) nLight offers unique plug-and-play convenience as devices and luminaires automatically discover each other and self-commission, while nLight AIR is commissioned easily through an intuitive mobile app.Dimming DrivereldoLED® driver provides smooth, continuous, flicker-free dimming to dark <1%. THD: < 20%. Insignificant inrush current at 120 and 277VAC. FCC Class A and B tested for EMI and RFI. Driver will be set for Linear dimming curve. Other dimming selections, 0-10V, DALI, ELV, and Lutron high-performance driver options, also available.EnvironmentSuitable for dry or damp locationCertificationCSA Certified to meet U.S. and Canadian standards conforming to UL 1598 and CAN/CSA C22.2 No. 250.0ComplianceBuy American Act compliantGovernment ProcurementBAA – Buy America(n) Act: Product qualifies as a domestic end product under the Buy American Act as implemented in the FAR and DFARS. Product also qualifies as manufactured in the United States under DOT Buy America regulations.BABA – Build America Buy America: Product qualifies as produced in the United States under the definitions of the Build America, Buy America Act.Please refer to www.acuitybrands.com/buy-american for additional information.Warranty5-year limited warranty. This is the only warranty provided and no other statements in this specification sheet create any warranty of any kind. All other express and implied warranties are disclaimed. Complete warranty terms located at:www.acuitybrands.com/support/warranty/terms-and-conditionsNote: Actual performance may differ as a result of end-user environment and application. All values are design or typical values, measured under laboratory conditions at 25 °C. Specifications subject to change without notice. A+ Capable LuminaireThis item is an A+ capable luminaire, which has been designed and tested to provide consistent color appearance and out-of-the-box control compatibility with simple commissioning.• All configurations of this luminaire meet the Acuity Brands’ specification for chromatic consistency• This luminaire is part of an A+ Certified solution for nLight® control networks when ordered with drivers marked by a shaded background*• This luminaire is part of an A+ Certified solution for nLight control networks, providing advanced control functionality at the luminaire level, when selection includes driver and control options marked by a shaded background*To learn more about A+, visit www.acuitybrands.com/aplus.*See ordering tree for details
https://lfillumination.com/files/specsheets/8902-Trimmed.pdf | lighting | CATALOG NUMBERTYPEPROJECTTRIMMEDLEDVF150 Series - 8902 TrimRECESSED SQUARE FLAT ACCENT 1-LIGHTSQUARE FLAT TRIMMED ACCENT - The VF150 Series is a high efficiency family of products that meet and exceed the needs of today’s lighting designers and specifiers that are seeking performance. Formed of die-cast aluminum.8902Measurements in ( ) are metric equivalents..75” (19)Ø4.50”(114)Ø1.80” (46)Ball CatchRetainersAperture LensLocationSQUARE TRIMMED DOWNLIGHT• Fixed or adjustable light output application• 4.50” square flat die-cast aluminum trim• Small 1.80” square aperture• 1.35” face trim• Accepts up to 2 or more optical accessories• Ball catch retainer for easy trim insertion and removal with safety cable included• Powder coat finishSpecificationsQuikShip In RED - 10 pc MinimumConsult factory for quantities of 100 or moreTRIM ORDERING INFOTRIM SERIESTRIM FINISHOPTIONAL APERTURE LENS 89024.50” Square Flat AccentSmall ApertureDie-Cast AluminumTrimmedMB BlackMW WhiteXX CustomCL Clear Glass LensDL Diffused Glass LensDF Diffused HE* LensWF Wide Distribution HE* LensPF Prismatic Wide Distribution HE* LensSHCL Shower Rated Clear Glass LensSHDL Shower Rated Diffused Glass LensSHDF Shower Rated Diffused HE* LensSHWF Shower Rated Wide Distribution HE* Lens SHPF Shower Rated Prismatic Wide Distribution HE* Lens * High Efficiency (NOT TO BE USED WITH HALOGEN SOURCES) 8902Example: 8902-MW-CLCOMPATIBLE HOUSINGS • LF # HVS-1AA-T • LF # HVS-1BA-THEADQUARTERS9200 Deering AvenueChatsworth CA 91311 Telephone: 818-885-1335Toll Free: 855-885-1335Fax: 818-576-1335©2021 LF ILLUMINATION LLCWe reserve the right to change or withdraw specifications without prior notice.www.lfillumination.comrev: 061121CUS®Limited
https://lfillumination.com/files/specsheets/9704-Large_Aptr_Rect_Trimless_LED.pdf | lighting | CATALOG NUMBERTYPEPROJECTVF150 Series - 9704 TrimRECESSED RECTANGULAR BEVELED ACCENT 2-LIGHTHEADQUARTERS9200 Deering AvenueChatsworth CA 91311 Telephone: 818-885-1335Toll Free: 855-885-1335Fax: 818-576-1335©2021 LF ILLUMINATION LLCWe reserve the right to change or withdraw specifications without prior notice.RECTANGULAR BEVELED TRIMLESS ACCENT - The VF150 Series is a family of products that meet and exceed the needs of today’s lighting designers and specifiers that are seeking performance. Formed of die-cast aluminum.9704Measurements in ( ) are metric equivalents.RECTANGULAR TRIMLESS DOWNLIGHT• Adjustable light output application• 4.00” x 8.00” beveled die-cast aluminum Accent• Large 3.00” x 7.00” rectangular aperture• Trimless insert• Accepts up to 2 or more optical accessories• Ball catch retainer for easy trim insertion and removal with safety cable included• Powder coat finishCOMPATIBLE HOUSING• LF # HVS-2-BASSpecificationsORDERING INFOTRIM SERIESTRIM FINISHOPTIONAL APERTURE LENS97044.00” X 8.00” RECTANGULARLarge Aperture Die-Cast AluminumBeveled AccentTrimless InsertMB BlackMW WhiteXX CustomCL Clear Glass LensDL Diffused Glass LensDF Diffused HE* LensWF Wide Distribution HE* LensPF Prismatic Wide Distribution HE* LensSHCL Shower Rated Clear Glass LensSHDL Shower Rated Diffused Glass LensSHDF Shower Rated Diffused HE* LensSHWF Shower Rated Wide Distribution HE* Lens SHPF Shower Rated Prismatic Wide Distribution HE* Lens * High Efficiency (NOT TO BE USED WITH HALOGEN SOURCES) 9704Example: 9704-MW-CLCUS®www.lfillumination.comrev: 1115214.00”(102)8.00” (203)3.00”(76)Ball CatchRetainers.74” (19)7.00” (178)Aperture LensLocationTRIMLESSLED & MR16
https://lfillumination.com/files/specsheets/VF300_Square_Plaster_Downlight_LED.pdf | lighting | HEADQUARTERS9200 Deering AvenueChatsworth CA 91311 Telephone: 818-885-1335Toll Free: 855-885-1335Fax: 818-576-1335VF300 Series VF3S-1BA-SSQUARE RECESSED HOUSING 1-LIGHTSQUARE TRIMLESS DOWNLIGHT• Housing of all steel construction• White powder coat finish• 4.00” square x 2.25” deep aperture of precast plaster• Ceiling Cut-out - 9.62” x 8.50”LED SOURCE - See wattage schedule below• ValuDIM™• CREE • Accepts up to 2 or more optical accessoriesELECTRICAL• Field-replaceable integral LED driver• Electrical wiring compartment integrated into housing construction• Internal thermal protection• Easy maintenance access through ceiling opening• Rated for through-branch wiring• Optional dimmingMOUNTING• Butterfly brackets for commercial installation in drywall and other mud in ceiling types• Perforated plate adjusts for 1/2”, 5/8”, 3/4” & 1.0” ceiling thickness• Includes Heavy-Duty L-Bars™ hanger bar system for residential • installationLABELS• Suitable for damp location• IC rated / Air-Tight / Title 24 CompliantCATALOG NUMBERTYPEPROJECT©2019 LF ILLUMINATION LLCWe reserve the right to change or withdraw specifications without prior notice.www.lfillumination.comrev:032719 12.22” (310) 9.40” (239) 4.00” (102)Sq. ApertureRemovableYoke andModule7.00” (178)12.60” (320) Accommodates 1/2” through 1.0” Ceiling Thickness5.42”(138)Integral Power SupplyPrecast Plaster Base 6.42”(163) Specifications 4.00” (102) SqOpen Aperture2.25” (57)DeepPrecast Plaster ApertureDrywall CeilingMud in Skim CoatTrimless Detail30° Tilt1.0” (25) AdjustVertical yoke adjustmentwith magnetic lock360° HorizontalRotationPrecast Plaster Base 4.00” sq (102)Open Aperture 4.00” (102) SqOpen Aperture2.25” (57)DeepPrecast Plaster ApertureDrywall CeilingMud in Skim CoatTrimless Detail Ø4.00” (102)Open Aperture30° Tilt1.0” (25) AdjustVertical yoke adjustmentwith magnetic lock360° HorizontalRotationPrecast Plaster BasePLASTERLEDBASETRIMLESSORDERING INFOHOUSING SERIESWATTAGECRICOLORBEAMMECHANISM DRIVERFINISHOPTIONSVF3S-1BA-SVF300 SERIES4.00” SquarePrecast Plaster Trimless ApertureAdjustable DownlightNew ConstructionHousingValuDIM™15V 15W LED (876lm) del. 3000-1800K Warm Dimming92 92 CRI 20 3000-1800KN Narrow 17°M Medium 25°W Wide 38°AD AdjustableDMU Dimming Multiple Forward/Reverse Phase (@ 120V only)0-10V Wires Present (@ 120-277V)WW WhiteIC Insulated CeilingCREE08C 08W LED (1094lm) del.13C 13W LED (1473lm) del.19C 19W LED (2117lm) del.Delivered @ 80CRI / 3000KNarrow Beam Fixed80 80 CRI 92 92 CRI27 2700K30 3000K35 3500K40 4000KN Narrow 16°M Medium 28°W Wide 42°Order Example: VF3S-1BA-S-08C-92-30-W-AD-DMU-WW-ICCUS®LimitedOPTICAL ACCESSORIESVF300OPTICAL ACCESSORYDESCRIPTIONLIGHT SOURCESMALL• MR16• CMHMR16• 50mm LEDClear LensOPTB-CLRØ2.00” (51mm) nom.Clear Lens - LED FilmOPTB-L-CLRØ2.00” (51mm) nom.UV LensOPTB-UVLØ2.00” (51mm) nom.Hex Cell LouverOPTB-HXLØ2.00” (51mm) nom.Diffusion LensOPTB-DFLØ2.00” (51mm) nom.Diffusion Lens - LED FilmOPTB-L-DFLØ2.00” (51mm) nom.Linear Spread LensOPTB-LSLØ2.00” (51mm) nom.Linear Spread Lens - LED FilmOPTB-L-LSLØ2.00” (51mm) nom.Prismatic Spread LensOPTB-PSLØ2.00” (51mm) nom.Snoot - BlackOPTB-SNBØ2.00” (51mm) nom.Snoot - WhiteOPTB-SNWØ2.00” (51mm) nom.Snoot - SilverOPTB-SNSØ2.00” (51mm) nom.Snoot - White With Black SplayOPTB-SNWBØ2.00” (51mm) nomSnoot - Silver With Black SplayOPTB-SNSBØ2.00” (51mm) nom* Other filters, colored glass, dichroics & micro-lenses available upon requestHEADQUARTERS9200 Deering AvenueChatsworth CA 91311 Telephone: 818-885-1335Toll Free: 855-885-1335Fax: 818-576-1335www.lfillumination.comrev: 012616©2016 LF ILLUMINATION LLCWe reserve the right to change or withdraw specifications without prior notice.
https://lfillumination.com/files/specsheets/8605_Dual_Bevel_Rect_Trim_LED.pdf | lighting | CATALOG NUMBERTYPEPROJECTVF150 Series - 8605 TrimRECESSED RECTANGULAR DUAL BEVELED ACCENT 2-LIGHTHEADQUARTERS9200 Deering AvenueChatsworth CA 91311 Telephone: 818-885-1335Toll Free: 855-885-1335Fax: 818-576-1335©2021 LF ILLUMINATION LLCWe reserve the right to change or withdraw specifications without prior notice.RECTANGULAR DUAL BEVELED TRIMMED ACCENT - The VF150 Series is a family of products that meet and exceed the needs of today’s lighting designers and specifiers that are seeking performance. Formed of die-cast aluminum.8605Measurements in ( ) are metric equivalents.RECTANGULAR TRIMMED DOWNLIGHT• Adjustable light output application• 4.50” x 8.50” dual beveled die-cast aluminum • Dual 1.70” square small apertures• .25” face trim• Accepts up to 2 or more optical accessories• Ball catch retainer for easy trim insertion and removal with safety cable included• Powder coat finishCOMPATIBLE HOUSING• LF # HVS-2-BATSpecificationsCUS®4.50”(114)8.50” (216)4.00” (102)1.70”(43)Ball CatchRetainers.89”(23)1.70” (43)Aperture LensLocationORDERING INFOTRIM SERIESTRIM FINISHOPTIONAL APERTURE LENS86054.50” X 8.50” RECTANGULARSmall Dual Aperture Die-Cast AluminumBeveled Accent TrimmedMB BlackMW WhiteXX CustomCL Clear Glass LensDL Diffused Glass LensDF Diffused HE* LensWF Wide Distribution HE* LensPF Prismatic Wide Distribution HE* LensSHCL Shower Rated Clear Glass LensSHDL Shower Rated Diffused Glass LensSHDF Shower Rated Diffused HE* LensSHWF Shower Rated Wide Distribution HE* Lens SHPF Shower Rated Prismatic Wide Distribution HE* Lens * High Efficiency (NOT TO BE USED WITH HALOGEN SOURCES) 8605Example: 8605-MW-CLwww.lfillumination.comrev: 111521TRIMMED LED & MR16
https://lfillumination.com/files/specsheets/VF150-8704-RECT-BEV-CREE---VD-LRG-APP-042220.pdf | lighting | CATALOG NUMBERTYPEPROJECTVF150 Series - 8704 TrimRECESSED RECTANGULAR BEVELED ACCENT 2-LIGHTHEADQUARTERS9200 Deering AvenueChatsworth CA 91311 Telephone: 818-885-1335Toll Free: 855-885-1335Fax: 818-576-1335©2021 LF ILLUMINATION LLCWe reserve the right to change or withdraw specifications without prior notice.RECTANGULAR BEVELED TRIMMED ACCENT - The VF150 Series is a family of products that meet and exceed the needs of today’s lighting designers and specifiers that are seeking performance. Formed of die-cast aluminum.8704Measurements in ( ) are metric equivalents.RECTANGULAR TRIMMED DOWNLIGHT• Adjustable light output application• 4.50” x 8.50” beveled die-cast aluminum Accent• Large 3.00” x 7.00” rectangular aperture• .25” face trim• Accepts up to 2 or more optical accessories• Ball catch retainer for easy trim insertion and removal with safety cable included• Powder coat finishCOMPATIBLE HOUSING• LF # HVS-2-BATSpecificationsCUS®4.50”(114)8.50” (216)3.00”(76)Ball CatchRetainers.74” (19)7.00” (178)Aperture LensLocationTRIM ORDERING INFOTRIM SERIESTRIM FINISHOPTIONAL APERTURE LENS 87044.50” X 8.50” RECTANGULARLarge Aperture Die-Cast AluminumBeveled AccentTrimmedMB BlackMW WhiteXX CustomCL Clear Glass LensDL Diffused Glass LensDF Diffused HE* LensWF Wide Distribution HE* LensPF Prismatic Wide Distribution HE* LensSHCL Shower Rated Clear Glass LensSHDL Shower Rated Diffused Glass LensSHDF Shower Rated Diffused HE* LensSHWF Shower Rated Wide Distribution HE* Lens SHPF Shower Rated Prismatic Wide Distribution HE* Lens * High Efficiency (NOT TO BE USED WITH HALOGEN SOURCES) 8704Example: 8704-MW-CLwww.lfillumination.comrev: 111521TRIMMED LED & MR16
https://lfillumination.com/files/specsheets/MN41CN-T.pdf | lighting | CATALOG NUMBERTYPEPROJECTCUS®HEADQUARTERS9200 Deering AvenueChatsworth CA 91311 Telephone: 818-885-1335Toll Free: 855-885-1335Fax: 818-576-1335©2021 LF ILLUMINATION LLCWe reserve the right to change or withdraw specifications without prior notice.Measurements in ( ) are metric equivalents.MULTIFORMS - MF450 SeriesRECESSED HOUSING 1-LIGHTLimitedDESCRIPTION• One light recessed accent / downlight - medium• All steel 18GA construction housing - powder coat finish• .75” Trim flange with 5.05” X 5.05” open aperture• Vent holes for cooler operating temperature• Trim features deep sleeve to conceal inner components• Trim flange removable for maintenanceLED SOURCE• Field-replaceable integral LED module• Field-changeable opticCREE• Accepts up to 2 or more optical accessories• Trim mounted double gimbal LED holderELECTRICAL• Fully integral LED driver• Electrical wiring compartment integrated into housing construction• Thermal protection• Easy maintenance access through ceiling opening• Rated for through-branch wiring• Optional dimmingMOUNTING• Butterfly brackets for commercial installation in drywall, wood, stone, acoustic tile, or other ceiling typesLABELS• Suitable for damp location5.05”(128)6.55”(166)7.30”(185)*9.00”(227)26W6.55” (166)5.05” (128)6.17” (157)Vent HolesDriverCompartmentSuspensionTabsLEDModuleDeep Sleeve38° Tilt6.17” (157)Deep SleeveConceals innercomponentsfrom viewTrim MountedDoubleGimbal(TD)TRIMMEDLEDMEDIUMORDERING INFOSERIESLED MODULE WATTAGE AND INFORMATIONCRI / COLORBEAMHSG TYPEDRIVERFINISHMN41CN-T New Construction HousingMULTIFORMS MF450 Series Recessed 1-LightStraight ApertureAdjustable AccentTrimmed Fixture CREE13C 13W LED / 1353lm19C 19W LED / 1948lm*26C 26W LED / 2611lmDelivered @ 80CRI / 3000KWide Beam*Reference taller housing *dimension requirement8027 80CRI / 2700K8030 80CRI / 3000K8035 80CRI / 3500K8040 80CRI / 4000K9227 92CRI / 2700K 9230 92CRI / 3000K9227 92CRI / 2700K9230 92CRI / 3000K9240 92CRI / 4000K9827 98CRI / 2700K9830 98CRI / 3000K9835 98CRI / 3500K9840 98CRI / 4000KCREE S Spot 12°N Narrow 24°M Medium 38°W Wide 45°V Very Wide 60°TD Trim Mounted Double GimbalDMU Dimming MultipleForward/Reverse Phase (@ 120V only)0-10V Wires Present (@ 120-277V)D31 Lutron Hi-lume™ Forward Phase 1% (@ 120V only)DEU Lutron Hi-lume™ EcoSystem™ 1% with Soft-On, Fade-to-Black™ 1% (@ 120-277V only)DPU Lutron Hi-lume™ Premier™ 20w max.0.1% with Soft-On, Fade-to-Black™(@ 120-277V only)BB BlackWW WhiteWB White Trim / Black InteriorExample: MN41CN-T-19C-8027-N-TD-DMU-BBwww.lfillumination.comrev: 070821
https://lfillumination.com/files/specsheets/3921C-Surface-Monopoint-Install.pdf | lighting | TERRA SURFACEDIE CAST CYLINDER SURFACE MOUNTLEDMEDIUMHEADQUARTERS9200 Deering AvenueChatsworth CA 91311 Telephone: 818-885-1335Toll Free: 855-885-1335Fax: 818-576-1335CYLINDRICAL SPOTLIGHT• 5.12” diameter simple cylinder shaped• 0º - 85º vertical tilting / 350° horizontal rotation• Die cast aluminum head & power supply housing • LED optical grade metalized polycarbonate reflector• Easy LED & reflector access via removable front ring with twist-lock action fitting• Powder coat finish LED SOURCE• Field replaceable LED• Accepts up to 2 optical accessories• 3 Step MacAdams (3 SDMC)ELECTRICAL• Integral dimmable LED driverMOUNTING• Standard ceiling mount configuration• Universal J-box mounting plate• J-box cover plateLABELS• Suitable for damp locationORDERING INFO SERIESWATTAGE CRI / COLORBEAMPOWER SUPPLYFINISH3921-C TERRA MEDIUMSURFACE MOUNTDie-Cast Aluminum HousingAdjustable Aim35L 35W LED 3543 lm del.Delivered Lumens@ 80CRI / 3000K / Narrow Beam8027 80CRI / 2700K 8030 80CRI / 3000K8035 80CRI / 3500K8040 80CRI / 4000K9027 90CRI / 2700K 9030 90CRI / 3000K9035 90CRI / 3500K9040 90CRI / 4000K9727 97CRI / 2700K 9730 97CRI / 3000KN Narrow 16°M Medium 30°W Wide 40°DMU Dimming Multiple Forward/Reverse Phase (@ 120V only) 0-10V Wires Present (@ 120-277V)BB BlackWW WhiteSS Silver Ordering Example: 3921-C-35L-8030-N-DMU-WWCATALOG NUMBERTYPEPROJECTØ5.12” (130)7.80” (198)9.53” (242)Ø5.12” (130)9.25”(235)Universal J-BoxMounting PlateWALL MOUNTEDCEILING MOUNTEDCeiling Material4” OctagonJunction Box9.80”(249)85° Tilt350°Rotation350°Rotation3www.lfillumination.comrev: 031419©2019 LF ILLUMINATION LLCWe reserve the right to change or withdraw specifications without prior notice.CUS®LimitedSpecificationsOPTICAL ACCESSORIESTERRA MEDIUMOPTICAL ACCESSORYDESCRIPTIONLIGHT SOURCE • LEDHex Cell LouverOPT-3921C-HXLSnoot - All WhiteOPT-3921C-SNWSnoot - All BlackOPT-3921C-SNBSnoot - White with Black SplayOPT-3921C-SNWBDiffusion FilmOPT-3921C-L-DFLLinear Spread FilmOPT-3921C-L-LSL* Other filters, colored glass, dichroics & micro-lenses available upon requestHEADQUARTERS9200 Deering AvenueChatsworth CA 91311 Telephone: 818-885-1335Toll Free: 855-885-1335Fax: 818-576-1335www.lfillumination.comrev: 051616©2016 LF ILLUMINATION LLCWe reserve the right to change or withdraw specifications without prior notice.
https://lfillumination.com/files/specsheets/GlowSTX-Suspended-Linear-Luminaire-System.pdf | lighting | CATALOG NUMBERTYPEPROJECTHEADQUARTERS9200 Deering AvenueChatsworth CA 91311 Telephone: 818-885-1335Toll Free: 855-885-1335Fax: 818-576-1335©2020 LF ILLUMINATION LLCWe reserve the right to change or withdraw specifications without prior notice.ORDERING INFOSERIESWATTAGE / FT CRI / COLORLENSLENGTHFINISHGSA GlowSTX™ Mini Section Component05L 05W LED 400 lm / ft nom.9027 90CRI / 2700K* 9030 90CRI / 3000K9035 90CRI / 3500K*9040 90CRI / 4000K** Made to Order (Longer lead time)LN Satin white lens024 24” 2ft036 36” 3ft048 48” 4ft072 72” 6ft096 96” 8ft SS SilverWW White*BB Black** Made to Order (Longer lead time)GSAOrdering Example: GSA-05L-9030-LN-048-SSGlowSTX™ SeriesCONTINUOUS LINEAR SUSPENDED SYSTEMCONSTRUCTION• .79” (20) wide x 2.24” (57) pendant system• Die-cast, extruded and injection molded • components • Fixed and adjustable joiners allow for • multiple configurations• Powder coat finishLED Source• 5W LED / 400lm per foot• Dense pitch for uniform output OPTICS• Smooth satin white extruded acrylic lensELECTRICAL• Integral wiring • Integral thermal protection• Continuous runsMOUNTING• Aircraft cable suspension with grip-lock• hardware and power feed optionsLABELS• Suitable for damp locationCOMPONENTS• See pages 2, 5 and 6 for components (ie, connectors, end caps, mountings, • accessory options, etc.)Measurements in ( ) are metric equivalents.LINEAR LEDMINIwww.lfillumination.comrev: 041620Page 1 of 7SpecificationsLimitedPatent Pending2.24”(57)1.02”(26)Suspension CableKey SlotExtruded HousingAcrylic Diffuser024036LENGTH CHART048072096LED Strip23.62 (600).79” (20)35.43 (900)70.87 (1800)47.24 (1200)94.48 (2400) GSA-UP ORDERING LENGTHS06L11L13.96 (355)Luminous Strip15.70 (399).25” (6)End Cap1.50” (38)Power Connect27.50 (699)62”(16)Extruded HousingGlowSTXLinearHousingAcrylic DiffuserLED Strip.37” (9)25.76 (654)Luminous Strip1.50” (38)Power Connect.25” (6)End CapSample LayoutUP-LIGHTLED MODULEGSA-UP23.62 (600)15.70 (399)35.43 (900)27.50 (699)27.50 (699)27.50 (699)27.50 (699)94.48 (2400)27.50 (699)27.50 (699)70.87 (1800)15.70 (399)15.70 (399)47.24 (1200)GSA-05L-9030-LN-024-SS GSA-UP-06L-9030-LN-SSGlowSTX FixtureIndirect ModuleGSA-05L-9030-LN-036-SS GSA-UP-11L-9030-LN-SSGlowSTX FixtureIndirect ModuleGSA-05L-9030-LN-048-SS GSA-UP-06L-9030-LN-SSGlowSTX FixtureIndirect Module X 2GSA-05L-9030-LN-072-SS GSA-UP-11L-9030-LN-SSGlowSTX FixtureIndirect Module X 2GSA-05L-9030-LN-07296-SS GSA-UP-11L-9030-LN-SSGlowSTX FixtureIndirect Module X 3CATALOG NUMBERTYPEPROJECTHEADQUARTERS9200 Deering AvenueChatsworth CA 91311 Telephone: 818-885-1335Toll Free: 855-885-1335Fax: 818-576-1335©2020 LF ILLUMINATION LLCWe reserve the right to change or withdraw specifications without prior notice.ORDERING INFOSERIESWATTAGE / FT CRI / COLORLENSFINISHGSA-UP GlowSTX™ Mini Section Up-Light Component06L 06W LED (5W/ft) 247 lm / nom.11L 11W LED (5W/ft) 497 lm / ft nom.9027 90CRI / 2700K* 9030 90CRI / 3000K9035 90CRI / 3500K*9040 90CRI / 4000K** Made to Order (Longer lead time)LN Satin white lensSS SilverGSA-UPOrdering Example: GSA-UP-06L-9030-LN-SSGlowSTX™ SeriesCONTINUOUS LINEAR SUSPENDED SYSTEMCONSTRUCTION• .37” (9) wide x .62” (16) up-light LED accent• Die-cast, extruded and injection molded • components • Powder coat finishLED Source• 6W LED / 360lm per foot• 11W LED / 497lm per foot• Dense pitch for uniform output OPTICS• Smooth satin white extruded acrylic lensELECTRICAL• Integral wiring • Integral thermal protectionMOUNTING• Sits into GSA upper channelLABELS• Suitable for damp locationMeasurements in ( ) are metric equivalents.UP-LIGHT LEDMINIPage 2 of 7SpecificationsPower SupplyUp-LightMidHangerPatent PendingLimitedwww.lfillumination.comrev: 041620CATALOG NUMBERTYPEPROJECTHEADQUARTERS9200 Deering AvenueChatsworth CA 91311 Telephone: 818-885-1335Toll Free: 855-885-1335Fax: 818-576-1335©2020 LF ILLUMINATION LLCWe reserve the right to change or withdraw specifications without prior notice.GlowSTX™ SeriesCONTINUOUS LINEAR SUSPENDED SYSTEMCONSTRUCTION• .79” (20) wide x 2.24” (57) tall pendant system• Die-cast, extruded and injection molded • components • Fixed and adjustable joiners allow for • multiple configurations• Powder coat finishLED Source• 5W LED / 400lm per foot• Dense pitch for uniform output OPTICS• Smooth satin white extruded acrylic lensELECTRICAL• Integral wiring • Integral thermal protection• Continuous runs• NOTE: Curved sections may NOT be directly fed • electrically. They must be fed from an adjacent • connector or sectionMOUNTING• Aircraft cable suspension with grip-lock• hardware and power feed optionsLABELS• Suitable for damp locationCOMPONENTS• See pages 5 and 6 for components (ie, connectors, end caps, mountings, • accessory options, etc.)Measurements in ( ) are metric equivalents.2.24”(57)1.02”(26)Suspension CableKey SlotExtruded HousingAcrylic Diffuser4QC4HC2QC2HCLED Strip4QC = 48” Diameter Quarter Circle4HC = 48” Diameter Half Circle2QC = 24” Diameter Quarter Circle2HC = 24” Diameter Half Circle.79” (20)CURVED LEDMINIPage 3 of 7SpecificationsLimitedPatent PendingORDERING INFOSERIESWATTAGE / FT CRI / COLORLENSLENGTHFINISHGSA GlowSTX™ Mini Section Component05L 05W LED 400 lm / ft nom.9027 90CRI / 2700K* 9030 90CRI / 3000K9035 90CRI / 3500K*9040 90CRI / 4000K** Made to Order (Longer lead time)LN Satin white lens2QC 24” Quarter Circle (8W)2HC 24” Half Circle (15W)4QC 48” Quarter Circle (15W)4HC 48” Half Circle (30W) SS SilverWW White*BB Black** Made to Order (Longer lead time)GSAOrdering Example: GSA-05L-9030-LN-2QC-SSwww.lfillumination.comrev: 0416202.24”(57)Suspension CableKey SlotExtruded Housing024036LENGTH CHART(Custom Lengths Available)04807209623.62 (600).79” (20)35.43 (900)70.87 (1800)47.24 (1200)94.48 (2400)CATALOG NUMBERTYPEPROJECTHEADQUARTERS9200 Deering AvenueChatsworth CA 91311 Telephone: 818-885-1335Toll Free: 855-885-1335Fax: 818-576-1335©2020 LF ILLUMINATION LLCWe reserve the right to change or withdraw specifications without prior notice.ORDERING INFORMATIONSERIESLENGTHFINISHGSA-ONS NiteSTX™ Mini Section Component024 24” 2ft036 36” 3ft048 48” 4ft072 72” 6ft096 96” 8ft*** Order to the nearest inch. (i.e. 013)SS SilverWW White*BB Black** Made to Order (Longer lead time)GSA-ONSOrdering Example: GSA-ONS-048-SSNiteSTX™ SeriesCONTINUOUS LINEAR SUSPENDED SYSTEMCONSTRUCTION• .79” (20) wide x 2.24” (57) pendant system• Die-cast housing • Fixed and adjustable joiners allow for • multiple configurations• Will accept uplight linear module or top mount• Powder coat finishELECTRICAL• Integral wiring • Continuous runsMOUNTING• Aircraft cable suspension with grip-lock• hardware and power feed optionsLABELS• Suitable for damp locationCOMPONENTS• See pages 2, 5 and 6 for components (ie, connectors, end caps, mountings, • accessory options, etc.)Patent PendingMeasurements in ( ) are metric equivalents.LINEAR BLANKMINIPage 4 of 7SpecificationsLimitedwww.lfillumination.comrev: 041620www.lfillumination.comrev: 010722Page 5 of 7©2022 LF ILLUMINATION LLCWe reserve the right to change or withdraw specifications without prior notice.2.36” (60)1.39” (35)(Typical)1.39” (35)(Typical)3.63” (90)2.24”(57).79” (20)2.95” (75)CONNECTIONSGlowSTX™ SeriesCONTINUOUS LINEAR SUSPENDED SYSTEM90˚ x 90˚Vertical TiltSuspensionCapableSelectionSwitchSelectionSwitch60˚ Minimum(Typical)2.78” (71)(Typical).79” (20)(Typical)Removable Capfor Accent Spot3.25” (83).79” (20)2NS2.24”(57)7.36” (187)PRODUCTDETAILCATALOG #DESCRIPTIONFINISHGSA-STRStraight Fixed Seamless Powered ConnectionSS SilverWW White*BB Black* * Made to Order (Longer Lead Times)GSA-SJNStraight Fixed Seamless Non-Powered ConnectionGSA-END End Node Powered Connection• Integral Circuit Selection Switch• Removable Cap for Accent Spot LightSS SilverWW White*BB Black* * Made to Order (Longer Lead Times)GSA-2WYTwo Way Powered Connection• Integral Circuit Selection Switch• Removable Cap for Accent Spot Light• 60° Min. Horizontal Distance In-Between ConnectionsSS SilverWW White*BB Black* * Made to Order (Longer Lead Times)GSA-3WYThree Way Powered Connection• Integral Circuit Selection Switch• Removable Cap for Accent Spot Light• 60° Min. Horizontal Distance In-Between ConnectionsSS SilverWW White*BB Black* * Made to Order (Longer Lead Times)GSA-4WYFour Way Powered Connection• Integral Circuit Selection Switch• Removable Cap for Accent Spot Light• 60° Min. Horizontal Distance In-Between ConnectionsSS SilverWW White*BB Black* * Made to Order (Longer Lead Times)GSA-2WVTwo Way Powered Vertical Connection• Integral Circuit Selection Switch• Suspension Capable• 90° Vertical TiltSS SilverWW White*BB Black* * Made to Order (Longer Lead Times)GSA-CAPGlowSTX End Cap (Sold in Pairs)NiteSTX End Cap (Sold in Pairs)SS SilverWW White*BB Black* * Made to Order (Longer Lead Times)GSA-TOPPowered Top Mount for Spot Accent LightSS SilverWW White*BB Black* * Made to Order (Longer Lead Times)GSA-2NSTwo Light NiteSTX 7.36” Length (End Cap Sold Separately)• Will accept powered top mountSS SilverWW White*BB Black* * Made to Order (Longer Lead Times)OPTICAL ACCESSORYDESCRIPTIONLIGHT SOURCELED FILMPrismatic Spread LensOPT-GSA01A-L-PSLDiffusion Lens OPT-GSA01A-L-DFLLinear Spread LensOPT-GSA01A-L-LSLCATALOG NUMBERTYPEPROJECTHEADQUARTERS9200 Deering AvenueChatsworth CA 91311 Telephone: 818-885-1335Toll Free: 855-885-1335Fax: 818-576-1335©2020 LF ILLUMINATION LLCWe reserve the right to change or withdraw specifications without prior notice.Measurements in ( ) are metric equivalents.Page 6 of 7ORDERING INFO SERIESWATTAGE CRI / COLORBEAMFINISHGSA01A GlowSTX™SPOT ACCENT Die-Cast AluminumAdjustable Aim07C 7W LED 540 lm Delivered @ 92CRI / 3000K9227 92CRI / 2700K*9230 92CRI / 3000K9235 92CRI / 3500K* 9240 92CRI / 4000K** Made to Order (Longer lead time)N Narrow 15° InstalledM Medium 24° IncludedW Wide 38° IncludedSS SilverWW White*BB Black** Made to Order (Longer lead time) GSA01A Ordering Example: GSA01A-07C-9230-M-SS360° HorizontalRotation0°-95° Tilt4.07”(103)2.76”(70)Connector(Not Included)Ø1.57”(40)TRACKHEAD• 1.57” diameter spot• 0° - 95° vertical tilting / 360º horizontal rotation• Constant friction• Die cast aluminum housing • LED optical grade TIR reflector• Powder coat finish LED SOURCE• 7W / 540lm, (@ 92CRI min / 3000K)• Field replaceable optics available• Will accept 1 additional media accessoryMOUNTING• Screw in to Connector LABELS• Suitable for damp locationSpecificationsSPOT LEDMINIGlowSTX™ SeriesCONTINUOUS LINEAR SUSPENDED SYSTEMPatent PendingLimitedwww.lfillumination.comrev: 041620ORDERING INFOSERIESTYPELENGTHPOWER SUPPLYFINISHGSA-SUPLPOWER SUPPLY KITD Integral Driver Canopy096 96” - 8’ ftD2U 0-10V DimmableUniversal Input VoltageSS SilverWW * WhiteBB* Black* Made to Order (Longer lead time)S* Trimless MinipointR* Trimmed MinipointM* Monopoint* Remote Driver Required (Sold Separately)NA0 No Driver Supplied / Order SeparatelyGSA-SUPLOrdering Example: GSA-SUPL-D-096-D2U-SSORDERING INFOSERIESTYPELENGTHFINISHGSA-SUSPSUSPENSION KITC Connector HangerM Mid HangerMCV Mid Hanger Curved Section096 96” - 8’ ftSS SilverGSA-SUSPOrdering Example: GSA-SUSP-C-096-SSORDERING INFOSERIESDESCRIPTIONGSA-100WDRVR-D2UREMOTE DRIVEREFORE 24V CV LED Driver0-10V Dimmable (120-277V Only)GSA-100WDRVR-D2UOrdering Example: GSA-100WDRVR-D2USUSPSuspension Kit• Standard Ceiling Attachment • Screw in Connector Hanger• 15/16” Tee-Grid Attachment • Slide in Channel Mid Hanger / Mid-Hanger CurvedSUSPENSIONMINICATALOG NUMBERTYPEPROJECTHEADQUARTERS9200 Deering AvenueChatsworth CA 91311 Telephone: 818-885-1335Toll Free: 855-885-1335Fax: 818-576-1335©2020 LF ILLUMINATION LLCWe reserve the right to change or withdraw specifications without prior notice.Measurements in ( ) are metric equivalents.www.lfillumination.comrev: 041620Page 7 of 7Accommodates1/2” thru 3/4”Ceiling Thickness10.75” (273)6.30”(160)2.40”(61)2.50”(64)5.00”(127)Accommodates1/2” thru 3/4”Ceiling ThicknessAccommodates1/2” thru 3/4”Ceiling ThicknessMuddingCompoundPower Supply LineIntegral DriverPerforatedMud PlateStandard 4” J-Box(By Others)Standard 4” J-Box(By Others)Standard 4” J-Box(By Others)• Trimmed Minipoint• Trimless Minipoint• Remote Driver • Application• Remote Driver • Application• Remote Driver • Application• MonopointMSRCCTMTMDPower Supply LinePower Supply LinePower Supply LineMid-HangerStainless SteelAircraft CableConnectorHangerStainless SteelAircraft CableConnectorHangerSuspensionLineProvided with (1) mid and (1) connector hangerStandard CeilingAttachmentStandard Tee-GridAttachmentMid-HangerLorem ipsumCMMCVMid-HangerStainless SteelAircraft CableConnectorHangerTo be used in combination withStandard Ceiling Attachments.• GSA-SUSP-C-096-SS• GSA-SUSP-M-096-SSStandard CeilingAttachment/LF Order #GSA-SUSP-T-SSStandard 15/16” Tee-GridAttachmentGlowSTX™ SeriesCONTINUOUS LINEAR SUSPENDED SYSTEMSUPLPower Supply KitREMOTE DRIVERPatent PendingPatent PendingRemote Driver • Application Types• “S” Minipoint• “R” Minipoint• “M” Monopoint1.60”(41)1.60”(41)12.48”(317)• Four Mounting Options• Power Supply Line• 8’ Overall Length• 90W Constant Voltage• Power Supply (120-277V)• Input Voltage• 0-10V Dimmable• Connecting Hardware• Standard J-Box Surface• Mounting Hardware• NOTE: Curved Sections must• be fed from an adjacent • connector or section
https://lfillumination.com/files/specsheets/PNHD_Suspended_LED.pdf | lighting | CATALOG NUMBERTYPEPROJECTHEADQUARTERS9200 Deering AvenueChatsworth CA 91311 Telephone: 818-885-1335Toll Free: 855-885-1335Fax: 818-576-1335SUSPENDED MULTIFORMS - PNH-DSUSPENDED HORIZONTAL SERIES©2019 LF ILLUMINATION LLCWe reserve the right to change or withdraw specifications without prior notice.LEDLARGECONSTRUCTION• Horizontal surface-mount suspended ceiling fixture• All aluminum construction with powder coat finish• 1.50” x .75” extruded frame• .188” thick aluminum cross blades• Perforated driver enclosure for cooler operating temperature• Frame mounted double gimbal LED source• Lockable 30º x 30º tilt aiming• Powder coat finish LED Source• Field-replaceable integral LED module• Field-changeable optic• CREE• Accepts up to 2 or more optical accessoriesELECTRICAL• Field-replaceable integral LED driver• Electrical wiring compartment integrated into housing construction• Thermal protection• Easy maintenance access• Optional dimmingMOUNTING• Suspended ceiling mount• 6’ aircraft cable with cable grip hardwareLABELS• Suitable for damp locationCUS®LimitedPower SupplyØ5” Canopy1.50”(38)8.21”(209)14.78” (375)30º30º30º30ºLockable Double GimbalTilt ActionLockableTilt Aiming(Tool Supplied)Cable GripHardwareDriver EnclosureDouble GimbalLED HolderABMediumCONFIGAB1114.78”(375)8.21”(209)1221.68”(551)8.21”(209)1336.27”(9921)8.21”(209)1443.17”(1097)8.21”(209)1565.07”(1653)8.21”(209)1671.98”(1828)8.21”(209)1885.98”(2184)8.21”(209)Measurements in ( ) are metric equivalents.iORDERING INFOSERIESCONFIGLED MODULE WATTAGE AND INFORMATIONCRI / COLORBEAMDRIVERFINISHOPTIONSPNH-D LARGESUSPENDED MULTIFORMS Horizontal SuspensionIntegral Drivers 11 12 13 14 15 16 18CREE26C 26W LED / 2710lm34C 34W LED / 3299lmDelivered @ 80CRI / 3000KNarrow Beam8027 80CRI / 2700K8030 80CRI / 3000K8035 80CRI / 3500K8040 80CRI / 4000K9227 92CRI / 2700K9230 92CRI / 3000K9235 92CRI / 3500K9240 92CRI / 4000K N Narrow 10° M Medium 21° W Wide 46°DMU Dimming MultipleForward/Reverse Phase (@ 120V only)0-10V Wires Present(@ 120-277V)BB BlackWW WhiteSS SilverFor Emergency LED Inverter Options See Page 3CREE40C 40W LED / 4206lmDelivered @ 80CRI / 3000KNarrow Beam N Narrow 9° M Medium 18° W Wide 31°PNH-DExample: PNH-D-12-26C-9227-N-DMU-BB-EMSpecificationswww.lfillumination.comPAGE 1rev: 090519OPTICAL ACCESSORIESSNH / PNH LARGEOPTICAL ACCESSORYDESCRIPTIONLIGHT SOURCEMEDIUMClear LensOPTD-CLRClear Lens - LED FilmOPTD-L-CLRUV LensOPTD-UVLHex Cell LouverOPTD-HXLDiffusion LensOPTD-DFLDiffusion Lens - LED FilmOPTD-L-DFLLinear Spread LensOPTD-LSLLinear Spread Lens - LED FilmOPTD-L-LSLPrismatic Spread LensOPTD-PSLSnoot - BlackOPTD-SNBSnoot - WhiteOPTD-SNWSnoot - SilverOPTD-SNSSnoot - White With Black SplayOPTD-SNWBSnoot - Silver With Black SplayOPTD-SNSB1”(25)* Other filters, colored glass, dichroics & micro-lenses available upon requestHEADQUARTERS9200 Deering AvenueChatsworth CA 91311 Telephone: 818-885-1335Toll Free: 855-885-1335Fax: 818-576-1335©2018 LF ILLUMINATION LLCWe reserve the right to change or withdraw specifications without prior notice.www.lfillumination.comPAGE 2rev: 031819CATALOG NUMBERTYPEPROJECTEMERGENCY INVERTERSLEDELVMLVHEADQUARTERS9200 Deering AvenueChatsworth CA 91311 Telephone: 818-885-1335Toll Free: 855-885-1335Fax: 818-576-1335©2019 LF ILLUMINATION LLCWe reserve the right to change or withdraw specifications without prior notice.The emergency inverter provides full power up to its load rating for no less than 90 minutes as prescribed by UL 924 Listed for US and Canada & CSA C22 No. 141 Unit Equipment for Emergency Lighting.The inverter is installed remotely, behind an access panel or with above ceiling access required (behind grid ceilings are also acceptable). The inverter is not accessible through the fixture opening in the ceiling. The inverters are rated for 120-277V and will work for LED, ELV, MLV, incandescent & fluorescent loads.The inverter is paired for the connected load wattage of the light source(s). If the load rating requirement is 25W (or less) then we recommend LF #EMREM25 IOTA #IIS-25-I: http://www.iotaengineering.com/iis25.htm Instructions: http://iotaengineering.com/Inverter/iis25_manual.pdf Wiring Diagram: http://iotaengineering.com/diagrams/ad10.pdfIf the load rating requirement is 25-35W then we recommend LF #EMREM35 IOTA #IIS-35-I: http://iotaengineering.com/Inverter/iis35_spec.pdf Instructions: http://iotaengineering.com/Inverter/iis35_manual.pdf Wiring Diagram: http://iotaengineering.com/diagrams/ad10.pdf If the load rating requirement is 35-50W then we recommend LF #EMREM50 IOTA #IIS-50-I: http://iotaengineering.com/Inverter/iis50_spec.pdf Instructions: http://iotaengineering.com/Inverter/iis50_manual.pdf Wiring Diagram: http://iotaengineering.com/diagrams/ad10.pdf Consult LF Illumination for higher wattage inverter offerings.25W35W50Wwww.lfillumination.comPAGE 3rev: 031819
https://cdn.currentlighting.com/site/specsheet/DL_EVS_SPEC.pdf | lighting | EVS Series11" ROUND LED CEILING LIGHTcurrentlighting.com/dual-lite© 2022 HLI Solutions, Inc. All rights reserved. Information and specifications subject to change without notice. All values are design or typical values when measured under laboratory conditions.Page 1 of 3 Rev 05/17/22DL_EVS_SPEC_R01FEATURESAPPLICATION • The EVS is specifically designed for general illumination in residential and commercial applications for indoor/ outdoor protected environments• Emergency versions can be switched on/off along with the AC only fixtures for continuous lighting coverage• Applications include multifamily dwellings with long hallways, apartment complexes and stairwaysCONSTRUCTION• Housing constructed of a high-strength steel with molded and frosted polycarbonate lens• Emergency model includes battery compartment with removable steel doorCOMPLIANCES• UL924 Listed for Damp Locations• AC models Energy Star Listed• NFPA 101 and NFPA 70• OSHA• FCC Compliant• CEC T20 CompliantWARRANTY• 5 year full unit warrantySPECIFICATIONSINSTALLATION• Fixture ceiling mounts to a universal mounting plate(included) which is installed to a 3” single gang, 3 ½”, 4”octagon or 4” square electrical box• Provided with pre-stripped leads for connection in j-boxELECTRICAL• 120 or 277VAC input, 50/60Hz• Emergency version includes push-to-test, AC-on indicator with fault code display• Emergency models supplied with a 9.6 VDC Lithium Iron Phosphate battery• AC-only version includes 0-10V Dimming OPTICS• LED board contains 56 high-power LEDs rated for 50,000 hours which provide a bright and uniform light pattern • Optics are diffused through a frosted polycarbonate lens• LED efficacy 73 lm/w• Offered in AC only, AC and Emergency, with Heater Option• Includes Self-Test , Self-Diagnostics• 1200 Lumens in AC normally-On, and 350 Lumens in Emergency• 4000K color temperature• LED life-cycle of 50,000 hours• Dual-voltage 120 or 277 VAC input, 50/60Hz.• Emergency models designed for 90 minute runtime• AC and Heater Option Models:-30°C to 40°C(-22°F to 104°F)• Emergency Models: 0°C to 40°C(32°F to 104°F)KEY DATALamp Color4000KTotal Lamp Output1200-AC 350-EMSystem Efficacy (LPW)73 LPWRated LED Lifecycle (Hours)50,000DATE:LOCATION:TYPE:PROJECT:CATALOG #:EVS Series11" ROUND LED CEILING LIGHTcurrentlighting.com/dual-lite© 2022 HLI Solutions, Inc. All rights reserved. Information and specifications subject to change without notice. All values are design or typical values when measured under laboratory conditions.Page 2 of 3 Rev 05/17/22DL_EVS_SPEC_R01ORDERING GUIDEExample: EVSBNCATALOG #DATE:LOCATION:TYPE:PROJECT:CATALOG #:SELF-TEST/ SELF-DIAGNOSTICS• External push-to-test switch and AC-on indicator• Battery recharge within 24 hours• AC Lockout circuit• Low voltage battery disconnect• For emergency models, Self-diagnostics monitors LED status, LED driver circuit, battery capacity and charger function and displays any fault detection by means of a flashing code• Self-Test feature automatically runs a 1 minute test once a month and an alternating 30 or 60 minute test once every 6 months. Multicolor LED indicator provides visible fault detection and charging status• User initiated 1, or 90 minute system test feature• Automatic unit transfer in brownout conditions (below 80% of nominal AC input voltage)Catalog NumberDescriptionEVSBNBrushed Nickel, AC only, 1200 lumensEVSDBDark Bronze, AC only, 1200 lumensEVSWWhite, AC only, 1200 lumensEVSBNEBrushed Nickel, with LiFePO Battery, Self-Test/Self-DiagnosticsEVSDBEDark Bronze, with LiFePO Battery, Self-Test/Self-DiagnosticsEVSWEWhite, with LiFePO Battery, Self-Test/Self-DiagnosticsEVSBNE-HTRBrushed Nickel, with LiFePO Battery, Battery Heater(-30°C - 40°C), Self-Test/Self-DiagnosticsEVSDBE-HTRDark Bronze, with LiFePO Battery, Battery Heater(-30°C - 40°C), Self-Test/Self-DiagnosticsEVSWE-HTRWhite, with LiFePO Battery, Battery Heater(-30°C - 40°C), Self-Test/Self-DiagnosticsEMERGENCY PERFORMANCEELECTRONICSINPUT POWER REQUIREMENTSSingle unit CoverageEmergency ModeMounting Height9'Path Width8'Indoor Reflectance80/50/2045'Outdoor Reflectance0/30/1033'AC VersionEM Version with HeaterEM Version without HeaterWattsAmpsWattsAmpsWattsAmps120VAC17W0.14 A29W0.24A22W0.183A277VAC18W0.08 A30W0.135A23W0.10A11" Diameter3.5"DIMENSIONSMeets Life Safety Code minimum illuminance of 0.1 fc and average illuminance of 1.0 fc. Assumes open space with no obstructions, ceiling height of 9' and reflectance of 80/50/20. Photometry files available on the Dual-Lite website.For the emergency model, upon failure of normal utility power, a microprocessor controlled switch automatically activates the emergency LED lamp heads. Upon resumption of normal utility power, the battery is disconnected from the load and recharged through a microprocessor-controlled pulse charger.The battery is a maintenance-free Lithium iron phosphate battery type.Path WidthMounting HeightEVS Series11" ROUND LED CEILING LIGHTcurrentlighting.com/dual-lite© 2022 HLI Solutions, Inc. All rights reserved. Information and specifications subject to change without notice. All values are design or typical values when measured under laboratory conditions.Page 3 of 3 Rev 05/17/22DL_EVS_SPEC_R01ZONAL LUMEN SUMMARY ZoneLumens% Luminaire0–4047025.10–6084374.20–90111998.60–1801135100.0ZONAL LUMEN SUMMARY ZoneLumens% Luminaire0–4015741.40–6028174.30–9037398.50–180378100.0EVSWE-HTR - AC OPERATIONEVSWE-HTR - EMERGENCY OPERATION1302603900˚15˚30˚45˚60˚75˚90˚501001500˚15˚30˚45˚60˚75˚90˚CANDELA DISTRIBUTION AngleCandela03635362153502532835296452525519965142758585409024CANDELA DISTRIBUTION AngleCandela012151211511725109359945845567654775288514908LUMINAIRE DATA Test No. 20.00971DescriptionEVSWE-HTR; AC Test w/ Plastic RefractorWatts17.6Efficacy64.5 lm/WMountingceilingSpacing Criterion1.28LUMINAIRE DATA Test No. 20.00972DescriptionEVSWE-HTR; Emergency Test w/ Plastic Refractor - 48 hr. battery chargeWattsNAEfficacy21.5 lm/WMountingceilingSpacing Criterion1.28POLAR GRAPH POLAR GRAPH PHOTOMETRY
https://media.satco.com/specsheetsp/pdf/S11635 | lighting | /home/media/cache/specsheets/pdf/S11635.pdf%PDF-1.41 0 obj<</Title (��S11635 Specification Sheet)/Creator (��wkhtmltopdf 0.12.2)/Producer (��Qt 4.8.6)/CreationDate (D:20240116065847-05'00')>>endobj3 0 obj<</Type /ExtGState/SA true/SM 0.02/ca 1.0/CA 1.0/AIS false/SMask /None>>endobj4 0 obj[/Pattern /DeviceRGB]endobj7 0 obj<</Type /XObject/Subtype /Image/Width 335/Height 50/BitsPerComponent 8/ColorSpace /DeviceRGB/Length 8 0 R/Filter /FlateDecode>>streamx����R�P��Jm�6�&)\X� "*"A�޻�wu��Y���+����&������¦���x �����n��.��L�;�M��>g��7qf�c�9�3�'��s�\/�L��W��}~�Jdk�Kf5?��99g!w�a��l���Y2�~Iu�Sr�¦q��g��8s�U��bi�¦��y� n����FƎ6�������t�m��1w�������nC�o~t�0��{q�7�ٓ��æ}�[������썎{>�����x؅�����a�$��� ������b���:t��)���S݆��L���7��1�˭�4�rs;�zlw[��Y���kc������z���`E�:.a�{�m�>��ٷ¦�=oB�-�Z�!h��A��r�ƞ?��G�ّّّّّّّّّّّّّّّّّّّّّّّّّّّّّّّّّّّّّّّّّّّّّّّّّّّّّّّّّّّّّّّّّّّّّّّّّّّّّّّّّّّّّّّّّّّّّ�?���Tw@endstreamendobj8 0 obj1031endobj9 0 obj<</Type /XObject/Subtype /Image/Width 800/Height 108/BitsPerComponent 8/ColorSpace /DeviceGray/Length 10 0 R/Filter /FlateDecode>>streamx��w`E���.Ih!E@�E�JI @���( Q�"(�/����QP@!t��4��Z@�I���BH��{o�.�������݅�y���������wg�73���>J7�t�5S���?�����۟�/~����.�F!���1=�zk��7^�ުnY��> n�OG�[x���ٵ�>��t�~ZGJ>�4�w��C���;�i��7G�K;0���&oH_��{��5X��v����Վ�?�t����-)¦m��ef�UQ*�\�а���J�DDD��U�P�\�R�����������e�L���{WS��ڷj9B��<�^I�2j��o/V9l2�#�T1�P�{o"�f�,���t)\�$��C~�~8�H���6j�'('��tx���Φ���-ł����g�z�mxiB��w&u�$}�B.;��F�zp��ߴ�reBreZ�6a�]�)�h��A�.wƗ��qʬ�?ޟ�j���gR�d\�sב;�SS�O�>�th�G������7!2L�,¦���d���GV9��t}t���p�%4io>%]:.�B�;���3+��Rb��[��&]���O�v�3:�n������x��˴r�Ȏ�N��Y��FBrAk���C���]�G΋��k�ޖ~��d��(���S��7�K�R[�-�I���Č5k֬��/�<��S_�=}�w�1��~0�,4NFf��Ew�D؜�G�"7cc�E���P���rW�8���3>9�Ru?�����!t��\֪s���VW��w���y2s�P>�]b�Jp.���ʇT�����p�RA�s�tjO��� �0�Xǫ��ÔS��>L}�`aT����~CŏS�������>��]��2�} ��$T�2�����K�]���20��^��A��#�B[���egǪ�ZKn���%81 n�Cc������'ң-�x;��o����䁎ɺ��b4Hz�XN�Z��V[�a�ŽV�gƄ9�;q]����˶4�FB�#�@�T�x��������*}u�(�A2�_�rC �OY��5��_�����Շ�t(�>�� ?����nZ�RQ�r]�e�����*���>�}3���������AH��IW�`}�F�;-�x�,-���&�U���;����W�
https://cdn.currentlighting.com/site/specsheet/COL_CWW_spec.pdf | lighting | CWWCONTEMPORARY LED WALL WASHcurrentlighting.com/columbialighting© 2022 HLI Solutions, Inc. All rights reserved. Information and specifications subject to change without notice. All values are design or typical values when measured under laboratory conditions.Page 1 of 7 Rev 05/20/22COL_CWW_spec_R01FEATURES• Narrow 3" aperture creates clean finished appearance • Proprietary optical design provides excellent vertical uniformity while maintaining visual comfort• Multiple optical distributions for varying wall wash applications• 60,000 hour LEDs at L80 for reduced maintenance• Optional 90 CRI for color sensitive applications• Best in class efficacy with up to 116 LPW• LED modules and electrical accessible from below• Integral battery pack optional on most modelsDATE:LOCATION:TYPE:PROJECT:CONSTRUCTION• Luminaire housing, reflectors and end caps are die formed code gauge cold rolled steelOPTICS• High transmission extruded acrylic enclosed lens features linear prisms with custom frost for high efficacy without pixelationINSTALLATION• An access plate is furnished with each luminaire for fast wiring access without the necessity to open the fixture or wireway• Luminaire fits recessed exposed Grid ceilings (G); two NEC compliant T bar clips are provided standardCERTIFICATIONS (CONTINUED)• CSA certified to UL 924 standards with battery pack option• Adheres to LM79, LM80 and TM21 industry standards• IC label is standard for recessed products. Note that IC label is void if product is installed on site with through wiring for 4' ML packageWARRANTY• 5 year warrantySPECIFICATIONSINSTALLATION (CONTINUED)• Can be placed in Slot Grid (SG) style ceiling with regress 3/8" above ceiling plane• A Drywall Flange Kit (F) is available for recessed hard ceiling applicationsCERTIFICATIONS• Built to UL 1598 and 2108 standards and bear appropriate cCSAus labels • Damp Location labeling is standard• Emergency-equipped fixtures are Dry Location unless specifiedKEY DATALumen Range1109–5458Wattage Range13–52Efficacy Range (LPW)81–116Reported Life (Hours)L80/60,000CATALOG #:Built toUL 924StandardsGrid Ceiling Type Cross SectionSee additional dimensions on page 5 4.13"(104.8mm)4.00"(101.6mm)CWWCONTEMPORARY LED WALL WASHcurrentlighting.com/columbialighting© 2022 HLI Solutions, Inc. All rights reserved. Information and specifications subject to change without notice. All values are design or typical values when measured under laboratory conditions.Page 2 of 7 Rev 05/20/22COL_CWW_spec_R01ORDERING GUIDECWW–––ModelSizeCRIColor TempDelivered LumensCeiling TypeDistributionCWWContemporary LED Wall Wash22'44'Blank >809>90 1303000K353500K404000K505000KXW 4' (1835–2880)VW 2' (1109–1542), 4' (2515–3523)MW 2' (1492–2067), 4' (2653–3906)LW2' (2419–2806), 4' (4022–4645) 2ML4' (4591–5458) 3GGridSGSlot GridFDrywall Flange1WWAsymmetric Wallwash1WRAsymmetric Wallwash with Roomside2WWDouble Wallwash–DriverVoltageOptionsEFixed OutputED0-10V DimmingED10-10V 1% DimmingESDStep Dimming 4, 5LUTH Hi-lume 1% EcoSystem LED driver with Soft-on, Fade-to-Black dimming technology 4, 5, 6U120–277V347347VELL14 Emergency Battery Pack, 1400 Lumens 4, 6, 7C3883-Wire FlexC4884-Wire FlexC5885-Wire FlexGLRFast Blow FuseCPChicago PlenumExample: CWW4–40MLG–2WW–EDUCATALOG #DATE:LOCATION:TYPE:PROJECT:Notes:1Not available with 2' 347V & LUT drivers2Lumen package not available with ELL14 Emergency backup in 2' configuration3Not compatible with thru wiring configuration4Not available in 347V5ESD and LUTH not compatible with 2' Drywall Flange (F) option6For compatibility with Dual-Lite inverters, contact lighting representative7Not available with 2' drywall flange (F) optionCATALOG #:Driver options listed below are available for the outputs as shown.PRODUCT EXCEPTIONS & DETAILSDRIVER AVAILABILITY TABLE — 2'VWMWLWEXXXEDXXXED1XXXESDXLUTHXXXDRIVER AVAILABILITY TABLE — 4'XWVWMWLWMLEXXXXXEDXXXXXED1XXXXXESDXXLUTHXXESD and LUTH not available in 347CWWCONTEMPORARY LED WALL WASHcurrentlighting.com/columbialighting© 2022 HLI Solutions, Inc. All rights reserved. Information and specifications subject to change without notice. All values are design or typical values when measured under laboratory conditions.Page 3 of 7 Rev 05/20/22COL_CWW_spec_R01DATE:LOCATION:TYPE:PROJECT:CATALOG #:Product Availability 80 CRILumen PackageDistributionLumens Input WattsLPWCWW2-30VW1WW14211593.5CWW2-35VW1WW14451595.1CWW2-40VW1WW14981598.5CWW2-50VW1WW154215101.4CWW2-30VW1WR13701590.1CWW2-35VW1WR13931591.7CWW2-40VW1WR14441595CWW2-50VW1WR14861597.8CWW2-30VW2WW14641598.3CWW2-35VW2WW14891599.9CWW2-40VW2WW153915103.3CWW2-50VW2WW154215105.9CWW2-30MW1WW18632091.3CWW2-35MW1WW18952092.9CWW2-40MW1WW19642096.3CWW2-50MW1WW20212099.1CWW2-30MW1WR17882087.6CWW2-35MW1WR18182089.1CWW2-40MW1WR18852092.4CWW2-50MW1WR19402095.1CWW2-30MW2WW19052097.6CWW2-35MW2WW19372095.4CWW2-40MW2WW20022098.6CWW2-50MW2WW206720101.8CWW2-30LW1WW25552795CWW2-35LW1WW25982796.6CWW2-40LW1WW269327100.1CWW2-50LW1WW280627103.5CWW2-30LW1WR24562791.3CWW2-35LW1WR24982792.9CWW2-40LW1WR25892796.2CWW2-50LW1WR26652799.1CWW2-30LW2WW26252797.6CWW2-35LW2WW26702799.2CWW2-40LW2WW275927102.6CWW2-50LW2WW280627103.5CWW4-30XW1WW263725106.8CWW4-35XW1WW268225108.6CWW4-40XW1WW277925112.5CWW4-50XW1WW286125115.8CWW4-30XW1WR255425103.4CWW4-35XW1WR259725105.2CWW4-40XW1WR269225109CWW4-50XW1WR277125112.2CWW4-30XW2WW265425107CWW4-35XW2WW269925108.8CWW4-40XW2WW278925112.5CWW4-50XW2WW288025116.1Product Availability 90 CRILumen PackageDistributionLumens Input WattsLPWCWW2-30VW1WW11091386.6CWW2-35VW1WW11321388.5CWW2-40VW1WW11511389.9CWW2-30VW1WR10781384.2CWW2-35VW1WR11011386CWW2-40VW1WR11191387.4CWW2-30VW2WW11491387.7CWW2-35VW2WW11731389.6CWW2-40VW2WW11931391CWW2-30MW1WW14921788.8CWW2-35MW1WW15231790.7CWW2-40MW1WW15491792.2CWW2-30MW1WR14431785.9CWW2-35MW1WR14731787.7CWW2-40MW1WR14981789.2CWW2-30MW2WW15621790.3CWW2-35MW2WW15951792.2CWW2-40MW2WW16211793.7CWW2-30LW1WW24192984.3CWW2-35LW1WW24702986.1CWW2-40LW1WW25112987.5CWW2-30LW1WR23262981CWW2-35LW1WR23752982.7CWW2-40LW1WR24142984.1CWW2-30LW2WW25282986CWW2-35LW2WW25812987.8CWW2-40LW2WW26242989.3CWW4-30XW1WW18351997.1CWW4-35XW1WW18741999.1CWW4-40XW1WW190519100.8CWW4-30XW1WR17621993.2CWW4-35XW1WR17991995.2CWW4-40XW1WR18291996.8CWW4-30XW2WW193219101.7CWW4-35XW2WW197319103.8CWW4-40XW2WW200519105.5DELIVERED LUMENSCWWCONTEMPORARY LED WALL WASHcurrentlighting.com/columbialighting© 2022 HLI Solutions, Inc. All rights reserved. Information and specifications subject to change without notice. All values are design or typical values when measured under laboratory conditions.Page 4 of 7 Rev 05/20/22COL_CWW_spec_R01DATE:LOCATION:TYPE:PROJECT:CATALOG #:Product Availability 80 CRILumen PackageDistributionLumens Input WattsLPWCWW4-30VW1WW321531103.4CWW4-35VW1WW327031105.1CWW4-40VW1WW338931109CWW4-50VW1WW348831112.2CWW4-30VW1WR311931100.3CWW4-35VW1WR317231102CWW4-40VW1WR328731105.7CWW4-50VW1WR338431108.8CWW4-30VW2WW324731105.1CWW4-35VW2WW330231106.9CWW4-40VW2WW341331110.4CWW4-50VW2WW352331114CWW4-30MW1WW353535101.3CWW4-35MW1WW359535103CWW4-40MW1WW372635106.8CWW4-50MW1WW383535109.9CWW4-30MW1WR34303598.3CWW4-35MW1WR348835100CWW4-40MW1WR361535103.6CWW4-50MW1WR372235106.6CWW4-30MW2WW360035102.9CWW4-35MW2WW366135104.6CWW4-40MW2WW378435108.1CWW4-50MW2WW390635111.6CWW4-30LW1WW402240101.8CWW4-35LW1WW409040103.6CWW4-40LW1WW423940107.3CWW4-50LW1WW441340110.6CWW4-30LW1WR39014098.8CWW4-35LW1WR396740100.4CWW4-40LW1WR411240104.4CWW4-50LW1WR423340107.2CWW4-30LW2WW428140107CWW4-35LW2WW435440108.8CWW4-40LW2WW449940112.5CWW4-50LW2WW464540116.1CWW4-30ML1WW48645098.3CWW4-35ML1WW49475099.9CWW4-40ML1WW512750103.6CWW4-50ML1WW527750103.6CWW4-30ML1WR47125095.2CWW4-35ML1WR47925096.8CWW4-40ML1WR496650100.3CWW4-50ML1WR511350103.6CWW4-30ML2WW503050101.4CWW4-35ML2WW511650103.1CWW4-40ML2WW528750106.6CWW4-50ML2WW545850103.6DELIVERED LUMENS (CONTINUED)Product Availability 90 CRILumen PackageDistributionLumens Input WattsLPWCWW4-30VW1WW25152696.4CWW4-35VW1WW25682698.4CWW4-40VW1WW261126100CWW4-30VW1WR24202692.7CWW4-35VW1WR24712694.7CWW4-40VW1WR25122696.2CWW4-30VW2WW265426100.9CWW4-35VW2WW271026103CWW4-40VW2WW275526104.7CWW4-30MW1WW26532895.8CWW4-35MW1WW27092897.8CWW4-40MW1WW27542899.4CWW4-30MW1WR25482892CWW4-35MW1WR26022893.9CWW4-40MW1WR26452895.5CWW4-30MW2WW28482999.6CWW4-35MW2WW290829101.7CWW4-40MW2WW295629103.4CWW4-30LW1WW427748.388.6CWW4-35LW1WW436748.390.4CWW4-40LW1WW444048.391.9CWW4-30LW1WR409248.384.7CWW4-35LW1WR417848.386.5CWW4-40LW1WR424748.387.9CWW4-30LW2WW438548.590.4CWW4-35LW2WW447748.592.3CWW4-40LW2WW455248.593.8CWW4-30ML1WW459152.986.8CWW4-35ML1WW468752.988.6CWW4-40ML1WW476552.990.1CWW4-30ML1WR440852.983.3CWW4-35ML1WR450152.985.1CWW4-40ML1WR457652.986.5CWW4-30ML2WW470953.188.7CWW4-35ML2WW480853.190.5CWW4-40ML2WW488853.192.1CWWCONTEMPORARY LED WALL WASHcurrentlighting.com/columbialighting© 2022 HLI Solutions, Inc. All rights reserved. Information and specifications subject to change without notice. All values are design or typical values when measured under laboratory conditions.Page 5 of 7 Rev 05/20/22COL_CWW_spec_R01DATE:LOCATION:TYPE:PROJECT:DIMENSIONSCATALOG #:GRIDSLOT GRIDDRYWALL ASSEMBLY4.13"(104.8mm)4.00"(101.6mm)3.75"(95.3mm)2.5"(63.5mm)2.5"(63.5mm)23.75"(603.3mm)1.5"(38.1mm)47.75"(1212.9mm)47.75"(1212.9mm)47.05"(1195.1mm)1.5"(38.1mm)Grid, Top View, 4'Grid, Side View, 4'Grid, Cross SectionGrid, Top View, 2'4.13"(104.8mm)4.00"(101.6mm)2.25"(57.2mm)2.25"(57.2mm)4.25"(108mm)3.00"(76.2mm)23.75"(603.3mm)1.5"(38.1mm)47.75"(1212.9mm)47.75"(1212.9mm)47.41"(1204.1mm)46.93"(1192mm)1.5"(38.1mm)Slot Grid, Top View, 4'Slot Grid, Side View, 4'Slot Grid, Cross SectionSlot Grid, Top View, 2'4.13"(104.8mm)5.00"(127mm)2.75"(69.85mm)2.75"(69.85mm)3.00"(76.2mm)5.00"(127mm)46.93"(1192mm)48.75"(1238.3mm)48.74"(1238mm)1.5"(38.1mm)24.75"(628.7mm)1.5"(38.1mm)Drywall, Cross SectionDrywall, Top View, 2’Drywall, Top View, 2'Drywall, Top View, 4'For rough-in instructions see Drywall Instruction SheetCWWCONTEMPORARY LED WALL WASHcurrentlighting.com/columbialighting© 2022 HLI Solutions, Inc. All rights reserved. Information and specifications subject to change without notice. All values are design or typical values when measured under laboratory conditions.Page 6 of 7 Rev 05/20/22COL_CWW_spec_R01DATE:LOCATION:TYPE:PROJECT:CATALOG #:PHOTOMETRYCWW2-35LWG-1WR-EDUPOLAR GRAPH ZONAL LUMEN SUMMARY ZoneLumens% Luminaire0–3065426.20–40109243.70–60197879.10–9025001000–1802500100LUMINAIRE DATA Test No. 16239DescriptionContemporary Wall Wash, Recessed Architectural, 3" x 24" led with frosted acrylic prismed lensDelivered Lumens2500Watts26.90Efficacy93MountingRecessedSpacing Criterion0º = N/A 90º = N/A55011000153045907560907560153045180.0-0.0270.0-90.0CWW2-35LWG-1WW-EDUPOLAR GRAPH ZONAL LUMEN SUMMARY ZoneLumens% Luminaire0–3087933.70–40139253.40–60220784.70–9026071000–1802607100LUMINAIRE DATA Test No. 16217DescriptionContemporary Wall Wash, Recessed Architectural, 3" x 24" led with frosted acrylic prismed lensDelivered Lumens2607Watts26.90Efficacy97MountingRecessedSpacing Criterion0º = N/A 90º = N/A80016000153045907560907560153045180.0-0.0270.0-90.0CWW2-35LWG-2WW-EDUPOLAR GRAPH ZONAL LUMEN SUMMARY ZoneLumens% Luminaire0–3094535.40–40148555.60–60231186.40–9026741000–1802674100LUMINAIRE DATA Test No. 16264DescriptionContemporary Wall Wash, Recessed Architectural, 3" x 24" led with frosted acrylic prismed lensDelivered Lumens2674Watts26.90Efficacy99MountingRecessedSpacing Criterion0º = N/A 90º = N/AHoriz 0-180650130001530459075600.045.090.0CWWCONTEMPORARY LED WALL WASHcurrentlighting.com/columbialighting© 2022 HLI Solutions, Inc. All rights reserved. Information and specifications subject to change without notice. All values are design or typical values when measured under laboratory conditions.Page 7 of 7 Rev 05/20/22COL_CWW_spec_R01DATE:LOCATION:TYPE:PROJECT:CATALOG #:CWW4-35LWG-1WR-EDUPOLAR GRAPH ZONAL LUMEN SUMMARY ZoneLumens% Luminaire0–30103726.10–40173043.60–603136790–9039701000–1803970100LUMINAIRE DATA Test No. 16251DescriptionContemporary Wall Wash, Recessed Architectural, 3" x 48" LED with frosted acrylic prismed lensDelivered Lumens3970Watts39.50Efficacy100MountingRecessedSpacing Criterion0º = N/A 90º = N/A80016000153045907560907560153045180.0-0.0270.0-90.0CWW4-35LWG-1WW-EDUPOLAR GRAPH ZONAL LUMEN SUMMARY ZoneLumens% Luminaire0–30138733.90–40218453.30–60345484.40–9040941000–1804094100LUMINAIRE DATA Test No. 16228DescriptionContemporary Wall Wash, Recessed Architectural, 3" x 48" LED with frosted acrylic prismed lensDelivered Lumens4094Watts39.50Efficacy104MountingRecessedSpacing Criterion0º = N/A 90º = N/A130026000153045907560907560153045180.0-0.0270.0-90.0CWW4-35LWG-2WW-EDUPOLAR GRAPH ZONAL LUMEN SUMMARY ZoneLumens% Luminaire0–30151334.70–40238154.60–60373885.80–9043581000–1804358100LUMINAIRE DATA Test No. 16277DescriptionContemporary Wall Wash, Recessed Architectural, 3" x 48" LED with frosted acrylic prismed lensDelivered Lumens4358Watts40.00Efficacy109MountingRecessedSpacing Criterion0º = N/A 90º = N/AHoriz 0-1801000200001530459075600.045.090.0PHOTOMETRY (CONTINUED)
https://cdn.currentlighting.com/site/specsheet/COL_CFP_spec.pdf | lighting | currentlighting.com/columbialighting© 2023 HLI Solutions, Inc. All rights reserved. Information and specifications subject to change without notice. All values are design or typical values when measured under laboratory conditions.Page 1 of 3 Rev 09/20/23COL_CFP_spec_R05• Switchable Lumen technology: 5500/4100/3400 lumens (2x4) 4000/3300/2800 lumens (2x2)• 2x2 and 2x4 sizes• 80 CRI• 0–10V dimming to 10%• Recessed, surface, or cable mount• Universal voltage (120–277V)• IC rated• Suitable for ISO Class 5–9 positive pressure and negative cleanroomsDATE:LOCATION:TYPE:PROJECT:CONSTRUCTION• Extruded aluminum frame has a matte white finish and smooth frame-to-lens transitionOPTICS• Acrylic blend light guide with frosted/textured outer lens provides edge to edge illumination without pixelation or bright spotsINSTALLATION• Integral T-bar clips for secure mounting to grid ceiling• For surface/cable mount applications use surface/cable mount kit accessories• For plaster or sheet rock installations, use flange kitELECTRICAL• 54,000 hour LEDs at L70 for reduced maintenance • Switchable Lumen technology allows for easy field-adjustable lighting output with three level switch located on back of panel• Switchable Lumen fixtures ship at the highest lumen output setting• Operates at 120-277V input• 0–10V dimmable driver, down to 10%CERTIFICATIONS• All luminaires are built to UL 1598 standards and bear appropriate cULus labels• CSA certified to UL 924 standards with battery pack • UL Sanitation Certified to NSF 2 Food Equipment standard for non-food zonesCATALOG #:KEY DATALumen Range2876–6143Wattage Range25–56Efficacy Range (LPW)102–137Reported Life (Hours)L70/54,000CERTIFICATIONS (CONTINUED)• Damp location label standard• Tested in accordance with ISO 14644-1; suitable for ISO Class 5–9 positive and negative pressure clean rooms• Adheres to LM79, LM80, and TM21 industry standards for photometrics and lifetime calculations• DLC® (DesignLights Consortium Qualified, with some Premium Qualified configurations. Please refer to the DLC website for specific product qualifications at www.designlights.orgWARRANTY• 5 year warrantyBuilt toUL 924StandardsCFPEDGE-LIT FLAT PANELFEATURESSPECIFICATIONScurrentlighting.com/columbialighting© 2023 HLI Solutions, Inc. All rights reserved. Information and specifications subject to change without notice. All values are design or typical values when measured under laboratory conditions.Page 2 of 3 Rev 09/20/23COL_CFP_spec_R05Catalog No.Part #UPCDescriptionDelivered LumensWattsLPWCFP22-40/33/283593114032785311405952x2 Edge-Lit Flat Panel, 4000/3300/2800 Switchable Lumens, 3500K428140108333830113287625115CFP24-55/41/3440931140350785311410042x4 Edge-Lit Flat Panel, 5500/4100/3400 Switchable Lumens, 4000K614350122503040125394531128Made to Order (MTO) options: Add ELL14 1 (Emergency Battery Pack Installed, 1400 Lumens) or C588 (5-wire Flex) to any stocked option. Examples: CFP14-55/41/3435-ELL14; CFP14-55/41/3435-C588Accessories (Order Separately)PLD10MDual-Lite® Emergency LED Battery Pack, field installed 1PLRTSRemote Test Switch/Charge Indicator Module (fits single-gang box)FK222x2 Single Flange KitFK242x4 Single Flange KitPSMK-222x2 Flat Panel Surface Mount KitPSMK-242x4 Flat Panel Surface Mount KitCFPCM36Y SC5F-KIT36" Cable Mount Kit for 1' or 2' wide Cable Mount fixtures, 5-wireNotes:1Fixtures with Emergency Battery Pack require a remote-mounted test switch, we suggest the Dual-Lite PLRTS.DATE:LOCATION:TYPE:PROJECT:CATALOG #:CFPEDGE-LIT FLAT PANELORDERING GUIDEcurrentlighting.com/columbialighting© 2023 HLI Solutions, Inc. All rights reserved. Information and specifications subject to change without notice. All values are design or typical values when measured under laboratory conditions.Page 3 of 3 Rev 09/20/23COL_CFP_spec_R0547.72"(1212mm)47.7"(1212mm)11.82"(300.2mm)1.0" (25.4mm)(all sides)1.0" (25.4mm)(all sides)1.0" (25.4mm)(all sides)47.98"(1218.6mm)12.02"(305.3mm)23.7"(602mm)23.7"(602mm)24.16"(613.6mm)24.16"(613.6mm)24.16"(613.6mm)47.98"(1218.6mm)23.7"(602mm)2'x4' Recessed Mount2'x2' Recessed Mount2'x4' Surface Mount2'x2' Surface Mount2.5" (63.5mm)1.68" (42.6mm)0.4" (9.3mm)1.68"(42.6mm)2.5" (63.5mm)DATE:LOCATION:TYPE:PROJECT:CATALOG #:CFPEDGE-LIT FLAT PANELDIMENSIONS
https://cdn.currentlighting.com/site/specsheet/COL_CCL-LSCS_Spec.pdf | lighting | • Switchable Lumen technology: 2800/3200/4100 lumens (2x2 size) 4200/5200/6000 lumens (2x4 size)• Switchable CCT technology: 3500/4000/5000K• 80+ CRI• 0–10V dimming to 10%• Universal voltage (120–277V)• 5-Wire flex and EM battery pack available• Up to 140 lumens per wattDATE:LOCATION:TYPE:PROJECT:OPTICS• Frosted acrylic lensINSTALLATION• Fully assembled for quick installationELECTRICAL• 54,000 hour LEDs at L70 for reduced maintenanceCERTIFICATIONS• All luminaires are built to UL 1598 standards and bear appropriate CSA labels• Damp location label standard• Emergency-equipped fixtures labeled UL 924 unless specified• IC rated• Emergency battery pack options are California Energy Commission (CEC) Title 20 compliant CATALOG #:Accessories (Order Separately)FK222' × 2' Single Flange Kit (Shipped separately)FK242' × 4' Single Flange Kit (Shipped separately)CERTIFICATIONS (CONTINUED)• DLC® (DesignLights Consortium) Qualified. Please refer to the DLC website for specific product qualifications at www.designlights.orgWARRANTY• 5 year warrantyCatalog No.UPCDescriptionSettingLumensWattsLPW3500K4000K5000K3500K4000K5000KCCL22-LSCS8401414226642X2 Center Lens LED Troffer, Lumen Switchable, CCT SwitchableLOW26422929287221126139137MED30083387327225120135131HIGH37644460412435108127118CCL24-LSCS8401414226712X4 Center Lens LED Troffer, Lumen Switchable, CCT SwitchableLOW39644424428532126140136MED48725608528242116134126HIGH54156394587451106125115Default setting for CCT is 4000K and MED lumen levelBuilt toUL 924StandardsSERVICE PROGRAM Typical Dimensions and WeightsSizes(A) Length Inches (mm)(B) Width Inches (mm)(C) Height Inches (mm)Weight lbs (kg)2'23.88 (606)23.88 (606)4.00 (102)11.5 (5.2)4'47.88 (1216)19.0 (8.6)BCACCESSORY ORDERING GUIDEcurrentlighting.com/columbialighting© 2023 HLI Solutions, Inc. All rights reserved. Information and specifications subject to change without notice. All values are design or typical values when measured under laboratory conditions.Page 1 of 2 Rev 10/19/23COL_CCL-LSCS_spec_R03 CCL-LSCSCENTER LENS TROFFERFEATURESSPECIFICATIONSSTOCK GUIDEDATE:LOCATION:TYPE:PROJECT:CATALOG #:ORDERING GUIDEPROJECTED LUMEN MAINTENANCECalculation MethodAmbient Temp25,000 hrs50,000 hrs60,000 hrs *TM-21-1125C/77F0.860.740.70TM-21-2225C/77F0.860.750.70* Lumen maintenance values calculated per TM-21 using six times the LM-80 test time for the LED and in-situ thermal testing of the luminaire.currentlighting.com/columbialighting© 2023 HLI Solutions, Inc. All rights reserved. Information and specifications subject to change without notice. All values are design or typical values when measured under laboratory conditions.Page 2 of 2 Rev 10/19/23COL_CCL-LSCS_spec_R03 CCL-LSCSCENTER LENS TROFFER47.88"(1216mm)23.88"(606.4mm)23.88"(606.4mm)23.88"(606.4mm)23.88"(606.4mm)4.0"(101.6mm)DIMENSIONSExample: CCL24-LSCS-ELL14CCL– LSCS–ModelSizeLumen OutputOptionsCCL222'x2'242'x4'LSCS Lumen & CCT Switchable 1ELL1410W Emergency Battery Pack (CEC Titile 20 Compliant) Installed 2 C5885-wire Flex Notes:1Default settings for CCL is 4000K CCT and the MED lumen setting2To determine the lumen output in emergency mode, multiply the battery wattage by the fixture lumnes per watt (LPW)
https://cdn.currentlighting.com/site/specsheet/COL_LCL_spec.pdf | lighting | currentlighting.com/columbialighting© 2022 HLI Solutions, Inc. All rights reserved. Information and specifications subject to change without notice. All values are design or typical values when measured under laboratory conditions.Page 1 of 3 Rev 08/08/22LCL_Spec_R01EXAMPLE LCL4-40HL-EULCLSIZE 2 2' 14 4'8 8'COLOR TEMP30 3000K35 3500K40 4000K50 5000KLUMEN OUTPUTLW Low WattML Medium LumenHL High LumenVL Very High LumenSee Product Availability Table below.DRIVERE Fixed OutputESD Step Dimming4ED 0-10V DimmingED1 0-10V 1% DimmingLUTH Hi-lume 1% EcoSystem LED driver with Soft-on, Fade-to-Black dimming technology–MODELLCL LED StriplightORDERING INFORMATIONOPTIONSELL14 Emergency Battery Pack, 1400 Lumens2,3GLR Fast Blow FusePAF Paint After FabricationVOLTAGEU 120V-277V347 347V (E,ED,ED1 only)ACCESSORIES (ORDER SEPARATELY)S18 18" Stem, CanopySS18 18" Swivel Stem—45° SwivelCSHC Chain Hanger AssemblyLCLWG4 4' Wire Guard, 2 Required for 8' Fixture––CONSTRUCTIONHousing, wireway, and ends are formed from code-gauge steel. Housing components act as heat sink for LED heat dissipation. Knockouts are provided for electrical access and mounting. Shielded with 100% frosted prismatic acrylic lens.FINISHWhite painted parts are treated with a five-stage phosphate bonding process and finished with high reflectance baked enamel. For a post-painted housing finish select PAF option.ELECTRICALLong-life LEDs are rated for 50,000 hours at L80 lumen maintenance. Driver options include fixed output for on/off function, step dimming (high/low/off) or continuous 0-10V dimming. CERTIFICATIONAll luminaires are built to UL 1598 and 2108 standards, and bear appropriate CSA c/US labels. Damp location labeling is standard. Emergency equipped fixtures labeled UL924. Adheres to LM70, LM80, and TM21 industry standards. DLC® (DesignLights Consortium) Qualified. Please refer to the DLC website for specific product qualifications at www.designlights.org. This product qualifies as a “designated country construction material” per FAR 52.225-11 Buy American-Construction Materials under Trade Agreements effective 06/01/2020.WARRANTYFive year warranty (Terms and Conditions apply).FEATURES• LED technology in a lensed striplight• Long life 50,000 hour LEDs at L80 for reduced maintenance• Up to 144 lumens per watt• Choice of four LED color temperatures• Superior color consistency within a 3-step MacAdam ellipse and greater than 80 CRI• Choice of four lumen packages per size• Available in 2', 4' or 8' lengths• Optional integral emergency battery pack• Heavy die-formed steel channel with 100% acrylic formed diffuser• Fully assembled fixture for quick installation• LED boards and driver accessible for future maintenance or upgrades• Modular replaceable LED components• Surface mount, wall mount or suspended• Maximum temperature 25°C on all lumen packages• DLC® (DesignLights Consortium) Qualified, - see www.designlights.org• Five year warranty 1 Available in ML lumen output only.2 For compatibility with Dual-Lite LiteGear® inverters in lieu of installed battery pack, contact Hubbell Lighting representative. 3 Not available in 2 ft size.4 Only available in 4' ML, HL & VL packages.See Certiﬁcation SpeciﬁcationsBUY AMERICANSOLUTIONSSee Certiﬁcation SpeciﬁcationsBUY AMERICANSOLUTIONSLCLLensed Striplight / LEDCatalog No.Project NameTypeDatePROJECT INFORMATIONProduct Availability Lumen PackageLumens WattsLPWLCL2-30ML-EU271324115LCL2-35ML-EU280524119LCL2-40ML-EU284924121LCL2-50ML-EU292524124LCL4-30LW-EU249119133LCL4-35LW-EU257619138LCL4-40LW-EU261619140LCL4-50LW-EU268619144LCL4-30ML-EU515442123LCL4-35ML-EU532942127LCL4-40ML-EU541142129LCL4-50ML-EU555642132LCL4-30HL-EU618552119LCL4-35HL-EU639552123LCL4-40HL-EU649452125LCL4-50HL-EU666752128LCL4-30VL-EU990485116LCL4-35VL-EU1024185120LCL4-40VL-EU1040085122LCL4-50VL-EU1067785125LCL8-30LW-EU498338131LCL8-35LW-EU515238138LCL8-40LW-EU523238140LCL8-50LW-EU537138144LCL8-30ML-EU1030884123LCL8-35ML-EU1065884127LCL8-40ML-EU1082384129LCL8-50ML-EU1111184132LCL8-30HL-EU12369104119LCL8-35HL-EU12790104123LCL8-40HL-EU12988104125LCL8-50HL-EU13334104128LCL8-30VL-EU19809170116LCL8-35VL-EU20482170120LCL8-40VL-EU20799170122LCL8-50VL-EU21354170125Lumens vary according to color temperature and other factors. See specific photometric test(s).currentlighting.com/columbialighting© 2022 HLI Solutions, Inc. All rights reserved. Information and specifications subject to change without notice. All values are design or typical values when measured under laboratory conditions.Page 2 of 3 Rev 08/08/22LCL_Spec_R01LCLLensed Striplight / LEDMOUNTING ACCESSORIESCSZT11/2" SpaceCSTHSlide ClampTong HangerDIMENSIONAL DATAAAABABBAAAAABBAAABB96"48"48"191⁄8"45⁄8"3"3"45⁄8"45⁄8"A - 7/8" Diameter KnockoutB - 5⁄16" x 1⁄2" holeNote 1: All Non-Shielded (strip) fixtures- Deduct 1/16" from overall dimension for continuous row mounting. Dimensions shown include end panel.241⁄8"36"NOTE: All dimensions are in inches; dimensions and specifications are subject to change without notice. Please consult factory or check sample for verification.PHOTOMETRIC DATAHoriz 0-180110022001100220001530459075601051201801651501350.045.090.0Test #17788 Test Date 12/14/2016ZONAL LUMEN SUMMARYZoneLumensLampFixt.0-30153523.623.60-40250038.538.50-60438567.567.50-90594491.591.50-1806494100.0100.0Luminaire LCL4-40HL-EULCL LED Lensed Utility Channel, Industrial48" x 41⁄2 x 313⁄16" LED with frosted linear prismed lensBallastXI054C150V054BST1Ballast Factor1.00LampLEDFixture Lumens6494Watts51.90Shielding Angle0º = 90 90º = 90Spacing Criterion0º = 1.20 90º = 1.28Luminous Opening in FeetLength: 4.00 Width: 0.38 Height: 0.15INDOOR CANDELA PLOTENERGY DATATotal Luminaire Efficiency100.0Total Lumens per Watt125ANSI/IESNA RP-1-2004 ComplianceNoncompliantComparative Yearly Lighting Energy Cost per 1000 Lumens$1.92 based on 3000 hrs. and $0.08 per KWHLUMINAIRE DATA41⁄8"41⁄2"313⁄16"Acurrentlighting.com/columbialighting© 2022 HLI Solutions, Inc. All rights reserved. Information and specifications subject to change without notice. All values are design or typical values when measured under laboratory conditions.Page 3 of 3 Rev 08/08/22LCL_Spec_R01LCLLensed Striplight / LED
https://cdn.currentlighting.com/site/specsheet/dl_cru_spec.pdf | lighting | CRU SeriesCHICAGO STEEL RECESSED UNITcurrentlighting.com/dual-lite© 2022 HLI Solutions, Inc. All rights reserved. Information and specifications subject to change without notice. All values are design or typical values when measured under laboratory conditions.Page 1 of 2 Rev 05/16/22dl_cru_spec_R01FEATURESDATE:LOCATION:TYPE:PROJECT:APPLICATION • The CRU Series offers emergency lighting for commercial applications. • Designed for use with T-grid ceilings. • The housing is made of durable 20-gauge steel providing stength and durability.• AC power on LED indicator with push-to-test switch. • Meets City of Chicago code requirements.CONSTRUCTION• The housing is made of heavy-duty 20 gauge steel in white finish.• Knockouts are located on the back for wall mounting. • Side and top knockouts for conduit feed applications. • 12W Lamp heads in white finish are adjustable.SPECIFICATIONSINSTALLATION• Designed for recessed mounting in suspended grid ceilings. • The trim plate dimensions allow placement of the unit between the suspended ceiling’s grid support structure. • The unit must be fastened to the building’s structure in accordance with local codes; holes in the unit’s mounting ears facilitate this requirement.• Ceiling tile may require trimming for finished installation. • AC, DC battery and remote fixture connections are made inside the unit housing. • Lampheads attach directly to unit trim plate. • AC input leads are provided for wiring. • All AC connections made inside unit housing.CATALOG #:• Chicago Recessed Unit• Battery Runtime: 120 min• Battery Type: Sealed Lead Acid• Color: White• Number of Lamps: 2, • Lamp Type: 12W Halogen • Voltage Rating: 120/277 VAC • Wattage: 27 W.• AC-on and test switchNFPAILLUMINATION• Lamp housings are fully adjustable. • Lighting is provided by a 6 volt, 12 watt halogen lamps.• Lamps have a rated life of 100 hours.COMPLIANCES• Listed to UL924 Standard• City of Chicago Fire Code Approved• Damp Location Listed (20°C to 50°C)• NFPA 101• NEC• OSHAWARRANTY• Full 5 year warrantyCRU SeriesCHICAGO STEEL RECESSED UNITcurrentlighting.com/dual-lite© 2022 HLI Solutions, Inc. All rights reserved. Information and specifications subject to change without notice. All values are design or typical values when measured under laboratory conditions.Page 2 of 2 Rev 05/16/22dl_cru_spec_R01DATE:LOCATION:TYPE:PROJECT:CATALOG #:ELECTRONICS100% solid state switching includes low voltage disconnect to prevent full battery dis-charge and AC lock-out feature. Unit includes maintenance-free nickel-cadmium battery with capacity to run the integral lamps for 120 minutes. 24 hour battery re-charge. All models supplied with a dual voltage input which accepts 120 or 277VAC. Includes pre-stripped AC pigtail leads. Includes test switch and AC-on indicator. Battery Type: Sealed Lead Acid Input: Dual 120/277 voltageOperating Temperature Range : 20°C to 50°CWeight: 14.36Catalog NumberINPUT WATTS(W)INPUT AMPS (A)120V277V120V277VCRU11110.110.04ACRURC18180.170.07AMAXIMUM POWER CONSUMPTIONORDERING GUIDECATALOG #Accessories (Order Separately)CRHOOutdoor Remote for ChicagoCRHI Indoor Remote for ChicagoCRUModelRemote CapacityCRUChicago Steel Recessed UnitBlank27 WattsRC50 Watts (Remote Capacity)Indoor Remote HeadOutdoor Remote HeadDIMENSIONS25 9/16” 2313/16”1213/16”515/16”213/16”45/16”CRU RUNTIME CHARTCATALOG NUMBERDC VOLTSSTANDARD LAMPREMOTE CAPACITYREMOTE WATTSTOTAL WATTS FOR:1 1/2 HOURS2 HOURS120V277VCRU612WNo027---CRURC 612WYes2650372411
https://cdn.currentlighting.com/site/specsheet/law.pdf | lighting | currentlighting.com/columbialighting© 2022 HLI Solutions, Inc. All rights reserved. Information and specifications subject to change without notice. All values are design or typical values when measured under laboratory conditions.Page 1 of 4 Rev 07/11/22LAW_SPEC_R01CONSTRUCTIONHousing, end plates, and wireway are formed from code-gauge steel.SHIELDING100% acrylic prismatic with interior overlay for smooth appearance without pixelation.FINISHWhite painted parts are treated with a five-stage phosphate bonding process and finished with high reflectance baked enamel. For a post-painted housing finish select PAF option.ELECTRICALLong-life LEDs are rated for 50,000 hours at L70 lumen maintenance. Driver options include fixed output for on/off function, step dimming (high/low/off), or continuous 0-10V dimming.CERTIFICATIONAll luminaires are built to UL 1598 and 2108 standards, and bear appropriate CSA labels. Damp location labeling is standard. CSA certified to UL 924 standards with battery pack option. Adheres to LM79, LM80, and TM21 industry standards. DLC® (DesignLights Consortium) Qualified. Please refer to the DLC website for specific product qualifications at www.designlights.org.WARRANTYFive year warranty (Terms and Conditions apply). EXAMPLE LAW4-35ML-EUFEATURES• LED Wraparound• Long life 60,000 hour LEDs at L80 for reduced maintenance• Four LED color choices and 80 CRI• 2' Size offers four lumen packages• 4' Size offers seven lumen packages• Optional integral emergency battery pack• Heavy gauge steel housing, die embossed for maximum rigidity• White steel end plates• Diffuser features flat bottom and vertical sides• Interior overlay for smooth appearance without pixelation• Hinges from either side• LED boards and driver accessible for future maintenance or upgrades• Modular replaceability of LED components• Surface mount or stem suspended• DLC® (DesignLights Consortium) Qualified - see www.designlights.org• Five year warrantyLAWOPTIONSELL14 Emergency Battery Pack Installed, 1400 Lumens1, 2GLR Fast Blow FusePAF Paint After FabricationCOLOR TEMP30 3000K35 3500K40 4000K50 5000K––MODELLAW LED Wraparound–SIZE2 2'4 4'DRIVERE Fixed OutputESD Step DimmingED 0-10V DimmingED1 0-10V 1% DimmingLUTH Hi-lume 1% EcoSystem LED driver with Soft-on, Fade-to-Black dimming technologyVOLTAGEU 120V-277V347 347V (E,ED,ED1 only)ACCESSORIES (ORDER SEPARATELY)S18 18" Stem, CanopySS18 18" Swivel Stem - 45° SwivelLUMEN OUTPUTXW Extra Low WattVW Very Low WattMW Medium Low WattLW Low WattML Medium LumenHL High LumenVL Very High LumenORDERING INFORMATION1 For compatibility with Dual-Lite LiteGear® inverters in lieu of installed battery pack, contact your representative.2 Only available in 4 ft.LAW85/16" Wide Low Profile Wraparound / LEDCatalog No.Project NameTypeDatePROJECT INFORMATIONcurrentlighting.com/columbialighting© 2022 HLI Solutions, Inc. All rights reserved. Information and specifications subject to change without notice. All values are design or typical values when measured under laboratory conditions.Page 2 of 4 Rev 07/11/22LAW_SPEC_R01Product Availability Lumen PackageLumens Input WattsLPWLAW2-30LW-EU255724106LAW2-35LW-EU264424110LAW2-40LW-EU268524111LAW2-50LW-EU275624114LAW2-30ML-EU318728113LAW2-35ML-EU329528116LAW2-40ML-EU334628118LAW2-50ML-EU343528121LAW2-30HL-EU357232111LAW2-35HL-EU369432115LAW2-40HL-EU375132116LAW2-50HL-EU385132120LAW2-30VL-EU434741106LAW2-35VL-EU449541109LAW2-40VL-EU456541111LAW2-50VL-EU468741114LAW4-30XW-EU229219122LAW4-35XW-EU237019126LAW4-40XW-EU240619128LAW4-50XW-EU247019131LAW4-30VW-EU318727120LAW4-35VW-EU329527124LAW4-40VW-EU334627126LAW4-50VW-EU343527129LAW4-30MW-EU360731118LAW4-35MW-EU373031122LAW4-40MW-EU378731124LAW4-50MW-EU388831127LAW4-30LW-EU426437114LAW4-35LW-EU440937118LAW4-40LW-EU447737120LAW4-50LW-EU459737123LAW4-30ML-EU474743111LAW4-35ML-EU490843115LAW4-40ML-EU498443117LAW4-50ML-EU511743120LAW4-30HL-EU544251107LAW4-35HL-EU562751111LAW4-40HL-EU571451112LAW4-50HL-EU586751115LAW4-30VL-EU673758116LAW4-35VL-EU696658119LAW4-40VL-EU707458121LAW4-50VL-EU726358125LAW85/16" Wide Low Profile Wraparound / LEDcurrentlighting.com/columbialighting© 2022 HLI Solutions, Inc. All rights reserved. Information and specifications subject to change without notice. All values are design or typical values when measured under laboratory conditions.Page 3 of 4 Rev 07/11/22LAW_SPEC_R01INDOOR CANDELA PLOTZONAL LUMEN SUMMARYZoneLumensLampFixt.0-30167933.733.70-40262052.652.60-60393478.978.90-90464093.193.10-1804984100.0100.0ZONAL LUMEN SUMMARYZoneLumensLampFixt.0-30192133.633.60-40299852.552.50-60450478.878.80-90531493.093.00-1805715100.0100.0ENERGY DATATotal Luminaire Efficiency100.0Total Lumens per Watt117ANSI/IESNA RP-1-2004 ComplianceNoncompliantComparative Yearly Lighting Energy Cost per 1000 Lumens$2.07 based on 3000 hrs. and $0.08 per KWHENERGY DATATotal Luminaire Efficiency100.0Total Lumens per Watt112ANSI/IESNA RP-1-2004 ComplianceNoncompliantComparative Yearly Lighting Energy Cost per 1000 Lumens$2.14 based on 3000 hrs. and $0.08 per KWHLuminaire LAW4-40ML-EULAW LED Low Profile Wraparound, Wraps4' Low Profile LED WraparoundBallastOT50W/PRG1400C/UNV/DIM-1/LBallast Factor1.00LampLEDFixture Lumens4984Watts42.70MountingSurfaceShielding Angle0º = 90 90º = 90Spacing Criterion0º = 1.21 90º = 1.07Luminous Opening in FeetLength: 4.00 Width: 0.75 Height: 0.08LUMINAIRE DATALuminaire LAW4-40HL-EULAW LED Low Profile Wraparound, Wraps4' Low Profile LED WraparoundBallastOT50W/PRG1400C/UNV/DIM-1/LBallast Factor1.00LampLEDFixture Lumens5715Watts50.80MountingSurfaceShielding Angle0º = 90 90º = 90Spacing Criterion0º = 1.21 90º = 1.07Luminous Opening in FeetLength: 4.00 Width: 0.75 Height: 0.08LUMINAIRE DATAINDOOR CANDELA PLOTPHOTOMETRIC DATATest# 18665 Test Date 4/3/2017Test# 18653 Test Date 3/7/2017Test# 18656 Test Date 3/7/2017ZONAL LUMEN SUMMARYZoneLumensLampFixt.0-30112933.733.70-40176652.852.80-60267079.879.80-90311393.093.00-1803346100.0100.0ENERGY DATATotal Luminaire Efficiency100.0Total Lumens per Watt118ANSI/IESNA RP-1-2004 ComplianceNoncompliantComparative Yearly Lighting Energy Cost per 1000 Lumens$2.00 based on 3000 hrs. and $0.08 per KWHLuminaire LAW2-40ML-EULAW LED Low Profile Wraparound, Wraps2' Low Profile LED WraparoundBallastOT30W/PRG1050C/UNV-DIM-1Ballast Factor1.00LampLEDFixture Lumens3346Watts28.30MountingSurfaceShielding Angle0º = 90 90º = 90Spacing Criterion0º = 1.19 90º = 1.10Luminous Opening in FeetLength: 4.00 Width: 0.67 Height: 0.08LUMINAIRE DATAINDOOR CANDELA PLOTHoriz 0-180800 1600 800 1600 01530459075601051201801651501350.045.090.0Horiz 0-180120024001200240001530459075601051201801651501350.045.090.0Horiz 0-180140028001400280001530459075601051201801651501350.045.090.0LAW85/16" Wide Low Profile Wraparound / LEDcurrentlighting.com/columbialighting© 2022 HLI Solutions, Inc. All rights reserved. Information and specifications subject to change without notice. All values are design or typical values when measured under laboratory conditions.Page 4 of 4 Rev 07/11/22LAW_SPEC_R01NOTE: All dimensions are in inches; dimensions and specifications are subject to change without notice. Please consult factory or check sample for verification.S18 Stem HangerRecommended Stem Hanging Arrangement4' Fixtures2¾"423/8"48"48"STEM MOUNTINGDIMENSIONAL DATA85/16"Ceiling1/16"213/16"A: 5⁄16" Diameter Mounting HolesB: 7⁄8" Diameter KnockoutsC: 2" Diameter Knockouts1¾"24"1"48"24"1"2"1"2"1"1"1¾"1¾"1¾"1"ABABBCABABBBC2"2"1"12"LAW85/16" Wide Low Profile Wraparound / LED
https://cdn.currentlighting.com/site/specsheet/COL_RLB_spec.pdf | lighting | RLBREVERIE™ DECORATIVE LOW BAYPage 1 of 7 Rev 11/09/23COL_RLB_spec_R07currentlighting.com/columbialighting© 2023 HLI Solutions, Inc. All rights reserved. Information and specifications subject to change without notice. All values are design or typical values when measured under laboratory conditions.FEATURES• Three photometric distributions: Medium, Narrow and Aisle/Stack • Available in 4' or 8' standard lengths• Optional integral emergency battery pack for backup-required applications• Uninterrupted ribbon of light for single or row mount applications • Optional SpectraSync™ offers two modes of tunable white solutions and integrates seamlessly into a variety of control systems• NX Lighting Controls provides options for standalone and networked integrated sensor with wired or wireless connectivity for NX system deploymentsDATE:LOCATION:TYPE:PROJECT:CONSTRUCTION• Heavy gauge steel housing, die embossed for maximum rigidity• Housing and wireway are formed from code-gauge steel• Injection molded ABS material end caps standard• White painted parts are treated with a five-stage phosphate bonding process and finished with high reflectance baked enamelOPTICS• Frosted, snap-on diffuser for aesthetically pleasing performance• Three photometric distributions: Medium, Narrow and Aisle/Stack ELECTRICAL• Long-life LEDs are rated for 60,000 hours at L80 lumen maintenanceColor Tuning TechnologyCERTIFICATIONS (CONTINUED)• NX is available in U.S., Canada and Mexico. For other locations consult factory• The DTS, Dimming Bypass Module, is for emergency circuit control loads including sensors and wireless systems CSA certified to UL 924. See page 6 for wiring diagram.• This product qualifies as a “designated country construction material” per FAR 52.225-11 Buy American-Construction Materials under Trade Agreements effective 06/01/2020.WARRANTY• 5 year warrantySPECIFICATIONSCONTROLS • DLC 5.1 LLC: Integrated/embedded networked lighting controls, luminaire-level lighting control (LLLC)CERTIFICATIONS• Built to UL 1598 and 2108 standards and bear appropriate cCSAus labels • Damp Location labeling is standard• CSA certified to UL 924 standards with battery pack or DTS (Dimming Bypass Module) options• Adheres to LM79, LM80, and TM21 industry standards• DLC® (DesignLights Consortium) Qualified, with some Premium Qualified configurations. Please refer to the DLC website for specific product qualifications at www.designlights.orgKEY DATALumen Range3949–24,190Wattage Range33–94Efficacy Range (LPW)114–120Rated Life (Hours)L80/60,000CONTROLS TECHNOLOGYCATALOG #:Built toUL 924StandardsSee Certiﬁcation SpeciﬁcationsBUY AMERICANSOLUTIONSRLBREVERIE™ DECORATIVE LOW BAYPage 2 of 7 Rev 11/09/23COL_RLB_spec_R07currentlighting.com/columbialighting© 2023 HLI Solutions, Inc. All rights reserved. Information and specifications subject to change without notice. All values are design or typical values when measured under laboratory conditions.ORDERING GUIDERLB–– FA––Model 1SizeCRIColor TempDelivered Lumens 3ShieldingDistributionUplight (Nominal Lumens) 4, 5, 6RLBReverie™ Decorative Low Bay44'88'Blank>809>90303000K353500K404000K505000K2750T2700K-5000K SpectraSync™ Tunable White 22765T2700K-6500K SpectraSync™ Tunable White 2LL4' (3949)8' (7898)LLHE4' (4057)8' (8114)LM4' (5688)8' (11,376)LMHE 4' (5888)8' (11,776)LH4' (7530)8' (15,060)LHHE4' (7828)8' (15,656)LV4' (9507)8' (19,014)LVHE4' (9705)8' (19,410)LX4' (11,357)8' (22,714)LXHE4' (11,644) 8' (23,288)FAFrosted AcrylicMMediumNNarrowAAisle/StackBlank No UplightU11000U22000U33000U44000–DriverVoltageOptionsControl Options 21EFixed OutputED0-10V DimmingED10-10V 1% DimmingEDD0-10V Dim-to-Off 7ESDStep Dimming 8DALIP Powered by DALI (for use with NXCS sensor only)U120–277V347347V480 480V 9ELL14Emergency Battery Pack, 1400 Lumens 10GTDGenerator Transfer Device 11DTSDimming Bypass Module 12ATSDAuxilary Transfer Switch 11 GLRFast Blow FuseC6TL156' - Cord and Twist -Lock Plug 15 A (Add Voltage 1=120-, 2=277)C6TL20 6' - Cord and Twist -Lock Plug 20 A (Add Voltage 1=120-, 2=277)C6P1516' - Cord and Straight Blade Plug 15 A (Voltage = 120)EOREnd of Row 13, 14, 15, 16INTIntermediate 13, 14, 15, 16, 17LBCLED Branch Circuit WiringSSP1010kVA Surge Suppression ProtectionMSTMASTER fixture that controls one or more SATELLITE fixtures in a continuous row application 13, 14, 15, 18, 19, 20SATSATELLITE fixture controlled by MASTER fixture in a continuous row application 13, 14, 15, 19, 20NX Connect WirelessNXCSNX Connect NXC-WIZ20 Wireless Indoor Occupancy & Photocell Sensor 22, 23, 24, 25NX Networked – WiredNXENX Wired Dual RJ45 SmartPORTS , without SensorNXEOMNX Wired Dual RJ45 SmartPORTS and Integral NXSMP2-OMNI PIR Occupancy Sensor with Automatic Dimming Photocell and Bluetooth ProgrammingNX Networked – WirelessNXWNX Networked Wireless Radio Module NXRM2 and Bluetooth Programming, without SensorNXWOMNX Networked Wireless Enabled Integral NXSMP2-OMNI PIR Occupancy Sensor with Automatic Dimming Photocell and Bluetooth ProgrammingExample: RLB4–35LV–FAN– EDUCATALOG #DATE:LOCATION:TYPE:PROJECT:CATALOG #:AccessoriesRLBWG44' Wire GuardS1818" Stem, CanopySS1818" Swivel Stem–45° SwivelCM24SCF3-KIT24" Adjustable Cable Mounting Kit, 3-wire feed CM48SCF3-KIT48" Adjustable Cable Mounting Kit, 3-wire feed Notes:1Through wiring is limited to maximum 25°C when surface mounted 2Not available with HE lumen outputs3See Delivered Lumens section for additional lumen output information. High efficacy versions designated with “HE”4Not available in surface mount 5Not available with 2750T or 2765T6Nominal lumens listed are per 4'. See additional detail on page 3 for further uplight detail7Not available with uplight8Not available on LV, LVHE, LX or LXHE lumen outputs9Contact local your Lighting representative for compatibilities10LX, LXHE limited to 25°C. LV, LVHE limited to 30°C11GTD and ATSD available for universal voltage and fixed output driver options only12For emergency circuit control loads including sensors and wireless systems CSA certified to UL 924. Only available with 0-10V drivers. Universal voltage only. See page 6 for wiring diagram13Not available with DTS, GTD, or ATSD14All fixtures in a row must be the same driver type and voltage15Includes quick-connect wiring harness16A row-connector kit will be included with each fixture when EOR or INT is selected17Suspension support required at every fixture coupling; see Mounting Accessories Guide18MST option not available with INT row position19Multiple SAT fixtures can be controlled by one MST fixture. Any one SAT fixture can have no more than one connected MST fixture20NX is supported for this application; consult brand for use with other controls systemsNX In-Fixture Control Options:21Only available with ED and ED1 drivers. Universal voltage onlyNX Connect Wireless22Not available with 347V or 480V23NX Connect devices can be configured using the NX Connect Mobile App, available on Apple App Store24NX Connect devices are not compatible with NX Wireless and NX Wired Options25Only available with DALIP driver optionRLBREVERIE™ DECORATIVE LOW BAYPage 3 of 7 Rev 11/09/23COL_RLB_spec_R07currentlighting.com/columbialighting© 2023 HLI Solutions, Inc. All rights reserved. Information and specifications subject to change without notice. All values are design or typical values when measured under laboratory conditions.CONTROLSNX Lighting Controls:Supports both indoor and outdoor applications in a variety of deployment options- wired, wireless, hybrid. Integrates with and enables a wide array of luminaires including those with SpectraSync Color Tuning Technology.NX INTEGRATED CONTROLS REFERENCENX OptionSensorNetworkableSchedulingOccupancyDaylight Harvesting0–10V DimmingOn/off ControlBluetooth® App ProgrammingNX StandaloneNXOSNXSMP-OMNINoYesYesYesYesYesYesNXSPHNXSMP-HMONoYesYesYesYesYesYesNX Networked – WiredNXEN/AYesYesNoNoYesYesRequires a NXBTC¹NXEOMNXSMP2-OMNI-XXYesYesYesYesYesYesYesNXEHMNXSMP2-HMO-XXYesYesYesYesYesYesYesNX Networked – WirelessNXOWMNXSMP2-OMNI-XXYesYesYesYesYesNoYesNXWLMNXSMP2-LMO-XXYesYesYesYesYesYesYesNXW2 N/AYesYesNoNoYesYesYesNX Networked – Wired/Wireless HybridNXSWDNXSMP-SMIYesYesYesYesYesYesYesNXWDN/AYesYesNoNoYesYesRequires a NXBTC1,21NXBTC needs to be plugged into an available NX SmartPORT™ on the fixture network2To program NXW option, need to consult factory. If connected to an area controller, programming can be done from thatSPECTRASYNC COLOR TUNING TECHNOLOGYModeKelvin RangeDescriptionTunable White2700K-5000K2700K-6500KOffers users the ability to tailor CCT to their personal preference, enhancing task visibility, material and colors or the aesthetics of the spaceColor Tuning TechnologySpectraSync™ Color Tuning Technology:Control your space based on the needs of the application, specific activities throughout theday and preferences of the occupants with distinct SpectraSync™ Color Tuning Technologies.DELIVERED LUMENS — UPLIGHTRLB 4' RLB 8'Uplight OptionDelivered LumensWattsDelivered LumensWattsU1100010200020U2200020400040U3300030600060U4400040800080RLB Uplight offering includes 4 options: 1000, 2000, 3000, and 4000 lumens per 4'. 1 LED uplight board is supplied per 1000 lumens. Example: if U4 is ordered on an 8' fixture, 4 boards would be provided per 4' , so the total number of uplight boards is 8.For further clarification or questions, please contact factory. RLBREVERIE™ DECORATIVE LOW BAYPage 4 of 7 Rev 11/09/23COL_RLB_spec_R07currentlighting.com/columbialighting© 2023 HLI Solutions, Inc. All rights reserved. Information and specifications subject to change without notice. All values are design or typical values when measured under laboratory conditions.DELIVERED LUMENSDATE:LOCATION:TYPE:PROJECT:CATALOG #:Catalog #COLOR TEMPDELIVERED LUMENSWATTSLPWRLB4-LL-FAM-EDU3000K394932.81203500K402032.81204000K407132.81205000K420632.8120RLB4-LM-FAM-EDU3000K5688511123500K5790511124000K5864511125000K605851112RLB4-LH-FAM-EDU3000K753063.31193500K766663.31194000K776363.31195000K801963.3119RLB4-LV-FAM-EDU3000K950783.41143500K967883.41144000K980283.41145000K1012583.4114RLB4-LX-FAM-EDU3000K1135794.41203500K1156194.41204000K1170994.41205000K1209594.4120RLB8-LL-FAM-EDU3000K789865.61203500K804065.61204000K814365.61205000K841165.6120RLB8-LM-FAM-EDU3000K11376102.41123500K11581102.41124000K11729102.41125000K12115102.4112RLB8-LH-FAM-EDU3000K15060126.41193500K15331126.41194000K15527126.41195000K16039126.4119RLB8-LV-FAM-EDU3000K19014165.21143500K19356165.21144000K19603165.21145000K20250165.2114RLB8-LX-FAM-EDU3000K22714188.81203500K23123188.81204000K23418188.81205000K24190188.8120Medium distribution results shown below.RLBREVERIE™ DECORATIVE LOW BAYPage 5 of 7 Rev 11/09/23COL_RLB_spec_R07currentlighting.com/columbialighting© 2023 HLI Solutions, Inc. All rights reserved. Information and specifications subject to change without notice. All values are design or typical values when measured under laboratory conditions.DATE:LOCATION:TYPE:PROJECT:DIMENSIONSCATALOG #:Surface mount positions48.6"(1234.44mm)44.5"(1130.3mm)41.5"(1054.1mm)0.25" KOs0.875" KOs48.0"(1219.2mm)48.3"(1226.82mm)KOs (ALL SIZES)• 0.25" (1/4") KOs are for CM (Cable Mount) Kits• 0.875" (7/8") KOs are for wiring and stem mounting4.9"(124.5mm)8.4"(213.4mm)5.0"(127mm)5.1"(129.5mm)4' END OF ROW ASSEMBLY4' INTERMEDIATE ASSEMBLY4' SINGLE ASSEMBLYFIXTURE HEIGHT (ALL SIZES)END VIEW (ALL SIZES)4.9"(124.5mm)8.4"(213.4mm)5.0"(127mm)5.1"(129.5mm)RLBREVERIE™ DECORATIVE LOW BAYPage 6 of 7 Rev 11/09/23COL_RLB_spec_R07currentlighting.com/columbialighting© 2023 HLI Solutions, Inc. All rights reserved. Information and specifications subject to change without notice. All values are design or typical values when measured under laboratory conditions.DIMENSIONS, CONTINUED96.6"(2453.6mm)71"(1803.4mm)92.5"(2349.5mm)1.5"(38.1mm)0.25" KOsSurface mount positions0.875" KOs96.5"(2451.1mm)96.0"(2438.4mm)DATE:LOCATION:TYPE:PROJECT:CATALOG #:8' SINGLE ASSEMBLY8' INTERMEDIATE ASSEMBLY8' END OF ROW ASSEMBLYADDITIONAL INFORMATION DTS Integration GuideDTS WIRING DIAGRAM (0–10V DIMMING DRIVER SHOWN)DRIVERYELLOW (#5)BLACKWHITEVIOLETBLACKWHITEBLUEWHITE / BLUEVIOLETREDORANGESMALL YELLOW (CAP)UTILITY POWEREMERGENCYPOWERTESTPINKPINKWHITE/BLUEEmergency NeutralBLUEEmergency LineBLACKUtility Line (Unswitched Hot)WHITEUtility NeutralREDSwitched HotVIOLETDimmingPINKDimmingRLBREVERIE™ DECORATIVE LOW BAYPage 7 of 7 Rev 11/09/23COL_RLB_spec_R07currentlighting.com/columbialighting© 2023 HLI Solutions, Inc. All rights reserved. Information and specifications subject to change without notice. All values are design or typical values when measured under laboratory conditions.DATE:LOCATION:TYPE:PROJECT:CATALOG #:PHOTOMETRYRLB4-30LM-FAM-EDURLB4-30LH-FAN-EDURLB4-30LXHE-FAN-EDUPOLAR GRAPH POLAR GRAPH POLAR GRAPH ZONAL LUMEN SUMMARY ZoneLumens% Luminaire0–30130522.90–40212937.40–60378266.50–90524492.20–1805688100ZONAL LUMEN SUMMARY ZoneLumens% Luminaire0–30230029.90–403544460–60599577.80–90734195.30–1807701100ZONAL LUMEN SUMMARY ZoneLumens% Luminaire0–30356129.80–40549545.90–60930477.70–901140895.30–18011966100LUMINAIRE DATA Test No. 18.01764DescriptionReverie LED Low Bay, Surface Linear 8" x 48" LED with frosted acrylic medium distribution lensDelivered Lumens5688Watts51.00Efficacy112MountingPendantSpacing Criterion0º = 1.21 90º = 1.28LUMINAIRE DATA Test No. 19.00082DescriptionReverie Lowbay Linear Ambient High Lumen Output w/ 25-pct Frosted Acrylic, Narrow Distribution RefractorDelivered Lumens7701Watts63.2Efficacy112MountingPendantSpacing Criterion0º = 1.24 90º = 0.64LUMINAIRE DATA Test No. RLB4-30LXHE-FAN-EDUDescriptionReverie LED Low Bay, Surface Linear 8" x 48" LED with frosted acrylic narrow lensDelivered Lumens11,966Watts94.00Efficacy127MountingSurfaceSpacing Criterion0º = 1.24 90º = 0.65Horiz 0-180900 1800 01530459075600.045.090.0Horiz 0-1802000400001530459075600.045.090.0Horiz 0-1803100 6200 01530459075600.045.090.0
https://cdn.currentlighting.com/site/specsheet/COL_MPS_spec.pdf | lighting | DATE:LOCATION:TYPE:PROJECT:CONSTRUCTION• Housing, wireway, and ends are formed from code-gauge steel• Housing components act as heat sink for LED heat dissipation• White painted parts are treated with a five stage phosphate bonding process and finished with high reflectance baked enamelOPTICS• Available with or without frosted lensINSTALLATION• Knockouts are provided for electrical access and mountingELECTRICAL• Long-life LEDs are rated for 60,000 hours at L80 lumen maintenance• Driver options include fixed output for on/off function, step dimming (high/low/off), or continuous 0–10V dimming• Superior drivers and long-life LEDs provide quality illumination for prolonged service lifeCERTIFICATIONS (CONTINUED)• CSA certified to UL 924 standards with battery pack or DTS (Dimming Bypass Module) options• Adheres to LM79, LM80, and TM21 industry standards• The DTS, Dimming Bypass Module, is for emergency circuit control loads including sensors and wireless systems CSA certified to UL 924. See wiring diagram.• DLC® (DesignLights Consortium) Qualified, Please refer to the DLC website for specific product qualifications at www.designlights.org• Product configurations not including battery packs or controls meet federal procurement law requirements under the Trade Agreements Act (FAR 52.225-11) See Buy America(n) SolutionsWARRANTY• 5 year warrantyELECTRICAL (CONTINUED)• Drivers < 10% THD at 120V, power factor > 0.95CONTROLS• NX Lighting Controls provides options for standalone and networked integrated sensor with wired or wireless connectivity for NX system deployments• NX Connect is a standalone wireless deployment for room based applications using wireless enabled and battery operated devices• SpectraSync(TM) Color Tuning Technology offers a tunable white solution and integrates seamlessly into a variety of control systemsCERTIFICATIONS • All luminaires are built to UL 1598 standards, and bear appropriate cCSAus labels• Emergency battery pack options are California Energy Commission (CEC) Title 20 compliantCATALOG #:• Uniform end-to-end lens brightness with optional continuous row mounting that gives an uninterrupted ribbon of light• Superior color consistency within a 3-step MacAdam ellipse and greater than 80 CRI• Available in 2', 4' or 8' lengths• Optional 90 or 120 min integral emergency battery pack (CEC Title 20 Compliant)• Curved and flat acrylic and curved polycarbonate lens options or a no lens (NL) version. Wide and Narrow distributions available• Modular replaceable LED boards and driver accessible for future maintenance or upgrades• Surface mount, wall mount or suspended mountingBuilt toUL 924StandardsEnd ViewCurve LensEnd ViewFlat LensCBBCTypical Dimensions and WeightsSizes(B) Width Inches (mm)(C) Height Inches (mm)Weight lbs (kg)Curve LensFlat LensCurve LensFlat Lens2'3.11 (79)3.00 (76)3.06 (78)2.44 (62)4.0 (1.8)4'6.0 (2.7)8'12.0 (5.4)Color Tuning TechnologyNXCSNXWSM, NXESMSERVICE PROGRAMSSTOCK GUIDECatalog No.UPCDescriptionWeight (lbs)Pallet QtyDLC QPLMPS4-35ML-CW-EDU0785311387144', 80 CRI, 3500K, 4556 Lumens, Curved Frosted Acrylic Wide Distribution Lens, 0-10V Dimming Driver, 120-277V, 40W, 114 LPW, White6.156PKQ78077MPS4-35ML-FW-EDU6031349464134', 80 CRI, 3500K, 4230 Lumens, Flat Frosted Acrylic Wide Distribution Lens, 0-10V Dimming Driver, 120-277V, 31W, 134 LPW, White6.156P9P5CV62MPS4-40ML-CW-EDU0785311387214', 80 CRI, 4000K, 4614 Lumens, Curved Frosted Acrylic Wide Distribution Lens, 0-10V Dimming Driver, 120-277V, 40W, 115 LPW, White6.156P04CB2S2MPS4-40ML-FW-EDU6031349464204', 80 CRI, 3500K, 4277 Lumens, Flat Frosted Acrylic Wide Distribution Lens, 0-10V Dimming Driver, 120-277V, 31W, 135 LPW, White6.156PLLGKQUGMPS8-50ML-CW-EDU0785311387528', 80 CRI, 5000K, 9532 Lumens, Curved Frosted Acrylic Wide Distribution Lens, 0-10V Dimming Driver, 120-277V, 80W, 119 LPW, White13.656PSCRMP7LCSHC078531000868Chain Hanging Assembly - (2) 14" Chains and V-Hooks0.2N/AN/Acurrentlighting.com/columbialighting© 2024 HLI Solutions, Inc. All rights reserved. Information and specifications subject to change without notice. All values are design or typical values when measured under laboratory conditions.Page 1 of 12 Rev 02/07/24COL_MPS_spec_R09MPSMULTIPURPOSE LINEARFEATURESSPECIFICATIONSCONTROLS TECHNOLOGY= Service Program Limit of 150 LuminariesGray ShadingExample: MPS4–40ML–CW–EDUDATE:LOCATION:TYPE:PROJECT:CATALOG #:MPS–––ModelSize 1CRIColor TempNominal LumensLensDistributionDriver 4MPSMultiPurpose Linear22'44'88'Blank>80990303000K353500K404000K505000K2765T 2700K–6500K SpectraSync™ Tunable White 2XW4' (2600), 8' (5200)VW2'(1600), 4'(3300), 8' (6600)MW2'(2200), 4'(3600), 8' (7200)LW2'(2400), 4'(4000), 8' (7900)ML2'(3400), 4'(4500), 8' (8900)HL2'(3700), 4'(5800), 8' (11,500)VL4' (6800), 8' (13,500)XL4' (7,800), 8' (15,500)CCurve, Frosted AcrylicFFlat, Frosted AcrylicNLLess LensCPCurve, Frosted PolycarbonateNNarrow Distribution 3WWide DistributionEFixed OutputED0-10V DimmingED10-10V 1% DimmingEDD0-10V Dim-to-OffESDStep Dimming 5LUTHHi-lume 1% EcoSystem LED driver with Soft-on, Fade-to-Black dimming technology 5, 6DALIPPowered by DALI 5––VoltageOptionsControl Options 13, 23, 24, 25U120V-277V347347V (E, ED, ED1 only)ELL1410W Emergency Battery Pack (CEC Title 20 Compliant) Installed 5, 7, 8, 9ELL14H29W Emergency Battery Pack (CEC Title 20 Compliant) Installed, 2-Hour Run Time 5, 7, 8, 9, 10GLRFast Blow FuseGTDGenerator Transfer Device 5, 11DTSDimming Bypass Module 5, 12MPSCEInjection Molded ABS Material Curve Endcap 13MPSCE-MB Injection Molded ABS Material Curve Endcap, Matte Black 14MPSFEInjection Molded ABS Material Flat Endcap 13MPSFE-MBInjection Molded ABS Material Flat Endcap, Matte Black 14MBMatte BlackSLVSilverPAFPainted After FabricationMSTMASTER fixture that controls one or more SATELLITE fixtures in a continuous row application 15, 16, 17, 18, 19, 20, 21SATSATELLITE fixture controlled by MASTER fixture in a continuous row application 16, 17, 18, 19, 20, 21INTIntermediate (provides ends with wiring access for continuous row mounting) 20, 21, 22EOREnd of Row (provides end wiring access for continuous row mounting) 20, 21, 22NX Lighting ControlsNetworked WirelessNXWNX Networked Wireless Radio Module NXRM2 and Bluetooth Programming, without Sensor 26, 27NXWSMNX Networked Wireless Enabled Integral NXSMP2-SMI PIR Occupancy Sensor with Automatic Dimming Photocell and Bluetooth Programming 26, 27Networked WiredNXENX Wired Dual RJ45 SmartPORTS , without Sensor 26, 27NXESMNX Wired Dual RJ45 SmartPORTS & Integral NXSMP2-SMI PIR Occupancy Sensor with Automatic Dimming Photocell and Bluetooth Programming 26, 27Independent ControlNXCSNX Connect NXC-WIZ20 Wireless Indoor Occupancy & Photocell Sensor 5, 28, 29BTSLBluetooth Programmable, BTSMP-LMI PIR Occupancy Sensor with Automatic Dimming Photocell and 360° Lens 26, 27Other Lighting ControlsNetworked WirelessLVRLutron Vive Integral Fixture Control DFCSJ-OEM-RF (RF only) 5, 28, 29, 30LVSLutron Vive Integral Fixture Control DFCSJ-OEM-OCC (RF with daylight and occupancy sensing) 5, 28, 29, 30AWNRLutron Athena Integral Fixture Control A-WN-DO1-RF-WH (RF only) 5, 26, 29Independent ControlODPGOccupancy and Daylight Sensors w/ Grouping, Philips SNS200 5, 28, 29ZLS05Occupancy & Daylight Sensor, Leviton ZLS05 5, 26, 29Notes:1Refer to Row Mount Ordering Instructions for Continuous Row applications2Refer to SpectraSync and NX Availability table3Only available with Curve, Frosted Acrylic lens option4Dimming curves may vary dependent upon lumen output and driver option chosen Separate dimming circuits are recommended if multiple driver options are chosen5Not available in 347V6Not available with VL or XL lumen packages7To determine lumen output in emergency mode, multiply the battery pack wattage by the fixture lumens per watt (LPW)8Not available with 2ft fixture. Not available with thru wire and XL lumen package on 4ft and 8ft fixtures9Emergency battery pack ambient temperature: 0°C min, 25°C max10Not available for use in Canada11Only available with E, Fixed Output driver option12For emergency circuit control loads including sensors and wireless systems CSA certified to UL 924. See wiring diagram. Cannot be combined with SpectraSync or Controls options in 2ft fixture13PAF option included when this option is chosen14Only available with MB or ZT finish optionsContinuous Row Options15Not available with INT option16One MST fixture can control multiple SAT fixtures but a SAT fixture can only be controlled by one MST fixture17Consult factory for NX Lighting Controls applications18Not available with LUTH19Not available with DTS or GTD20All fixtures in a continuous row application must use the same driver type and voltage21Quick connect wiring harness included22Suspension support required at every fixture coupling, see Mounting Accessories GuideAll Controls23Control Options include injection molded ABS end cap24Dry location rated only25Minimum ambient temperature: 0°C (32°F)NX Lighting Controls26Only available with ED, ED1 or EDD driver options27Not available in 2ft when combined with SpectraSyncOther Lighting Controls Options28Only available with DALIP driver option29Not available with SpectraSync30Vive is a trademark of Lutron Electronics Co., Inc.currentlighting.com/columbialighting© 2024 HLI Solutions, Inc. All rights reserved. Information and specifications subject to change without notice. All values are design or typical values when measured under laboratory conditions.Page 2 of 12 Rev 02/07/24COL_MPS_spec_R09MPSMULTIPURPOSE LINEARORDERING GUIDEDATE:LOCATION:TYPE:PROJECT:CATALOG #:AccessoriesS1818" Stem, CanopySS1818" Swivel Stem—45° SwivelCM24SCF3-KIT24" Adjustable Cable Mounting Kit, 3-wire feed 27CM48SCF3-KIT48" Adjustable Cable Mounting Kit, 3-wire feed 27CM24NF-KITSingle Point Non-Feed Cable Mount with Canopy, Single-24" 27CM48NF-KITSingle Point Non-Feed Cable Mount with Canopy, Single-48" 27CSHCChain Hanger AssemblyMPSZTZip Tee Hanger - 1 1/2" Spacer on T-Bar CeilingMPSTHSlide Tong HangerMPSCRK-CContinuous Row Kit, CurveMPSCRK-FContinuous Row Kit, FlatMPSWG22' Wire GuardMPSWG44' Wire Guard, two Required for 8' FixtureMPSCEInjection Molded ABS Material Curve EndcapMPSCE-MBInjection Molded ABS Material Curve Endcap, Matte BlackMPSFEInjection Molded ABS Material Flat EndcapMPSFE-MBInjection Molded ABS Material Flat Endcap, Matte BlackREFL-MPS4 STL SLD W164' Symmetric Reflector SolidREFL-MPS4 STL SLTD W164' Symmetric Reflector SlottedREFL-MPS4 STL SLD ASYMW16 4' Asymmetric Reflector SolidCBL-HB-120-6Y-PAD10ft Adjustable 10' aircraft cable Y hanger paddle ends (1 pair)CONTINUOUS ROW MOUNT EXAMPLE GUIDEContinuous Row LengthMPS4MPS8MPSCRK-*CM**SCF*-KITCM**NF-KIT12' — Option 11111112' — Option 23021116' — Option 10211116' — Option 22121232' — Option 10432132' — Option 223421SYMMETRIC REFLECTORSASYMMETRIC REFLECTORSREFL-MPS4 STL SLD W16 4" Symmetric Reflector SolidREFL-MPS4 STL SLD ASYM W16 4" Asymmetric Reflector Solidcurrentlighting.com/columbialighting© 2024 HLI Solutions, Inc. All rights reserved. Information and specifications subject to change without notice. All values are design or typical values when measured under laboratory conditions.Page 3 of 12 Rev 02/07/24COL_MPS_spec_R09MPSMULTIPURPOSE LINEARORDERING GUIDE (CONTINUED)DATE:LOCATION:TYPE:PROJECT:CATALOG #:STANDARD EFFICACY PERFORMANCE TABLEFIXTURECOLORLENSDISTRIBUTIONLUMENS INPUT WATTSLPWMPS4-XW3500KCURVEWIDE 2,544 18.1141CURVENARROW 2,490 18.1138FLATWIDE 2,460 18.1136No Lens 2,719 18.11504000KCURVEWIDE 2,573 18.1142CURVENARROW 2,518 18.1139FLATWIDE 2,488 18.1137No Lens 2,750 18.1152MPS4-VW3500KCURVEWIDE 3,223 23.6137CURVENARROW 3,221 23.6137FLATWIDE 3,073 23.5131No Lens 3,454 23.61464000KCURVEWIDE 3,258 23.6138CURVENARROW 3,256 23.6138FLATWIDE 3,107 23.5132No Lens 3,492 23.6148MPS4-MW3500KCURVEWIDE 3,541 26.7133CURVENARROW 3,504 26.7131FLATWIDE 3,453 26.8128No Lens 3,811 26.71434000KCURVEWIDE 3,580 26.7134CURVENARROW 3,543 26.7133FLATWIDE 3,491 26.8130No Lens 3,853 26.7144MPS4-LW3500KCURVEWIDE 3,878 27.3142CURVENARROW 3,836 27.4140FLATWIDE 3,753 27.4137No Lens 4,172 27.41524000KCURVEWIDE 3,921 27.3144CURVENARROW 3,878 27.4142FLATWIDE 3,794 27.4138No Lens 4,218 27.4154MPS4-ML3500KCURVEWIDE 4,419 31.6140CURVENARROW 4,370 31.6138FLATWIDE 4,230 31.6134No Lens 4,784 31.71514000KCURVEWIDE 4,468 31.6141CURVENARROW 4,418 31.6140FLATWIDE 4,277 31.6135No Lens 4,837 31.7153MPS4-HL3500KCURVEWIDE 5,658 41.7136CURVENARROW 5,592 41.7134FLATWIDE 5,393 41.5130No Lens 5,489 41.81314000KCURVEWIDE 5,720 41.7137CURVENARROW 5,654 41.7136FLATWIDE 5,452 41.5131No Lens 5,549 41.8133MPS4-VL3500KCURVEWIDE 6,643 47.1141CURVENARROW 6,571 47.1140FLATWIDE 4,983 36.3137No Lens 7,217 47.21534000KCURVEWIDE 6,717 47.1143CURVENARROW 6,644 47.1141FLATWIDE 5,038 36.3139No Lens 7,297 47.2155MPS4-XL3500KCURVEWIDE 7,646 56.4136CURVENARROW 7,522 56.4133FLATWIDE 7,325 56.6129No Lens 8,273 56.61464000KCURVEWIDE 7,732 56.4128CURVENARROW 7,608 56.4135FLATWIDE 7,408 56.6131No Lens 8,366 56.6148MPS8-XW3500KCURVEWIDE 5,089 36.2141CURVENARROW 4,980 36.2138FLATWIDE 4,921 36.2136No Lens 5,439 36.21504000KCURVEWIDE 5,146 36.2142CURVENARROW 5,037 36.2139FLATWIDE 4,977 36.2137No Lens 5,500 36.2152currentlighting.com/columbialighting© 2024 HLI Solutions, Inc. All rights reserved. Information and specifications subject to change without notice. All values are design or typical values when measured under laboratory conditions.Page 4 of 12 Rev 02/07/24COL_MPS_spec_R09MPSMULTIPURPOSE LINEARDELIVERED LUMENSDATE:LOCATION:TYPE:PROJECT:CATALOG #:STANDARD EFFICACY PERFORMANCE TABLEFIXTURECOLORLENSDISTRIBUTIONLUMENS INPUT WATTSLPWMPS8-VW3500KCURVEWIDE 6,446 47.2137CURVENARROW 6,442 47.2136FLATWIDE 6,146 47131No Lens 6,908 47.21464000KCURVEWIDE 6,517 47.2138CURVENARROW 6,513 47.2138FLATWIDE 6,214 47132No Lens 6,984 47.2148MPS8-MW3500KCURVEWIDE 7,082 53.4133CURVENARROW 7,008 53.4131FLATWIDE 6,906 53.6129No Lens 7,622 53.41434000KCURVEWIDE 7,160 53.4134CURVENARROW 7,085 53.4133FLATWIDE 6,982 53.6130No Lens 7,706 53.4144MPS8-LW3500KCURVEWIDE 7,756 54.6142CURVENARROW 7,672 54.8140FLATWIDE 7,506 54.8137No Lens 8,344 54.81524000KCURVEWIDE 7,841 54.6144CURVENARROW 7,756 54.8142FLATWIDE 7,589 54.8138No Lens 8,436 54.8154MPS8-ML3500KCURVEWIDE 8,838 63.2140CURVENARROW 8,740 63.2138FLATWIDE 8,460 63.2134No Lens 9,568 63.41514000KCURVEWIDE 8,935 63.2141CURVENARROW 8,836 63.2140FLATWIDE 8,553 63.2135No Lens 9,673 63.4153MPS8-HL3500KCURVEWIDE 11,316 83.4136CURVENARROW 11,184 83.4134FLATWIDE 10,786 83130No Lens 10,978 83.61314000KCURVEWIDE 11,440 83.4137CURVENARROW 11,307 83.4136FLATWIDE 10,905 83131No Lens 11,099 83.6133MPS8-VL3500KCURVEWIDE 13,286 94.2141CURVENARROW 13,142 94.2140FLATWIDE 9,965 72.6137No Lens 14,433 94.41534000KCURVEWIDE 13,434 94.2143CURVENARROW 13,288 94.2141FLATWIDE 10,076 72.6139No Lens 14,594 94.4155MPS8-XL3500KCURVEWIDE 15,291 112.8136CURVENARROW 15,045 112.8133FLATWIDE 14,650 113.2129No Lens 16,545 113.21464000KCURVEWIDE 15,464 112.8137CURVENARROW 15,215 112.8135FLATWIDE 14,816 113.2131No Lens 16,732 113.2148currentlighting.com/columbialighting© 2024 HLI Solutions, Inc. All rights reserved. Information and specifications subject to change without notice. All values are design or typical values when measured under laboratory conditions.Page 5 of 12 Rev 02/07/24COL_MPS_spec_R09MPSMULTIPURPOSE LINEARDELIVERED LUMENS (CONTINUED)TEMPERATURE TABLE (C°) — 4' & 8'80 CRIE/ED/ED1ESDUED347EDDLUTSizeLumen PackageCeiling/ Surface MountPendant/ TH MountCeiling/ Surface MountPendant/ TH MountCeiling/ Surface MountPendant/ TH MountCeiling/ Surface MountPendant/ TH MountCeiling/ Surface MountPendant/ TH Mount2'VW35403540354035403540MW35403540354035403540LW35403540354035403540ML35403540354035403540HL30353035303530353035XW354535453545303530354'VW35453545354530353035MW35453545354530353035LW35453545354530353035ML35453545354530353035HL35403540354025303035VL3030303030303030——XL*2525252525252525——8'XW35453545354530353035VW35453545354530353035MW35453545354530353035LW35453545354530353035ML35453545354530353035VL3030303030303030——XL*2525252525252525——*XL not available with thru wirePROJECTED LUMEN MAINTENANCECalculation MethodAmbient Temp25,000 hrs50,000 hrs60,000 hrs *TM-21-1125C/77F0.930.860.84TM-21-2225C/77F0.930.860.84* Lumen maintenance values calculated per TM-21 using six times the LM-80 test time for the LED and in-situ thermal testing of the luminaire.DATE:LOCATION:TYPE:PROJECT:CATALOG #:currentlighting.com/columbialighting© 2024 HLI Solutions, Inc. All rights reserved. Information and specifications subject to change without notice. All values are design or typical values when measured under laboratory conditions.Page 6 of 12 Rev 02/07/24COL_MPS_spec_R09MPSMULTIPURPOSE LINEARAMBIENT TEMPERATURE RATINGSDATE:LOCATION:TYPE:PROJECT:CATALOG #:DEFAULT SETTINGSNX Wirelss & WiredOccupancy SensorEnabledOccupancy Sensor Sensitivity7 MinutesOccupancy Sensor Timeout15 MinutesOccupied Dim Level100%Unoccupied Dim Level0% (OFF)Daylight SensorDisabledBluetoothEnabled2.4GHz Wireless MeshOffPasscode Factory Passcode: HubbN3T!EnabledNX Independent - NX Connect (NXCS)Settling/Dwell Time5 secHold Time10 minGroup Hold Time10 minGrace Time-StrategyAuto ON/OFFOccupancy Sensitivity5 (highest)Occupancy IndicatorONPartial Off/Standby0%Background Level50%Task Level100%Daylight Harvesting-Low Ambient Output 250%High Ambient OutputOFFNX Independent - BTSLOccupancy SensorEnabledOccupancy Sensor Sensitivity7Occupancy Sensor Timeout8 MinutesOccupied Dim Level100%Unoccupied Dim Level0% (OFF)Daylight SensorDisabledControl Option Ordering Logic & DescriptionControl Option FunctionalityControl Option ComponentsNetworkableGroupingSchedulingOccupancy/MotionDaylight Harvesting0-10V DimmingOn/Off ControlBluetooth App ProgrammingNX WirelessNXWNX Networked Wireless Radio Module NXRM2 and Bluetooth Programming, without Sensor ✓✓✓--✓✓✓NXRM2-HNXWSMNX Networked Wireless Enabled Integral NXSMP2-LMI PIR Occupancy Sensor with Automatic Dimming Photocell and Bluetooth® Programming ✓✓✓✓✓✓✓✓NXSMP2-SMINX WiredNXENX Wired Dual RJ45 SmartPORTS , without Sensor✓✓✓--✓✓✓1NXDSPNXESMNX Wired Dual RJ45 SmartPORTS and Integral NXSMP2-SMI PIR Occupancy Sensor with Automatic Dimming Photocell and Bluetooth® Programming✓✓✓✓✓✓✓✓NXDSPNXSMP2-SMINX IndependentNXCSNX Connect NXC-WIZ20 Wireless Indoor Occupancy and Photocell Sensor-✓-✓✓✓✓✓2NXC-WIZ20BTSLBluetooth® Programmable, BTSMP-LMI PIR Occupancy Sensor with Automatic Dimming Photocell and 360° Lens---✓✓✓✓✓BTSMP-LMI1 Requires NXBTC, order separately.2 Requires use of NX Connect App available for download from Apple app store.currentlighting.com/columbialighting© 2024 HLI Solutions, Inc. All rights reserved. Information and specifications subject to change without notice. All values are design or typical values when measured under laboratory conditions.Page 7 of 12 Rev 02/07/24COL_MPS_spec_R09MPSMULTIPURPOSE LINEARNX LIGHTING CONTROLSDATE:LOCATION:TYPE:PROJECT:CATALOG #:The NX Lighting Controls App is a free to use mobile application for programming both an NX Lighting Controls System or Standalone Bluetooth Sensors. The mobile app allows you to configure devices, discover and setup wireless enabled luminaires and program your NX system settings. APP INFORMATIONCONTROLS TECHNICAL SUPPORTPRODUCT IMAGESNX Lighting Controls App1-800-888-8006 (7:00 am–7:00 pm est )Apple iOSApple iOSAndroidNXWSMNXESMNXCSThe NX Connect mobile App is a free to use mobile application for programming a NX Connect System. The mobile App allows you to discover, configure and share your NX Connect system. NX Connect AppBTSLcurrentlighting.com/columbialighting© 2024 HLI Solutions, Inc. All rights reserved. Information and specifications subject to change without notice. All values are design or typical values when measured under laboratory conditions.Page 8 of 12 Rev 02/07/24COL_MPS_spec_R09MPSMULTIPURPOSE LINEARNX LIGHTING CONTROLS (CONTINUED)DATE:LOCATION:TYPE:PROJECT:CATALOG #:COVERAGE PATTERNSNXSMP2-LMI & NXSMP2-SMI8' (2.5m)8' (2.5m)8' (2.5m)NXWSM/NXESM (NXSMP2-SMI SENSOR)NXCS (NXC-WIZ20 SENSOR)Dark: Minor motion White: Major motionPIR sensor coverage tested as defined in NEMA WD7-2011NXC-WIZ2010ft.18ft. (5.5m)24ft. (7.3m)(3m)8' (2.5m)18' (5.5m)24' (7.3m)10' (3m)NXSMP2-LMI & NXSMP2-SMI8' (2.5m)8' (2.5m)8' (2.5m)8' (2.5m)8' (2.5m)Control Option Ordering Logic & DescriptionControl Option FunctionalityControl Option ComponentsNetworkableGroupingSchedulingOccupancy/MotionDaylight Harvesting0-10V DimmingOn/Off ControlBluetooth App ProgrammingOtherODPGOccupancy sensing, daylight harvesting and task tuning in one device.1-✓-✓✓✓✓✓3SNS200LVRThe Vive integral fixture control is a radio frequency (RF) device that controls either Lutron EcoSystem or DALI drivers based on RF input from Pico remote controls, Radio Powr Savr wireless sensors, or Vive hubs. 2✓✓✓---✓-DFCSJ-OEM-RFLVS✓✓✓✓✓-✓-DFCSJ-OEM-OCCAWNRThe Athena wireless node is a radio frequency (RF) device that enables simple, digital control of individual light fixtures in an Athena control system. 3✓✓---✓✓-A-WN-D01-RF-WHAWNS✓✓✓✓✓✓✓-A-WN-D01-OCC-WH1 Philips MasterConnect App required for field configuration.2 Lutron Vive Hub required to enable Networking, Grouping and Scheduling.3 Lutron Athena Hub required to enable Networking, Grouping and Scheduling.NXSMP2-LMI & NXSMP2-SMI8' (2.5m)8' (2.5m)8' (2.5m)BTSL8' (2.5m)NXSMP2-LMI & NXSMP2-SMI8' (2.5m)8' (2.5m)8' (2.5m)8' (2.5m)8' (2.5m)currentlighting.com/columbialighting© 2024 HLI Solutions, Inc. All rights reserved. Information and specifications subject to change without notice. All values are design or typical values when measured under laboratory conditions.Page 9 of 12 Rev 02/07/24COL_MPS_spec_R09MPSMULTIPURPOSE LINEARNX LIGHTING CONTROLS (CONTINUED)OTHER LIGHTING CONTROLSDATE:LOCATION:TYPE:PROJECT:CATALOG #:Only With 80 CRIOnly With 80 CRINo Battery PackWith Battery PackSizeLumen packageCTCNXCTC+NXCTCNXCTC+NX2ftVWYYN———MWYYN———LWYYN———MLNYN———HLNYN———4ftXWYYYYYYVWYYYYYYMWYYYYYYLWYYYYYYMLYYYYYYHLYYYYYYVLNYNNYNXLNYNNYN8ftXWYYYYYYVWYYYYYYMWNYNNYNLWNYNNYNMLNYNNYNHLNYNNYNVLNYNNYNXLNYNNYNColor Tuning TechnologySPECTRASYNC COLOR TUNING TECHNOLOGYModeKelvin RangeDescriptionTunable White2700K–6500KOffers users the ability to tailor CCT to their personal preference, enhancing task visibility, material and colors or the aesthetics of the spaceColor Tuning TechnologySpectraSync Tunable WhiteRequires two 0–10V controllers, one for intensity and one for CCT. Minimum 5% dimming.To enable scheduling and for use with NX wall control preset stations please refer to NX SpectraSync technical sheet.100%Channel 1Channel 2Control Input (Vdc)Output (% of total driver current)Color Tuning Profle90%80%70%60%50%40%30%20%10%0%012345678910SpectraSync Tunable White luminaires are provided with two 0–10V circuits. The violet and pink circuit is for wiring to any qualified 0–10V controller for dimming. The violet/white and grey/white circuit is for wiring to any qualified 0–10V controller for Tunable White CCT control.Black (HOT)White (NEUTRAL)Green (GROUND)Violet (DIMMING +)Pink (DIMMING -)Violet/White (WHITE TUNE +)Pink/White (WHITE TUNE -)Controller Manufacturer DataSpectraSync Tunable White was designed to be used with sinking style dimmers (provided by others) and is compatible with: • NX Lighting Controls Room Controller (NXRC) and In-fixture Controllers (NXFM) • Lutron: DVTV, DVSTV, and NFTV dimmers • Wattstopper: ADF120277 and CD4BL (Titan) dimmersControl your space based on the needs of the application, specific activities throughout the day and preferences of the occupants with distinct SpectraSync™ Color Tuning Technologies.currentlighting.com/columbialighting© 2024 HLI Solutions, Inc. All rights reserved. Information and specifications subject to change without notice. All values are design or typical values when measured under laboratory conditions.Page 10 of 12 Rev 02/07/24COL_MPS_spec_R09MPSMULTIPURPOSE LINEARSPECTRASYNC™ COLOR TUNING TECHNOLOGYSPECTRASYNC™ AND NX AVAILABILITY TABLEDATE:LOCATION:TYPE:PROJECT:CATALOG #:MPS 2' DimensionsMPS END View - Curve LensMPS END View - FLAT LensMPS 4' Dimensions2.56"(65.02mm)2.44"(62mm)3"(76.2mm)2.56"(65.02mm)3.11"(79mm)3.06"(77.7mm)24.06"(611.1mm)22"(558.8mm)20"(508mm)16.5"(419.1mm)1.25"(31.8mm)Surface Mount Slots48.06"(1220.7mm)46"(1168.4mm)40.5"(1028.7mm)1.25"(31.8mm)44"(1117.6mm)Surface Mount Slots96.06"(2439.9mm)1.25"(31.8mm)46"(1168.4mm)40.5"(1028.7mm)44"(1117.6mm)Surface Mount Slots46"(1168.4mm)40.5"(1028.7mm)44"(1117.6mm)MPS 8' Dimensionscurrentlighting.com/columbialighting© 2024 HLI Solutions, Inc. All rights reserved. Information and specifications subject to change without notice. All values are design or typical values when measured under laboratory conditions.Page 11 of 12 Rev 02/07/24COL_MPS_spec_R09MPSMULTIPURPOSE LINEARDIMENSIONSDATE:LOCATION:TYPE:PROJECT:CATALOG #:MPS4-40ML-CN-EDUPOLAR GRAPH ZONAL LUMEN SUMMARY ZoneLumens% Luminaire0–30147233.30–40222750.40–60335975.90–90412693.30–1804423100.0LUMINAIRE DATA Test No. 21.00769Description4' Multi-Purpose Strip-Light w/ Curved,Narrow-Distribution Acrylic LensDelivered Lumens4423Watts31.6Efficacy140MountingSurfaceSpacing Criterion0º = 1.22 90º = 0.78Horiz 0-1801200 2400 1200 2400 01530459075601051201801651501350.045.090.0Horiz 0-180700 1400 700 1400 01530459075601051201801651501350.045.090.0MPS4-40ML-CW-EDUPOLAR GRAPH ZONAL LUMEN SUMMARY ZoneLumens% Luminaire0–30103623.20–40169337.90–60301067.40–90415893.00–1804469100.0LUMINAIRE DATA Test No. 21.00759Description4' Multi-Purpose Strip-Light w/ Diffuse,Curved Acrylic LensDelivered Lumens4469Watts31.6Efficacy141MountingSurfaceSpacing Criterion0º = 1.23 90º = 1.28MPS4-40ML-FW-EDUPOLAR GRAPH ZONAL LUMEN SUMMARY ZoneLumens% Luminaire0–30100623.50–40168439.40–60308972.20–90407095.10–1804279100.0LUMINAIRE DATA Test No. 21.00779Description4' Multi-Purpose Strip-Light w/ Flat,Wide-Distribution Acrylic LensDelivered Lumens4279Watts31.6Efficacy135MountingSurfaceSpacing Criterion0º = 1.26 90º = 1.45Horiz 0-180650 1300 650 1300 01530459075601051201801651501350.045.090.0DTS WIRING DIAGRAM (0–10V DIMMING DRIVER SHOWN)DRIVERYELLOW (#5)BLACKWHITEVIOLETBLACKWHITEBLUEWHITE / BLUEVIOLETREDORANGESMALL YELLOW (CAP)UTILITY POWEREMERGENCYPOWERTESTPINKPINKWHITE/BLUEEmergency NeutralBLUEEmergency LineBLACKUtility Line (Unswitched Hot)WHITEUtility NeutralREDSwitched HotVIOLETDimmingPINKDimmingcurrentlighting.com/columbialighting© 2024 HLI Solutions, Inc. All rights reserved. Information and specifications subject to change without notice. All values are design or typical values when measured under laboratory conditions.Page 12 of 12 Rev 02/07/24COL_MPS_spec_R09MPSMULTIPURPOSE LINEARPHOTOMETRY
https://cdn.currentlighting.com/site/specsheet/COL_ECH_SPEC.pdf | lighting | FEATURES• Industrial design delivers a small, lightweight fixture for ease of installation• Electrical architecture delivers industry leading efficiencies (up to 201 LPW) that translate into lowest life cycle cost• Designed for ambient temperature settings from -30ºC up to 55ºC• Offers lumen outputs up to 60,000 to accommodate various ceiling heights, fixture spacings, and application requirements• Four optical distribution available to meet any design requirement• Broad offering of integrated sensor options provide energy savings, code compliance, fixture grouping, and wireless connectivity• Optimized bulk packaging to minimize job site space requirements and ease waste removal• Uplight options available to illuminate ceiling above fixtureDATE:LOCATION:TYPE:PROJECT:CONSTRUCTION• Fixture housing is a combination of steel and aluminum for exceptional durability and heat dissipation• Fixture design provides easy access to electrical components by removal of bottom channel cover• Robust white powder coating prevents chipping and/or flaking while providing protection in more demanding environments• Access plate mounted on back of fixture providing easy access to make wiring connections • Knockouts on both ends of fixture for electrical connection optionsOPTICS• Diffuse optic options, plus wide, narrow, and aisle light distributions to meet any application requirement• Field changeable lens for maintenance and flexibilityINSTALLATION• Mounting options include Chain/Cable mount, Surface mount, and Pendant mountCERTIFICATIONS• Emergency battery pack options are California Energy Commission (CEC) Title 20 compliant• All luminaires are built to UL1598 standard• Damp location labeling is standard• UL/cUL Listed• DLC® (DesignLights Consortium) Qualified. Please refer to the DLC® website for specific product qualifications at www.designlights.org• Product configurations not including battery packs or controls meet federal procurement law requirements under the Trade Agreements Act (FAR 52.225-11). See Buy America(n) Solutions• -BAA Option: This product meets federal procurement law requirements under the Buy American Act (FAR 52.225-9). See Buy America(n) SolutionsWARRANTY• 5 year warranty. See HLI Solutions Standard Warranty for additional information.SPECIFICATIONSELECTRICAL• Light engine utilizing metal clad boards with high efficacy (up to 201 LPW), long life LEDs protect the fixtures lumen maintenance• Driver options include 3kV standard surge protection in 120–277V input or 6kV standard surge protection in 347–480V input• Power Factor >0.9 and THD <20 converts power efficiently and effectively into light• Driver options for fixed light output or 0-10V dimming down to 10% is available to customize light levelsCONTROLS• Integration of sensors (NX and Other) accomplished though knockout in bottom middle of fixture which eliminates fixture potentially blocking sensor• High-end trim, occupancy and ambient light detection with dimming available• NX Lighting Controls provides options for standalone and networked integrated sensor with wired or wireless connectivity for NX system deployments.• NX Connect is a standalone wireless deployment for room based applications using wireless enabled and battery operated devices.• DLC 5.1 LLC: Integrated/embedded networked lighting controls, luminaire-level lighting control (LLLC)CONTROL TECHNOLOGYCATALOG #:IK10Typical Dimensions and WeightsSizes(A) Length Inches (B) Width Inches (C) Height Inches Weight (lbs)113.7510.883.4610.0227.3010.883.6020.0327.3015.583.6022.0ECHELĂN*Size dependent on Lumen code. See dimensions page.SERVICE PROGRAM(-BAA Option)BCECHECHELĂN HIGH PERFORMANCE HIGH BAYcurrentlighting.com/columbialighting© 2024 HLI Solutions, Inc. All rights reserved. Information and specifications subject to change without notice. All values are design or typical values when measured under laboratory conditions.Page 1 of 13 Rev 04/01/24COL_COL_ECH_SPEC_R27ECH1–––––––ModelCRI/CCTLumen OutputOpticsDriverVoltageMountingECH1High Performance High Bay7404000K 70 CRI7505000K 70 CRI8303000K 80 CRI8353500K 80 CRI8404000K 80 CRI850 5000K 80 CRI9353500K 90 CRI940 4000K 90 CRIL099,000 lmL1212,000 lmL1515,000 lmL1818,000 lmL2424,000 lmL3030,000 lmL3636,000 lmL4848,000 lmL6060,000 lmCWNo Lens (120º)DW9Diffuse Optic Wide (120º)DN9Diffuse Optic Narrow (55º)DA9Diffuse Optic Aisle (30º)ED 0-10V DimmingEFixed OutputU6120-277V120120V277277V347347V480480VSTStandard SMSurface MountPMPendant MountORDERING GUIDEExample: ECH1-840-L24-CW-ED-U-STCATALOG #DATE:LOCATION:TYPE:PROJECT:CATALOG #:–Integrated Sensors (Leave Blank If None Needed)Options (Leave Blank If None Needed)NX Lighting ControlsNetworked WirelessNXWNX Networked Wireless Radio Module NXRM2 and Bluetooth Programming, without Sensor NXWHMNX Networked Wireless Enabled Integral NXSMP2-HMO PIR Occupancy Sensor with Automatic Dimming Photocell and Bluetooth Programming Networked WiredNXENX Wired Dual RJ45 SmartPORTS, without SensorNXEHMNX Wired Dual RJ45 SmartPORTS and Integral NXSMP2-HMO PIR Occupancy Sensor with Automatic Dimming Photocell and Bluetooth ProgrammingIndependent ControlNXCHMNX Connect NXC-WHS20 Wireless High Bay Occupancy & Photocell Sensor 8, 15WSPD360Integral WSPEMUNV PIR Occupancy Sensor with photocell and 360° Lens WSPDAIntegral WSPDEMUNV PIR Occupancy Sensor with Automatic Dimming Photocell and Aisle Lens WSPDBT360Bluetooth® Programmable, WSPDBEMUNV PIR Occupancy Sensor with Automatic Dimming Photocell and 360° LensWSPDBTABluetooth® Programmable, WSPDBEMUNV PIR Occupancy Sensor with Automatic Dimming Photocell and Aisle LensOS1360On/Off WASP2 Occupancy/Daylight Sensor, 1-relay, 360 lensOS1AOn/Off WASP2 Occupancy/Daylight Sensor, 1-relay, Aisle lensOtherIndependent ControlOSOn/Off Sensor 360º high mount sensor 7OCSOn/ Off Occupancy/ Daylight Sensor 360º high mount sensor 7ODSDimming Occupancy Sensor 360º high mount sensor 7PIPackaged IndividuallyELL2020W Emergency Battery Pack (CEC Title 20 Compliant) Installed 1, 16ELL3030W Emergency Battery Pack (CEC Title 20 Compliant) installed 17DTSDimming Bypass Module 2BAABuy American Act (FAR 52.225-9) CompliantCord OptionsF3C0066', 3 conductor cordF3C01212', 3 conductor cordF4C0066', 4 conductor cord (for ELL20 option)F4C01212', 4 conductor cord (for ELL20 option)F5C0066', 5 conductor cord (Line + dimming)F5C01212', 5 conductor cord (Line + dimming)Flexible Metal Conduit OptionsC003886', 3 wire flexible metal conduitC004886', 4 wire flexible metal conduit C005886', 5 wire flexible metal conduit Cord with Plug Options (See NEMA Table Below)C6TL156' Cord with 15A TL Plug (Only available when specifying discrete voltage codes 120 or 277) ³C6TL206' Cord with 20A TL Plug (Only available when specifying discrete voltage code 120, 277, 347 or 480) 4C6P1516' Cord with 15A straight blade plug (Only available when specifying discrete voltage code 120, 277 or 347) 5Specialty Modular Cord SetsLEACS-MC Flex + 10ft 2EA 10-LW 277/480 # 16AWG 14NEACS-MC Flex + 10ft 2EA 12-LW 277/480 # 16AWG 14Uplight (nominal lumens) 10, 11, 12, 13U11000 lumensU22000 lumensU33000 lumensU44000 lumensNotes:1ELL20 with 347/480V not available with mounting options SM and PM. 2DTS not available with 347/480V.3Only available with 120V or 277V4Only available with 120V, 277V, 347V or 480V5Only available with 120V, 277V or 347V6Cords/Plugs and Third Party Sensors not available with the U voltage code option7Third party sensor are programmable and sensors are typically side mounted.8NX Connect devices can be customized with the NX Connect app, available on the Apple® App Store. NX Connect sensors are typically bottom mounted.9DW is polycarbonate, DN and DA are acrylic10ST mounting option only11For 347/480V contact factory12Only available up to 48,000 lumens13Uplight max ambient temperature = +40°C14Only available with 277V or 480V15High mount lens provided. For low, medium, or aisle distribution order appropriate lens accessory and field change 16To determine the lumen output in emergency mode, multiply the battery pack wattage by the fixture lumens per watt (LPW)17Please consult factory on leadtime for this option= Service ProgramLimit of 400 luminaires Gray ShadingECHECHELĂN HIGH PERFORMANCE HIGH BAYcurrentlighting.com/columbialighting© 2024 HLI Solutions, Inc. All rights reserved. Information and specifications subject to change without notice. All values are design or typical values when measured under laboratory conditions.Page 2 of 13 Rev 04/01/24COL_COL_ECH_SPEC_R27ACCESSORY ORDERING GUIDEDATE:LOCATION:TYPE:PROJECT:CATALOG #:MOUNTING AND ACCESSORIESMounting OptionsDescriptionConfigurable Order Logic CodeAccessoriesStandard Chain/ Cable MountAvailable on all fixture configurations (chain not included). Y-Cable w/hook can be ordered as an accessory.ST = Standard (No chain or mounting hardware included) n/aSurface Mount (optional)Available on all fixture configurations. Attaches to structural member in ceiling. (Hardware not included.)SM = Surface MountSKU: 93165274 Description: 1/2″ Surface Mounting KitNOTE: Kit included two (2) brackets.Pendant Mount (optional)Available on all fixture configurations. Attaches to 3/4″ threaded conduit. (conduit not included).PM = 3/4″ Pendant Mount KitSKU: 93165273Description: 3/4″ Pendant Mounting KitY-Cable w/hook (optional)Use with Standard Mounting Option only. Order separately. Priced per pair. 5 ft., 10 ft., 15 ft., 20 ft. lengths availablen/a5' Y Cable/Hook: 9330231010' Y Cable/Hook: 9330231115' Y Cable/Hook: 93306699 20' Y Cable/Hook: 93306750V-Clips w/ chains (optional)Use with Standard Mounting Option only. Order separately. Priced per pair. 3 ft. length chains included.n/a93146133G WIRE GUARDSDescriptionOrdering SKUECH-Size 1 WIRE GUARD WHT-5PK93306751ECH-Size 2 WIRE GUARD WHT-5PK93306752ECH-Size 3 WIRE GUARD WHT-5PK93306753Each pack contains wire guards that cover 5 fixtures of the size indicatedNEMA PLUG TYPE TABLEVoltageTL15 15A Twist LockTL20 20A Twist LockP151 15A Straight120VL5-15PL5-20P5-15P277VL7-15PL7-20P7-15P347VN/AL24-20P24-15P480VN/AL8-20PN/AOrdering SkuOrdering Cat# LogicDescription93134999NX- WHS20_LOW_LENS_KIT_10Low Lens: 2.5m (8ft) - 10pk93135001NX- WHS20_MED_LENS_KIT_10Med Lens: 6m (20ft) - 10pk93135003NX- WHS20_HIGH_LENS_KIT_10High Lens: 12m (40ft) - 10pk93134985NX- WHS20_SNAP_AISLE_MASK_KIT_10Snap on Aisle MaskNOTE: See below for NX-WHS20 coverage patternsFIELD CHANGEABLE NX-WHS20 SENSOR ACCESSORIESREPLACEMENT PARTS REPLACEMENT LENSES & OPTICSOrdering SKUOrdering Cat# LogicFixture Optic Ordering CodeDescription93164585ECH-WIDE DIFFUSED LENS KITDWDiffuse Optic Wide (120º)93164587ECH-DN OPTIC KITDNDiffuse Optic Narrow (55º)ractors in kit93164588ECH-DA OPTIC KITDADiffuse Optic Aisle (30º)Body Size and number of lenses required: Size 1 = 2 lens = 1 kit Size 2 = 4 lens = 2 kitsSize 3 = 8 lens = 4 kitsFIELD INSTALLABLE 20W BATTERY KITS*Ordering SKUECH Body Size93313452Size 193313453Size 2, Size 3*Emergency battery pack options are California Energy Commission (CEC) Title 20 compliantECHECHELĂN HIGH PERFORMANCE HIGH BAYcurrentlighting.com/columbialighting© 2024 HLI Solutions, Inc. All rights reserved. Information and specifications subject to change without notice. All values are design or typical values when measured under laboratory conditions.Page 3 of 13 Rev 04/01/24COL_COL_ECH_SPEC_R27DATE:LOCATION:TYPE:PROJECT:CATALOG #:DELIVERED LUMENS AND ELECTRICAL CHARACTERISTICS FOR ECH1Ordering CodeDelivered Lumens120 –277V347/480VBodyCRI/CCTLumenOpticWattsLPWWattsLPW740750L09DW9,1004918651178Size 1L1212,1006618368178L1515,1008517886176L1818,200106172104175L2424,000147163144167L3030,000168179170176Size 2L3636,400212172209174L4848,000294163289166L6060,300343176336179Size 3830L09DW8,5005316056152Size 1L1211,4007215874154L1514,3009415293154L1817,200116148114151L2422,600164138161140L3028,300186152185153Size 2L3634,300232148229150L4845,200328138322140L6056,700380149372152Size 3835L09DW8,8005316656157Size 1L1211,9007216574161L1514,8009415793159L1817,800116153114156L2423,500164143161146L3029,300186158185158Size 2L3635,600232153229155L4846,900328143322146L6058,800380155372158Size 3840850L09DW9,1005317256163Size 1L1212,1007216874164L1515,1009416193162L1818.200116157114160L2424,000164146161149L3030,000186161185162Size 2L3636,400232157229159L4848,000328146322149L6060,300380159372162Size 3935L09DW7,9005314956141Size 1L1210,6007214774143L1513,2009414093142L1815,900116137114139L2421,000164128161130L3026,200186141185142Size 2L3631,800232137229139L4841,900328128322130L6052,600380138372141Size 3940L09DW8,1005315356145Size 1L1210,9007215174147L1513,5009414493145L1816,300116141114143L2421,500164131161134L3026,900186145185145Size 2L3632,600232141229142L4843,000328131322134L6053,900380142372145Size 3DELIVERED LUMENSECHECHELĂN HIGH PERFORMANCE HIGH BAYcurrentlighting.com/columbialighting© 2024 HLI Solutions, Inc. All rights reserved. Information and specifications subject to change without notice. All values are design or typical values when measured under laboratory conditions.Page 4 of 13 Rev 04/01/24COL_COL_ECH_SPEC_R27DELIVERED LUMENS (CONTINUED)Delivered Lumens for fixture with CW, DN, or DA Lens=xDelivered Lumens (in Table on Previous Page)Lumen Output MultiplierLUMEN OUTPUT MULTIPLIER FOR OPTIC ORDERING CODEOptic Ordering CodeOptic DescriptionLumen Output MultiplierCWNo Lens (120°)108%DWDiffuse Optic Wide (120°)100%DNDiffuse Optic Narrow (55°)101%DADiffuse Optic Aisle (30°)102%PROJECTED LUMEN MAINTENANCEAMBIENT TEMPERATURE RATINGSLumen CodeL09L12L15L18L24L30L36L48L60Max Ambient55°C55°C55°C55°C55°C55°C55°C55°C55°CMin Ambient-30°C-30°C-30°C-30°C-30°C-30°C-30°C-30°C-30°CCalculation MethodAmbient Temp25,000 hrs50,000 hrs60,000 hrsTM-21-1125C/77F0.960.940.9340C/104F0.950.910.90TM-21-2125C/77F0.960.940.9340C/104F0.950.910.89ECHECHELĂN HIGH PERFORMANCE HIGH BAYcurrentlighting.com/columbialighting© 2024 HLI Solutions, Inc. All rights reserved. Information and specifications subject to change without notice. All values are design or typical values when measured under laboratory conditions.Page 5 of 13 Rev 04/01/24COL_COL_ECH_SPEC_R27NX LIGHTING CONTROLSControl Option Ordering Logic & DescriptionControl Option FunctionalityControl Option ComponentsNetworkableStandalone GroupingSchedulingOccupancyDaylight Harvesting0-10V DimmingOn/Off ControlBluetooth App ProgrammingSensor HeightNX WirelessNXWNX Networked Wireless Radio Module NXRM2 and Bluetooth Programming, without Sensor ✓✓✓--✓✓✓-NXRM2-HNXWHMNX Networked Wireless Enabled Integral NXSMP2-HMO Wireless High Bay Occupancy & Photocell Sensor✓✓✓✓✓✓✓✓Max: 45ftNXSMP2-HMONX WiredNXENX Wired Dual RJ45 SmartPORTS , without Sensor✓✓✓--✓✓✓**-NXFSPNXEHMNX Wired Dual RJ45 SmartPORTS and Integral NXSMP2-HMO PIR Occupancy Sensor with Automatic Dimming Photocell and Bluetooth Programming✓✓✓✓✓✓✓✓Max: 45ftNXFSPNXSMP2-HMONX IndependentNXCHMNX Connect NXC-WHS20 Wireless High Bay Occupancy & Photocell Sensor-✓-✓✓✓✓✓*Low Max: 8ft Med. Max: 20ft High Max: 40ft NXC-WHS20WSPD360End Mounted WSPDEMUNV PIR Occupancy Sensor with Automatic Dimming Photocell and 360° Lens---✓✓✓--Max: 45ftWSPDEMUNVWSPDAEnd Mounted WSPDEMUNV PIR Occupancy Sensor with Automatic Dimming Photocell and Aisle Lens---✓✓✓--Max: 45ftWSPDEMUNVWSPDBT360End Mounted Bluetooth® Programmable, WSPDBEMUNV Occupancy Sensor with Automatic Dimming Photocell and 360° Lens---✓✓✓✓✓Max: 45ft WSPDBEMUNVWSPDBTAEnd Mounted Bluetooth® Programmable, WSPDBEMUNV Occupancy Sensor with Automatic Dimming Photocell and Aisle Lens---✓✓✓✓✓Max: 45ft WSPDBEMUNVOS1360End Mounted WSPEMUNV PIR On/Off Occupancy/Daylight Sensor with 360° Lens---✓✓-On/Off Only No Dim-Max: 45ftWSPEMUNVOS1AEnd Mounted WSPEMUNV PIR On/Off Occupancy/Daylight Sensor with Aisle Lens---✓✓-On/Off Only No Dim-Max: 45ftWSPEMUNVOther Independent ControlOSEnd Mounted LSXR PIR On/Off Sensor 360° High Mount Sensor---✓--On/Off Only No Dim-Max: 45ft LSXR6LTOCSEnd Mounted LSXR PIR On/Off Occupancy/Daylight Sensor 360° High Mount Sensor---✓✓-On/Off Only No Dim-Max: 45ft LSXR6PLTODSEnd Mounted LSXR PIR Dimming Occupancy Sensor 360° High Mount Sensor---✓-✓-Max: 45ft LSXR6HLLT * Requires use of NX Connect App available for download from Apple app store** Requires NXBTC (bluetooth programming tool), order separatelyECHECHELĂN HIGH PERFORMANCE HIGH BAYcurrentlighting.com/columbialighting© 2024 HLI Solutions, Inc. All rights reserved. Information and specifications subject to change without notice. All values are design or typical values when measured under laboratory conditions.Page 6 of 13 Rev 04/01/24COL_COL_ECH_SPEC_R27DATE:LOCATION:TYPE:PROJECT:CATALOG #:The NX Lighting Controls App is a free to use mobile application for programming both an NX Lighting Controls System or Standalone Bluetooth Sensors. The mobile app allows you to configure devices, discover and setup wireless enabled luminaires and program your NX system settings. NX Lighting Controls AppApple iOSApple iOSAndroidThe NX Connect mobile App is a free to use mobile application for programming a NX Connect System. The mobile App allows you to discover, configure and share your NX Connect system. NX Connect App1-800-888-8006 (7:00 am–7:00 pm est )APP INFORMATIONCONTROLS TECHNICAL SUPPORTPRODUCT IMAGESNXWHM / NXEHMNXCHMWSPD360 / WSPDAWSPDBT360 / WSPDBTAOS1350 / OS1AOS / OCSODSNX Wirelss & WiredOccupancy SensorEnabledOccupancy Sensor Sensitivity7 MinutesOccupancy Sensor Timeout15 MinutesOccupied Dim Level100%Unoccupied Dim Level0% (OFF)Daylight SensorDisabledBluetoothEnabled2.4GHz Wireless MeshOff"Passcode Factory Passcode: HubbN3T!"EnabledNX Independent - NX ConnectSettling/Dwell Time5 secHold Time15 minGroup Hold Time15 minGrace Time0 secStrategy-Occupancy Sensitivity5 (highest)Occupancy Indicator1 (enabled)Partial Off/Standby0%Background Level10%Task Level100%Daylight Harvesting1 (enabled)Low Ambient Output 250% (of fixtures light output)High Ambient OutputOFFDEFAULT SETTINGSCONTROLSNX Independent - WSPDBT360/WSPDBTAOccupancy SensorEnabledOccupancy Sensor Sensitivity7 MinutesOccupancy Sensor Timeout8 MinutesOccupied Dim Level100%Unoccupied Dim Level0% (OFF)Daylight SensorDisabledNX Independent - WSPD360/WSPDAOccupancy Sensor Timeout8 MinutesOccupied Dim Level100%Unoccupied Dim Level50%Full Off TimeoutDisabledDaylight SensorDisabledECHECHELĂN HIGH PERFORMANCE HIGH BAYcurrentlighting.com/columbialighting© 2024 HLI Solutions, Inc. All rights reserved. Information and specifications subject to change without notice. All values are design or typical values when measured under laboratory conditions.Page 7 of 13 Rev 04/01/24COL_COL_ECH_SPEC_R27Sensor Lens Coverage and Detection PatternsWhen Mounted at 40ft and 45ft with Standard LensNXSMP2-HMO45' Indoor Mounting Height30' Outdoor Mounting Height56' at 40' Mounting Height63' at 45' Mounting Height40' Outdoor Mounting Height45' Intdoor Mounting HeightDATE:LOCATION:TYPE:PROJECT:CATALOG #:NXCHM (NXC-WHS20 SENSOR) HIGH LENS: 12.2M (40FT)27ft Radius/54ft DiameterNXCHM (NXC-WHS20 SENSOR) LOW LENS: 2.5M (8FT)20ft Radius/40ft DiameterSensor lens coverage and detection patterns when mounted at 40ft and 45ft with Standard lensNXCHM (NXC-WHS20 SENSOR) MED LENS: 6M (20FT)30ft Radius/60ft DiameterCOVERAGE PATTERNSNXWHM (NXSMP2-HMO SENSOR)NXEHM (NXSMP2-HMO)WSPD360/WSPDA/WSPDBT360/WASDBTA/OS1360/OS1AECHECHELĂN HIGH PERFORMANCE HIGH BAYcurrentlighting.com/columbialighting© 2024 HLI Solutions, Inc. All rights reserved. Information and specifications subject to change without notice. All values are design or typical values when measured under laboratory conditions.Page 8 of 13 Rev 04/01/24COL_COL_ECH_SPEC_R27CONTROLS (CONTD.)NameDescriptionMinimum ValueMaximum ValueDefault Values for Cat Logic ChoiceOSOCSODSOccupancy Time Delay (1 Pole)The length of time the sensor will keep the lights controlled by relay 1 on at full bright after it last detects occupancy, assuming Minimum On Time has been met.30 sec30 min10 min10 min10 minOccupancy Time Delay (2 Pole)The length of time the sensor will keep the lights controlled by relay 2 on after it last detects last occupancy, assuming Minimum On Time has been met.N/A30 min10 min10 min10 minPhotocell Set-PointThe target light level (at the sensor) that is to be maintained.Auto64fcN/AN/A4fcSunlight Discount FactorValue used to improve the tracking for accuracy of a sensor with a photocell during periods of high daylight. Decreasing the value will lower the controlled level of the lights.x/1x/10N/AN/Ax/1Dimming Range Max (High Trim)The maximum output level of a sensor with dimming.Off10 VDCN/A10 VDC10 VDCDimming Range Low (Low Trim)The minimum output level to which the photocell will dim the lights.Off10 VDCN/A1 VDC1 VDCDual Zone Photocell %Relative value of photocell set-point that is used to control relay 2.110%200%N/AN/A150%Dim to Off Occupancy Time DelayAfter Occupancy Time Delay has expired, this setting specifies the amoutn of time lights are held at minimum dim before turning off.0 secNever Off0 sec0 sec0 secFUNCTIONALITY AND DEFAULT SETTINGSOTHER LIGHTING CONTROLSOS, OCS, ODS (THIRD PARTY)HIGH MOUNT 360º LENSCOVERAGE PATTERNSECHECHELĂN HIGH PERFORMANCE HIGH BAYcurrentlighting.com/columbialighting© 2024 HLI Solutions, Inc. All rights reserved. Information and specifications subject to change without notice. All values are design or typical values when measured under laboratory conditions.Page 9 of 13 Rev 04/01/24COL_COL_ECH_SPEC_R27PACKAGING/SHIPPING INFOPACKAGED INDIVIDUALLY: OPTION SELECTION PIJOB PACKAGING IS STANDARDSLEEVELAYERPALLETHeightLengthWidthNote: Packaged Individually dimensions do not change if sensor, cord, or EMBB option is added to fixtureNote: Orders less than 14 fixtures are typically sent packaged IndividuallyJOB PACK DETAILSSizeFixtures per SleeveSleeves per LayerLayers per Pallet138321833183JOB PACK PALLET QTYSPallet DimensionsSizeStandard Fixture QtyL (in) x W(in)H (in)17252 x 4239.022452 x 4239.032452 x 4254.0Packaged Individually Box DimensionsSizeLength (in)Width (in)Height (in)122.37.515.0236.57.515.0339.09.522.0JOB PACK PALLET QTYS FOR FIXTURES W/ OPTIONSFixture OptionsCordEL PackBottom SensorBottom Mt Sensor & CordSide Mt SensorSide Mt Sensor & Cord634872634848212124212421212124212421Packaged Individually Pallet Qty & DimensionsSizeQtyL (in) x W (in)Height (in)13052 x 4249.022052 x 4248.03652 x 4244.5DATE:LOCATION:TYPE:PROJECT:CATALOG #:ECHECHELĂN HIGH PERFORMANCE HIGH BAYcurrentlighting.com/columbialighting© 2024 HLI Solutions, Inc. All rights reserved. Information and specifications subject to change without notice. All values are design or typical values when measured under laboratory conditions.Page 10 of 13 Rev 04/01/24COL_COL_ECH_SPEC_R27DATE:LOCATION:TYPE:PROJECT:CATALOG #:DIMENSIONSECH SIZE 1 L09, L12, L15, L18 & L24 LUMEN OUTPUTMax Weight: 10 lbsMax Weight: 20 lbsMax Weight: 22 lbsECH SIZE 2 L30, L36 & L48 LUMEN OUTPUTECH SIZE 3 L60 LUMEN OUTPUT 27.30 in. 3.60 in. 15.58 in. 13.75 in. 40.85 in. 10.88 in. 3.60 in. 27.30 in. 13.75 in. 40.85 in. 10.88 in. 3.60 in. 27.30 in. 13.75 in. 27.30 in. 3.60 in. 15.58 in. 13.75 in. 40.85 in. 10.88 in. 3.60 in. . 40.85 in. 10.88 in. 3.60 in. 27.30 in. in. TOP VIEWFRONT VIEWFRONT VIEWFRONT VIEWSIDE VIEWSIDE VIEWSIDE VIEWTOP VIEWTOP VIEWECHECHELĂN HIGH PERFORMANCE HIGH BAYcurrentlighting.com/columbialighting© 2024 HLI Solutions, Inc. All rights reserved. Information and specifications subject to change without notice. All values are design or typical values when measured under laboratory conditions.Page 11 of 13 Rev 04/01/24COL_COL_ECH_SPEC_R27EMERGENCY BATTERY INFORMATIONECH SIZE 1 L09, L12, L15, L18 & L24 LUMEN OUTPUTVOLTAGE: U, 120V, & 277VECH SIZE 2 L30, L36 & L48 LUMEN OUTPUTVOLTAGE: U, 120V, & 277VECH SIZE 3 L60 LUMEN OUTPUTVOLTAGE: U, 120V, & 277VVOLTAGE: 347V & 480VTOP VIEWTOP VIEWFRONT VIEWFRONT VIEWSIDE VIEWSIDE VIEWDATE:LOCATION:TYPE:PROJECT:CATALOG #:EM Pack Wattage (20 watts)x=Lumens in Emergency ModeLPW of Fixture 3.46 in. 10.88 in. 15.36 in. 15.36 in. 15.36 in. ABCD332211DO NOT SCALE DRAWINGABV 1S - EMBB all viewsSHEET 1 OF 1UNLESS OTHERWISE SPECIFIED:SCALE: 1:5 WEIGHT: REVDWG. NO.CSIZETITLE:NAMEDATECOMMENTS:Q.A.MFG APPR.ENG APPR.CHECKEDDRAWNFINISHMATERIALINTERPRET GEOMETRICTOLERANCING PER:DIMENSIONS ARE IN INCHESTOLERANCES:FRACTIONALANGULAR: MACH BEND TWO PLACE DECIMAL THREE PLACE DECIMAL APPLICATIONUSED ONNEXT ASSYPROPRIETARY AND CONFIDENTIALTHE INFORMATION CONTAINED IN THISDRAWING IS THE SOLE PROPERTY OF<INSERT COMPANY NAME HERE>. ANY REPRODUCTION IN PART OR AS A WHOLEWITHOUT THE WRITTEN PERMISSION OF<INSERT COMPANY NAME HERE> IS PROHIBITED. 3.46 in. 10.88 in. 15.36 in. 15.36 in. 15.36 in. ABCD332211DO NOT SCALE DRAWINGABV 1S - EMBB all viewsSHEET 1 OF 1UNLESS OTHERWISE SPECIFIED:SCALE: 1:5 WEIGHT: REVDWG. NO.CSIZETITLE:NAMEDATECOMMENTS:Q.A.MFG APPR.ENG APPR.CHECKEDDRAWNFINISHMATERIALINTERPRET GEOMETRICTOLERANCING PER:DIMENSIONS ARE IN INCHESTOLERANCES:FRACTIONALANGULAR: MACH BEND TWO PLACE DECIMAL THREE PLACE DECIMAL APPLICATIONUSED ONNEXT ASSYPROPRIETARY AND CONFIDENTIALTHE INFORMATION CONTAINED IN THISDRAWING IS THE SOLE PROPERTY OF<INSERT COMPANY NAME HERE>. ANY REPRODUCTION IN PART OR AS A WHOLEWITHOUT THE WRITTEN PERMISSION OF<INSERT COMPANY NAME HERE> IS PROHIBITED. 15.36 in. ABCD2211DO NOT SCALE DRAWINGABV 1S - EMBB all viewsSHEET 1 OF 1UNLESS OTHERWISE SPECIFIED:SCALE: 1:5 WEIGHT: REVDWG. NO.CSIZETITLE:NAMEDATECOMMENTS:Q.A.MFG APPR.ENG APPR.CHECKEDDRAWNFINISHMATERIALINTERPRET GEOMETRICTOLERANCING PER:DIMENSIONS ARE IN INCHESTOLERANCES:FRACTIONALANGULAR: MACH BEND TWO PLACE DECIMAL THREE PLACE DECIMAL APPLICATIONUSED ONNEXT ASSYPROPRIETARY AND CONFIDENTIALTHE INFORMATION CONTAINED IN THISDRAWING IS THE SOLE PROPERTY OF<INSERT COMPANY NAME HERE>. ANY REPRODUCTION IN PART OR AS A WHOLEWITHOUT THE WRITTEN PERMISSION OF<INSERT COMPANY NAME HERE> IS PROHIBITED. 10.88 in. 5.41 in. 15.36 in. 15.36 in. 15.36 in. BCD321 10.88 in. 5.41 in. 15.36 in. 15.36 in. 15.36 in. BCD321 15.36 in. BCD21VOLTAGE: 347V & 480VTOP VIEWTOP VIEWFRONT VIEWFRONT VIEWSIDE VIEWSIDE VIEW 5.41 in. 10.88 in. 27.30 in. 27.30 in. BCD4321 5.41 in. 10.88 in. 27.30 in. 27.30 in. BCD4321 5.41 in. 10.88 in. 27.30 in. 27.30 in. BCD321 3.60 in. 10.88 in. 27.30 in. 27.30 in. 27.30 in. ABCD44332211DO NOT SCALE DRAWINGABV 2SUNLESS OTHERWISE SPECIFIED:SCALE: DCSIZETITLE:NAMEDATECOMMENTS:Q.A.MFG APPR.ENG APPR.CHECKEDDRAWNFINISHMATERIALINTERPRET GEOMETRICTOLERANCING PER:DIMENSIONS ARE IN INCHESTOLERANCES:FRACTIONALANGULAR: MACH BEND TWO PLACE DECIMAL THREE PLACE DECIMAL APPLICATIONUSED ONNEXT ASSYPROPRIETARY AND CONFIDENTIALTHE INFORMATION CONTAINED IN THISDRAWING IS THE SOLE PROPERTY OF<INSERT COMPANY NAME HERE>. ANY REPRODUCTION IN PART OR AS A WHOLEWITHOUT THE WRITTEN PERMISSION OF<INSERT COMPANY NAME HERE> IS PROHIBITED. 3.60 in. 10.88 in. 27.30 in. 27.30 in. 27.30 in. ABCD44332211DO NOT SCALE DRAWINGABV 2SUNLESS OTHERWISE SPECIFIED:SCALE:DCSIZETITLE:NAMEDATECOMMENTS:Q.A.MFG APPR.ENG APPR.CHECKEDDRAWNFINISHMATERIALINTERPRET GEOMETRICTOLERANCING PER:DIMENSIONS ARE IN INCHESTOLERANCES:FRACTIONALANGULAR: MACH BEND TWO PLACE DECIMAL THREE PLACE DECIMAL APPLICATIONUSED ONNEXT ASSYPROPRIETARY AND CONFIDENTIALTHE INFORMATION CONTAINED IN THISDRAWING IS THE SOLE PROPERTY OF<INSERT COMPANY NAME HERE>. ANY REPRODUCTION IN PART OR AS A WHOLEWITHOUT THE WRITTEN PERMISSION OF<INSERT COMPANY NAME HERE> IS PROHIBITED. 3.60 in. 10.88 in. 27.30 in. 27.30 in. 27.30 in. AABBCCDD44332211DO NOT SCALE DRAWINGABV 2S - EMBB all viewsSHEET 1 OF 1UNLESS OTHERWISE SPECIFIED:SCALE: 1:5 WEIGHT: REVDWG. NO.CSIZETITLE:NAMEDATECOMMENTS:Q.A.MFG APPR.ENG APPR.CHECKEDDRAWNFINISHMATERIALINTERPRET GEOMETRICTOLERANCING PER:DIMENSIONS ARE IN INCHESTOLERANCES:FRACTIONALANGULAR: MACH BEND TWO PLACE DECIMAL THREE PLACE DECIMAL APPLICATIONUSED ONNEXT ASSYPROPRIETARY AND CONFIDENTIALTHE INFORMATION CONTAINED IN THISDRAWING IS THE SOLE PROPERTY OF<INSERT COMPANY NAME HERE>. ANY REPRODUCTION IN PART OR AS A WHOLEWITHOUT THE WRITTEN PERMISSION OF<INSERT COMPANY NAME HERE> IS PROHIBITED.VOLTAGE: 347V & 480VTOP VIEWTOP VIEWFRONT VIEWFRONT VIEWSIDE VIEWSIDE VIEWECHECHELĂN HIGH PERFORMANCE HIGH BAYcurrentlighting.com/columbialighting© 2024 HLI Solutions, Inc. All rights reserved. Information and specifications subject to change without notice. All values are design or typical values when measured under laboratory conditions.Page 12 of 13 Rev 04/01/24COL_COL_ECH_SPEC_R27ECH1-840-L24-DA-EDUPOLAR GRAPH PHOTOMETRYDATE:LOCATION:TYPE:PROJECT:CATALOG #:ECH1-840-L24-DW-EDU-U4POLAR GRAPH ZONAL LUMEN SUMMARY ZoneLumens% Luminaire0–30731930.30–401169748.50–601946780.90–902394399.80–18024001100ZONAL LUMEN SUMMARY ZoneLumens% Luminaire0–301128046.50–401676769.20–602236592.30–902415399.60–18024240100ZONAL LUMEN SUMMARY ZoneLumens% Luminaire0–301233750.40–401679068.60–602208290.20–902436799.50–18024480100LUMINAIRE DATA DescriptionLED Highbay; 24,000 Lumens; Diffuse Optic Wide; UplightDelivered Lumens24,001Watts164Efficacy146Spacing Criterion0°= 1.20 90 = 1.18 LUMINAIRE DATA DescriptionLED Highbay; 24,000 Lumens; Diffuse Optic NarrowDelivered Lumens24,240Watts164Efficacy148Spacing Criterion0°= 1.36 90°= .94 LUMINAIRE DATA DescriptionLED Highbay; 24,000 Lumens; Diffuse Optic AisleDelivered Lumens24,480Watts164Efficacy149Spacing Criterion0°= 1.32 90°= .62ECH1-840-L24-DN-EDUPOLAR GRAPH ECHECHELĂN HIGH PERFORMANCE HIGH BAYcurrentlighting.com/columbialighting© 2024 HLI Solutions, Inc. All rights reserved. Information and specifications subject to change without notice. All values are design or typical values when measured under laboratory conditions.Page 13 of 13 Rev 04/01/24COL_COL_ECH_SPEC_R27
https://cdn.currentlighting.com/site/specsheet/dl_semr_specsht.pdf | lighting | SEMR SeriesDIE CAST MASTER/REMOTE EXIT SIGN SETScurrentlighting.com/dual-lite© 2022 HLI Solutions, Inc. All rights reserved. Information and specifications subject to change without notice. All values are design or typical values when measured under laboratory conditions.Page 1 of 3 Rev 05/12/22dl_semr_specsht_R01FEATURES• 5-minute installation• High-strength cast aluminum• Long-life LED lamps• Red or green letter models• White, black and black or white with brushed face finishes• 120/277 VAC operation, 60 Hz operationDATE:LOCATION:TYPE:PROJECT:APPLICATION• The Sempra® MR Series are a set of compact, low-profile Master/Remote exit sign featuring cast aluminum construction• It allows for easy installation and has energy saving, long-life LED lampsCONSTRUCTION• The Sempra® MR Series housing, exit face(s) and matching canopy are constructed of high strength cast aluminum with the option of white, white with brushed aluminum, black or black with brushed aluminum finish• The diffuser has a frequency-matched silk screened coating that provides optimized LED light output• The unit comes with 6” letters with a 3/4” stroke and chevron directional arrowsILLUMINATION• The master unit comes with 4 red or green high-output LEDs and the remote unit come with 6 red or green high-output LEDs• LEDs have an excess of 20 year life• Brightness index and illumination uniformity both exceed UL requirementsCOMPLIANCES• UL 924 Listed• NFPA 101 Life Safety Code• CEC T20 CompliantWARRANTY• Fixture: 5 year warranty• Battery: 2 Years Full, 8 Years Pro-RataSPECIFICATIONSINSTALLATION• The master and remote unit signs mount to 31/2, 4” octagon or 4” square outlet boxes and standard plaster rings• Exit signs housings are provided with knockout pattern for mounting to standard outlet boxes• Ceiling and end installations are available for the master unit only and mounting canopy is provided• The canopy mounts to outlet boxes by means of a universal mounting plate which is supplied• Exit mounts to canopy bracket• Wiring for the master exits are a pre-stripped AC input pigtail leads and wiring for remote exits are an interconnecting wiring that consists of three- 18 gauge (min.) AC conductors which are supplied by installerCATALOG #:RELATED PRODUCTSKEY DATAPower Factor, Average.8 (lagging)Wattage Range2.1-3.8WBattery TypeSealed Nickel CadmiumReported Life (Hours)60,000Input Current Range120/277VAC, 60 HzSelf-Testing/Self-Diagnostic Electronics System SPECTRON®NFPA®• SE Series - Cast Aluminum Exit Sign• SERS Series - Decorative, Low Profile Cast Aluminum LED Exit SignSEMR SeriesDIE CAST MASTER/REMOTE EXIT SIGN SETScurrentlighting.com/dual-lite© 2022 HLI Solutions, Inc. All rights reserved. Information and specifications subject to change without notice. All values are design or typical values when measured under laboratory conditions.Page 2 of 3 Rev 05/12/22dl_semr_specsht_R01ORDERING GUIDESEMR–ModelFacesLetter Color FinishOperationSelf-DiagnosticOptionsSEMRDie-Cast Aluminum Master/Remote SSingleD Double*RRedG GreenWWhiteBBlackWNWhite with brushed faceBNBlack with brushed faceBlankAC OnlyEEmergencyBlankNoneISpectron® self-testing/ self-diagnostic electronics12C2 Circuit Operation2,5FAPFire arlarm panel interface1,3,5,6FMFlasher module1,6AMAudible/Flasher module1,6DCRemote DC operation2,4,524K220-240VAC, 60Hz. operationVTRVandal/tamper resistant option8Example: SESRWECATALOG #DATE:LOCATION:TYPE:PROJECT:Notes:1For use with Spectron® self-diagnostic models only.2For use with AC models only3Operates with 24-Volt AC or DC fire alarm panels4For emergency illumination of sign from remote 6-24 VDC power sources5-DC option may not be specified with -2C or -FAP options6-AF, -FM and -FAP options may not be specified together7Provides polycarbonate face shield and tamper-proof screws. Meets UL listing requirements for floor proximity useCATALOG #:A nickel-cadmium battery is supplied with master exits and comes with a solid state constant current type charger. Transfer to emergency operation is completely automatic upon failure of utility AC voltage. Units also have a built-in protection for transformer isolation, surge, transient and low voltage disconnect. Emergency operation shall be provided for a minimum of 90 minutes. Full battery recharge occurs in compliance with UL 924 specifications. A universal 120/277 VAC, 60Hz input transformer, test switch and long life AC pilot light are all provided standard. Exit signs must comply with all UL 924 and NFPA 101 Life Safety Code requirement.STANDARD FEATURES INCLUDE• High-strength cast aluminum construction• Compact, low-profile style• Red and Green letters• Break out chevron directional arrows• Wide range of options including vandal/tamper-proofMASTER SIGNS• Single and double face models• End, ceiling or wall mounting• Push-in wiring connectors provided• Fully automatic, solid-state charger• All emergency components mount inside exit housing• Operates for a minimum of 90 minutes• Test switch and AC-On indicator • Models available with Spectron® self-testing/self-diagnostic electronicsREMOTE SIGNS• Beveled, low-profile design meets ADA requirements• Mounts to standard electrical boxes• VTR acrylic shield option provides enhanced damage resistance and meets UL Listing requirements for floor proximity use. OPERATING TEMPERATURE RANGEStandard: 68˚F to 86˚F (20˚C to 30˚C)Model120VAC277VACRed AC Only2.6 watts2.6 wattsGreen AC Only2.1 watts2.1 wattsRed Emergency3.8 watts3.8 wattsGreen Emergency3.5 watts3.5 watts* Wattage figures include LED lamps, transformer and electronics power requirements. LED Lamp assemblies (red or green) consume less than 1 wattELECTRONICSPOWER CONSUMPTION (120/277VAC)SEMR SeriesDIE CAST MASTER/REMOTE EXIT SIGN SETScurrentlighting.com/dual-lite© 2022 HLI Solutions, Inc. All rights reserved. Information and specifications subject to change without notice. All values are design or typical values when measured under laboratory conditions.Page 3 of 3 Rev 05/12/22dl_semr_specsht_R01DIMENSIONS91/8”(23 cm)10”(25.5 cm)13/4”(4.4 cm)113/4”(30 cm)125/8”(32 cm)Remote SignsMaster Signs95/8”(24.4 cm)123/8”(31.4 cm)3/4”(1.9 cm)
https://cdn.currentlighting.com/site/specsheet/DL_DPL_SPEC.pdf | lighting | DPL SeriesPHOTOLUMINESCENT EXIT SIGNScurrentlighting.com/dual-lite© 2022 HLI Solutions, Inc. All rights reserved. Information and specifications subject to change without notice. All values are design or typical values when measured under laboratory conditions.Page 1 of 2 Rev 05/13/22DL_DPL_SPEC_R01FEATURES• Available in Aluminum Frame, ABS Thermoplastic, Poly-Metal or Acrylic Construction• Maintenance Free Exit Compliance• No Electricity Required• Quick Installation• Made in USA• Wall, Ceiling or End Mount• UL924 ListedDATE:LOCATION:TYPE:PROJECT:APPLICATION • The DPL Series of photoluminescent exit signage offers exit compliance with UL listed legible viewing distances of 50’, 75’ and 100’• The signs absorb and store ambient light from, fluorescent, mercury vapor, metal halide, and LED light sources, and are designed to provide emergency illumination for a minimum of 90 minutes in the event of power loss• The signs require a continuous minimum of 5 foot-candles to maintain the charge• The DPL photoluminescent exit signs do not require AC or electrical power• All signs have a 25 year lifecycleILLUMINATION• The DPL Series is manufactured with phosphorescent (glow-in-the-dark) pigments, which are based on Strontium Oxide Aluminate Chemistry• Sign will remain visible and legible to the rated distance indicated, for a minimum of 90 minutes after all light has been extinguishedINSTALLATION• All signs can be wall mounted, and include a ceiling mount bracket, which can be installed to facilitate ceiling or end mounting• Wall anchors or screws(supplied by others) can be used to mount the sign directly to the wall surface, or ceiling mounted by use of the supplied bracketCOMPLIANCES• UL924 Listed• NFPA 101, NFPA 70• OSHA WARRANTY• 5 year full unit warrantySPECIFICATIONSCONSTRUCTION• The DPL Series is available in four differing construction models.• AF - Aluminum Frame with rigid PVC, photoluminescent background • P - injection molded ABS plastic polymer, photoluminescent letters• PM - high-density polyethylene (HDPE) with aluminum face and back, photoluminescent letters• A - Acrylic, photoluminescent letters • All signs ship with a ceiling mount bracket and 2 self-adhesive backed arrows for directional indication. • See page 2 for additional construction details.CATALOG #:NFPAAF- 50’ Viewing Distance with Aluminum FrameP-100’ Viewing Distance ABS ThermoplasticPM- 50/75’ Viewing Distance Poly-MetalA - 75’ Viewing Distance AcrylicDPL SeriesPHOTOLUMINESCENT EXIT SIGNScurrentlighting.com/dual-lite© 2022 HLI Solutions, Inc. All rights reserved. Information and specifications subject to change without notice. All values are design or typical values when measured under laboratory conditions.Page 2 of 2 Rev 05/13/22DL_DPL_SPEC_R01ORDERING GUIDESPECIFICATIONSSTANDARD FEATURES INCLUDEDIMENSIONSExample: DPLAF50SRCATALOG #DATE:LOCATION:TYPE:PROJECT:CATALOG #:Type AF Construction includes a photoluminescent background, letters in red or green with 7/8” stroke and 7” height, and are rated at 50’ viewing distance. Sign substrate made of photoluminescent self-extinguishing PVC. High and low level mounting, for indoor use only. Includes aluminum mounting bracket in matte finish.Type P Constructed of injection molded ABS thermoplastic with red or green background. Letters are 1” stroke and 8” height, and are rated at 100’ viewing distance. Type P exits are suitable for wet location and indoor or outdoor use. Includes color-matched powder coated bracket.Type PM Constructed of high-density polyethylene (HDPE) with aluminum face and back, photoluminescent letters. 50’ viewing distance sign letters are 1” stroke and 7” high with brushed aluminum, red or green background. Indoor use only. Includes polished aluminum mounting bracket. 75’ viewing distance sign letters are 1’ stroke and 7 ½” high with red or green backgrounds. Includes polished aluminum mounting bracket.Type A Constructed of high gloss acrylic in fire engine red and vivid green with chrome bracket. 75’ viewing distance sign letters are 7/8” stroke and 7 ½” high. Indoor use only. Includes chrome plated mounting bracket. - Maintenance free exit compliance- No electricity required- Quick Installation- Made in USA - High or low mountingType AFType PType PMType AApplication Note: Install photoluminescent exit signs only in locations where an external illumination source is present, is deemed reliable, and is supplied by a circuit not controlled by automatic timers or sensors, and where controls are accessible only to authorized personnel. A minimum of 5 foot-candle(54lux) external illumination of unfiltered metal halide, fluorescent, mercury vapor or LED charging light sources required on sign face at all times of building occupancy.DPLModelConstructionViewing DistanceFaceFace ColorLetter Color50'75'100'SingleDoubleRed GreenAluminumPhotoluminescentRed Green PhotoluminescentDPLPhotoluminescent Exit SignAFAluminum Frame••••••••••••••••PABS Thermoplastic••••••••PM Poly Metal••••••••••••••••••••••••••••••••••••••••AAcrylic••••••••••••••••
https://cdn.currentlighting.com/site/specsheet/DL_CCEL_SPEC.pdf | lighting | CCEL SeriesCHICAGO EDGE-LIT EXIT SIGNcurrentlighting.com/dual-lite© 2022 HLI Solutions, Inc. All rights reserved. Information and specifications subject to change without notice. All values are design or typical values when measured under laboratory conditions.Page 1 of 3 Rev 05/12/22DL_CCEL_SPEC_R01FEATURES• Quick installation• Full recharge within 24 hours• AC-on and test switch• Fully automatic two-stage charger• Surface or Recessed models with STAIRS or EXITDATE:LOCATION:TYPE:PROJECT:APPLICATION• The CCEL Series is approved for use in the City of Chicago and can be configured with STAIRS or EXIT to include the directional arrowCONSTRUCTION• The surface mount housing is made of extruded aluminum and the recessed in 20 gage steel with satin aluminum or white finish• The surface mount design can be top, end or ceiling mounted by use of a supplied canopyCOMPLIANCES• City of Chicago• UL Listed for Damp Locations (0C° to 50°C)• NFPA101• NEC• OSHAWARRANTY• 5 year full unit warrantySPECIFICATIONSINSTALLATION• The recessed design can be ceiling or wall mounted by selection and includes a back-box• CCEL Recessed Bar Hanger Kit required for use with CCELR recessed exit when installing in T-Grid ceiling applicationsILLUMINATION• The CCEL Series offers bright, even and highly reliable LED illumination with direction configurable STAIRS or EXIT acrylic panelsCATALOG #:• CLS Series - Emergency Light• CLSC Series - Combination Exit/Emergency LightRELATED PRODUCTSRecessed Ceiling MountSurface MountNFPACCEL SeriesCHICAGO EDGE-LIT EXIT SIGNcurrentlighting.com/dual-lite© 2022 HLI Solutions, Inc. All rights reserved. Information and specifications subject to change without notice. All values are design or typical values when measured under laboratory conditions.Page 2 of 3 Rev 05/12/22DL_CCEL_SPEC_R01ORDERING GUIDESTOCKED OPTIONSCCEL–ModelMounting TypeFacesOperationFinish ColorPanel CodeCCEL Chicago Edge-Lit Exit SignSSurfaceRRecessed CeilingWRecessed WallSSingleD DoubleAAC OnlyEEmergencyAAluminumWWhiteSingle Face Models3"EXIT" (no arrows)6"EXIT" (right arrow)9"EXIT" (left arrow)12"EXIT" (double arrow)2"STAIRS" (no arrows)5"STAIRS" (right arrow)8"STAIRS" (left arrow)11"STAIRS" (double arrow)Double Face Models18"EXIT" (no arrows)21"EXIT" (right / left arrow)24"EXIT" (double arrow)17"STAIRS" (no arrows)20"STAIRS" (right / left arrow)23"STAIRS" (double arrow)Example: CCELSWE-NPCATALOG #DATE:LOCATION:TYPE:PROJECT:CATALOG #:HOUSINGCatalog NumberDescriptionCCELSWA-NPSurface, AC, White, No PanelCCELSWE-NPSurface, EM, White, No PanelCCELSWA-NPSSTAIRS, Surface, AC, White, No PanelCCELSWE-NPSSTAIRS, Surface, EM, White, No PanelCCELRWA-NPRecessed, AC, White, No PanelCCELRWE-NPRecessed, EM, White, No PanelCCELRWA-NPSSTAIRS, Recessed, AC, White, No PanelCCELRWE-NPSSTAIRS, Recessed, EM, White, No PanelCCELR-WALLKITRecessed Wall Mount Kit(EXIT)CCELR-WALLKIT-STAIRSRecessed Wall Mount Kit(STAIRS)Notes:1. Housing Size is different for EXIT or STAIRS2. The recessed wall-mount kit is specific for EXIT or STAIRS. Ensure correct selection. 2. Order appropriate housing, then order corresponding panel shown belowPANELCatalog NumberDescriptionCEP3-ENAEXIT panel, no arrowCEP6-ERAEXIT panel, Right ArrowCEP9-ELAEXIT panel, Left ArrowCEP12-EDAEXIT panel, Double ArrowCEP18-ENADouble Face EXIT panel, no ArrowCEP24-EDADouble Face EXIT panel, Double ArrowCEP21-ELARADouble EXIT panel, Left/Right ArrowCEP2-SNA STAIRS panel, no arrowCEP5-SRA STAIRS panel, Right ArrowCEP8-SLA STAIRS panel, Left ArrowCEP11-SDA STAIRS panel, Double ArrowCEP17-SNA Double Face STAIRS panel, no ArrowCEP23-SDA Double Face STAIRS panel, Double ArrowCEP20-SLARA Double Face STAIRS panel, Left/Right ArrowINPUT POWER REQUIREMENTSInput Watts (W)Input Amps (A)120VAC277VAC120VAC277VACAC Models4.34.70.040A0.02AEmergency Models4.54.90.042A0.02ANote*Required for use with CCELR recessed exit when installing in T-Grid ceiling applicationsAccessoriesCCELR-BHKCCEL Recessed Bar Hanger Kit*CCEL SeriesCHICAGO EDGE-LIT EXIT SIGNcurrentlighting.com/dual-lite© 2022 HLI Solutions, Inc. All rights reserved. Information and specifications subject to change without notice. All values are design or typical values when measured under laboratory conditions.Page 3 of 3 Rev 05/12/22DL_CCEL_SPEC_R01SPECIFICATIONSDIMENSIONSEXITEXITEXITEXITSTAIRSSTAIRSSTAIRSSTAIRS#3EXITEXITSTAIRSSTAIRSEXITEXITEXITEXITSTAIRSSTAIRSSTAIRSSTAIRS#6Single-Face SelectionsDouble-Face Selections#9#12#2#5#8#11#18#21#24#17#20#231¾"4½"5⅞"13¼"14⅛"15"1¾"4⅜"5⅞"12½"12⅝"12¹¹⁄₁₆"14½"153/4"⁷⁄₁₆"3 ⅛"12 ¼"3 ¼"4 ⅛"TESTAC ON1211/16"153/4"43/4"7/16"31/4"101/16"RECESSED MODELSURFACE MOUNT MODELWALL MOUNT MODEL
https://www.kelvix.com/product/zolo-3/spec-sheet/ | lighting | %PDF-1.4%����489 0 obj< >endobj xref489 600000000016 00000 n0000002054 00000 n0000002213 00000 n0000009309 00000 n0000009446 00000 n0000009585 00000 n0000010161 00000 n0000010600 00000 n0000010855 00000 n0000011235 00000 n0000011349 00000 n0000011461 00000 n0000011722 00000 n0000012384 00000 n0000012411 00000 n0000012763 00000 n0000013415 00000 n0000013442 00000 n0000016731 00000 n0000017021 00000 n0000019353 00000 n0000021477 00000 n0000024473 00000 n0000027511 00000 n0000028032 00000 n0000028296 00000 n0000028749 00000 n0000031942 00000 n0000033771 00000 n0000035342 00000 n0000035613 00000 n0000036150 00000 n0000047140 00000 n0000047261 00000 n0000054255 00000 n0000054325 00000 n0000065484 00000 n0000075463 00000 n0000075585 00000 n0000075860 00000 n0000082137 00000 n0000082638 00000 n0000082708 00000 n0000082821 00000 n0000089216 00000 n0000089473 00000 n0000089820 00000 n0000094032 00000 n0000094071 00000 n0000129488 00000 n0000129527 00000 n0000164940 00000 n0000164979 00000 n0000200390 00000 n0000200429 00000 n0000235841 00000 n0000235880 00000 n0000237626 00000 n0000001866 00000 n0000001496 00000 ntrailer< ]/Prev 535559/XRefStm 1866>>startxref0%%EOF 548 0 obj< >streamh�b``�```7f`c`���A���bl,�hS~��P'����+���$��L��qf}���$u������beZ�F��9i�n3>�cn���.��0h�p+ ��<����د��@l�f��ː�P���8��c"C8C(�+�j�y�L�<��99�grf¦��qO;��Z�����k�0�3���b�Š�&����@$O�[�[2�m������%��{1��ۀ4+��3��,��}���x@���L�endstreamendobj547 0 obj< >/Filter/FlateDecode/Index[30 459]/Length 38/Size 489/Type/XRef/W[1 1 1]>>streamh�bbc`b``Ń3����ţ�1��9�endstreamendobj490 0 obj< >/Metadata 28 0 R/Pages 27 0 R/StructTreeRoot 30 0 R/Type/Catalog/ViewerPreferences< >>>endobj491 0 obj< >/PageTransformationMatrixList< >/PageUIDList< >/PageWidthList< >>>>>/Resources< >/Font< >/ProcSet[/PDF/Text/ImageC]/Properties< >/XObject< >>>/Rotate 0/StructParents 0/TrimBox[0.0 0.0 612.0 792.0]/Type/Page>>endobj492 0 obj< >endobj493 0 obj< >endobj494 0 obj< >endobj495 0 obj< >endobj496 0 obj< >endobj497 0 obj< >streamH�\��j�0����l/�sh�B��؁e{��V:��'���O�K3�����Ȓ<חښ�U�3��j��x��ë�"�@5�o�TC�$q�L3��GQ� ?(9�~��Q���¦���WX}��5����hgH��@cOF/�{md�ZS��ˆ4/>���{�Q��ɵ}k�(ʄV�3�J����ie]��[/ʌ'Q���i�9��1�s�m�-s�`�E�o�S >F>ѧ`�k�$c��>pʞ�Xω��S�Oݫ�����;u��F�ŝ2�t�R��������endstreamendobj498 0 obj< >endobj499 0 obj< >endobj500 0 obj< >endobj501 0 obj< >streamH�\��n�0F�y/�E¦!Q$s��y��N�!D!]����x:� �td;���/w�p��Q�߇k}��8�]3���}��x�omWH%��Ϳ����t�x���r���b��i�6w�m���(�M��M<��Ey¦�����Q,�f#�x����=]�(�cO�fZo���t�ߎ�{��Yb��6�֟�8���X��g#���)b����T{=׿Nü�L����� m!��%��Lr� HA��=��F]ZHBx�x���2���5��3�!2h2H2h2(�z=��B��z*�CO�g�S(MKfnI%rd�tfk�C]Ӡ�AM�f�N�љ�OK��D�D�D6=�6�Ӡ%�&�%��AK���z���k���UޙA��`PpI�t4hSg�g6��{fi�ђM��Yz��bq�qmq�qmq�qmq�qmq�qmq�qmq�q�q�<������!^�«Ok&{�6S��g~dȽʰ�rȰ�2ʰ���T�/���d��e�g�*o_V�o2T:�'Y��ee�������i@�I�1���*>�`�>����<�>�^�����_{1��������!N,endstreamendobj502 0 obj[519 0 R]endobj503 0 obj< >streamH�\��j�0��~�Cq�t����B�`� ��԰��qy�)N�`[?!�-��u��X��Z�0��n���X��FŻ�N5u�q��qj�����?)8ǰ��]�G�߃�`���=o�pB!���]����nB�Ivj4�M\O����Z=�H~�7����wCgGd2�U��ҪZ�/^�~P�.0)��,#�d�'&C,v;�w>?]�a�NL���3՗eI,r!R/��[W�x�Y-!д�Әۀ�����@�m�_������endstreamendobj504 0 obj< >streamH�\�͎�0F�y/g���f$�d�X�G�}H�TB���MQ�@:r�K��fW��fP���Z�àNM[��v��UP�pnڬЪn�a��[]]�����m�]{�f�������?�˪��k����7�Y����_U��wݟp��fj�Tu8�}9t_����mW��fx��=�����҉�T�:ܺC�C{�b?K����2m�ߺ���x�~�t���g3=[&r��6�*�w�ZA[h���A��JHC���YY��h�Yh9hy?�_�������I&$�$�i��4Ʉd�dB2M2!�&��L�LH�I&$�$�i��6t-�k=�� �'8N��S��FB������9�t4(4�hP��,����N��ک3�]Kg��,�9:�t�������y�,~?��������y�,~?��������y�F#��:�,��Z�w*���+�E"=�)G*�SSn�����Cf�&㸉SQ}β���q��љ��8��6¦N��ک�k�f����5�A�endstreamendobj505 0 obj[529 0 R]endobj506 0 obj< >streamH�¦Wk���+�>�lwW�KB+�$�l�"ŉ"4��±��������9���z��yr����_�?�G�����y���_~77On���_���.�7�������+�_趸��Ӧ����6F�oÃXr�����+�}��������7��ǌp�C��Q���<�5��W�>KO��¦2�'s�v�6q�5�-+�*=F�;�g�鳛����1�!� %��+)[�u��T�� a ���¦[e��5H��T�Yo��٥&=�e��^i�b�.jKA�miq"N����ל�Ƣ�/�"c��0[-K��X���٭\ͩ��å�!C���Eʅ�!��b�Abtez�����Tl��;9�R��g`�Fs����f����@������H����t�Ju]��[��y7@�Mt/�+���V���%l"s��dB?��@�q����;"$�6�1D@���u���z�����Gkqw�0'2��`:������7> ����������gX�3.Ӽ�@�ٲ�"#cqwaRdL"�'�-�5�ce���6#�Q�kV�h����4�y��¦��}��/�Z���"D{^p����_��w�"�&k_��ID������Ɓ�۶0`�a���M0b�����,�a�5�"A�^$~^�-���R�ďbW�n��g-�BI&�1˄n�>p�0��p�1$"�,񙳗����ė>}0�=���r�V3'���O*�3��9nNO�xd�Q&�t"�+����Y����u�n�9qg���F�t���!�Ѵ׊�Tl��=ϰ����r�Aw�a���e��H���L#��^�(uﶲ���z������44��̋O��^����N�_�!([��<� f�G����-�Wr��\�h0��I۬Ů�^��`(y��3n:e��]¦�7����ڪg�>�R���0�w������_W��3�63��xf�}a��܅`�X�;�'��QX���H֏�ᥰ�23Uln�σn�k`� i�\F�)2���xc������p�d���A�7����Լbv��wk��b5ܔ��Ru�����(�Զ r�Fb��F{52���~�(?[�;��-�Ht'�8������ػ�C���7�݊%{AC'"�p_7લ8p����KT�7q���0�$�&�������j���t �s��v9똬����\�6t�����2hJ��ٓ;C��l�&'��S�˽N��-�/h��eq�슳�v'�)�u��1����c����*���Y������r���I���L���Y�1�>�)vu��)E�qFLy�e.�/ɶN�Iq�L�͟wolA{��zX�D�P� ��2]"��ՎqZuư�!��8a�����tS"j#Auf*YZ����C#;�5o'l�4��G?�}�1��?Y_�6�υ��CPf�Ӓ0��(.^�i�B> e��B��ٻ�$^X��z6�+1�����2�����qx��;K�fL5��)�K' �^��6�V�p $l�;�7%���V2R:l��6���2Ҭ�y�$�R��UE�ȅ����>KŸ vJV3~vp�]c�6�ZT���_�4cut�yؾA�¦W1��}~�X!�k��/hL��*g��ɖ)�M[�/U��g�d��֮YC%^bQ���t.����b~���ٜ9��n�g y����Q��Ǥ�2ݼ1͝A+3�}W��1Zw��1_Z[�������l�HM�t�q�Y�v�!f�M�k1H@T�{/�%��H�/_���o'm�HRM�]��nO�S$Cb�+f�$�\+�_�¦O��LAt��4�ʬ��Z4�n����z�aDT�'Fw���Z!�����hlF[�b�y�&�d�޿F�������s�&�?Ϫ�����2����?I�ʍ�c�\�$a z��@O��S�Y��׭¦)WD��ʖ���2۞����G�,����r���s���Ŭ�p�v�lW5�h~�b{����C�+D�=.;��S)�)��=!��X������34*o�����t���=�$�7h͠��C�X���=K��)X��֬���"%E���¦r@<=�USQ�A�8���C,.�lI�*��ԀB�����זFK�����=�했Gt��N$;���I�Kq�J�ͣnWبE��䂙v��-KE��]y?w�~����u8���g��W��IWy����� 7ƹ*R��Qր�/ֵm*�1ZTV^�E��$X�L�~�SId�������H]�����}�J���D�N��ai:�V�8���O�<�B�d���S��o;gIy���!�p������W#�ȆX� �!_d�nU.w[O'tf5�sވ�j�!��X�I���RK�uߪ�L7�8gzsSx�����
https://www.kelvix.com/product/ch-006/spec-sheet/ | lighting | %PDF-1.4%����222 0 obj< >endobj xref222 650000000016 00000 n0000002050 00000 n0000002206 00000 n0000028761 00000 n0000028898 00000 n0000029037 00000 n0000029085 00000 n0000029485 00000 n0000029857 00000 n0000030099 00000 n0000031754 00000 n0000032816 00000 n0000034181 00000 n0000036128 00000 n0000036416 00000 n0000036599 00000 n0000038538 00000 n0000039612 00000 n0000041051 00000 n0000041936 00000 n0000041991 00000 n0000042103 00000 n0000042217 00000 n0000042330 00000 n0000042400 00000 n0000042501 00000 n0000052747 00000 n0000053022 00000 n0000053471 00000 n0000053498 00000 n0000054085 00000 n0000054155 00000 n0000054264 00000 n0000063920 00000 n0000064191 00000 n0000064660 00000 n0000064687 00000 n0000065253 00000 n0000065702 00000 n0000065980 00000 n0000066276 00000 n0000072386 00000 n0000072647 00000 n0000072984 00000 n0000080470 00000 n0000080727 00000 n0000081116 00000 n0000087070 00000 n0000087325 00000 n0000087652 00000 n0000094380 00000 n0000094644 00000 n0000095006 00000 n0000124578 00000 n0000125669 00000 n0000126760 00000 n0000134223 00000 n0000136063 00000 n0000141920 00000 n0000148577 00000 n0000153216 00000 n0000157686 00000 n0000167302 00000 n0000001871 00000 n0000001596 00000 ntrailer< <8F730A4E22A0410780B962D05F5FB7BC>]/Prev 176196/XRefStm 1871>>startxref0%%EOF 286 0 obj< >streamh�b``�e``�f```jUc@,`���\��m���A��������a�m1b"/l��1q���ma(`Z�Z�u�뀪�k�l3�XD&�k��\�� pC*A>���a�+���v�EOX2L��e��j?�é��ݙ�k�1�3]��X�����ԳH330�O���10���20l0'�.endstreamendobj285 0 obj< >/Filter/FlateDecode/Index[7 215]/Length 30/Size 222/Type/XRef/W[1 1 1]>>streamh�bbbd`b``Ń3������endstreamendobj223 0 obj< >/Metadata 5 0 R/Pages 4 0 R/StructTreeRoot 7 0 R/Type/Catalog/ViewerPreferences< >>>endobj224 0 obj< >/PageTransformationMatrixList< >/PageUIDList< >/PageWidthList< >>>>>/Resources< >/ExtGState< >/Font< >/ProcSet[/PDF/Text/ImageC/ImageI]/XObject< >>>/Rotate 0/StructParents 0/TrimBox[0.0 0.0 612.0 792.0]/Type/Page>>endobj225 0 obj< >endobj226 0 obj< >endobj227 0 obj[/Indexed/DeviceRGB 1 241 0 R]endobj228 0 obj< >endobj229 0 obj< >endobj230 0 obj< >endobj231 0 obj< >streamH��W�n7�k���҃(��,��\�Vч$(�I��N��H��mϐ��ʖd7-���ܹ��Ζbzx}�����FL��~��M3k�B��#��p����b:׿���PR��"¦1��¸$�(t�)i����2A)g��d�*�ͫ��,�9�.�0�uX�-s.�u��z���m�s����M^��]l�t⠼�-�����Yy��A�͛�3�xX��6].+B!��^��i�Hm�}�d���(�k�'>H�,���m��6�¦�P\�wK�U�%�e�u��ҹY�1��n�[vԐby`�Ê9#]��iS)���fu���P����ŲrO�s��+A+�i@9�dRI��ڑ�>�����¦qz�^��.'?���/�O[h�Kj��2�^z��Ʊ����S׸�:c�9`��n�e�G��i�8��t����*�ٱC���v���H㽘Hh2aF�Gz�N��)������~������l�JKVD�� ��Q��>Bt���R���OPV�R�]�׌�2�9�繆�=�[�Fz����h`ԧ��ew���ր�)�zs��� j�=�4�&�o��=�5%+�N��뫬�#w6^�".�NO\��a!C�tW�CΊ��X]�q�?�5!�m�����0RcC'-�C�u�JX��񹀓���g����ʠXX�k;/b1�)PU�������}x� yF�o�̛�0h���Ғ���Dh�pd!��d>����]O���X\;f�H[�py�4&�k6�=Wk�(!��)� "��U�*#�¦�B����8���%�O���n��cf��Q9C��bP�Q�lW��ᰔd���Z�i�"P��ViC��#mL��t�E��/K���⢔�e�bO2�~�w�C(A�a�t�1%�y��b�~�ds��S�����!�<�ul&���A����A$�����q~�j��L�d��`M�Mi����v�-<��`XAo�s8{��f�L�#f�yM {��H�G*~䂝�z�#���ź!{��ŝ�u6��U��¦b;���"��� �,��7[zۻ�{��/(�/��gb���;��N��>oZ�3��g�nװŉϳ�Pˇ����b���h�ҵ��h��q�(������R��zݧ2T�la�OY�����7��'���!�a������F�y�8jF2��Q�i�m�*mT'a�z��E��j�*�����@���(���~�Y����U��?����E��7���!Dz��y[�G&:��\,�'q_�y��qUjk��/��P��Іv��Ӡ��?⟣~8�����(6�z�݁�2l�Q&_ɶ�g�z��=1ٲ00��ەt4������^������NW�v��]��)�Jl9,��-��.-���?N/Y������¦y��F�������Ug���2lj~)<�̢����B��Ѯ�6s{M�¹��m����r*�w׊�L�ܹe��a�M�͇2Ο�]ojO�G��Q���Ay��ߢ����P3�?�5��dc��q���Ck��q���cwG�=¦�A�t>�֣Cz4��I�endstreamendobj232 0 obj< >streamH��W�o�0���C]�َi��6b0����F��������iڤI:T%qm����������/O�l�/K��_����0� ���c�B�7����(��;=�����f������dv�¦�3HYC����u&�v�5�#iKON��̄��^���@M�6 �Kq4W�B�5�S��1�f����̍�V��$�."��<#��F�f�E��b�f9!���=Ё��>���:�c��*ݟ9���DxD1(���F��L�� �*�3����s&H}4Úc�t';��6��G��z�K��6c�,���X��$W����C�G�z�V�S:ˣOIM�`���@hL����̻jt:��*¦�Łc�`kAc��S�n0z���'S�s%9*�v²CzҜ_�Yn���Y<�ҝ�uqc�BaE��������G+�h��H�(���O�ثƧ�̀6~!��A�eY�æZҦ���s}#�N5ݝD�F� �.l�&8&��#�����(�endstreamendobj233 0 obj< >streamH��W�n7�=��%�%�X ��h���}r�`8qz�4u���{���L�ݝql;#���!�����*E�Q<�;�'���¦�ڝ�=r�d�毾��~uqy�懇_�ug�����/5f�=����+����?�������s���c(����'G^��sѽu�/�t���uj#��.oڿ�ȇ\ݵ;u�:l�i�R������%�`�y���S��C��B�T�^`��/E<%��K`O!��1�ϱ�� ��vJm;�s������N���!�bd�{�\�8���Q��WwB0�Sh�d1����'h��������p9��c�I+4�@L�&� ʾH���oٲDK���XL�i��8b�յ3@�u�~sW���i���E�vi5j������>g¦��cY\K���H?�$@#�U�#N�G��Qdcu���T�8i�9���4L(˾䊜��)�q��0Yzr$�,�&.��1������zA㎂N�_��;PL�`�m'NŔ�L�v��uO�,P^�o9Y5u�7��wܞPO��X��6<�;�n٪P��B#1Ky���U�id�ׁ��������&>�X��&>�N�M��������q�_��2����3&��L���tд=��_�xHr��5U��d�N���!�t,+�������TQ�FJE�ckkd��Ƽf��w���(֞��>¦�>8��ha;���H�.�;g0�86X�Ɣ6x+�A�cH�����(R�]۷���I�MZ%ʓ�sD�RP�xLR�0����NԴq=��p��¦(�:�F�>�0�d}U���eG�^n6腢HJ����PiC�Q��y����9u�<��*� >streamH��W]�[��+�h?h4$�0��i��F�ZE���M�h� ���9���]'�D޹~r_�ǧp�Kx�����޾�y{���ǧ��?�����OnCH�'�_������'o���uh�����Hقe��J8�ËG)I�I��R¦>��.�=����S�yy�"¦����P�:���OAci�?�^VN����q1r<�V)&�����S8X�E�A� "�~����n?�1���^����Ҕf��i*#�bA��=��K�]������_�G�_q��{p�O�����_��[�yO�����}�ի�����w�/dhlJ��[��a7T�X%�<�9��������L�KH�F�PJ�92�g�f���͏q��.��t��kC[8��bI-t�T��=��9�[�m�Oe�TD܀�ܵ�`�bJ�f���9??kx�.<�Ǎ¦q���1�����H�9�;bI5��t����FM�W�JK5kYn�ލ�Wa�h��v�tD2�o��R�/�pa�"j[_����{⮊������f�e5�h����l1K�D����Vi�{�Keо�MT��(�ˡ`q��S���E+<\a�EAZ�aSL�C�usD"!N��J=�2!߇�8��yS�����:〜JjS!��u����v������enb�5�>m&ө�TЋR����=��T\Qd�E��Pa��qw�L��U4$���0Z�-x�sl��S&�u����bSQ�u�`�`�H���[͐�6����\�猚]��%1��be��T�(`��K��ʦ$J�v: 4�A`��@L�!w@�Ϩ��Ȃt�m���bի"d(�Z+�)�"�2_!ߠ�(����p8���\L�t�^bFՆH���%�R�!��F2���N��e��� ���%�>�oux��c�u�pE�n�YN�a��Ӛ������<�W����%40��a�*�!�����8F�������ը5S�A"P(xC~��P�r�>�n�4�݇R�,�j6�M�k+n*S���ٞ蘜'�t�Zᨣ͋�t�`k��sG[rL�:���r'ٱ6T�P�Hj�Pr76�2�d`A��Nh�h�Q��R�WPN�JA+��=50{=���g¦�ނ&rO��&�e6�*��F�w��eL���d����,jB�ԑW�p�'�:z*r�i�egP0�N���s�#��=v�<��=YQT��"JJ���߻C�{d������vc�2>����a�U-?�����_�B6��7���֬�������������_?C0`S��/���8�Ai q�;�ⰞP����Ƥr���D���i2\C/�@���[N�c�M�p�D]d�=�x!]�ݻ�j��=�b���J6mso/����fqƽ]�v�$�8��ovke�Ȓ��닀��q�17�^��\��؜���N�ɏN��)�̗ujT�k�_����ta�u�-�j���ށ���_ �0]�]yT?�}4q��)��\���>� ��7����<8D��i�.ݿn�\�C�7���/����E4p�>�R�pwL���>K�9D@�i�Ds��M9��)�α�K���sj��2s��L��8���ǋ5����2ȹ��9Z 4����;G���g�Y��Z߮����L����r��������*�g��J!}��Ѣ�Ymז�1o��7�\�(�Xje��%_.F�h���R׵>c���,V�@��Kv�gf{�@Z/�k���w�9��`rr�1.6�$�e!s�������X+COrWQ�����ܵ�&�����rj;���B]�$p���G^k������p�C.�d����m��Н"�_��vȶendstreamendobj235 0 obj< >endobj236 0 obj< >endobj237 0 obj< >streamH��WY�5�+~���q��M��Ľ�K¦�O< ��aK������r���B����v�^��ZM�$u))��A�"Ml�6_�i��C�P��2�"u�Rz�����K��qa,��#%U[H�υ��\�����8,�!�����$¦=������~x���* �U�}��{��M�.cP�R�f��\�R~������u�Q��;��tI�-$��Ƚ���¦$��{7�����Tm�I?,�6j�G2K�׹P�a��+�LO��Q�2��5�����,�S�-�@b8�4ݒ>v�V(Ӵ��zP�K���� Ԫ�̿�ͨ1��ʄ�Ud��g�A�)eS�Rs�����������?�m�ڈ&���2�Eh@���w����$�'��}$�e#Z6�oY�2�-KF����-����m�ä��ZHj�XA�o�n4U���G=K��Sp�a��K�$V�ɇ;,��9T�:*>�+ҁ����zٌ��N����!Rjɛ�`遲�޼�W�6I���+���T�ҙ���[)Ѵ!~7"�L�x��a�Qg3��d�l�Ѫ�(h�iW$Ƣ�2²�'2`!���X�X�X���9�9�Xfz�_�o,��&XK���y7s�G�Y�x3�#�tFit�`�l4]&�(P�uj��vG��n��λ���Zv%���q��I�j�1b���͊��G��#+3a��AFab��v�%�-���UoN����Ty�+¦Nm�d�$z?]��:yJ #fL�_�S+YdK]پ����A���#%�-������p��5�c+6V�E���<�O��,�����.}��gq�n��,�2�����g����6]�h���)S�t?�bB̽���{}��bT�j�e7��K9�}}�<�lہ{ɻ����.��Mu�FCeCNV�f�b��ew�Uׅ�h���/��J�}�e}7�۶��n��t��s���y�\��8��,�;Z:�}Л�:�_ꕃ8�k*�bL^���~�/�pF�j�pv%��yl�7<�2%5�s��6j=\W60GBx��R���z=ïV�h�n�B��M �n��0�U�j�F�h�L�����r��w]a����������t��ԶAث\�a61����d�n� �MI���^�˙V#�80p�9���^,���+�;/��;�O¦�.�D�h������¦�3C.'��z�-�*OQ�'�t���,���NўW=}��1�Ȧ�#��h�������svmҮ~��3�Z'A��dty��g���9��ӧ/��}����'��}��_��p{q���?¦�w���E����n\�����"�!�8�e('�_^�����ãˌ��޺�=ߥM�'u�����Lڃ�@0G��P�W�#�r���"�*�������PxB�KԿ8��?�wf_��Y�z�¦}�x�?��S!c��w��������X)9���SLǒA�V?��S���5K�� �0O5j��Х���'�ޠ��c�Q�?�R�Y:c�F���;Q�f]��3=޾���y�+��D��p�GR�W:W�������+W���DH�.�&��B����1ߡ�~ڒTɲ�klx�?�/Eܘ�̦?"·�C*����`b.�e;S(<�sk�K�sؾ�endstreamendobj238 0 obj< >streamH����n�0�_e.�E���Y�"�m� ��]�@q��V.x}�q�M���T�י��7�{"A�-(���;\�K��c����(���m3{ab%J5�t.�U��Z_�J.^R�v�NO7���}��Owի����'�`<����8�U�Rc�����Opwp�k���}���k_~�fK����3H!�>@��YUZ.�k����J��^�J�\]�x�C]��Cc�J7s�q�'\�v�.vp�U��#�}����۩N)e���f�oY�牖Q������>�}�p�9Vf9���9�nqi?s,��8��Qqh�&�W��o��zt�R��L�dr�u���Ja#,������O4Q3d�G�����D4�ȨdB�+P��l8y,T�D�����2��z�>�%�ݾ�'#8���B(�)^���[A���Z�&K��ML�vZLX����*9²���%#ȘM%�7�8v�Dn�D8ۘC�wq������!�i�if(�G��3�8L�f<��-������®:<�pk��A��aƞ���3��i�zE��~�]"����؄��̴pp)���a�M!Nv{&��3�fR'��@j�n�,��9��"�u����"��{��p��'���ɨis�,Sjo��j�g��Z�e�&��0h�+�9!�Y�k9z��1��tb�S�.:Fqga�AgA����W���U�G8Y��2Q���L~P�]��hnzv\6�z8.d��t�*���rJ�`TS��L�)T�u~,��{#���j�I����MB`lr>�ɣ���CR1t}��M3����;�3��q���{ ONc����2(Z�>�����c����xu��n�J���˂a�j����t��kWī�ù����)`b���!,�<�E��Y �xl���L�1J����vV��6&?Pؗh¦����~[�j�uP�﯂.F�=�����,e�i�))jbZ!�F�¦�x��0=t��$v]�p�endstreamendobj239 0 obj< >streamH��W�nE啿�G�a{���R4�5(@�D^����$�b����/sY��H�"ozfj�NW�:]�\ݩ����կj����*�d��\�E[}PܬH��!*6V;��U/�,��ڙn�4�e�A���n!:�e$��nau��g^ڋ�����r�.���Z>U�-�}u�V���[¦wu�¦�z�VQT�]�a�l������͛��"y'�Ge��Q�����F�VO�7���y/��Y���pG�S��;��;dj�3^�XSq��s$�"���K�pܽܯ�R�}Jx+%ޡ�c���HP_X���eҾ/`o��i�\�Jo�\�o/?D����[i¦����y��}��V�s��%m�b�c��x��RT�Vo��d�{�2�`lP׷�v�e�<�uF���F����;�b.2��d'47��c������A���u�{�7,%7'Cٶ>�d�x�^B������9�׏��.���ur=}ݶ6�`uk��I@U׈VD��3� !�D��s:�Dswp#���jJ!B������R�\B����ɤ��[�����ՎV�������Ż����T����e]�.��<��~;�h}D���f����8t>��u�����`��5ɡ<J��8�2�¦�ʶ���_�;f���%4Q⽐d��SAф͏��Q��ySpTx�Pz�ɾ_��<���6uq{���¦Z���ϢB�^`�ue�)a@ߍ��p�m�`����¦M�W����dU�27�I��n��4��41;l�7J��<��4:.k���F�w3���(�~���v�[J��a���f�>�a�U/�9��h#iŉ����_���=��5T�@I�����TÑ�. ����;��&�X��$��8r��š/�h��g��o�Z����<���V@�8�>rD�X�P�w"���Am��Q��2C,��q��xJ�\Ř��V+[߉ǧ�ܣ�Hə���7�"�Kљ!?~���n~$��M^8�A�cY�,���]�[8�1���w@؃��+�p��^����]6�����W7���Sg�����=��g��m1`qI't��e@a�ǀ¦`�C{��9����P'�S��QI���Ƅ�8�f{0T��O���:�1>�"3��3�%l�g��m&0�d�0�!1Ou�Aב�-�6o��Mh>��!�b ���C�F�?P����!F��X��!}��[!�� 7W���p���@�qQ�(���!wܦ�u׾0����S�7b�w������d��Qt�/n����Gki�Tl¦�M��m�.���a���_j���endstreamendobj240 0 obj< >streamH��W�j1�k�B��C����K--�x�T��(Ihi���#��ޛ�M��ޝ��9:�2�8�y�Pje���W�x`KιZ����-c����7���s���&�Ŕ����#[.뛧_�����'v������fG��R!��j����:G�g]z�֔�+815`���~�cg�������7;�\�QTB�*K��b��9amVd�&�t9�J�+@�����=-��2.��v��x�t7Q�O�\%8��6�v�v�źlf�C,�l¦�J��^\���d?�t< ���n�&Hb}�g{�q(Ix�H'��u��W_Z\��Sk+,#E�H�Z)E�i�RFJG�9�a"��A�Hj����8D7���,/8(J�ν;���Rˤ�Q;��5�����:��K��2P��vTG_��@Na��ֳ���rPA3 ��l���%̧{A�0�����(Ĉ;�K�I$ML��D:�ҹ�l3�{�7S�:F���*�\�UZe��gxJ¦N�ZJJ�Q&D¼(�k�#���V��a6�؋���� }�>2%�+�^-�y����!T�{�EQ�J,�V,��])�̓��wR%¦�N��nqN���Uw�f���?0���y���w���g��� endstreamendobj241 0 obj< >stream���endstreamendobj242 0 obj< >endobj243 0 obj< >endobj244 0 obj< >endobj245 0 obj< >endobj246 0 obj< >streamH��ʩ�Ǜs;����w��`u��endstreamendobj247 0 obj< >streamH�lVp�����$�W�d�e-�'���%J�
https://www.kelvix.com/product/ch-014-c/spec-sheet/ | lighting | %PDF-1.4%����196 0 obj< >endobj xref196 660000000016 00000 n0000002071 00000 n0000002227 00000 n0000026079 00000 n0000026216 00000 n0000026355 00000 n0000026403 00000 n0000026775 00000 n0000027019 00000 n0000028492 00000 n0000029364 00000 n0000029547 00000 n0000030775 00000 n0000031067 00000 n0000031250 00000 n0000032391 00000 n0000033342 00000 n0000034311 00000 n0000035679 00000 n0000036951 00000 n0000037006 00000 n0000037118 00000 n0000037232 00000 n0000037345 00000 n0000037415 00000 n0000037516 00000 n0000047534 00000 n0000047809 00000 n0000048265 00000 n0000048292 00000 n0000048870 00000 n0000048940 00000 n0000049049 00000 n0000058478 00000 n0000058749 00000 n0000059225 00000 n0000059252 00000 n0000059811 00000 n0000060259 00000 n0000060537 00000 n0000060833 00000 n0000068319 00000 n0000068576 00000 n0000068967 00000 n0000074909 00000 n0000075164 00000 n0000075496 00000 n0000082131 00000 n0000082395 00000 n0000082765 00000 n0000088330 00000 n0000088591 00000 n0000088898 00000 n0000094087 00000 n0000121483 00000 n0000122574 00000 n0000123665 00000 n0000131128 00000 n0000132968 00000 n0000140466 00000 n0000144697 00000 n0000145604 00000 n0000155164 00000 n0000159261 00000 n0000001893 00000 n0000001616 00000 ntrailer< <57B108E33D494A33BC4A5B6148020AA9>]/Prev 167606/XRefStm 1893>>startxref0%%EOF 261 0 obj< >streamh�b``�c``����������1GP�I����w)1�`n`�V0s����h!t�Ã�@��s�묶���V�p�:������m�Rk�ȤX�/�M����&6 >/Filter/FlateDecode/Index[6 190]/Length 29/Size 196/Type/XRef/W[1 1 1]>>streamh�bbbd`b``Ń3��c�4g�endstreamendobj197 0 obj< >/Metadata 4 0 R/Pages 3 0 R/StructTreeRoot 6 0 R/Type/Catalog/ViewerPreferences< >>>endobj198 0 obj< >/PageTransformationMatrixList< >/PageUIDList< >/PageWidthList< >>>>>/Resources< >/ExtGState< >/Font< >/ProcSet[/PDF/Text/ImageC/ImageI]/XObject< >>>/Rotate 0/StructParents 0/TrimBox[0.0 0.0 612.0 792.0]/Type/Page>>endobj199 0 obj< >endobj200 0 obj< >endobj201 0 obj[/Indexed/DeviceRGB 1 215 0 R]endobj202 0 obj< >endobj203 0 obj< >endobj204 0 obj< >streamH��WYo7�k����8�XZ��a��U�!1C�ݤ>j�F�?����+�P�BX�;�������� ��T9ϭ˺�;��r�ɼ���6I'�ʪ���XTK ���*�!�M�`�0Aq¦khЋ�d�Z,��Am���&ď��98�d�BQ��lD�b,Q5�U(sl�p�����6͡?hI��<��~�<']c�i[(-�b[�rx���P�l�#�\U��!b� ���X#�0ZF���Ԏ�ݙ8s�g����19�n~9���:ډM*��H�I�L�i���`��}Luoz�1�Q��?�_^��F���3AK���է�2t/c�Z��^��jH�-�����)=O!���O���͑�EH������lO���e��s�%�Ί��X_�q���Ӑ���J[-5ya���NZ�C�zz-l�2�K���0��AѰ.#�vYȢ���h���#1;�x�'�W��F��`��G���JKR�xf�1<B�@���&�õ��'.�K,��f�*f�W"�b.Xi]��K��������D�&s9"�d@���iT*V��V9�i��2���R���q;�i�0qj*�$Կ�l� i{�Z�o�-%�<�HK��x]����ʀ�6��e:�ܤ��k���L.K���;����8��-���1K��5��A��nt�4�0d�4h�絎m?��y�<���z�y5Ug{���&�`I�,A~t�[�?㪜,����qT��U��l�8S�Yw��h/S�)�HŎ¦f^��gԱ�X��D�>�y��ɘ�o��w��t"�D�;1@�����3��c̽a�@�x{-6�eG��)7$xR2�����_6[�,jf6Q3 lߡ6�[.�'�_��endstreamendobj205 0 obj< >streamH��Vmo�0�+��>n��g;��)R�N��$P�'��4��i���_�_�&i�%�%~;������N�K�����d������w�O���y�vBB�K**p��q�IP�0��[8��.��ګ!����ŝW��¦�}qS��<����^'E�͜3]M���)�*�������)Dǹ.��f��XQ_��+��4��4��7� c�/Ӽ��K�/ȴ��{x���xhۚ�B��v���V�i�;�"����ĕ6��c�v������S#ZBU���jD��=P��ٗ���i*�v���~x����H&F����%���,�9�a��{Ԣ^j���÷�9�䑔@A�H*�����&b���j�9���ZF_�N�M��7+W��DPe5C���d�м��k���V�8��>h�����G�^�{��)�RC��hDM@eԍ:�7�Ĥ�0;i�B�6��{�%~����g��jCZ��&ȥ�2��DQ���W�@ڈ�����Of�?-���P]��c�Eh]��!3�LM����1.��Y��%:6��V�_����c������.Q2�D�����'} ˮ¦]i��C)���(D��q�)����F5����fo��oy�$[[zw�JE~���`62��{�@�=qAg�QS��T�����ɗ�¦�^������t�ek����0�����ƞ=ҁ}����@�m.�\XO��z<7v���K�!���-꟬u�����p�~옪/��k�N�A�����7��q�uk]MeXN���3,E��ư�.��_�<�*�endstreamendobj206 0 obj< >endobj207 0 obj< >streamH��W�n7�k�b��^�$`���hR��A�0;mb;M� �Ϸ=�]�W�n6*a)-5; D¦Z��ĚH��S��:��z69k^��������ß�o����������x�㜼��d:��F'�ߪݳ��/����;:����u6�3��%�@�}��e7~Tq5����7���s��pi\�.p�~�g����DӮb�0κ�I�^����`����_����)-L}q&��tqS�1�"tM'������`ޭzW��e�C�N q&qLu!�P�˭dMW�Nݜ_��¦�S��:'#�I1����q�]�i\���E��Х�2��{���;]:���N�XSRpH�hR,���qNg����gܿ?~�[�]�/!�SqӀubKi�����&y�R��A&bbb�L��fa�.ԉd1��� .D��1�*���%o=�o_?9�ABd@��C������(L��Ir�(�p.�:$�#R >endobj209 0 obj< >endobj210 0 obj< >streamH����n7�_e.���8<0�d�mR�-���Qn�6q8u�����\��U$�J\j�s�¦��I��;2l�@7�\����ŬR%�bd�1o��2���\���y����y�F�2.��c���a]�i�a=�?�~��Otz�����[:ys��r�bq�������_��2�uqZzO�o/5���k�]fַ�a}#��M�3,q��&�tB/���¦M�X�k���ʌ�f����g��L$碲�db��:���S�M�گ�Ɯ�����x�<��2Ϫ��4R�Y���.e>�o����q���z��F�h���%�@�W�P�LWך� I&K2&;F�lȘ�B��d�$��zY+�7�nL`��5��'�1[�n9�8¦�r��H���C�>I�Z�w����¦��k�92>H`�if�¦z����ͣD�\~������ĉ���8e�5e&����GB��}�籅ٶ�+�%��.���K�$VV�~X=�0�H���8�������~,R@/�:�~��:,�}z�^b�"l6+:�E�¦�yZP�ʧ���Q��3�� l�T�iYDﮮm[}S!���v^b�UWJ~��ʎ\�]}Õ�]��vy��1���,��2�J�{p�A#�h��qM ^p)}Aq��V�;N�4C���OBߕf�f)M2�c���h�A8���i�q����(g1�1)��'��:@�[���h�`��N�8���J#��k�}��b��`dLv��o@�ay�t)�I�L<%�����r���ުPH��ki��.s�-;Զ�˙�wB�&�bo�;���O���� �.sF��!blR�y��D6C��Y:pr�W[�f��:@�S;�8��.�8��(��E���jm��7�����x3C!]��Q��¦���{u�<ϡ��[o�I9r�$�9=�l��q�8�7�`2��]茨IHP�_�ȎηM�E�y��ʂ�x�����oU+�n���X���^�и�t���]��Ѩ��9����<���϶����sV�o��ʞ�Jsh�����h��endstreamendobj211 0 obj< >streamH��WMO�0�+s�C��x�%�H�B�D%(i9�UUQ@jR�C�~g�8�e�$�zؕ�؞7of�4���W?�.�^k��@���i���>?������r#�I���qGG���wpp�P��<\�]�>砮�'+��B�읇�U�`H���7p�l���,^^j��Zi�\Cխ���v霍E��$��l����VkM�����:�O�?7oഁӷh'd_ _�Z4�ͭ@ÂX̛#�7�~�d=)ZXW���}¦�{'�P p,�Œ@Z��$q�NY�v3�'Đ�<�c����n#Hm>�b�O��8��e]YTA�U]��R^���v�b�C&�IDi��.z+��Pe���op���d�^�G�s{��ͳ��2�¦f�3��W�y�����r�qZa�{��8ͯǙ�F�:�N���/�}��~������������UsߪLv��c�e�{&O���v��̾�~w�衇�E5+ñ��ح�DٹV��L`\a����)��ǚK�*�}NH����¦U�+�g�N�0��o��w�(���c�\w�Am�����4��T[�yE�AѦA��m�2<�]�ɠ'e�2ϒ�\O<�*�X�Ķ�i9���05K��$��7���g��u^!�瘚35Q�^&6�)���Ԥ.�������ݪ��_�D�*��_y�1�3.�U� �`�@i}���f��L��೎��:~�a��0�'��q���{�'����c*�e5R�A�\!�i�B�)3r���(NH9Y��űSr�o/�R^���eGY���~k�K�l'gUL�e�����G�#@�h��Ds5� �ڿ�hg[�Z�5�j:K�]iB�)�47<�-G׍3�����I���{B��}J��g#�#endstreamendobj212 0 obj< >streamH��V�n�6�k�����(��+H<�����i�(�l6@�-6E���%e����c�!d�<�9�t�Κ�B����ش�3D���`�S�0DE�%h��>m��������}���_�����q�����}��������ޟ%�"%@o����AW�sŨ���Z��>�uNi�����1�x��͟��vy���xR���x��I��"`��Q�m�����¦q�&*�'�j�f3��t-C����D�=Rٻ��ڄ�KՆ�َٖ�Σ�Ge������63L�VD�2���1 :�Y�"�<�O`8�e�v�۫��Y���#��:zE����e���ӿ����Op���?�vx�ӲY��R�$��%$�(�p/��U'1N$�5�g�'(�B0�Ǫ��%�z�ѪHS��p4�p�t��^�S����%uZ��e�1��zN�&U8�aE�m9Y~�/i���bS.����bTF{�����d�^�A^�b�F�818pX�z�_ ��bŽ�<㐾0�h�!��I4��bni�oT�4��Vۙ��җ� y5-G�0���dr�Q贰KD�q6^�9+w�?sQ�g�S������#R���A(�-�@7�Q�lF�����4��Ƽ���Q�/5K�g��G6ڷG��#쉓�=��چ{�n�1dW1��F��Z�PL���ҫB�-��2d��q�>��ݼ���ƛ.Q\b��4�r/w��6��^R���s�;pш-��ۺ̩K�g�,ҍ_��VI�����3��u�G�g�l�jd���ΐ�G�wE�0���endstreamendobj213 0 obj< >streamH��V�N\G�6�K{1=]]�]�B��X�b%DYX^ D�-����OU�af��Ι~�㜪��_����磋����b�������W��i���������X(�Vj��Q9�px�R�=��S���X�(�M�]<���.{x2>}`߿��`�>�^����a�-��·]l:������_]��¦���������_����ļt?ɪI\x�_%���D��3��g_{�5?�~��������ӿç@~��T�֢j���ܗ�C���p�[��[i�4�B2kRȈ������y�¦���RN��.�����������Ǻ���S����,O!���Z�3���=�}���MO���Ô�F�J��;�\&.w�5s��6������t�'ѭ-J����ɿ��H��X<��D�3��=�����pz��ļ)�E�>��{���k�f����,��J8�G����d���5v'��P�Ċ�-�J�-�)�%�b2��:�a����¦���������{�%��%���U��B��*�ѩ8/J����/l�{y}�p�mHP�?!#�@��y�I�����0��Z�ި�(��bnf)�"X��L����4�T��w��zAjg%�5f��d�rFh�{0Y=D�8�e ����X4Ȣ�&J0WHsT��$�!�u�*1I�1�:��b�����"�HmcF<q�Hh&�����lU�<�#h1q�W��R��Vr� ]\}����M�2�+sJp���U�ah��endstreamendobj214 0 obj< >streamH��VK�`5�J.�҉��#�f�4H��E�@!� ��?��N2 v��-���{(�D��$=�����,H�[�^C��gf�2���ɦK����,GɊ9���ӘW�cs�<$���b�E���0����'�sn����uZע�K[�`��̆��X�벉[�0��%&�T��\�o�I����XHqn���q5�𤘺,LL�K3v�Q��6�6n�HU\W�7�ZΑ���Ced\�m�k��-�Ҫ��!���I��a��9�[_��P��/��O�#!�rd����M�u$F�ץ������q�L7@�;n�((��8���L��0���~�*�����a^S��k2���<��P��~3w���з�,7[���ҏ~����o��ݖ����a������i/��(��&.P��ձp�����"炙E�R��U��=�<�'�VThw;0S?�"��u[�T�x�P>�e�]Mm��8"NF�.�>�P��u@m�ɚ�p�ZT��xE�J�-4P^Պ,~�ti;3r�Ϲh�n�j�$�ʇ�����E�oB���<5`�Z~����+$���5Յ˲+�[_��R��ƽ�k=�Z4��>����z�M�v��!�>#��)�30�ia�A�$L\Pw�v�)�kyuvv*[��Z]b2:Hs�.z-]�hQ�V�_�g����֋�Ӓ= �S��R���s3h\��s~${�[>9y�,}����<�S�O�HC��zM�7�l*�GB��qޗ��a8���8�m8[�Ъ�aymx�]+��=G%��]uVPZ/�����-�IY�5�׸�q�٦:�`����l�@��׳��NF���¦o���^�}���iyݍ��"]���n����[���b����힏�7\:���8H��Kp��x�Go���n�g�s�E����Չj9-�����A�qn ~���q�1�nO������fYp��p9�-v�\�u[�Ի�Zaܓ�t���[��˧^������)¦������׀����o^1�G�1��T�2�Z�P�̢e����1ҏ=�CO�4"D�<�**&��h�����=�¦~��������m3�����2&�bMIf�e�(X��As������e��E�����D`,^t�A�9.U��`��T�V�!,#���z1y�o&�sendstreamendobj215 0 obj< >stream���endstreamendobj216 0 obj< >endobj217 0 obj< >endobj218 0 obj< >endobj219 0 obj< >endobj220 0 obj< >streamH��ʩ�Ǜwڀ���w��`fQendstreamendobj221 0 obj< >streamH�lVTS�����KH��K�0� 8H�s-��S��$Z5( 0��q���GN��_[��U�:�[�%S�����i7[�<�]�z<γ��zVk�c����9ɽ�����~�{�w��Uk� :����j�d��.�Ƿlm�%b�4������v~.,_���˘}:.`bFC]M����F�I�p������C��������[Ѳ�f�G�]�>�g4��[#�e2�ʚ���ƿP���}ۺ�nx}�8��Ƿ�~����ͽ�wQy}t�,���]^YY�Ca�Q����Ae��*04,��h���ypf�J�wQ���p�I���qh��{��I�O��äI�� ҅`�� hn�F9����� "JQ1�b�����#>�"K��_ I�3b �D\D�&���>�����E9Y&4؃#�6�����@���tq]��b�c�6"�蓀qF���3Nd1����5љ���LU\�]�l�Fh���K݊�4�[xN���S!�1���`E�G�f���T��~�wE��s=Ҁ����D��"K�g��̉����L�X螜��d�X'd�RL���n��0�:A�DF�Y�IJs�������,�?��aNu#m��ߛ��-�?�n��9rL�R�����ɮ���E������k�����r]�b����}k�.��ϯ��nX1t��&�A�\�!dw)5��,�_���>�`>4#�ID#1a���X�)�5�JՓ"*CU��d�(3�bSӈA'�J��r����VK�.�I�b�֨�*t%Nv�l�&ɔ̙R���Hz�K�+�����c��΅-Wvn���������Zx�DnL��;U�������q��Gg������.��9w���ݳ<�CM��tf9c=�J�A���c�y+g�j܄���ڬ��PL���l�C���X��@i��hL�fQ��:О����O,9V��y��>�19@�Θ�8u_�K���&�ƌ�O�j�W�-al��[kL������Rm��htR�]�l4R��������N��7}�JrSn�ߞ5��d�m��F�G�̙��r���VQ���{�vt�%�DEY"�Ъ:e����d�1�)�˪Ų��\�ҦJ��W��Uٟ����J���NzG�0���+�_�b%���Էb�Ʈ�����r_c�Ń������!2�p���I�H�qhpJ��Š�;x�cb%R��D�s�1Q[��Fk0)V��g7��n�c�����#�Dϡ��.�ߓ�D��\"'�&_�?�< �����7�}B�Q����4�Ωx"� (4xG��j{�)^�V����g�r��I��i����σ��U!]�Y�%���D4_��!ޠ�X��E���z���"#%�Z��.��H���V�U����{N�k�k���¦Hn��g�{�9O���+����t���eb\�պ�saK(�f�(",qciJH���"��B�(NU�%�>�D14VLSw�،��C�9!E¤��̇����8%'G�ju¦�+�Ӿ¦��7^������o=���}ｭ7�����ߜ?���M�\����mϞ����e��8��¦���ܻ{�ҩ?��T`_�!fDh됩n�6������AU$�Q%"���hb�Eu�B#�j��BN"�\������pgx%Mu��u�N�Z�N䊟Qz�8N�dđ��Ԍ�5 x>�F�rS0��=�%�6�#d�W���Š)�V�FmOW��K��$Sl�$7ۙ<�[�Y�Ӂ���/ݹu�w��w�v0��2z�^n�MUCp���¦y��������c&�S�<4������Q��KD�U�]�>�{#m���~��eaF=Ν&̐�4�۠3�i�S�f��iPf��a9P��R��2����ְ��,zϹy�(���H tP#flu�>�v��ׯ�����"BE,��cZ�`-Z*�\JG�_���bP���J����i�~Br�}�M4����g��^{+��JYk���N��t4�5��10�J����~0w�1�c#�G(? ��J�H��c��KY��44z>�Iɽ�ro�=H���ˏ7�/��X��3Š�k��E�����>o�I�=��^[P����t+����O�r�K(og���4L���&F���x#)%t��·�6�o�,��� g�\k�:��C�*��XC�B.*�n3s10�}I�C��e�KN;�n�]�$���+���u�v�����N�[nK����qr5��#����Ъ��}�ʎ�\{;�������ǩ9C�~#d�N�TW���@n�+����V(d��%��U^}����(�t�V�O��¦��W~��x����m��3�CQ�?�A�L��V�n�z*06(��Da3c��`��Wm/��U�ӫ�N{'8e_�rC`V]��̑��W^w¦�5�2�I#�:V��i�$�t,������/��{�hze�n݄�v��3¦bږ�`�a��ٓ�z¦K���?{�3s�s�E5�!ѐ�'zG���]B�+EU7ϐ��LmǊ~.�e�e��kՠ���:�w^+�lb����ƾb�)��_�$�8�~`����@��G=o�[�-ocK���HΣ�$n�1�PɃN�nwㆉ¦D��Z������2ș�EN][��S4�ꉃB�mhW�u!ׯ�>(@�e7P`h�����W8lB�W���Q�-��(�4�6�MN��1�Ćb:�'X�SC�b��%�:4��B�O�줈�:K?�y��¦�{��}W�/=;��{��q<qh�O)��euȆ����é��3�y�;�¦�=\��y���zϻ�����e���j�hU��h- ��OEϷ�o��v�{���͆¦�W:=s�J8�2��Ј�\a٫lh���·^��O����B�CF��}_f���0�ܐI/;��}��ӗeE�W�yv����?��㝛8/:<������������p��¦�]����ޣ������'*KY&x�h¦�.̺pL����IE�m��z�+����[������[k�R=�^��V�{r<�R,1��昌�+b@p�W+�^�`��q��:I� �/�]������Ԙ(�D,Q��@w~Dj���]�g�v���x���k���\���Ӹj!��37C�B�����a>[%��r�1�h��>�*,X5e��Sn"��wבj�r���~�l�s�E>�S<�Jg˷�g� �`#p�Wq��]���n��FI;4�T+����M¦Q�W1!cM����N͢�S�yW�t��W�?�m�T�ɚ�����ˊ26�M���<���֨8O��4�6����Tv�0nT�T1�)~�4��;ȰLFx������i��U�뀴��J�(��PSt,+`�{/�Pg(��M9�`NC���&CS�SZS3fŜ[&�^�����OW��h�>y�"�q62��Aúv���N�V%<³c��ɡ�5i�t�9�?~�0T&9��bd�b��\:М�5G�qq��eE&On.چ-n_���r���>�S��}�o��'@�gc��,Q�#J�:g�)?e��)b7-�n�N~qr�#�Hi;D�����&$$J���}G�����X L�Hȥ�B�d1����wf���c:$���ҟrjY�XpO9�O��5H�^�\Lj�A�a�ZSSQ4"I�?i�[�7M�+�f����ݽg��4�w�¦�l��a��'��5}v��&d{h�b���F�lV�!�T���ie~�Vv���Y])�}�R�B�j΍�ӏ'ϩ^���8��2%�$�4�6���m���z��bWI�fԻ]y�v=�=9�ԩ���c�/F�%Q�<�4<�O����kz�)ǫi2��;J�>!VjJ�I;SwT�,�`I�gqYY¦޴7��x�Eu����{�]�� +�&x���Q��?���z�~wO���=�3$�ɐ���_��/�YϐE���~ST�L)���=ۡ��?ݟW{Pp����򗻎h_j�OOs���3�sV���-a�0�S}�<���>�w%����Cܜ<�m�;`��5@����r%�Vt�����;�,�/������ڃi�n^ڞ��J�~N\�mh�;ī�xx��Z]�a��tj���9�*:��pg�����=�ŅtAۄ�����_s�c�nE�O�>4��;���Q�́��MFN����&��30�:� ��aU���ݿOS�D�C����^!B CU���7���ǿ��+)�.&�����M�W�&ީ�Sf/Oz���-�d''��H.J�8p�2�p)����M�g#3JW�{1#��n�Q��L(��oO�O�E�e�ɳ�E���� ��"¦Fz(���"y��ܿ��Ā�����+W����GxZ�k�W�&ږA¦��u���K ��S�X'O�S��;(۠F>�h �b�!^v��h8�<���ȁ�챘K��p���v&ʿ�F�F�`�D��0��ByMR���d�%�B`1K�L�qo��˂ �~SY>>g�^rv�[�u�C�¦�`���{Y)���A.mA�V���]��+.0Uz�O���\z��%Pq6ʫ��+�P̶�¦�}n���,�cw K*��K��P/��l>�)9��������$∧?�2��9�{hf��i7�Vڏ�+7�T��H:)��b��L��p�١V���oƸT�t�+��A=�C��u�#�s.�4¦��ʻ��+��P��Lx�܄fy�ц���v(g� U^��ۡ�¦�Y�~�'��~)��%�:lD?n��P����J!G��F�B=����]8c����9��W�۰���r഼��(��!���J��9��ʧ E���#[�-�?!�}���?�@>7���f���x�1��"D��x��r¦��4��eP�8,Qꠂ��{lF�MeL��Q�txϥ"\ጲ���-�U�7�".@������z��$���Cy6�'�2��?�Q8��*�We�7���z��=��e�Z�����w����$��C%���)��$���!B�$��"5P��G �-&P�q�v�c��m�)�TG�V�J��o�{��r�L��3���������X{=���n��T�p��I��������A�L���xϥ�9>�G�����b�c���]6��9?������G¦^켇·��ҽ*���!gv�,�R�ޱ�c�:��j�¦�8���s�`g�>�,�m<��}��}��h;�"ٺ���@"�ϳysۉ���^/b=�w�$︂8�L!��#8��羸;�f�٦��.�xG;�d�;3��Fg;�w�S�����w�b���A�ˌ�`oT��NvF����3u���w�ۿ1Ժ����#�lOǫjJ쩔��r���7����Po�C�����wF{���
https://www.kelvix.com/product/ch-218-n/spec-sheet/ | lighting | %PDF-1.4%����209 0 obj< >endobj xref209 740000000016 00000 n0000002253 00000 n0000002409 00000 n0000029206 00000 n0000029343 00000 n0000029482 00000 n0000029532 00000 n0000029790 00000 n0000030162 00000 n0000030210 00000 n0000030247 00000 n0000031813 00000 n0000031996 00000 n0000033045 00000 n0000033228 00000 n0000033520 00000 n0000034826 00000 n0000035840 00000 n0000036739 00000 n0000038079 00000 n0000039397 00000 n0000040893 00000 n0000041248 00000 n0000041971 00000 n0000042026 00000 n0000042138 00000 n0000042252 00000 n0000042365 00000 n0000042435 00000 n0000042538 00000 n0000052616 00000 n0000052891 00000 n0000053342 00000 n0000053369 00000 n0000053952 00000 n0000054022 00000 n0000054131 00000 n0000063565 00000 n0000063836 00000 n0000064308 00000 n0000064335 00000 n0000064890 00000 n0000065339 00000 n0000065617 00000 n0000065913 00000 n0000072042 00000 n0000072297 00000 n0000072634 00000 n0000080072 00000 n0000080329 00000 n0000080719 00000 n0000087498 00000 n0000087762 00000 n0000088132 00000 n0000093700 00000 n0000093961 00000 n0000094268 00000 n0000099882 00000 n0000105767 00000 n0000116930 00000 n0000122857 00000 n0000123780 00000 n0000162720 00000 n0000163811 00000 n0000164902 00000 n0000172365 00000 n0000174205 00000 n0000177018 00000 n0000179947 00000 n0000182693 00000 n0000185594 00000 n0000192636 00000 n0000002074 00000 n0000001776 00000 ntrailer< <7B634B956D0B41309AA832156D29D9E2>]/Prev 199317/XRefStm 2074>>startxref0%%EOF 282 0 obj< >streamh�b``pc`�g```zȀX��c�bTBw�bi��Iy��#D�ؘ�0�c������6s�"+7�^F�2��a�>��?W-��T�3¦a��0.c���+~�����g�g��Ro�E�2�b��,�H�A���a#���,�(�#�0���V���Ȏgd`z?H330�}���10sl�20l0yw)endstreamendobj281 0 obj< >/Filter/FlateDecode/Index[7 202]/Length 30/Size 209/Type/XRef/W[1 1 1]>>streamh�bbbd`b``Ń3������endstreamendobj210 0 obj< >/Metadata 5 0 R/Pages 4 0 R/StructTreeRoot 7 0 R/Type/Catalog/ViewerPreferences< >>>endobj211 0 obj< >/ExtGState< >/Font< >/ProcSet[/PDF/Text/ImageC/ImageI]/XObject< >>>/Rotate 0/StructParents 0/TrimBox[0.0 0.0 612.0 792.0]/Type/Page/PieceInfo< /LastModified /NumberOfPageItemsInPage 282/NumberofPages 1/OriginalDocumentID /PageItemUIDToLocationDataMap< >/PageTransformationMatrixList< >/PageUIDList< >/PageWidthList< >>>>>>>endobj212 0 obj< >endobj213 0 obj< >endobj214 0 obj[/Indexed/DeviceRGB 223 231 0 R]endobj215 0 obj< >endobj216 0 obj< >endobj217 0 obj[/Indexed/DeviceRGB 1 232 0 R]endobj218 0 obj[/ICCBased 230 0 R]endobj219 0 obj< >streamH��W�n7}߯�� �3���$�����AP��&��Ʊ���{��jW�C^�˝9sxfH�7��ޜ�ߪ����j���뇻[��ǫ��7�Q�G��n�өQo?u�%�)#�7���s5���*��Q�d4'mCT���Ց16�1.ㇶ[:^��ǻTƌ���A�E}��X���_����K�c�[�>e�����ګ��U� (����������$�a�0@���E�^��7O���[�y�Ǩ��V��*k�4pE@A�<)V�)(��T�D��^־��/��LvR�IXdY����*���/�b�e�!�-�B��"c�֏�/��.1'����\-/�OV�q��51YY�4Y���!X5cҙ��E����4H�D��k2�2�B%�# ו���l�'iG&F����8e���w���֑a�\�q[А؇�b�w�k����#�8�XR;�8Rkt xI��j��AM-ީhXLJ�����٤ٵ�c��Ռ!t�v�N�}޹¶��R�1��7n4T;��yWzb��6����Qմ�̿�7�[Z�@k�o��FV!�}�a����Z�xg��i�w�v��e��,,!�=�*n����=:�S�$;�tU>:���g=����buW�3�}�4���b@(�yǊ(�{�0�b��0��0E�#R2���S��&d>?�~�.�g��Vf�(X�>��a���J���#n�G��#E����9A��[]���P�h�2(���=��u8��Hk�V�S�V�4׻��(�t�v�ۢ��<���r��ղ�a��ڹ��¢tl��+�̩�!�a���Ȟ3D��5�`�6�Nж���#��Ipc,^ｂ$t�i�; QWet��V"X�~���7�O���h���-Wle-sE���Km�*kn_ӝ�����ʅ�lr���$������{:¦�!�>C�/���j��b;�bΈ�m�Fg_2�t�Còg��Z��5+�=��;��C&�G��5��E����SL�Gb}@N��q���f3�a�%��>+���� �B�,�V�f�n�?��4q�[Kx�L¦Q;�n}�¹�nQ%�\rj-����-�{�a�_�C�� >endobj221 0 obj< >streamH��W�n�8}�W�}��C�%;�^���ڧ�(�lZ�h�m�"��wx�,�R"m�0dQ"9�s��Ѧ)65+��r����{rs{�����~�f�YYVkQ5�g�~�ɔAY�Xp��P,��^ݒ����������ny�9?B��,Y���'G��Ǽ����/�"�Rpͨ��.I.]kjoJ�z�Oo�B�4��t���W��8��ҽ._7��׎��w�?Zn�����ME�B��'0"�"�^�!���0єg�c¦\�9j�ve���ɐ9��r�y�ӌ�/V4˱��$��H��p����sD���[`�_D������%y��T����7�c�-�*���@���z���Q�]�فIǕb�э�\g5Ag��lO��ì�r7k�B��0F���.j¦d�y[�J~T�H9j���aᨼmm$�:��֍�u9n�G�B?(F�`k�)��Mٕ��B�#B����_��4MFFp!��Ըc�����ߓ����7ߞNI]�>'a��[$�GS�!�n��J����@�?�ӳ�I�ս�a~�-]�r5{�{9V�&-0}��B�Ju�a,TM��P�suB<xb=)s:��a�*�b�f�lO2r��<%p��0��Mp@��ܯ���C�?���eƬJ�Y��S�Dm5UPq�0(�\��R�8�Zst8��Ʃc�M�����_��]��x��;:g�.�?�~��p��VYƹI��P">���(@��3�kG�V��aF7T�8�m�[GҎ\��Rv�ݱhԊ�:�����8���*���Y ��4��-A�X�����j@�R�̆�Qs�죦8�$�g��o��݇��¦Ec�u�����.�PU��Kk�T����ȕ#-�u¦��c�������]��wr]���T6h%��3T:t'�Ǣe9���3JK6)o&��iy/.�K�s�endstreamendobj222 0 obj< >endobj223 0 obj< >endobj224 0 obj< >streamH���[o�6���)�?��9������Ͷ"��C4ݺ$E�[����H�9QC2%����d'�O��/��,���D���m�~Jw-���!�E��44�����z6�}������^o�ۏ��7�JE��>6����F�IK�o7?�ͫ�/��m���i���ڣD���l�?'���&ZL��I 4�`��lI¦~���_��.�ދ�ww�_�W��ݏ'B�޺mWSQ��b��xA�H����8��ys��VI+҈q9\���'������2���Es�Հ2�O�鮰v���`�LqbDQ�}x^w��t�Bt׍B�B�2xX,:�l���㣋#�J��Tep{{�Z�����舅������K�8����Q���A:ElT�Wb�b��,���f�'a�����C}�i�R�{W��2��<�Ϋ������L%�F�R����.��U��G�$;��iA��xG)�Gb� �F�3��a�C)4��HȡӒ¦_���;T�����JU��t���vCiS-m�Ѯ k���'1�%���?6���eB����88��߃���皊]�_օ��~�W�/�>/endstreamendobj225 0 obj< >streamH��WKo1���19����%U+���T�������R���g����q�V���<��-�`��\\��6�U��$��W����<T"Z�Í߳�Ҕ�*��&�妷V���4l�v��v�������dgg�����lv�X���Vo��(�4���UOU.��`F�qo�������c��F��{�x���W%�Ƕ7�Ϋ��!Y�X�W���㻇��Z��=�����}[�o��w���tu���t6��V���ڴe壱g�P}��\Ɯfׯ��oǃCCc �QAB���{�z�R�(��X�/"�*R=y1�{���.�Z�T��jj�x��uS+����an�e��ⓠ5s�������ݩ������·D��Mm#��������:\C�?�\+�[�Z�� 'Bn*(fu��+N���P��Ӑcҷ��jy(BN��������l��v�M� 9H"�47�׉)��D���\x��;2Td8���I!Ń�ܻbs�l45�n9-�Dj���&h\�=k��i�9�]9�K�>���X�s98@���u=,S)�T�*kq�﨔�ݝǋ�w�2.q�\+\4�FG~��7>�+,����ʦ� ���,ڢ�ʦQ;���Q6{@�h�w,0�&��Xۨ)�C�ٲvE�D~k�,�U?�����Y �tI����[(k�rIM�5i,:����r^�T7������w@8��f�8(�:�@��iBc;̈́�Zt��w�=+�&�ƭ�[���������\$��BB7�y9���t�����0>gR@���u��Ҵ��;I���s";��D�\�йy��N3f}pxHS�Ǭ��'������,��L#O�'������0`�6���U��u�X�Gt��C�7UH7��R�ur����UH2endstreamendobj226 0 obj< >streamH�̗�N1���)¦�^���8����PH�����Q�TjU*����z���FBh��������¦шj�V�FUD��RR����tƭ@����A'$�^U�gJ�XO�I#�v�l��m��>�}�6�Z\=A�RG[O��d���j�)����Mniv��U=y.v@�nL6&�����e[-�/��갭Oh�J#��!�wԤ����x��w���0Ƃ��0>J0����_]U��2`ɾ����{�0b�u��~�������xu~=��¦==i�,D����}x�����a�.�����kypv����=�{3;:<:"B��k�F��N,�A+5���g��nt �J�n��9zL�F��zw��c4�CW�P�d˵w�%]t���}9�fJl��\C#+��������2�l�$�Qh()ښ��N>/��D=��*��V�G�p̜�kzmt�r0*{λ;K_�"h��2�ͫAS�[\&�u�'����6<V�R�=�)�]�u̥�tZ�q��wiY���A5�i�2DK�R�A�R}@��I�"5�ԣfp�u]���#��z�����#��fؽg�>� ���'UT�4���sTmE��pM���Y�4r�l�޼�0M���TI�Yz�4֑�钳ۇT�?�G���_2�a����n���.�#�%�(���g��5��?�G�A��t����`5�Qb�0�d??���Hd�Ci]cˋ�]�������¦O@{�Pj����a'ez/�v��Q���a����5����I�����^:�����:�aL��N0�e�6/��'�/<��endstreamendobj227 0 obj< >streamH��W�N$7}��#<��U�˶4i���%������@� !���}N��ҳ��)B��n_�OU��9��p84{����������Q}�ߟ�����ːq�#�Y�Q{�96W��~�o��zx7g�i����/n���C�׳��������C�Fz��J�����&*lF��9�QD��\"E�'�G��BAӱ -��˱n"�K�1m�o���@���$�m��>��c��i��s~Ug���D�*��b�=x@�8�y��+՛:�=ա/3���� Ȍn��+ӫ/_MjgCᒇ�F���3�:U�rNE�~2����,�*���3Q]����[@Q�L�(沽is�Mb���;���*�;�¦��z��dc}�����۽�k��h�h��V\!K��V��o��$u�#�bN[n����?�*�7��i��s�[J�f�"6���L=��3g��Vɏf��?W�,KհU��*OX�<�;���mN���)�8�)EG >N6%�ls�q��(�.��Ϸ/O�z¦�F�m�p�5��g,������∺���y����k�y�����&L�;d)��`@bls~��}4�+��)���Z��R*�8A�K'�C�"J�CZ<1���-H!-�+Y��¦�'��*��G�4k3<���^�¦�����\,�5�P����Ap#\������B��?��w�{E��n��^3��"�]DK�'���X="^��E}N��]�ç�y��_��7��o4���ڱ9����G��(!3R�w�u��UE4�����"&��!����l>�-�7VB��ADڮ�\O͜k���"�+��x�[�F�2��I!ףX��2L���u)�����¦g6b��0 %t�3�0�Gg�endstreamendobj228 0 obj< >streamH�\�I�d!E絊�@xqO��q=� j�y��_*:��F1���T��V�8�;sm�oV`õ �%����>U@�x��2�-�MU7*OG9�&9�MP/�AZW�(�mT#G���Z���4�H{]Ri���S}>$�Ȍ����4!.6��C��)1�mX �#�B�CU-UB���U�1�s2I���^���Pvn���-G�ԾӖ�`�hsC����$�I����Z�T.uň��3�8�������1���i��:��Mz���`<�L:�i���h��!Zq��ui鶭S�/���K�����/k��K��5��[�u���aB��yp�H���g��������^s�����Ѹ�n����޿�>�fy�li�c�d�];ׂ!�R�ȩP�B��_�m���W��p}$&x���f�ܻ��ï�����ԣ�jʦ�+�gM=n�B��Y�G�<�o�K���9xG�=}'��v[���{��T<�����]o�Y��j����G_E�G���w���w ����������3p��5�������mĆ;�y�3֣� -Ӭ�'�=eΖ6��o��"q�0���mb���bY��l��@������*h�d?����t406�L�����/��y2\����h���y$@z��<�m#�H+2R��� �[������R�k�μc��a��0D��8�������ծ�Z�i���:�ϒc����!��00��b,z���q���/#:ě'�y�����?F'��a��yۭ��mο"c4������F7v\E�¦+�d����i��i��{�HG�� ��l����]4� �Э�d&9n��{�Q�:�~�5���Pn�o���Iߪڄ��\�*7v��.o?x#�8�7�\{���O����endstreamendobj229 0 obj< >streamH�d�݊�7���*��omY�e�&�BhC=�A�Ai�mHH�����gl����3���W���L����B��%��JD�d�zw����T�Q�:Q��9W�I�N�����NōX�qG�_`I��a����&ө�k+�(m�C��m�{P�Z�!kw��s�c��T�D��2&;IֱS���v?5�D�-Z�8ֶ.0;��&�U¹�GE�col��]O�R�._�ceG����@��8��1�d2Je��67���S��C�Nbvj�-[��K[)g�~J�ZR%GR#q�vWCu3�^��/�[�ˉv���t6S��J?{��F\��A�e��,z*LMS�5� ���B�׵�1$�h���O{���o�)��+�\��P��$P.��Ag����5����D}ȭϨ�������M�ţ<�t3q�@�Y��
https://www.kelvix.com/product/ch-211/spec-sheet/ | lighting | %PDF-1.4%����249 0 obj< >endobj xref249 1060000000016 00000 n0000002935 00000 n0000003091 00000 n0000032249 00000 n0000032386 00000 n0000032525 00000 n0000032573 00000 n0000032815 00000 n0000033109 00000 n0000033510 00000 n0000033912 00000 n0000040073 00000 n0000040663 00000 n0000041039 00000 n0000041284 00000 n0000041512 00000 n0000041757 00000 n0000048979 00000 n0000057581 00000 n0000065246 00000 n0000072796 00000 n0000080276 00000 n0000088511 00000 n0000096883 00000 n0000096938 00000 n0000097050 00000 n0000097164 00000 n0000097277 00000 n0000097347 00000 n0000097448 00000 n0000107701 00000 n0000107976 00000 n0000108431 00000 n0000108458 00000 n0000109051 00000 n0000109121 00000 n0000109234 00000 n0000119667 00000 n0000119938 00000 n0000120448 00000 n0000120475 00000 n0000121076 00000 n0000121215 00000 n0000122960 00000 n0000123274 00000 n0000129134 00000 n0000129389 00000 n0000129716 00000 n0000136330 00000 n0000136587 00000 n0000136935 00000 n0000144681 00000 n0000144945 00000 n0000145361 00000 n0000151015 00000 n0000151276 00000 n0000151589 00000 n0000161125 00000 n0000161420 00000 n0000166741 00000 n0000167035 00000 n0000171155 00000 n0000171451 00000 n0000177439 00000 n0000177714 00000 n0000178732 00000 n0000178771 00000 n0000179789 00000 n0000179828 00000 n0000180846 00000 n0000180885 00000 n0000181903 00000 n0000181942 00000 n0000182960 00000 n0000182999 00000 n0000183119 00000 n0000183240 00000 n0000183360 00000 n0000183480 00000 n0000183602 00000 n0000183725 00000 n0000183838 00000 n0000184083 00000 n0000184231 00000 n0000184344 00000 n0000184467 00000 n0000184589 00000 n0000184709 00000 n0000184829 00000 n0000184950 00000 n0000185070 00000 n0000185315 00000 n0000185463 00000 n0000186375 00000 n0000228466 00000 n0000229557 00000 n0000230648 00000 n0000238111 00000 n0000239951 00000 n0000253859 00000 n0000275874 00000 n0000288553 00000 n0000294168 00000 n0000299853 00000 n0000002755 00000 n0000002416 00000 ntrailer< ]/Prev 309225/XRefStm 2755>>startxref0%%EOF 354 0 obj< >streamh�b``Hc`�:�����^��X��$�((�$������D�3r3�1��c2f�e��p�ᖌ�b��5�dYY��2��a�^�~0�a``2��4�1¦a¦��1�mc�;���QGr7�3FG9u������^1ʩ�2�c�����+�����>:f�e��X�x��]�*�d���0�.`�`ѐ�a5�}b�#zEL�A-X&Yif�R�(�և`Y���A9�endstreamendobj353 0 obj< >/Filter/FlateDecode/Index[7 242]/Length 31/Size 249/Type/XRef/W[1 1 1]>>streamh�bbbd`b``Ń3���� *�endstreamendobj250 0 obj< >/Metadata 5 0 R/Pages 4 0 R/StructTreeRoot 7 0 R/Type/Catalog/ViewerPreferences< >>>endobj251 0 obj< >/PageTransformationMatrixList< >/PageUIDList< >/PageWidthList< >>>>>/Resources< >/ExtGState< >/Font< >/ProcSet[/PDF/Text/ImageC/ImageI]/Properties< >/Shading< >/XObject< >>>/Rotate 0/StructParents 0/TrimBox[0.0 0.0 612.0 792.0]/Type/Page>>endobj252 0 obj< >endobj253 0 obj< >endobj254 0 obj[/Indexed/DeviceRGB 1 272 0 R]endobj255 0 obj< >endobj256 0 obj< >endobj257 0 obj< >endobj258 0 obj< >endobj259 0 obj< >streamH��WY�9���~�~(�÷%TR]��E]�y@h����������vueUV�Vu:��8�8<_�������on�ţGW���_n����^L���B��H�G\�t�ě/�j���k����VL���:�$��Q���x�H)�rV)����.�u��-�=�~Z��Yy�e�s��9�_��\���AgW�L���.N�t�Q9�%�����y9���$?��'lЬ>�QC�^L_����3�mة륷�#m�����X2�I���OV�UQ��u�����bQ�ݥ�叧��Aބ1nV}�IW��A�dJ�j�-t�z�[��P�Y!�y`��2 �],��X��4Uc�5-cm���U�f��,o��7ԒF+mH�{���K;�8S��Yv�Y��L���#=r�ʹ^e�h��b�G���y��������Q}��h�p�"^�i6:�rO���S,��&�x�=��f��ev�ٵ��.��u��ê!�ɢff��5�/{T�bb�3����Xڽ��R=l�@^��:y�^w8�d��7��s�O�)�L4����0^]#n�^�Vˠ:��2�Q���¦J3jKNi��h�7�.r,ךT�8�8+8{ ���3�'OC�=�J������i�+�>Wv�+���\3c�"*f�q���¦�b�c�r�Z*fͧ�Sߍ����yҢ���j�S�z��hK���]�zYlw��U�v.��j�ͱ��w���#ڣ�=u�¦���Mc��Q��v��Ө��Q,:�����{ǘ&a�80��,�N�$�MUPojxT�
https://www.kelvix.com/product/melissa-006/spec-sheet/ | lighting | %PDF-1.4%����7 0 obj< >endobj xref7 700000000016 00000 n0000002003 00000 n0000002063 00000 n0000002712 00000 n0000003173 00000 n0000003779 00000 n0000005490 00000 n0000005894 00000 n0000006272 00000 n0000008301 00000 n0000008575 00000 n0000008738 00000 n0000009130 00000 n0000010929 00000 n0000012836 00000 n0000013003 00000 n0000015029 00000 n0000015311 00000 n0000017012 00000 n0000019097 00000 n0000021020 00000 n0000021133 00000 n0000023260 00000 n0000023632 00000 n0000024370 00000 n0000024652 00000 n0000025205 00000 n0000025477 00000 n0000035610 00000 n0000035884 00000 n0000042796 00000 n0000043070 00000 n0000049179 00000 n0000049453 00000 n0000055775 00000 n0000056034 00000 n0000072914 00000 n0000073169 00000 n0000079450 00000 n0000079716 00000 n0000079843 00000 n0000079970 00000 n0000094441 00000 n0000094807 00000 n0000097528 00000 n0000108077 00000 n0000111183 00000 n0000111248 00000 n0000111322 00000 n0000111937 00000 n0000112730 00000 n0000178318 00000 n0000243906 00000 n0000309494 00000 n0000375082 00000 n0000440670 00000 n0000506258 00000 n0000571769 00000 n0000637357 00000 n0000702567 00000 n0000767798 00000 n0000793834 00000 n0000859422 00000 n0000925010 00000 n0000990598 00000 n0001056186 00000 n0001121774 00000 n0001187362 00000 n0001252950 00000 n0000001696 00000 ntrailer< ]/Prev 1346823>>startxref0%%EOF 76 0 obj< >streamh�b``pf``���� "V̀X��c���J��� "����V�� Ȩې~��!C�ۀՀ����UCX�m���ro��3�n�����$�e�u���o�BΛd�*�+��a >endobj9 0 obj< >/Resources< >/Font< >/ProcSet[/PDF/Text/ImageC]/Properties< >/XObject< >>>/Rotate 0/Thumb 3 0 R/TrimBox[0.0 0.0 612.0 792.001]/Type/Page>>endobj10 0 obj< >endobj11 0 obj< >endobj12 0 obj< >streamH��WYOG�+�<�(L���h/�+`ؘ;�^`����¦��;��rF+���������f{����5m�M%�ܙ�C1�Y�����LB��������_J:�Y�p�*���bKI����4trI�o/%�¦���{9')�¦�:_]�v��sI��_�e��^'K&E�64��O������.�n������iuJ�&{�~\ݞ_�����;��0��?��hƮu�w�+�P�$���H'"B��⒬w����k���1��_5X��!M�I!]�'C���im����4�i���z�j��O�l��_h��U3���O����#�b�E��E������H��Ϧ�w�NB����Eu~�EH>�V��()�X[���D7����׏�N�A�&;�:m���6�O�ay��U�`&7��;9n��IyP��U�����Y�O�~�w�"<���+�c4~�/�l\c�(���S޶��_��,D CY�7¦C�s����h��<��S��di��r��DP���u�:V*a�����UR�/$~�'E������`�I�@Iu�R�M��y�[�ϗ"�jD��/쫷�"=h>Œ���}?��=�f�;w&�aI�6a%��/�l?2}��B[]+y�n��/�7Pd$2}f�����jqAG�_n�6�mKPn�'n�أFa�{���VAR�/�(N�����ܓ���m�b���c�[��uF%�l�k}T�U)R¦�x+�n��ǔ_��J(W¦��� ����^A��[�K��j��(ݡ��5IZ�ȋ�.�&����A��0z_����$�C*�5�KXc��iy�'~)������>qO�q�{;�:߲z��M�,(�mI�7��ӳ�z&��꩹F�M������)UJ�۠��C@A,�z{�m��q¦,�sq�Yn��Q����-�����?�_=�w�i�?�P2U����>�:M��p,�]���8��a�rzG�F���bwe�3�3܁���^��m>�ptxT�!uBCKɠ�X8=<�tA��bG@�������_��]ReI*y��j=b�~�A��h��h��y8��-)WS�M��m��uۭ2"Q;l�>πA(�@x���-���A�vl�?d�V�����FM0墷��۞ܹ�9��3��"�G;p�O8�1��he����ڸ�h�<��E�y�V�P�5%�0:��yB0�SV���U%��m͓�i!�'y��Q��:w�qtPhnhij��\,q�Kf�=��AZ�RyU��ZK+P�V��5xl���&L�a�;�-�@6Љ�A��p:�DU���E3��Ȗ�e��F��#�q�¦%Y_���"���� �>"�U-U&_k���'�cBH�_�,�ܠ[P7�����G�^y�ni�2yr���3�q^"9#b�h�j%�ͻQ�h�� �Z��y$He�V��B��(�2�ڬ�"E3���y��r��Ѧ��E�xdѰ��*�FJ5��yA6�5�x)ɢ�s$�Է����R/`!mHÝ���¦�A8�HBOʺ����(t�-�r\�QW���#��AΊ���r]�#���B�IvL/���OX3\�!s��6�,9�����I&�#?Q�1��'z¦?��'� ���endstreamendobj13 0 obj< >endobj14 0 obj< >endobj15 0 obj< >streamH��W�rE��~4P;i��T��B��y�R�/����<��I=�ulH���Hӭ>R]�;�v�>�����]C�bti�f��T����C���R�#?�H"�@99�S69��(� �/�Ґ��\�9*W}/����}�CK��c�cS�Ӏf9�`+�=�д�Rp\�=p��OG�80�?��#ۖ8P�.@lEg�b0��Њ��7�B�ނ҆]�C�诘�N-C!���ؘ�q�,f�y�Eiz���"ܱ@��PPԠ8#�H[���JE���!����!�V��I."�Y��6�2DQ�+]U�������t��冫��V��x��W;�����L�b����Y�J�$��qPx��������1��Tº0�8r���0�h�"���1%��K�W����O0��,<$�r���yZ���x��e�i\\b�X�!{ZV�A�������J6�����ːK͝��8H#'\}���D�F P2�d�L`c8�e*/E;=uN&$)pg%5Vzo$�\f��ʌ�C�v*XP7�h̝�nyc:<���&�B���Y����ܸ%�RF�cu�jE�Mt[�5�r�.��������I�n�Yx�cf�V�RL��o�P�$8Y�;~����������i��%Q�hZ��X����k(S���ՋyjAY�J�+һw�A��V[2EDP�=������2e�"񞍄�)�_��D`\�,������<����~G"�u��l"�� ��h�+9�)cǢфI��Y�l����R�ab�n"F%,2)1k�@%a�wV��hbZ\�4y6k���7�6�@���8������h����H�g�.���ѹo�Κ.����z+<�cR��i���3������<�b,�h�8)Q/�AKk3�#���.2��i-ei��6̧���4cc��6�{���q9d)k����R��drAq�,�[������R63�y���ʳ���6�HQ�-�(b��*4 \���f�������=�xu�������/1޶�K�O�C�Ç˛7��܋�7�Nݣ�n'���X�@>Z:�9�d¦+��q�B�o\i}��P!�����>nO���2�t*��$�S8!&�ϫ��W/�V!=[���x����˓ի�}���x�¦>�̹�Aw�5J��P��#��0�h/>��Ǵ"4������2[�7\¦ztt��V�C�������>��~�]�>��޵��O>_^�_~��¦9�w?������+�����2�2�B���ȞQ�0փ���@���\_}����a���!�+q7���V�_[�.DS">l��Gt��#u�̉�{��.�#>�j��K�x�}0.�=;������9/��r׾���?���endstreamendobj16 0 obj< >endobj17 0 obj< >endobj18 0 obj< >endobj19 0 obj< >streamH��W�RG��y��0����e�IlK+N���9B���U����ٕ�dڝ�vOw���=�_XK�?�A�;��������L!����hR�&��һ}�����rf�~f�~$a�I����,��9&�i�3\�h���K/#�߲V��'��><����7�^3��0� �X�*nl`�q�$��%{I�Rk�V�����8ϕ�ٔ��˭U�)��Tɒ��M�{���b�-�X��v��$��.k��.B&�[���*oDNF��즘5룯W���������4&r��\�dV�;��[��"�*r�F,�'�O~zd��qa��b�Li��)��zmY���_�������Ըd���7[���J������&�U�@�]�I�-�P��%ǏC�:/��Pz��wZxe¦R���*0+uk�hy�������x�)����$�G�� ytw�l����X[�E���h���)Ht��{+$G2���#H\�$���?�ZX�Z�mf�Y9)6y��uw��˛QU�n9�7%N�[$N��*��d._�v�һ�_M�v��"�l�ږZ#Y�q����v'�F�U6I�"wB�Ŝ�L��ΫUzEU�&��U����*����8��r+�nwR�ȵ_����6�Q�4�4>�{�ύ������lf���Q��Y�����U�;�>�E�QYg<����с��U��A(�l�OЎ�E-�*ԍ�9��'}[T7�0��O��A���X�s��,IgO�-׀�=Ͽ�Q��aX��HHt¦I�7=6����c�i#G����+)Z{�?�$��&�5�=����@�;"�hl��t]=1�P;�4@4����^��2�9�;�(1ry�T=j]Lƣ[��0S� �NNw@�oE¦��b�6�D��ƮFh�:��`��4�ɲK6�kx����es4���r��%�n���b�J��{�i.�;�]��s�K;?&�\��A�b��4�����u@3亂��(n�5�d�w����jTNf�4k�ӊ1�/��mb㧨��˪�����ArlS#�#�CO�Us���~W�H��GP#�$�����R�����G��)WdЋEJ����7�=0��2�1���e�5E�)B��-:��!�yc�K�l^�Ȇ�n!p����d8B�b���4Y(2p{,��Y$��0����zRa����G�:�׸����9⢈y6�9�����ɯ���&ko��8��T�ћӳ�.;>�}h�Ώ;1�?�r��t�cL�K�K����h�H3F������yOR�&�=E9�I�N4�.�S)���pTd�9��̚�S��=x*>`Z:�����a�b�&�zwAG�Ϙ�8��E�;�@"�%�C�
https://www.kelvix.com/product/ch-502-a/spec-sheet/ | lighting | %PDF-1.4%����196 0 obj< >endobj xref196 640000000016 00000 n0000002027 00000 n0000002183 00000 n0000026819 00000 n0000026956 00000 n0000027095 00000 n0000027143 00000 n0000027389 00000 n0000027761 00000 n0000029296 00000 n0000030389 00000 n0000030673 00000 n0000030856 00000 n0000031039 00000 n0000032307 00000 n0000033369 00000 n0000034498 00000 n0000035687 00000 n0000037044 00000 n0000038372 00000 n0000038427 00000 n0000038539 00000 n0000038653 00000 n0000038766 00000 n0000038836 00000 n0000038946 00000 n0000049119 00000 n0000049394 00000 n0000049840 00000 n0000049867 00000 n0000050460 00000 n0000050530 00000 n0000050648 00000 n0000060153 00000 n0000060424 00000 n0000060907 00000 n0000060934 00000 n0000061502 00000 n0000061958 00000 n0000062236 00000 n0000062541 00000 n0000068705 00000 n0000068960 00000 n0000069305 00000 n0000076727 00000 n0000076984 00000 n0000077384 00000 n0000084057 00000 n0000084321 00000 n0000084694 00000 n0000090264 00000 n0000090525 00000 n0000090841 00000 n0000095047 00000 n0000101928 00000 n0000128552 00000 n0000129643 00000 n0000130734 00000 n0000138206 00000 n0000140055 00000 n0000149030 00000 n0000154438 00000 n0000001849 00000 n0000001576 00000 ntrailer< <1EEFBB18208543CCA1D565D8AC509F9C>]/Prev 162757/XRefStm 1849>>startxref0%%EOF 259 0 obj< >streamh�b``�a``/c```�ˀX���(��$l����w070H'�9}b�bbb*`y�;�1Q�ɕՈK���ik����1~`�a`PN`M�����y�������0������vX+���KK��59r1�Ȋ��t_X��d��F��b��x#ࢬL����[�g,�endstreamendobj258 0 obj< >/Filter/FlateDecode/Index[6 190]/Length 29/Size 196/Type/XRef/W[1 1 1]>>streamh�bbbd`b``Ń3��c�4g�endstreamendobj197 0 obj< >/Metadata 4 0 R/Pages 3 0 R/StructTreeRoot 6 0 R/Type/Catalog/ViewerPreferences< >>>endobj198 0 obj< >/PageTransformationMatrixList< >/PageUIDList< >/PageWidthList< >>>>>/Resources< >/ExtGState< >/Font< >/ProcSet[/PDF/Text/ImageC/ImageI]/XObject< >>>/Rotate 0/StructParents 0/TrimBox[0.0 0.0 612.0 792.0]/Type/Page>>endobj199 0 obj< >endobj200 0 obj< >endobj201 0 obj[/Indexed/DeviceRGB 1 215 0 R]endobj202 0 obj< >endobj203 0 obj< >endobj204 0 obj< >streamH��W�n7�k�����(��,���6�}��P�4��4��?��ɽ)����������pՉ���7�.����d��X>����ݭh�U�B�?���w�J��(�k��t����[�(�{�t&*I�y��4>��Z�8Q���U�&<�V�j]��b^S���<��W�eͅ"�<��g߾l��C�nF�,��]l�t���؋u�Z���wP���d/5,�u�{,6��aP�Ko�#mD�k'�4��B1��-�V�Y"<�:��\��v�Ϲ@%�P<�p֐buy��ӊ �']��4WJ�j�9Zյ��C�s0v�c���y}��y�~Ԃ'��B�$-h�d0V� �&��Az�6�,n S��[c��tǂ򠛫����MZ���k�¦t�D�N<�����<��c��f�,���h"����b�WE>Ka4��M>Vh���͞�i0���i����a��>��tV�Y)���+<2Qj[�VKM^��������[�d�W�(C�ÊSvTT&�¶�X�U3�UU+H�&^!�]����(:�=NtO�JKR��x8�qf 8λ�ۏ�=����i�<�����P���[�[U�mm�p����,���L}��#?��*�z�#����z!���f�X��}/P��w"�D���EL�l6:�rOϰ˹'Xq�}�=��f��eu��9��L.g�����]�'���]j�'{\��0�����ar�����eF!��z /��r�ucK�5Yxt/t��¦�'Δ��������{{���78�z0�V�v��¦;m�H�#8�3<ͼ-Y�b؏ 3Θ�Ȳ\mR�w�\��\����i����T�7�zTV6���M���7�_X>Ծ��t�t*�q��Z`�\�h�/r�J���`Ѩx�7��P���ݷ,f�"¦�<A�p"�ϙ�V̺ɍ�#¦D¬;�2�ʵ4K�]7�`^��i������̂��cb��./n�>�?� ~�ZEvw�~�v+�%d���3�s����\ܰ������Uw��V���7�W��'SsML�>;���EC�+����Y�63MwSjp�r��[ձ��z���x��?_p���}o߯��egz1r��"���)��~����+�f�3�:����Xq���]���¦�0����p���.�� t�>�G�u��j��?�yyFendstreamendobj205 0 obj< >streamH��WYo1�1��C����H9*�Q���JA (W�����M���uc{�of�f���������;8��
https://www.kelvix.com/product/ben-228/spec-sheet/ | lighting | %PDF-1.4%�쏢%%Invocation: gs -q -sDEVICE=pdfwrite -dCompatibilityLevel=1.4 ? ? ?5 0 obj< >streamx��}k���qއ��*˒e[�D�T�R��5�/�@�R��lŤL���Ȧ����,��J�o��'����wvH.E&��ִj}�@���nt7~}؎��?������gn��1�C>\�����/�g�6@f��������;����g'���N=¦��L>r�_�~+�7�¦��jg����I�vH��>8��C��[8�V�9��{7g�:��G�Ϯo^�>=��˿~��������}��c�^?�=����OW��o�Ϯ�(��z�����퇇7N����o�o����z���q��a�2�O0��Zr��x��J(�w�R:�tn�R���“��=�y}�T�?��/�i;n�bt�$��d��"���}��[���_��Vο�l�T���3��ot�ޣ�������A"?4�wM���w��*����w���¦8��As]���%��?�L�.�ݎ>�,l�]h.�E����2�q�SL�d���{WK���!�����/N�-����ev2�?�Sn�o<�܃_~}]�D���c������-Z����>�ݰ����P�,�Α,��\��6���� SI�����hY�:��~���K�-��N죉�eGm0U��������Åp�U���o��n�ǐ6Ԗ���Z)�]���pB[^¦W<�"3����?��3D��R�6�N�9D�1dݝ�Q(�C�;��j��&dW�%w�u��]/<��u�:��K/� ���.j�����l�wDَ����-��!���s�����I�V�%������o¦�����t����g�o¦������#���۲h���������[\:��.'v����E���z��J�I_B}���.�g�����.�:���}�b!�;;�x���0np+U��5�{n�s���a�����V���Y�n0ht���.֯�y�O���zpX����#z26A�x]x����V�)̴��7��{¦Y�+9@����O�;���^�_Mn�7e�"�����Y�n(�fa��s:���e�]�Z�ѕ��Av�8��¸�簋7>��X��QiK������?z��"���Ң���>�#�������-"L��vr����H�ez�\���o��?�O��.���֩������{t�����]z9�ޟ,bM�B]���J(�VT0�iGa������k��׾1�Yd�Կ�C��Z ���o��}��)8G}t��rJ�����d!���k�wI4B�����B�x�>��d��t�=��#UB�@mERS��}Y2�P}URh�,Pb���99��[I�d� #���I���6)�B��md M����غ��\h��F��Z��_�+P�ֻ*_�+'êY����'X2��t�_�+Ҍ;�?Y7�p�0H�fBR�G/��o,�[��Ep�S�慮�� 5�G�D�h�JND������X{�1����0>��a-���V��/=Yy�H����:�T�?F�"����J����A��o�O@��с(�2��X�c�fBV���y�e�l�J_1"=JղCL���b�9&!SL$P�w�t}Q[${(ǈ�^!BqU8�gNH'ф������ O��[�7y�ps3�t��#���¦s��1��٪;9�3�])]V&.�}�!���?��}�d�5g]�;�?�*��I��149=���t�mm֫,̈́`E��-�j&T�d8����ӓi�(����IT�>���Մ�[e�$Ge�QY��QU¦r�Jwz��1?��g����jB�i5F�D�ڍȑ�[.X��Z��@��BbV�f��y��B��+X�@DƮɠ&��cp�_) BB�Q��֎��غmt,3�f�2hv��B\��lE������V�Q1H�S;�����T�A�>�M�'B��iǚ�~K �0��i��.�/����/ɹ�Ѹ����#���[�����!�4z�*M��ȶ�����c<��;��9���:mY��v��wi��"�x�y�N �[�(Cv��[`�D�}�nˎ�D�r;�Y尃Hk#ߴ�V�AK['._�N�@�䋌/�DF�*��y({nWE�n�{�[?��n�9�$/a��I��2�u�O�$�B�+�`jeE��Zg,C �����Э�V�;�T��*��{>Q=��=�ֻ���lIu���0'4�[Jo�1jTZ���B�4��T;U(+Q�8�gB��Mi�����$��¦ bS��e�9oL-�aj�1e�4�Bo�t�U�;þ����*q�k����!���J�'������@�2�4,������[���h�u7�,ԛ��uF��.ud��HQ��¦��ԁ�y����Vr��JC�C2յQ�F�N��n�8�W����m_���r�d��h�{_�5e�R6�g��).u�u�������8K�t���P�������}+�}�h���V`~ij���D�j�:p=p{H����m��x��}�Zm)F+��U�nA�Ѫn�IUQJ�C��ii��*��'t^0�o{�Q�R�����&��:��=��
https://www.kelvix.com/product/orex/spec-sheet/ | lighting | %PDF-1.4%����712 0 obj< >endobj xref712 600000000016 00000 n0000002121 00000 n0000002280 00000 n0000052138 00000 n0000052275 00000 n0000052414 00000 n0000052848 00000 n0000053185 00000 n0000053376 00000 n0000053424 00000 n0000053538 00000 n0000053650 00000 n0000053907 00000 n0000054218 00000 n0000054479 00000 n0000054810 00000 n0000055065 00000 n0000055092 00000 n0000055804 00000 n0000056203 00000 n0000056830 00000 n0000056857 00000 n0000059961 00000 n0000065158 00000 n0000070323 00000 n0000073299 00000 n0000075842 00000 n0000077835 00000 n0000080808 00000 n0000083893 00000 n0000084164 00000 n0000084680 00000 n0000095591 00000 n0000095701 00000 n0000101778 00000 n0000102370 00000 n0000102645 00000 n0000108363 00000 n0000120769 00000 n0000120883 00000 n0000128454 00000 n0000128524 00000 n0000128594 00000 n0000128649 00000 n0000164060 00000 n0000164099 00000 n0000199516 00000 n0000199555 00000 n0000234973 00000 n0000235012 00000 n0000270424 00000 n0000270463 00000 n0000272156 00000 n0000300230 00000 n0000301321 00000 n0000302412 00000 n0000309875 00000 n0000311715 00000 n0000001926 00000 n0000001496 00000 ntrailer< ]/Prev 669289/XRefStm 1926>>startxref0%%EOF 771 0 obj< >streamh�b```a``�b`c`0�df@a�P��c�Ą]@���N6�(�:���]y]���+AA�?>h�>'�����J2}VOT�lD�UnWo�{<)���������~>�3����s�ǋ'x�*^<>�D%����w��,վG��@���YZ���!��P�$�5 ��Rf��W�@lV(� ph9CC�tF3�%����e^10<Z����)����U�HD�����:�&�O__j�0�/b2e�!fm�.[���2]<]v@lĖ >/Filter/FlateDecode/Index[52 660]/Length 45/Size 712/Type/XRef/W[1 1 1]>>streamh�bb�b`b``Ń3����ţ�1�x4>F�c(a�y��endstreamendobj713 0 obj< >/Metadata 50 0 R/Pages 49 0 R/StructTreeRoot 52 0 R/Type/Catalog/ViewerPreferences< >>>endobj714 0 obj< >/PageTransformationMatrixList< >/PageUIDList< >/PageWidthList< >>>>>/Resources< >/ExtGState< >/Font< >/ProcSet[/PDF/Text/ImageC/ImageI]/Properties< >/XObject< >>>/Rotate 0/StructParents 0/TrimBox[0.0 0.0 612.0 792.0]/Type/Page>>endobj715 0 obj< >endobj716 0 obj< >endobj717 0 obj< >endobj718 0 obj< >endobj719 0 obj< >endobj720 0 obj[/Indexed/DeviceRGB 1 754 0 R]endobj721 0 obj< >endobj722 0 obj< >endobj723 0 obj< >endobj724 0 obj< >streamH�\PMk�0��W�����ތa�r���[��m�?�)L KB�=�ůݭ�.O���at�&\��i�:��S}ͬ#�D�%���10)��r�i�ÓK�����x����3���#����g^i������D�?���:7�,.QL�OȤ�P �)Co���;kͷNL��A����_TQiE���;��ѷ�a֬)��z�j�Xs�!�J�_*{t&endstreamendobj725 0 obj< >endobj726 0 obj< >streamH�\P�j�0��+���dѦCH��u���v�$d���Z)T ��fg_��<7�e��)�3��ۄS��A�pp�U�3��׌:2N�v�2���S��SNlN6t�e�-YL���:�[�����3�k��S�_����l�X�]^v����\"�,~um��S���2%�Ԡ.tj�����WUכo��z�P�d��?L��'Y0+>>�J��BHQ2k�[ε&���9%������<�WCR���0s�{^endstreamendobj727 0 obj< >endobj728 0 obj[746 0 R]endobj729 0 obj< >streamH�\��n�0F�y/�El_�EBH@@b1?fӉ4�(��~�O����N��~�`�;�7u���ݵ<�^������ޕQ��[�dڨ�.�����rl�¦x�p���o��l�P�������iU]O�9˿uU���M=���U~xo�?��^��r��x�їc��x�*O����z��_�g>��yo�2�5a�ko���ݱy��b6��j�^�,6����N����K��p�lff�D2�r���z�h��u"=�6���@[�B;�d�d�A"�%���^!�p�8h,z#����b���*����`�)�4�rr99�����r��<9�e$R�9����BNCNs�a�={�8Hr0#y�Y�"lŲ�q'��;�-�n���������:vd�u�Zl��9vdqw�[���Ʉ���~2v�t�O��{��=Ӆ���t?N�yO�B���{�wc׼{]{�vc�¦��u��~?�_����s��~?�_����s��<���:%����D�:�����CT$���]��S�.>�����O��"L�t1���¦҈.V��tQLZ��v����Jo�d�z+����}��w��8������N��y]7��;���jx���`j�r"endstreamendobj730 0 obj< >streamH�\��n�0��y�CdT!M��8�Cc{��i職�W��HĿ�ǎMT����D�~4.���z�Ǜ7��N%lo��)�fh'Qp����FU}�s^��g;^p��7o�������B�ܦ�t�P�`���^�����-��e�Q̟�s�t8'R�-�Skз�i�P�i�������Kg�[�}&q�Q��)0��9ΈSѤ�IE��&K�!Mƚ,N���J�b>�O�'f�-���80b-��%Wιr�'�zrɛs��Չf==Un"�����E����{@z�<��w��/�q��O�0����endstreamendobj731 0 obj< >streamH�\�ͮ�0��y/�]\%�_�P$��Ģ?*�C#�$a������*H�ƞ3�$L^�a������v�nv��>���ܥ2���%R�m�͔����q[��0��l�a�_�-�m���޳��ܹ�.��gu¦g��>M���+XY�Ν}�/����:��k���������;����ôc�nSӺ�..��S������u�p�tn5s8.���EhR�-H�*�dA�@�A5=z�H�8Ȁh� �"0a�Yh2 L&0a2��8�$�8�$�8�d��4�8�e$�K�s�I�q�ɨ���T�H�¦ �fQiL��=j ��UHW���?*v�#��A��@�J�*H��"W��r��$�S��DO{"%��$R�HI"%��T̥�$,o�ƛ�b{�0HB!�$<xP�`�A���<xP�`��EG�����D��i���dM�I6���6��l���x������u��}��i�T�� �<�U�Ԩ֯'��G��E��{m��>�~A��6�s'��{��i�����f5-;-endstreamendobj732 0 obj[742 0 R]endobj733 0 obj< >streamH��WYo��k�E?r���w�{P�e���ASe��Ir�¦��>���̐1ܞ����6{v�~x��py�����~bg?\����'VU�ݖ1�������N����l+�IO�����iZ¦c>J{f�RY&=ז����s!������p���geM��B��!�~S�`����k���n�k�k�?��R��:_(��l��]���������G��8B.��1�4�$��� ˩mF����p����ɧ���&ʊu����NNr�&T��.ڢ�(�/�$K7}-�.�y'�&}w���ߩP�����E��6cL��PI$�K�[{$���[@����*������^o�����m"���i�$H���]¦J�=�ݲw�g�A�������Gvr}��w�����P.�f�~�I:Y��J���.�'�����Ǜ���������,H�p���o����~=sB�O!�����\�֒K�Lq����p<��^_1,�Q�o:�;g�'F�FQ�I��i�M�d�(Y�@���!d� ���95uv���Z}c2I㏴��l��:��aE�>�^����R�*2i��p�ײ�5f����4Y��k��pWR`����Dr!�L�;�׎�UJ!4(���'��,��O�2����'�ވ�$liǻ-�t�����ǯH?D!\��������z=F?!9[n,�F!���;�V�?�¦s{��Y����iL��-g�w�0�I �ҍs�y˜!+S�6w��۫��[&5V��=� ����!��Ly0���Zc"s���D��P�� 9��N��g�vJ�=�uCw<%T�hG)�*�����fM��4������t3�KK<Ԃg���:�*¦+�)4�i;�ɛ�л�¦����-��qա߁�ز�l�\�h(D;(�A��]E�u��}��'�뫧�����ߟ�����?���Z��B�:�(�ZI��,�XO%��QW�76�9�+x,������֕�1!��-r17��VSP�-�ZP)�y�ڊfBF�j�Tuc�[;:����3�ء���L{�)[�Z��Qw;��]��p� I��*H��D`�Z_�2T�!7O>Rӆh����6�}�4�z�����v���t�!d���ࡴ��bl6��>����mr���]���BM��n���G��<�R4�Cj�C���m�ґ׶�x���2��^]�~?��s�ȡBX��26'���k8cL�\��C�*����܌a��G��2m����A�(�\�u�Y�ly�̓�����͗'�I��nPG���@Oz���N�k�*l`l�q��D�̱�f���B��"�h ǩ��tc��i�m*�����\79sĽem���>�V�pD��"�.�����eN� ,����u�a�{_��u��\J��5=K���b�̡#J:��B]v�J�����6����F���گ]_���v�¦�/�Y<���Q�n֍���fh]�a�%�.����+��R=�H'��(��[�����a�p��������-�AA�T�@}��j�����0��Y(L#�>�.=��@xn�¦�}s>�QK���b1�M�����iv����y�����1u�����b���4G=}��J1(�X��_Y��Vu�"�U/�����z�o�98�h���5:�*-����}�뵤b��5{v�#�v�i40��:M�����j{'�n�WSέ��XW�z�Dw;o��TA"��4��(�zͣEP�9;>��9,u�Y�������J{��N�ﾜm?�~~x\M�إ}��p�:z���B_l�r�(���ǌ8���K�)di��*���{��x��޷[u��������0�k�Ժ��ۃ-椹N���,l����'�U0�'�\y�5]��8n�*<�M�����h-㄂%�hƙnS�I��;�����%�4?ٚ*q�D%_LϱY�G!�C��#9Bo��4���2��<�:i�ފ#��1}뾾Il�U/�M�V+3�mz��1����@����Nݱ0����2��~� ~i�/՗o' ���7`��Pg�l�9.�.��=i!�~�?g�dGZ��;�ݤϪ�c�A��89uϩ��}y��8�T����S��Ҙb�kP�4�P��>V����U�F�s��`�z�����/O�J�]O�5Q���Xm�yM�%^kƺ�Jf�1��h��g���3l���%���.,��;{��_}_>�T��TN)2�9���ޥB�Ť\�_gNS�q���f���S�/��B�r���܉��s�re�q����/_s wd�~�����jq�\��%�ZנiTӥ{t�i�]��2�?��)���c���Iys����/�^2��[�3�v��GJY�'�G]�g�7L�SN6�����:�z��}�:r7#�kr�%��L�͞����s�;�z�������>�t����x�<�8p�^�W*��p�0��E��1�>�6&�����%>�8� �.cm^W.Vf�J7���W����8>�� �E_�αz$oZUx>fO¦�q�����8�J+Ȏ)-��~�E�ac�Kም�DM���s8̚!G#^c�0��/_z,�9,����-�C����&��{ʁ)2��6�+��]4��MW�\W �/=n�r/�������:��¦D��i�nG� �ڟ�7���W��w�k��V���vV'u0�KxX��-,H�-�1��T�Kӻ&�q7y�R:�v�1+@zʭv�������V��x0B�o��/�����W;�0�J�v�l��������(�$q~��v�@l�xK�'����M��J�I��J�y\���S�@�p9�̨���ܳC��^ު=�Jh�I+'��Y.;�)'w����#��Q?����eUV���0��쑕,��!ҔHF��m&��G��O����Ѻ��--!��!]---c�]�}o@"Dp��Ԓ�����U$�Re�7�c�j�2�_L�X��>o�endstreamendobj734 0 obj< >streamH��W]�\G�я������j�iwg���0�"�Y��[N� �?��������s�Ж4Ϯ�ϡ>�����2�8UC4}@�s����,e���呖Q���ҏ�¦v���@��Ҷ����97~�0��>>މ��%>�'�M�&��R:.Q�_¦���Å�麓�Ȋ^m;K"�b9w����F����-����/�k�,t������,d�q�v�\��X��~q5ԣCw�y���O��9f�����;>[���y&��?o񦬼)�%�04!pu�F.�N�.��ǔeWX�Rλ�?��H.3Vͷ�N��/LyЃ¦������dіf@d�0���1׸5�EiKº���tw��l���dҴ��i�έk�?�:�i��Δ�3�p�W�/�EjN�Nrts�ewR�4Dy9��;�m��0d�!$��H�do�t�!*���\={���W/�ߛ���?���f���E1�Z�R��=�}��?������>���M߄�� ��S��g���~�o�06ބg����@@G��Dل{�{16�m�/�����bY�u��ؚ>��粷n�N��ظf�,�k�fU�6��&(��a�(gkY���?T�R]QN�l�<ͨ��v������S2��l�'Ŵ\¦A����'�d�p���a��\)~��������yR�+��dzW�����ÿ���`��]e��4Ah�27�/b�gm/���*�7�f��t�n��J�8��L��$@��qżl8�b�:��5�]ǈ�^�R��r��t�wN�e^؏.�8Q'���>��e���(��)��}{\y����^¦��6ޝ>�yq�����b���viH���b�EPf��ldH=@ӟ�� �����p�+�,�"��ڊ]B�������r�E����"r ���8���f��L�s���.jkI�/4zZw'����V�l�U�� E*RW[Ϗ�W��S�i7^���RVP�z��ɬL�L�Md�ŗtO���{36"kI�¦4}���T�K�:o:s�:SX ��y@��#����i��G2�c����O\�L���3�h�¦"�]!B�'Qfq�+�a'�Y�̲-o�Kü8�IG29���L�G)�$�l�����8\nN2M��ԝ)Mvy4s��\Y�+˅!l�Ud�e�,a�uc��@�E�M.^"��,��V�,g�6e�\Pߒ��S���*����I��&�w��ϖ�88%O���LB���ĨG��krZ���G-���1�&����f��W7Cs���krg�+��5-̊?{WM�R����@��E��+��~��s}$��m�c�q!9U�5J]īCL¦&��p�Y�$780:Ir��O�s}��sM����"�c��μ��h��MF�j2��T����2\b׏F�(�v[��Ϝ��24¦xe���.y�X�M�����ʊH���q*3���U_(K�_����������8��8�8xe��a�?32y�X,�(�>"�YW��Ş6č�So�����zU�o([ہ�¦���c-I@�1H�Q8��W�q�2�cce/�C����ٗ��U�������E�gKF{�k��.%�œCY��ke�=4�\(�2:X��1�8��vYPmn6�H6wg�p{ ���y��6�>���́�1f�_1�Y��Ca���C����b#���QlV����@Q�:ai�G��1��AG�,�XC�}V:�Ś�aL��!�pHq�����ç_��T:6�� �<ݣ]�A&́kt�f[d�hb�#$_GF�R~@�m�Lt��g��W�7){�äЎ+܆�87���o��A �}h��OV��4[�E�Ծ�m�^P�5_���Zv,�������b1�X !�`=�A=#]f��'��̼U�j��qә���A)5@�QTXi2�+b*��50�V̞��2��J���2���Χ��{��]�����jkV���`��e��&�x�������� ��@VA[�i&�z@�ڨ�I�x�r&�n��<��&6c�mS[\�ט9�_����*'^B�E�X�x���VA=9#dL۲$TTi�*�B�ңP�R�^i��8��o8��g�*[ֹ���xX����w4��������!���e)�*�c�!7�pd�X*�0f8�,�a�]�ا���a��O��=eN+.��է�7��dtt�o_��a��Їq�,�G�/�Ǩ�,e-.��d����i�Ȋ-���f���0�����l4r��?�P��L��K������xT�<�b�@e�^<�m���F��{�x��j�v�Jr���$U�UdA��9�W¦�{�W!4�pQց�h��'�>l��*�'�X���PW�x_�K�L����������A�r-��N��_�P��3����l¦�k�c��*DP�+?걞���V�s+c3�i-2?����I�[Q���������h�=a��l�0�g���w�f��t��6�Le�h�-��R5�̓jc��l,5�U��6���F�B�%Tͷ�-]�I��Bb$^� ���B ��3E\%AT��U�۷A��FQ���S�T�����8S�,�9V�5�?���f����ר]Ap.k+���{M���0Ew��՛Q�H��d�ʟ�An#�UU���0,D�$��6B�%�]�gDYӴl~T�AH�W��bg��1y���U�������Q�D��� ��TH�鮙9�\Z,�c���N��z��:��"��qd��,��_� "զ�П¦פ�t�(��\����6�H���x��(K�"��<�q�V]P������{��h�E0�T"¦�F-�S����JUn_.�H�&V��z��I��@�{s�;�hH�a��������eg��H�L��Tx���V�P%�(r%�8$��1��5M��]�Ɏ�q�(�(��{8HQ^U�fo�Q��ySjH�$RӉl�]�/�]�X�&�΄a���-p0�֢�O¦#M���������¦��_������o?���O��������x���_������?���EҬ���p!�sw���px��ߎ�yſ?��~�Վ/݊�wk��aEn��6�x�~����0�?�dD���R�����l�z�~�k������{������6�¦ŭt��i��sgE�f��4gol0������?u_��}_���Q�$���=�6�?,ژ�Eʳ����Uc;���_fOl�D��F���V�n�$��ǎo�}2q�>LcOZ�Q-��ĸVCb�J���gD��\�zF��[�^���bR�Z�~�rfM�,سVD!�h��._ۢ�Y��H˭~���,�_��L����1EA!�M����ի���&a��Q�>�ŭ�y�V%�+�8VV�b�@>HW����Q���oN�<�g�n�xE��m��`�z��cs��h��/q���>��W8Y��>7���w����� 啙���B����N���#���]�;���w^;�ln�k"ynG/��{jH�l�Ss��a��oU�#T��ǌV/O��BjDm�����MR���Hx=][�WZ�I�Qؚ6ߞ��7��9zC��0���7Eaz��8�4�4�Ab���i@�(j�CcFv���PÑ���p�[}�e�EF�X�����_�L�i�Ȗ����$ض�-����unP�}?������^`OB��t����P!Kb�sSP�-�zt��~/F�@NW� �XH�kKCL��[k0m�%�`Юp�ŪD�ߛgZ<���`A�ԣ���x�����[��o�M��4Y�)N�*V�^�T�9�=�;�UR�垣¦s=��*��mtN�<��*��v$�%����d�R��bxpN��I7���,[�!9Y�m�6E�05c>����"U�i#��@�׳-?Ø¦Ă���!D����W��[Z##N�¦F,�vƏ{Җ�(ߣ\��x���ŝe�V�و�V�5�6$l"��G>?1nu���o�.-���3��-Ih Z�ڐ�ՐH����fhw���اd��ZW��atڼ�6������s���DfB��v"d�TN��t����dq~oPK�ս(�ʋ����M��K�S��nqy⭬�i����V�O�}m�bl�Ȍ�;�-¦�B�J��J9G����8�/�P�6�endstreamendobj735 0 obj< >streamH��WˮdG���s]���*y��KF,X���H=H��dFd�>��X̬B#ͭ�S�¦Dd���������Gk�&S��zw�e�x��c���!��5�qsTg;����P�8>��2���)y+��@g��¦�[�^W�07n����ܰ̄�l����%�Ȱ�NT���-����Q)�;��WhcC��h�T�5�L�����o�}ߨ�¦jbu��wn���V{�#�����ş5a���:^ȍrR*��*�Vi��\�8���ˤb���մd���8�A8�a8�,���������G���¦t�o]��n*�Pu�¦��G�)�+��;�xm�؀n�6�*~l{Eꁘ��/�z��#"(��K���S��1�6,���nt�M��g�C�[3~���)0m�'�]�#��U0g�o��aѼa��=T�-��9m��1Wr��"�s{�������V����U�����H�n�����sNV\��@$"��G�{��3�<%�Q7aI����A��Ö,~S�P���̠��<rxE�����j�9���#p�&��i]�+W˰H<y�-��Ll�I1�OT�~�I���������Ç�-#���7�E�/�F�ı0��J��b�M_r�a�v�w�����e�s�q�JT�6*%�a�ի؅��tЅ��-��DD����cqp<7�s5�T>�Z玈K�����:���a�'�"��2L���7�jY���[q�;�\����`�_�`�v�j�J���c���M���"��c�_�H��KV(�L]������8B��-��F�b�La��L�,nX(x6a�Z}�9�H���;� \s=�S��欴A��"�/$����ZF�xA���W�E�7�~u�/��������W���ۯ~������_3���t����}���Sz�ǈ�f�S�#�y���F{@6��8¦�?�?�p¦��?���?��X�.Յ�[�:�#���w�1���7�Nw��?��à��Ѓ�97KX�)�$ø�/.0�%,�}Ǡ�ؔ�/�=���hY�����\�(¦x8�$�p��v^��^7t�g��?Fy��N֯�y���ү��\�dy���<1\:_ ¦��A�����cu:�f{���� �;�{���A9�h�,%+�����a�:���9љ�M����a��v�ڪ�gc�{ȿ�{��Ŀ�ܮ�7Y�~k�A,�r�������lZz��Q>��GI���(��1��/��j�j,Ew��������%���5\q��*�0 �k�l>Y�?A��ѓ��W�F*��z���d�E��VR��R7�o�a�Q���2$��(\��[N4癹$��b�����kF�����ZK������u/�V~j��?¦,K�o�O�+�����0�>�6�e�R1c٪D�XI�4��1n�UDZ�Waw��;O������H *�1;e�ň]61������� S��PԃAT��?Q?l����3�6.H��:$�=�\؄M� �*������>?W��zy��母���)��Z��Y�����9���n�p��8}*����������Ҭ�x��eQ��f�q���oe��W�� J��u�H�t.ug�;�O��g� �(��&�;J8�if�j��,89I����v� �X�Y��[cX�p��t�9T�n}�B�Rcɔm���[Oqy��xk�P��quc�&Y".HI5�+�/�����s��;�̧�k?H��R�f��,� V���Ö,��A�U}H2��j��g@>�,��es�)ua�W(�9�T�#��A�2#���¦��M:�es���z��̬��܈�V���B.E�P��}�5�Ȉs��,S�2~~�v�p�w��2�Ť���D�J�q�J����,%�~�ы��e��er��"C�����CC��$��p�}.�/�+���s��%Tއ�r�����G�s�(�8R9�E�W4�ۊ\/���'�c�9�rh��3�l.��E��eoΕi��3�D�G./3��B�i�&n����pmO���T���elH*��ݦ<:��l��,�}㙵 ���b�0]�v4�=�^ r��Ya�5�K�94$��j�ڿخ�Ɏ#�+�Փ���5��B ��k�#C�Z��}���[b��F�;�D�9K��U�R�t}���T�,6�@�������bת-D�4O���C�� 4�R�SDК���-:��W�����V�s�~$��ah#k1�a�c��ij��$��R�E�}���h��W�*Yw�p����qݯ2���\}i��^��L��C�4�?X�.��s��W54pJ�v������R����rM�:s��#�˗L��5�2j����Fӏ8���5����7����j����(��iI*�W��\��n������ ���)�QL�M;~H^m����wx�.M�S�26�Kb�ީ3��7�s#`:��D�Y?+ْ,I��՜��T�\�j��5Z9���p���e?�Ү���!�z�ƘM�#3��.���c�#�H�=�f��P���T��D~�zlJ�C��]�+�p�˚�+���W���f9λ��q�]W�=y��Oy��z��n��=���G��!c^y7ph�2�c�̃'���yؗ����6����;��O�ᔹ�ՓN�M�c ��<�6`�Q�"삋J�Ϥ�:T��Y�~;w�@�6D��-1�~J���\�O��Kj��¦'�E�[�*¦�vJ��h���û��iԶ��iR���ncᦔ}�=6���N��+�#�u!>;�g��7�F}�P���!�5\��ctM�y�*�PCm/bx�q�ZkhV;�(���������Y��&�Sܢ��ǭh��v�Ow��#@�lm��R���,)���b�t@O�y׬$A7�~8���n�+DE�Qt�3�cn�ުIO�0��\/a���ĕ�1d��UA�Q��It�#��>��Ϣ��(�E�O��^k�PEZ�;5 �4����^ �S�ɷ�v��:̜U�Tc+��)�\��0&MZK�(��lF�����L������s�̵w�r��{@��?¦w�O������t��O?¦���7���o���#?������������M?MM��+��2"Pa��~����/�O��W�}���}C��J}�_rJ�pë��8���5w�dM2��z`�!^F���t��CT��ڰ�k(�W��'nQ_�[״ᶞ����(�0,Oa `yX#x�=lű��#u�8F "��0���D�r�I����T�Ψ"��c��P�eeYH��kD?¦2�߅¦<���X�J�ސ[���"Cߣ�,. �e`2uq)\m�MY�/H�.'��rS�MU.kObk�NS,����̕"n��e���KoU<���É�G���`�6oܑ_������;.~f?vuY1�¦�/���40��L�*c׃�ޔ�*S�kR�k�T�*�����uU�2�J)g����eV�(�.zRUR��r "LB�2jW�i�_z�b�k)��YHĚun����UX᧬zۥ[�U,�=ͽ��r�d����g�@`���ץ�ˀ�c`�����q��3ﶘ�W��jf�{Ҩ�,0I�mS�Lf7��{��e�&��Ք��&ܾ������&=4�n��������W�+T�����Z7�O�PdKVV��i��J�[�s!c�̠^%��cC��&��BET]�XQ���kH�kO����w<��gQ�r�A�R<���f���4\�ם�~����C�d�3�����Ұ�#-c�vq���̓��n�Q��g��F���o�9'�]}�1T։I/�4��V���dv��{�-i��7���*��g�1�/c�1����Q#�qy=���.�b�Ӧ�K���j�]�j*�ۥ+_�A�VSi��¦R�n��2���cT�Y]�ޯ*O�9�Q�5�M׻m3�x�;����D[١�bh�YU[���A���(�Xq˶X9Y?=״¦(Ѱ���Ra�W鳽F[��tÅRR1��ף�R��FsV/��`�-j%>��=�¶k�P�{��C�~�K��a����Ɗ��.�'U�W�d��YV���{�;�}���j&�f�\��$�g��� �>xS�Ij6"�ur��[�߫�gS=���O�͛�Eہ�K���O��\���@6V��w���H)�^�Bt-uҤ���A2���JU�_m�����5Ҍ��h.j�^:r���ֻ/���������_[c�ĹS��j+��@!v>�Ҙ���(�����I1�/8�{�������y�k �A�*;&���=믢�}n�혬p��.Jc4�]��5��ܵJ�0&�\��?����"��'�u����!k�XOCMT�n���6¦�07�O�C���_�f��'� �^E܉����j���-��ZФ�¦��\��1�X���'�Z�d�;�k}g��?�[߇�g�oFڜ���r֤��������v�Z9�۱���[�Ⱦ�_� ��endstreamendobj736 0 obj< >streamH��Wَ�����n�}�S��!�����I�XZ0M���;"���g�4h�;$��f+��<"3+k�nK�.kܜ��Ͳ����qY}�jn��\��+a���7�[���[kaY}���X��>t[H�`N���avm.O�J�cw&��`m�݅��Q�i�)`s9��Y(e-4�Ƈ��R�)C3��oLZO��L˚N�Pl�Xm��,ݚ/G���ie�8U�!d�ܪ)�q5�"�����Lߴ��_ڼ'��{LsK��!og���/[�Ls}v��@������¦�R��@�a���"��/-j[�� l�I4�C̄�u��<ࠓ>$�*�&dH�Wo����򪐍��C�Ca���@'��ɞS �M��r�Q��EE�6�h�hNk6=�X�d��[�V8�q#k�S1'�5�%%�HQ���J3�W�(vS8?�0�/�7曯j���u�����n!�lu��F����rKdX��(��N��l73RVp�zp~�i0�WE㬰M�UW4u�¦90M#���mС�����,Z��_=%`i�Bo��\ъɕK�G���-=�8�'�]��W�![h� �&VK�G��@���M9�?�Q�XA�Y��`G7Q�I�����^���Hw�2�$�`��A�M���$�K�3^h8ą8<��煡r�M7Pd���h\���GW!��B���b G�Q��i�zN27��h3_�^��\B�ς5��B��qu��D����(W��\�����B�y�K�!�$5Z��NЇdF�f���}k�/�>��,�j��+�l�7�t�!���2�mWnm�^,�/�\����\�R������JS��F����pJG��Ԥ�Ef0Ox� Q�)�m��R4�-�nFv�0���bt�n���u���!RV\u���~\�E�!��NB�3��q���x0l��F����)�z0��r3�V�:Fy4u�^�y�ݏ(&eg�ݿ8�+�3�<���3q���H�h��]VR�#� ��>V6�$�������K�ؼ&aPC�#FHP�ؖ���x-F[_�"'��$�NVj<���gw#����Ԕ�p"n:C�E�(��Ӂ^��m�J?d����J��ŧ-iG��/��¦�������h����&nAVx-bdUvGT�s�m�^�%H^a�`���TuFn*�'^o��(Mu�P��찊�������8xE�k��I���g�,���W�����ӛ嫯�<}�󿗿d�܎WDࠦ��KM����؇����'��??��f������)�E���6�ޖ�3�������gKX����D�
https://www.kelvix.com/product/orex-277v/spec-sheet/ | lighting | %PDF-1.4%����818 0 obj< >endobj xref818 640000000016 00000 n0000002312 00000 n0000002471 00000 n0000017722 00000 n0000017859 00000 n0000017998 00000 n0000018464 00000 n0000018903 00000 n0000019098 00000 n0000019146 00000 n0000019260 00000 n0000019372 00000 n0000019692 00000 n0000019953 00000 n0000020502 00000 n0000020759 00000 n0000021315 00000 n0000021342 00000 n0000022058 00000 n0000022085 00000 n0000027005 00000 n0000033726 00000 n0000039304 00000 n0000045385 00000 n0000049512 00000 n0000054050 00000 n0000059885 00000 n0000066006 00000 n0000066124 00000 n0000075511 00000 n0000075782 00000 n0000076220 00000 n0000076290 00000 n0000076869 00000 n0000087516 00000 n0000087791 00000 n0000100121 00000 n0000105745 00000 n0000105868 00000 n0000105938 00000 n0000105993 00000 n0000112317 00000 n0000112572 00000 n0000112927 00000 n0000148344 00000 n0000148383 00000 n0000183794 00000 n0000183833 00000 n0000219250 00000 n0000219289 00000 n0000254707 00000 n0000254746 00000 n0000290160 00000 n0000290199 00000 n0000325611 00000 n0000325650 00000 n0000341046 00000 n0000374796 00000 n0000375887 00000 n0000376978 00000 n0000384450 00000 n0000386299 00000 n0000002115 00000 n0000001576 00000 ntrailer< <5536C9268A9D4AC1BB9B708662BA23EB>]/Prev 1807971/XRefStm 2115>>startxref0%%EOF 881 0 obj< >streamh�b```a``�a`c`0iaa@�;P��c�cCT�>�����r^��Eⱡ�p�GNu,��r�4,��k�pqrۅ�n_q ��exb4���4q�d*�����i`b����C�I��4�K\RP,�.� X������%��!�T�! m�^`���y���0�`egeTex�����I���i#������z�e,���6��c�V����q6�6��f�~ѻ�23�0zt�1�tY1��bk �d��l�͢��!+�.Ǡlg��Ƥ�ĩ���A���9�C(C�J��3H�Ki#i��'���I@���}��[endstreamendobj880 0 obj< >/Filter/FlateDecode/Index[74 744]/Length 47/Size 818/Type/XRef/W[1 1 1]>>streamh���A0ð4Ćt\Gcw��������z�C >/Metadata 72 0 R/Pages 71 0 R/StructTreeRoot 74 0 R/Type/Catalog/ViewerPreferences< >>>endobj820 0 obj< >/PageTransformationMatrixList< >/PageUIDList< >/PageWidthList< >>>>>/Resources< >/ExtGState< >/Font< >/ProcSet[/PDF/Text/ImageC/ImageI]/Properties< >/XObject< >>>/Rotate 0/StructParents 0/TrimBox[0.0 0.0 612.0 792.0]/Type/Page>>endobj821 0 obj< >endobj822 0 obj< >endobj823 0 obj< >endobj824 0 obj< >endobj825 0 obj< >endobj826 0 obj[/Indexed/DeviceRGB 1 857 0 R]endobj827 0 obj< >endobj828 0 obj< >endobj829 0 obj< >streamH�\PMk�0��W�����Ћ1��A�`�~�c+�a�����';��dI�ǳ���u�e��)�3��ۄKX�Apr�5-Xg�}���ud����d�;?&%�Z.9mpx�a�#�o�br~��׵?��pF�A�R`q$�_���+��Yڻ������"B[�f7c��%j�I���3�b����yg��։�sCX!�P���**����r�=�6<̚5%�YoSk���¦1D VI�����+�t*endstreamendobj830 0 obj< >endobj831 0 obj< >streamH�\��n�0E�¦����"��{��"�I+e1m5��Nib�C����V�4H��:�r���b?��#�>L���.��pMm0�p�c��L׷����ߞ��(���v��y�CQצ��o^�t3w�n8���¦O]H}<��ߛ��)��q��!NfaV+Ӆc�ьo�9�r{�u�~?�����nc0�¦��L;t�26mHM<��^�ce��¦�����{Ǳñ�Ӥ����b�O�=ك�,�G�#���^�������j�¦�¦�$/��[�;���������*Y�t�ps�t�t�t�t�t�t�q�q�u�,{9�r��g���o�[0;:t�����������������������G����`V8+���;�r�92簗�������������������;���������������S��Tx*=�JO���S���',���%�w����5����7���>��:��S������])�endstreamendobj832 0 obj< >endobj833 0 obj< >streamH�\��n�0��y_���O"EH)&R.v�j�@��"m9�"o���۵�D�O�̜3�!��f?���;؅���w�:�\g�ў�1#���["�����Y���b/��4e�����uqw�����}��7�[7�g���><��p���bǅ��XoO>яv��^,�C�˾���r�1�o¦�g�x`��n��un;���l�M៊mv��2;��ΥB����i]�.����EhR���:qPB�YH��@�A%h�5H����zi��PFPVBG*p�99*PY��p3� !���JT�� dz&tW�U���T��#G�8Rp$����0u�@���T$�1�:%tj�Щ�Nz��ԧ2��#�*+P��@:�d�*d��2u���㿄�I\�i�dvI7�I;EM��T&=�F&ݧFE�ai�v<��o9�����_��)����a�__�y���z��?����\0Eendstreamendobj834 0 obj[850 0 R]endobj835 0 obj< >streamH�\�͎�0F�y/g�`��$�$�Qi3�TB2޾�'����!1�;�#�o�ž�{���!��\7Uo�������&�FUuُ�>�˱��a��~��eߜ��b����[���Ӫ���s����͛z��9<���޶�%6����RU�<�Зc��x�*O�^��p���/Ú�;~�ۨLbM��Z�[{,cwl�b����Z��2�M������t.�t���ff�L� y�@s�A+�C�*�9��V�Z'�3hi����,��HmI�ImI�ImI�d�WH �,F#��^C�����i�,~�dB2C2!�!��ŐER3�'�!��D2!�!��ŐE�b�"c���t-tm�ZR�f$O2K�B��eǝ���b밵غ������'`������b밵�c,�wq�,�<�<S#�e�̧]�<�y�y� }:�~����/����9�~����/����9�~����(`0Z��:<R��yK��iH�"'�^�����u��M��?I��01���Z�I#�XM��E1iY����t���N�Xo�c���t<5��p���3�¦��N�~��u?�E�k��U�w�����nooendstreamendobj836 0 obj[848 0 R]endobj837 0 obj< >streamH��W�n��k������P)�w��#f�AB�yu[�Z;?���e�$�3��t�tWuש:Uu�$�������Ն���L�Z���yCf��bA���F��r���'r��o����+r�_���ђ!�*C����1����2nc����@.01���w�}�ㇽ�1���2&�M��8������9��A���歼-���*�DV�yn�<[���¦K���"�����H+)�(",�^�6��0*6始<��~E>0�����S�]�{X�M�����E]�;֩�ZgX�k7�TӅ]QC8�"�$��4튧H��s�)*g�*o�(�����**�嗤�l�=�%���{)G��[G��Lx�%�<��'r��k8�O���d��;�������MA��ͳg�f��K@��#�6j��(��ş,��;/Op�\�@T�`��G2!�CD)�HR��qʕ��?LpLy{�a:�5���%E��\4�d��h6cRG�AQ�d>����5��5��z�d�y����.Ts����#ሙ�8��ޒʢ�c�,�"���\���ΰ��rA��Y�Tw�v�bY��&E��^����N���������S?�B*�BB2�&B������U�� ��Q$���'�DI�Lb¦�B8<�3)����,��)��=�0pa�p�_��^�~����LN"]p�4V�7Q�W�j���������U�n�֚�f��&I�U�i7i�ԔXͰ�_@��^�\P��m�@%Ł4uJ�5xp�1��ϏӐ &�)�o�X��2��_&z��W��`V�-�YDoήT��3۲h�xg�����"¦���\t7c�Q�$pޝ�rK����wV�/,�I�1[�5-<>���σ�WYf�s֮�Ω]���̔���=)����,U���+����~q�_��i�Cs�x�q�I��0G[g��A���*�QK9�꾸!B��ۚAm���;��s"]YJ;��v=�R�˸66����-#�=����kd^�:�K��l a#�"ʀ���I/��P��������p�Ơ�p.zx�Ja}��=/������\�6ϏS�çi����J��5E���GE��Ƥ��]��2.�xX������f���!����O�f���o[�BL52�!��U�/e�#ky�}��&sI��\����τ����a��c]ֳ�Av��5���._�XAc�ev���U��_7�f�}�t2L,��LG�h�i�1�͙j7�a�Q� S�=�T��W1eC�XS�]�lʋ�OU���ݓ�u�Uu_�ѩ�.5�g�/j����ƾ�V����aۺ�jZY �j����vD���`�,ݐ��ώ<5A�t�.eH��:�]�U��u͆V�$�����@��`(�N2�A':����i"jkV���qX�I�A�!x�nBh��^%Z��b(vaXɋ����9�Mb����!+S���1�J�T��h�Ӽ>�F���5u�E ��%�!���;XQ�����h�n3�Q���6�PR�.Crk�Ѐ񃭨Pͪ�����]n�Y�������HG}�ס��뽌6��><�"*�eK�m����i�t��y��wtV���#P�^PG�*�mWO�bI���E�����������0��U�n�M��<{�*Y'yd���}L�5[��6�L�&&�n;�fr�=_���ש�]%�`x�����hM~R�K�2�[��4�X7X3�NP�D����@Ո+C��[��:����";�!/�S;�B�Q�?�����E9�u"�q\55@Ձ]�w���S4��+�D�4�r�NU���(ء���sߒ���Ȏ�����ɒA�K�eռ.����-m��3Ԭ�]z8'r����:��Wc���F�#��R�cR�r$P�T <=0�H����V�P�*%�d�˓��}\?�d���l�ŕ9��l��b�M3��ʯ��h弊LX��de�/q8L�Ⱂ�����V�U�C����YY�y(m�ّ������ȏa��W������:�2���^�AY����z�d}=j��/�� $��60G͘�K*Gm���Q��v�w�A�^�{�.���]����++k`�����xX_M���4Z���L��{U�s��T�`��H۠�C$Y�S�/�{Е��\j��+f�}!�Z�"fk�4!�5y;����ǜ�Nf]�����P)��j}���T9�����xqs���ô�����ENkĽ����B�t�G�\.7Bmu��)A���wd�lE��Ht�weB_��A_�~x)�r?�]�k5��7w���5� ������z�ꅨo��Ԩ�����E�Z��,4N-�Rc����?��C�֯���H E9e��f���0w����at�]�m����V�z2��1�Ezn�����n��Z`<�~8ܵ����zuK������qz��z�qҚ�ft{��1�Ҳ�>��&���ݸ�*0T��K]����X��9ǹrD��/[��X��ۛ�ӎJ9�A��V4O1 �v��"��eL-_%����0��_/5�M�����!���1vV��z�&��ەmw} K^��¦J�ڐ�(9�!J=H�Z��d�����f�8=��c��vu�4��^ڋl���i�{m����CY�L�al���gF���<�X1�QK����k,eØ�������U�#Er��J=.UT�ji�˖�e�#?��,�<6fe���������!DOfef��Eď���)�ŬQ���?�����o��c�v�+88�h��x<��<������(��w/z[���~��m��fƇ�ą����x���(o6w�������Y�����E�{�$ݗ\���{l<-�+�&������C)xxxb�l���������5aq�x�'U�G�6r�X���8��t¦�J�J��>Yq�����-�p�n"��iA�m�m8$ow>��X1�1�E�c��ipU�8��+��B.�'��I���"�V��_lb��7���';ʚ=6�lI$N"���\��9�\*�mk'���)���'���X>�m,���?\�����Z���g���*����\����?�gW!˷[��Q�a�(���%�2p�Ͷ�2���kA���8q"�Ѝ[���k�os�i�_Zj�l��ɖ�;!y�?�m���hw�k<_����w¦3�(vM?�]oaQ�c���¦Nt¦����i�Hy���Tl�v]�A��¦�/n��1=��O4����O͐�c=�ȕ0�%'�� �Zwhi���Wci�፵���S�=ze�zu7�E�_u<�����/�8��$�t�5���(M��sY���KY�N��v3�R����\ N2F�K%��Z2,�٨��Ӂ��������C�"�K���icS��"M¦�{��b���Sb�)�a�zw�g���X�Z�6Ҙ�Qߧ���>�2G�B��fw~�6�#�>�ew�!Z'���YW证���PQ.lMRP$�¦�3�ؘ����]��4k/�6���U-��z�.6�����7��]_�=�ܣ��cRP���¦�7y���_�����l>�Xkw��������o��'�S�x+z97@���"L�����D��ӻVp���5���)u��/�̕o�ڍ���_�jn�g�r����\��9�2�P7���3��dno��\�+���WA�"��X�m9L��F�"P��'���֣k���Z��Y�wŔ1I�r/%��1�=r�tQ6d�Qs�F�W��:X~�f٣���a��DZ8-�!gi3�2>�XyG�c�nm�ҍ��~\�t��u��r�iw��X���nju��HBb���h�Y(�d�Ϳ&�R�Vl�ŔD;��W3�S$T���.J��M�*7�2YC$�"ɟ��)N�/z!X\��-R��M�x�DG��o�leƹ�s�'Ɍ�r7�*���bIIR�zI�� J�6H����s�6�t?�5�وt�`�u36�M~Ǎ�l0�9&JT7�{�[Ԅ��E�����پ�׷�F&��zc���p��\�`�A)q��� �D���~kAZfo���#�N}dZe9�a�lYy��"�Mo+i�51˟��0s�P3�v�PZ&V�l���Qs"�endstreamendobj838 0 obj< >streamH�lWˮ+������7`x;�0� ��Ź� ���j�� �� G�²,`�g]S)��q�v������q�u�����tyƏ�#y��-ߛ9�1V��^X�[Ie�t��*zN�=�ޞ/8[�?�]��������?G�U�lG�㞇���z/�����!����d\o¦�T�a�W��z��k���d���\=��?7ξBױ��4�K¦�l�?���as8$��mL~fǸ4�56�HM�꾊��_�� ��t��@ú��Ǹ��p�cK]�����A�r�����&�_~n�ͷ���d�يG�f~�����+l����7����9e�a�{���F*e����6F(�¦׽�H�W9WN�� ·7�@���#��R���z��]����s���⚥%�8��NlBV�$��Ύ'�W?���T��MTgw��,oP' 53�ɀu����j����$�U���ST�։�]�;-9�%�����2�&�hr%%��m&�c)3j����e��'XG���X�g�0UŻ#���X��1b����U!ok�?�B'��w�귑?���}�Ĳ��tm�q�%�)U�U������$0�=.�C�Tdw�A�n��L�?���O��.��B ML����k,�D��O-J].�����5�z��w�$H�B���8eb( ���ˬ�Mr��2[�Ri�d)UY��:]+2��rx�����&�N^GfV��Gb�n��A/.r�Ak�^�%[Hf�L1�/�ᔋ���v�I_��X��n�o���rmn$aK�b�c*�A�c���k�X3�˶cJ��3��Kk*�UN�b��}n���lĭ��/�݄��_&6/X]��!K27�m�\�*��F'uB�qB�P_"����7+�n�J���¦�«y�@�Z.�M�̪�%�~U�EI.�Qut�P�8s9ǣ�����VV.�9u�����4��""8�PWz�*Om>�c��t���ϚR���=�z���{l�=GI����J��kl ��x�$���$ү�yF@��l��T�{@��/�Y�k�0��s�>��U�L�*6k����п/?����~����/?���׌��Ï����ǯ���ǟ����}�C*+=W�^��:��+������=��������Z~�o����7<�J�mg���;c_Z����w��Y�C�b�24紃����Qk����r����Aug�@x@���@�s�d���c��ܖ+�������w���}��Ce�t¦��6�~�^{L��'c�d��p����Lp��%Tx��1��*4TS����1��c�<*�p�@)�]J�,�(�gˋ;j��7惓� &����O�U�C��뾹��U�~�?j�?������3���kܦs`��@8�l��Ź�\���ԩ�^_t�04���\p'��V�k��iUD�9������hA���Tq�o ���i$ˤ�l�l\韩����(#u��@6��,�����t�d�tM2���no� �1��^�3:�Q�7�G���ʡJJt�l>�l�QO��dMN;:,`��˼���e�q��M�(�j�$h���]V���q�S�W��y�4wO��A�V���!X���t*A�e(Iε�+Eݥ8/5&�p�Rx��>b=�~ݞg��f�>�a%jۦ���&B�N-�#����jD�j�����E=�,���j��)�+V�Hk�S�ڐ�Y��ʘ�6[�E�C+�NH�E�o¦���g�Mxi��e��;3+,QD��$sB��(�v�y@�kH�޼Н��D��(�d��z�e2T���D��L'�(�j.��ʵg6�,sD��y�%�b˧=��G�gCD�-�H�`S���¤�d24S��W�©w�f)�K{�Ya�[E��j�#t�೬��S���N�����e����]����3�h��Wi�J��N9�NBU!�ݗ<����t��J�h"1�%u�So[0���Y_ ?c�±=�� �Dgm�h��kM�2��%���Ռ ���\���u��k�t��%I(��t'0Q5�P�{�:�It?[B9z��p�uʦ�O�`(��z�����b���a;�¦�Y��$���]-;r�H�W��b�M��a��b�a�Fې�� ���ɪ�h�]�"�̌���;��^��9v�j�KY?��(3I�o1�35J�_B�P��D�%M"�K�^w�����o��!�ദ�$D}s��s�q���`dN$#�����`�~�d��+��������d��b2}�o�±U���}�~�������X�S]rB�L���J����7;�rP�$SݰG�f,"�_6vpw�Lr+4e��jzF1�n�.;��¦l�ImnG��oT��%Xx���yܷ��nG�*��EEܿ���~�6\?��K���G(6��9L�x�2����򘞭I���,2Q��R ����)X�Jg�q��ߕ:��E�����#�*��V���u�(����eU���o.�_/B¦R��X,:�{��T2��\����tuh{"��a��qϑz��9<�Q{R�w��{�,�I�ЯJȍ¦�K�P����C�R-!�%�������G��s;�B�"�����'���b�TEYb�F*��g��̭����V��\���4�q�R¦7T��%��5+k(e��M.�t:T�K�����A��AHXZ���O3E%�M�:�囀'�/g�Ѧ%�S�ނ�v�܆+�5��4VNs�J���[Ls�<�7�D��ʠ�!Ӷ0���.-�J���r)�ҬF�WZ!λ�l�!Bum�R�6]E#�Bp]��ly'�)稆0���h[�,�YV$AQ�v,r �Ͳ\F!4�h3=A�a��]��O���ü���K��W\��ODwJ���d�t�p_P�a�L(D+���Q�K�1*7KMY��FA3U����qZ��A��sS��W�פck_�6Y���Fٟ�,�Z&ӡ%ah��)O �tB�}�,�S�����m82���S�ԣe8j�Bm8S���~��FG+�p[Ss��*�fP�p�Ƙ¦�nO-���¦�Ʋ��}�.,I3E�螺:gOQ!�ZKPa��կmH�Gc���ѳ�~�oL}�jBt�'Z���tm+�Uq����-�>��Ə�I�[(5�R���ʁ~n�_M���^�R�g����w�GnQ�t��v�Je��u�ض��X�����<�s7fs�I�2�}�����5��+�j��m�q�$x."F�U��s�ڟ�ʩ���"����q_k۾��b��i�֜�ٙ)�#q��RRm�O.�/����s����Cs�֤s4�UM�M�y���zY��n@�/�.aʓ�ȃ�E��>��"S�����G�3s3Ѐ�s�TWEUyo5ԉ��FR�D���K�T�����8K�,:���.ZF�H�f�
https://www.kelvix.com/product/fizzix/spec-sheet/ | lighting | %PDF-1.4%����65 0 obj< >endobj xref65 610000000016 00000 n0000001949 00000 n0000002060 00000 n0000003415 00000 n0000003777 00000 n0000004358 00000 n0000004840 00000 n0000005541 00000 n0000006165 00000 n0000006661 00000 n0000006774 00000 n0000006885 00000 n0000006999 00000 n0000007273 00000 n0000007426 00000 n0000007849 00000 n0000008257 00000 n0000008699 00000 n0000008973 00000 n0000009247 00000 n0000011791 00000 n0000011952 00000 n0000014007 00000 n0000014334 00000 n0000014446 00000 n0000016323 00000 n0000018462 00000 n0000020700 00000 n0000023256 00000 n0000025394 00000 n0000027578 00000 n0000038233 00000 n0000044299 00000 n0000052334 00000 n0000054685 00000 n0000054736 00000 n0000054783 00000 n0000056691 00000 n0000078126 00000 n0000078423 00000 n0000082816 00000 n0000083098 00000 n0000083446 00000 n0000118856 00000 n0000118895 00000 n0000154308 00000 n0000154347 00000 n0000189764 00000 n0000189803 00000 n0000225215 00000 n0000225254 00000 n0000256376 00000 n0000256415 00000 n0000256899 00000 n0000257352 00000 n0000258250 00000 n0000269146 00000 n0000789971 00000 n0000804162 00000 n0000867125 00000 n0000001516 00000 ntrailer< <02F066C33AA04F429437BA35F5288C3E>]/Prev 1280738>>startxref0%%EOF 125 0 obj< >streamh�b``�e``�f`c`<�� "�@Q�-�۾^�s������i�1�c9���U��\Gl��mGg�F^��f��sk�+~��x�g?�6����8j�i<��(��0;����0Vt $������)�p�G m��`E��KXy��7��0Lr��`�b�d`�a(m`W`f`�q����A6A]������ɁA����ÄQ�z�dC�@��G~>��``l`P`^�j�������>��T�5���U�:���~]�ý�l۸f�O�`�!���!�a�f�d�`�bκ�Y@�V�W1C�g�4�r`��`�IZrendstreamendobj66 0 obj< >>>endobj67 0 obj< >/PageTransformationMatrixList< >/PageUIDList< >/PageWidthList< >>>>>/Resources< >/ExtGState< >/Font< >/ProcSet[/PDF/Text/ImageC]/Properties< >/XObject< >>>/Rotate 0/Thumb 58 0 R/TrimBox[9.0 9.0 621.0 801.0]/Type/Page>>endobj68 0 obj< >endobj69 0 obj< >endobj70 0 obj< >endobj71 0 obj< >endobj72 0 obj< >streamH�\�͊�P��>�]v/�֭�b�Y���0z�&*�,��s���$���q�Lw����f�~���fw��v��>5��¥�,wm��g�os��$����m�C��t�x�6O��m�SxN�oS�����_��K��q������m6����/�����.c/�6^���K��w���\��g�i�6�ƺS�_BR��g�����$�o��n9�N��w=%e��W�x�9gΑ_�_���k䊹B�1���{�7�7�w�(Sd`s�LnnQ0��,Ȟ�#+�"�!ӹ�sA��Ŗy��+����+����+����+����+���pٛ�7ao�ބ�z�&�M؛�7��<z�t�p�t�p�t�p�t�p�t�p�t�p�t�p����T���G�R��,K�R��,K�R��,K�R���(�Q���Aك�e��=(z0�`���fp3�܌n7�����fp3�܌n7c�֘͹k[r�g��g��}*�T��0������iX���p�{�ܧ)���ZYv[�����3��S�&������Wendstreamendobj73 0 obj< >streamH�\��n�@E�¦E/�E�MU"!K�N$/23'��� ŀ�x�O]����p��QSN��Ͷ�&���C��;t}�y��&�}8v}��\�5��m�7�zLRK�]�S8m�Ð��K���y�WwW��>�'��؆��Gw���ݻtwǯp��n�rm8X��z�U��K紇mk��t}����1�l~_R��p�&ĺ?��\صr�]�$������?4�uL����=�_�/�9�s��K���3pN������Y�=�x��������s���!o��-з`����������n7a_A_Q��ɏ`֗�����M�&<7���+��T��������M�pS�)ܔn7���M�pS�)ܴ"W�}*� �&���Ͽ`FgY�%�����hr�jendstreamendobj74 0 obj< >endobj75 0 obj< >endobj76 0 obj< >endobj77 0 obj< >endobj78 0 obj< >endobj79 0 obj< >streamH�\�ϊ�0��y��CQc�V��<���`����=��;�.l@��¦��8���N��&�����$����p�+�:'%m�L���n�ڋ͗y���\;�<���S���`�+�E�,����꫼�et�{�=�IƲ(�������AF�mSY<�y��?���A�e�p1�`a�u�v7y����W!���ʰ��6�u�"q��d.�O�'�5)i҄9!V̊8eN�5�&6̆x˼%�1���
https://www.kelvix.com/product/quix/spec-sheet/ | lighting | %PDF-1.4%����797 0 obj< >endobj xref797 530000000016 00000 n0000002064 00000 n0000002226 00000 n0000008395 00000 n0000008914 00000 n0000009370 00000 n0000009991 00000 n0000010452 00000 n0000010566 00000 n0000010678 00000 n0000010861 00000 n0000010976 00000 n0000011451 00000 n0000011939 00000 n0000012550 00000 n0000012826 00000 n0000013313 00000 n0000013589 00000 n0000015215 00000 n0000018022 00000 n0000021504 00000 n0000024854 00000 n0000027242 00000 n0000030098 00000 n0000032345 00000 n0000036118 00000 n0000036632 00000 n0000039539 00000 n0000044009 00000 n0000044048 00000 n0000054032 00000 n0000054466 00000 n0000054904 00000 n0000062866 00000 n0000065699 00000 n0000065812 00000 n0000071070 00000 n0000071346 00000 n0000071715 00000 n0000107132 00000 n0000107171 00000 n0000142583 00000 n0000142622 00000 n0000178033 00000 n0000178072 00000 n0000213493 00000 n0000213532 00000 n0000244654 00000 n0000244693 00000 n0000268980 00000 n0000450479 00000 n0000001868 00000 n0000001356 00000 ntrailer< <9A7A48B6AAE342E0888F649B64EA9BAB>]/Prev 1250089/XRefStm 1868>>startxref0%%EOF849 0 obj< >streamh�b``�g``�����tA���b�,,gp�?�h���Ā������%�c���Yv/':s���X`��˪Q��8�"�cѱ>Y����;���O��R*:'�y�9f�)�.0�⒈x���!�b���uˋ/�¦�g��I�:Ӥ���3]��V�wtt4000B�P`l^с��h_�/��Rm��`%!ֿ��f0y3d`e`�`�� � =�]�ɑ��A&����V���8��6tX�0>`:�(�� �v�!�Aҡ��{�n�'��z0i�``U�q2�0���00V};r�@��`�n��t�qC�3�{I��&��=���a[�p�A�A��iC�i���hÐ� ��6�qj��3]�h��e�h��@�f��߅�rendstreamendobj848 0 obj< >/Filter/FlateDecode/Index[121 676]/Length 45/Size 797/Type/XRef/W[1 1 1]>>streamh�bb�g`b``Ń3����ţ�1�x4>F�c$a�>endstreamendobj798 0 obj< >/Metadata 119 0 R/Pages 118 0 R/StructTreeRoot 121 0 R/Type/Catalog/ViewerPreferences< >>>endobj799 0 obj< >/PageTransformationMatrixList< >/PageUIDList< >/PageWidthList< >>>>>/Resources< >/Font< >/ProcSet[/PDF/Text/ImageC]/Properties< >/XObject< >>>/Rotate 0/StructParents 0/TrimBox[0.0 0.0 612.0 792.0]/Type/Page>>endobj800 0 obj< >endobj801 0 obj< >endobj802 0 obj< >endobj803 0 obj< >endobj804 0 obj< >endobj805 0 obj< >endobj806 0 obj< >endobj807 0 obj< >endobj808 0 obj< >endobj809 0 obj< >streamH�\��n�0��z�Ca[!�0t�䰵X�pl&5�Ȇ���#�0�>[d����n�����4�{Y�q�C��tM���������_>��w�fWh��vY伋��5�/~��eI7�4L�w�K$�����7�{_���G�_������~v��,��m�A�����=�*�n����+��� ���%u�$�)�j}�W�$��S��ñ��k*��\�[���ak\+��ZCMe�??���;��7�ܻ��?���38(�ﵚ��9�uqU��5d5�ۻ���C�E�C�E�L5��tQF.�s d�EYtQF��!�QvC]\�������pfsf8�93�ٜ�l�g6g�3�3Ù͙���\ó6ϵ=�����?m���欿��#��:ϖM��k��i��e�W���ʧendstreamendobj810 0 obj< >streamH�\�ˊ�@E���^�,���� ~̀y' KmGKB�����&��kK}�p����C��.�>�1�����n�}j�;�K�'y�ڮ�?~-�͵�4>>ns���T�Kċ�yz��M;��s�~��0u��=���]z���p��2�^�6�cїz�Z_�K�c/�6^���K<��1�b����p�&LuI����U��NB��w�2;�����Tnβ�s�\ �2�"��W�[�-�y��g�#�1�!�3G����ʜ9G��s˒�DfA��Y�٘��%�K2�`.7̛��ss���������������~a��_�/K?����������x����������Ï'��'��'��'���?����~E��Sѩ�Tt*;��NE��Sѩ�ԥ�NN�NN�NN�NN�NN�NN�NN�NN���f#����l`62���f#����l`6��V�,�l+��e/V��1wK���E��(�\¦2��}n��Wyy¦,;����������Sx'w�endstreamendobj811 0 obj< >endobj812 0 obj< >streamH�\��j�@��}��l/���� �����nK��F'Y�eb.��{~���:���z�7��.���������}�R���w�>f��u};}����܌Yn���e�]<Y]���6/S���u7�}���.�>��ݟ������8~�s��[���u�h�^��Ws.��v������j~�ocp�¦��L;t�26mHM<��^رr���,��}_��pl�6)��[�rޒ��g�q�¦�¦�$/��-Q[Y�=3_�K�'{�#��&��t�p�t�p�سBϊϭ��J�j,�2 #t8R�+0��2����S��O`:�eCހ�/����l�V�O��T:+���g���Y�pV:+���g���Y�pV:ۂ�����M���������<���a�����q�U���0�dϋendstreamendobj813 0 obj< >endobj814 0 obj< >streamH��Wko7������]U��5~H)�K��*�E)��I�6�V�oo;އ�7닽Qm�{�ϙ���?���F>�I�]1���� ;-��������7����c�ux���/7��Ý�]BX�����;p�����Qƀ����-�Pm�$�B���T�x�n#�gH�j�g\�̃ѷ��`�彳����<��@������Qk�H������U��Q�r����� ��\Qfx�-�ƥ Vx�F�!�68���0ZSͤ]��3��"(��Eg�2vF)A���0VcBU#�P�P�Iʈ0��* a$[I�2�3V��XK0c,��X�+`��XS��-��m$�m&��3��3��p�_��������r̔�r̔�)�rQ@B`B�1S�1c+L�M�� �V87�����@��0ٝ U3��g�l�s#�� �?�d�O�K&�$��H>��an�����~�=<��@�w���I��l�`���4���@��n�u�#�Sp�~�}S=;�[ՒT����~��d��m�;a�΄�a�D!&�;j¦�>��/�����ӺAۼ�rdo4��4�\�J�a��~�=U#�#��<��ʔ��w_P�����Q>��3��~{�vVy;\g�p�����1}(�T78KVh��s:k=�@�Q��3&ƀ����4�oF~E��<�9z�\�؈ƺ�+�#�w��)����MT�t��މ�oݳR:�E9��r�E\�2���o�v�GOw_֍!�A�o2���-�Fp^nt�6ϻ��ݤ������!V�{%������">��#�)C�S9�Ɗ�Ƽ�l�]7>�t~�l_�¦9�l��uC��#�׃�������$��H7�����\���w�o�<��ŅdZi����9��f�&W)m��U�R���,���pRC�f��"Ven�$ذ"���R�`�~�#a.L/G¦�^�7AO%�D��r��*<���Q�B9Z����c̙�c��X��e����%K��1WR]2)��B�aӬ8ce��Ӷ�ҦEQ+����3S�¤��`�EJ�V�q*V��ٻ*R��$n��H��JҨ��v���9�WKR���1��z\2�I%R��J��J���W�VI�f����eh�F۲�Mm�6Je�*K�d��D��*K��U����$�P�ZQ<�ܯ�cμ�������Z\6/a����+�# -EB��e�m͋&H�w��NN�B0(B�JX�Iy�-N�x��ጫ}]p���󎶖bs��&�T/�F����n�~ʟ{��*n8�:*Eo����:?�h�9ۙ y�f��4�!@g�J�I��>ޅbd����Ӻ��S�pE���R��pEj�ƛZ�joxz�0nE������ƿ/W}�)��F�Oqt�1�b�fҏ�;�����M'e�����*p���7��/��1ajC�gӣ�;�s�ݫ�eI�e�b/�TH�î��,i)6v��E�`?mFendstreamendobj815 0 obj< >streamH��W�n7�K�8��-���e���i��Ğ��H+K����.d7[�I$@��i�ź�Tq����7�_+�f��[)���s}�1�m��ju����m"�jTKN-�O޿?�����~ Q,�}P�¦s��r�Y-6���ty���ɱ^}��wǸH���c�Q��>�7r���U�������ٲ3}V���.��J���7�^-��ogK�������T4*T'TuH���կ��Z%V-�f�G��x�;����rG�_���/����;�����ߖE�(&�%͂𗞋U���J����\�F���Gu��ݬ��������Оt���8���g�B��$=��¦���̳�������A�aO�?������z��>����\�Jz�"tA+������w�ݿ�(���,�^�d�9`��/e}+�y�ۃ�72����O��=r��f�N���j��$/�'�Bt���K���� ]_ߪ���'>0���2���<��^+�¦qv�������������@-�w��f�����b�uz)W�����$��<_����\�.����Zm�Vv�ë����f�^�֛'y%�E�ᅼ2��,������<_�x��E���%N`ϰ��Q�.L�o�����X*�XAL��uf�����J����p��¦�p�V�V��ߨO�u�8���}T(��cݵ�����?���W�P�#�t���>�����g�������jGcC_~_�z<���`t�@ݣ{�Ǳl�aW�ӆn�AҺ*]��tQ�+zЀ�c����f&��;�*y�2}cQo\ ���1��*C_brj~.��(\��$�'ezX1�M�L��>���RD�m �A`���PYK�c�R�j׸�C��2�4Q�H�>>�sY�i���P�i�G�xO����;�ǘ�<�¦k�vʧ���b�}0�w¦��x�!���#m�ĉ����������;�n�ݜ}��̹�u�p�F�;�����'��m��-�gVY�r��h��$��Ҏ���ER���?��^��I~��%_4-j?��AE������QmeΎ�Ԩ�m���63A;`��#��<��\�h^'���d��تsq���S\D�뚬dڨz�ġ�0�!�#�A����8���n�-��հ��ݟi{����q�1R����}:��b�H¦�®R�̜���ۊ 3)�:�0�8M�¼������^��9J�J�����{��dз&�B��@5�x�9]x�7�#W��E��BVk�{��3@�T/��\��c����<��B�X�ژ��U�N��i����%¦?,���%�2�Uޥq&j�"�ԃf��Ƽ&�&�&���U��>Q��D�޶,\};�Px�¦�I��7��8�%T����VS]��ҕ!�m�n�;̀t�J�}��]�nvc�q����f1c���Xg�f�4���Z&k8����y1����ŊĿ�Cb�D�����B��>`bΔ_Vr�:-�Ki��J ��h�!u��9�%�<�x�`TI ��+���c�ճ�펹���V���>gj=p>R�N��VBX��K6?�P¦�؊��P Rø�Q��GYr{[ƀ\J��-���4�x�cv�2��.6d�:v���*�Ӑ�¦������֣��)���:���z��vC���p(�����K���M~/5ȅ�)Jq4�֕�գ�7~�����-�6�ACEH_��#4����¦����t8�A�&^C��(ۅU8d�$�I��0�P�(�^��N:�*C�V�Y0f�tn��␢HD�*���c��n{CO��68��&�ZZ_�7IW���6L.p����F�\�`�D%ٌo��������R�X��R�D���i?Eb�h��9f��/�t� �Q�X^2GS�2��=�ͣ���b��=Q�2F#K���"��<:����C���#�.7,!Ii�ǧ��:���������}��K�4FH�M?�$Eʱ�:9���'ǁ�f�<��k#�G;�/]$�O��6Ɗ��m�È-&zl��FX¦�˕��i�"y���S]fA��-Y�Jː��(D�<���R#�h��j�"P��&�ykV��VZUAF�?^zTBҳ&[�P1L)D�hm(��G��4�t(MX���/�:�IzA�g��3vK(W(���<��D^~�H��q#�&"�b��)�����h9���=bʑ�;��qj(��g��=��և[4q�dC���R�>M��^���lA2���������.�N�/x���Dmnhi�%@zD\Ģ��7����U�'�˝�3����i�J��.�j����襉����V�#������Y�oH�Ϲ��\�h4pͲ���sɲ\[�q���h���)��D5�J��MZ�vyD�q�u�j,gw'���H������ZJ=���D�b�J-JX���L�D-`]�%P��bd5W9]���H���$&�t]��b��5i�%g��+`�/w�`���3�L��o�ud��k1��x��J6��+*}�if!�]/���ϡә'�C��p���J�aLN0��a�ԋs�R��1�y�:�Pҩ�z���t��n~�¦be�j&�)�X;>���F9���,�%H%*X�B���и0����fT)���\P�C�Rљ@s+$g���@��Ӳendstreamendobj816 0 obj< >streamH�dWK�%��J]��$����,�2���hK3�X���#�Y��g0���0� �Rs���%�<ZY�De���as��<j,�2����4Q���xl+���:��j����>��&�J�G�����/ǿ��Y��1�1�~חw�����qLp�'ˇ��-��+Q�v}�A;��h��K�R�[�2��6y.Q1勶���Ǵ�ƔqB�Z�� �{M.�ގyq��aPVT���;n#l�E%�߼���3'FȚ&�4��NdE����:��`Ew���V.$�X]'&GL�ϐ��v��k_�H��X�ol�usӠMYƠ��$��:�R����M7�%����9�Z�M]���7�bI���3���>܀��=�~B���Y�BK*M�8x��d!�>�C'�T���&�:��ad��^Ν\{D��Cnl��7��k^�ĝO0���@X1ɼ�$j�Yj ��#¦m �G��97a WgJ¦g�t��j���~2]6/�"��k��챐��]�q$���9s�Tv��%@8����]]:��hn����L:�E��'qd�F�Ak���V�rr�%Sv�d�_I�d�V����ׯ/"�����>����������>��ß<���Ï�����_��/?�t��$��Hq��,p���z`���������ӟ�Z����0:*�B�O�8�" ��"ۚ�gt]zUfB֍�M���x�T�@"0#�i��p^<�3>!�u�k0�=��E'6�M,�Z�Y�Y��#%Ci�\; /�����{XZ����S/.���kr��{"gq.;q�� �8u���w����Q.*pI'�w͓�R��Nֿ¦�^M@:�s��ysEbU��{��HҦ�-V¦Ľ��/�J_ OdzU�.�id2�!4L��ECb�=�%u��+5h��aR�6c��Q�Ҍ�v '>L1�:�)�e���[h/y��kCJµ*U��0:���譙%��97\ِ;Ycn$��,�]0�T��-@nS艂\��1��R��܉�����ꝹKΡ�[i_=��guPn�<���CrD�mj++c���&ùU�j:o��"�.�ar����Mx�)z0�.5�C�Ѿ��Y$[o?_�I�m�=���������ߥ�sO�mv��ή���n,��+@��qϞ+�1Lm�Z_�����-�k��)L%$�c>s����'cjQ�����t�;�����۳w��������1��ڽ9B�����Ja����!f/T� a�7�i��c�C�S�:�6�¦l���n]ȊB��$[SFȲ c`6�:¦7�¦ŵ�����W�~�^*qR�C���w۳�*�m}���zV�zx���cW�W)%���d�k�m��¦�F��u����5Ly�}k�5Ug��'�7�9���mWs�m{ׂ��/g �x>{��L¦��=�Y�/.{�ɋ�액�E=R���n�?�Ά��������XP����q��\���^����OOW��1��6��1����ue�$�I+E-����D¦�1�$���J�H��l�+K���U؋�O��¦�)3fv�*n力�>G>�<�mv��!��"9�-2��r�`��<5���AM骚�������·]����,�m��TρܿM�T��H�1}[WJ��*�4�_P���p���(!c/V�\��Y_v�p6�PW�Ci!�xz��#UJ�cd�:��Z�qōs�Q�R�C:�ņ%-޽I�ɨ����>��[�3U��s�Еm�Xk�JK���2¦�哢K�u�k����%��l�W�����ݨb�+��wb��E,*Ub�T*�X���#S6#�&�$�9�1�-I��,q�0��C�U/��iQ���8i��ܩ�G&�k�������UbK�ɞZg�5��8�]/')��Ӗb���Gv����6��SD�?ʂ��Y�GP#��0��*+�t��[���D�d�k�MtiP�_^�d�ޞU�;��*E��V��,��ZY�N�Qe�W}��\��i�iV��d��Q�&��gnxt������c�zUԜ�rݸIo�,UX-9v@V��OX�����i��c�Y�4b�C5�6����%�"����]񈉷-�(�oZur]�8����}�2$<��Q�{������ĝ8Sgؖ���_oZ\3z��E�t����4T(�Uݧ���O~����Tv�`���£u�K�X����J�l�n<ƺ7[�D������R�2?sHc�P��b�Sz�mS����d���D*u�i�b��¦�c���r����5������R㏩�K���VT͟��wN����I�O9'^��ơL�'��MuU�ݤY��Crc�Q\��FM��+/㓅McI��w���8�T�� k��WaC_�^'�9@¦ssIShI�<���Y�Ky�ՉW΢Ksi�+��nV`�аj��\�+=@�$#@դSq���`�P7��S�4�?�9�?���yx}����������逃��w'�<��<��tz8�T}$���z3D�4�8 �z�¦>~�����r�¦����_W�Մ�,��SK�g&�$�j�R�Ɍ�4���Wdendstreamendobj817 0 obj< >streamH�tWKn%9�J^���P:Ɯ�@c���3���s��3^2)���Ǹ{�k�v}��ټ�^�������3��y}�ۏ]�nm�3��Yx�9k��.�E<�zn�5���:?���!;o�=-['O����k�9������{h:wع>�lq}�{��])4�mx�����ᔽR~��}�ص���0�sm5�8G׵�.���m5�-6m��S��&�9�I'�;��4v�ӺD�������:<��.��xک�}2v'n��S��g�gT�+R��P>�j�Ɛ���b¦>F�1 ��͈��'�� K26��2����8Ql��Z\��¦J��Q�Ħfm��b�bO�N�B2Qbg2���y�u����%�Wn+}7�$N:��o��[jFj@7�15�E�X贈TN"�0y��Ǭ�G�;�Z�?����P)O��:��IK/�#���¦�Р�ҌL6�62�q�ڢ_���O2d�ɪ��:�;̆>;�[��6UJ�i%����u�o�`�b����I�����;��ѻY>�����Os}B�'ԯSB�_xvz0lQΜ��T*>�ި�r�T�/YK +�d�\��n�Y-�W"�p/��K"�����BS>m�ju*w�:K�y���k�MQ�î�F�}���c��R�rJi�o�R��˴����\�i-��Z�;�e�#2���j)���';��_���GYݺj���k����S.�p8s]�42#����`z��qH�S�j�%���g��Y�4s��Q%4���OѤ���й����qe�ִ�L-�.MD�����Rl�`}k��eE%���Z�q��S��h*�mN��ѷ�a�)J��:���nVJ��,Ղ3�PpG�}�t8�S��)�ÿ���^y���0,Է��K�bt0]i:n�ŗ�x�ʣ*J�0T¦�x8ĦTP����e�Ҭ��al�M�X����O���z��Ȝ$��Dg�p:�q,�z���B؛$�I��f9�ث��e�ĮA��48��z�5E�b`��e��G�7�stot�H��D!�A�,���RJ��s`b�ڟ0���&��hB��z�i�>��洭�Y�Se�9�0#��k��/wq*�ͦ�:�¦��[>Xǩ��G�#s:�GVv�w1Η��/uE�T��'�h�P�j�G� ��~�c�$���^nH�+�ѽ����D�\��v��ؑ%��@�:'��w����vs �!�c�l�2�#(?���k�o�b>�閜̬q4X�L�$:��y�vj����������>�yc�`M!�iϴ��&��Cz��jz�8A�՗���d�j�
https://www.kelvix.com/product/fx3d/spec-sheet/ | lighting | %PDF-1.4%����682 0 obj< >endobj xref682 700000000016 00000 n0000002339 00000 n0000002498 00000 n0000007905 00000 n0000008042 00000 n0000008181 00000 n0000008570 00000 n0000009207 00000 n0000009577 00000 n0000009832 00000 n0000009880 00000 n0000009994 00000 n0000010106 00000 n0000010614 00000 n0000010878 00000 n0000011302 00000 n0000011559 00000 n0000012209 00000 n0000012236 00000 n0000012900 00000 n0000012927 00000 n0000013322 00000 n0000015515 00000 n0000015909 00000 n0000016246 00000 n0000016507 00000 n0000018700 00000 n0000020729 00000 n0000023871 00000 n0000027013 00000 n0000030167 00000 n0000033065 00000 n0000036388 00000 n0000036458 00000 n0000036973 00000 n0000042959 00000 n0000043472 00000 n0000043743 00000 n0000051626 00000 n0000051901 00000 n0000063241 00000 n0000073021 00000 n0000073138 00000 n0000073208 00000 n0000080552 00000 n0000091672 00000 n0000091791 00000 n0000091846 00000 n0000091959 00000 n0000127371 00000 n0000127410 00000 n0000162823 00000 n0000162862 00000 n0000198279 00000 n0000198318 00000 n0000233728 00000 n0000233767 00000 n0000269184 00000 n0000269223 00000 n0000304641 00000 n0000304680 00000 n0000340095 00000 n0000340134 00000 n0000384129 00000 n0000385220 00000 n0000386311 00000 n0000393783 00000 n0000395632 00000 n0000002145 00000 n0000001696 00000 ntrailer< <3167FDFF7AED4B40A74F93638F01A2CF>]/Prev 1246697/XRefStm 2145>>startxref0%%EOF 751 0 obj< >streamh�b```a`�`d`c`)ca@�;P���d���O��I дZ��2�¦F3�We�x��Мۜ��6�qw�g_�60��1T�d�bЖ���� ��e���e�v@l��؆�g�YQv9ea������v��a�`�bd`� t�<(������E@����b�endstreamendobj750 0 obj< >/Filter/FlateDecode/Index[64 618]/Length 44/Size 682/Type/XRef/W[1 1 1]>>streamh�bb2c`b``Ń3����ţ�1�x4>F��{�$endstreamendobj683 0 obj< >/Metadata 62 0 R/Pages 61 0 R/StructTreeRoot 64 0 R/Type/Catalog/ViewerPreferences< >>>endobj684 0 obj< >/PageTransformationMatrixList< >/PageUIDList< >/PageWidthList< >>>>>/Resources< >/ExtGState< >/Font< >/ProcSet[/PDF/Text/ImageC/ImageI]/Properties< >/XObject< >>>/Rotate 0/StructParents 0/TrimBox[0.0 0.0 612.0 792.0]/Type/Page>>endobj685 0 obj< >endobj686 0 obj< >endobj687 0 obj< >endobj688 0 obj< >endobj689 0 obj< >endobj690 0 obj< >endobj691 0 obj[/Indexed/DeviceRGB 1 728 0 R]endobj692 0 obj< >endobj693 0 obj< >endobj694 0 obj< >streamH�\��j�0F�z-�Eq�\]�`���,�C�y�V2��lg���>��c�p����v���h���7�0�C���%5��ñ�f^ڶkƯ��9Ճ)����<��6zSU�x�7�c�ڛ?m���xMmH]<ڛ��ݭ-v�a�N!�vf�KۆC=��K}����m�¦��wy�ϊ��l9]���m8uR��T�¦,m������u_��Ϳ:�����,�L� /&�����\��X�vdV��=�g:N�S�:N�S�:N�S�:erޓ��+��&����H~�����������w�;���~E�r�b��YѬlV4+=�ң���f��S٩�Tv*:���_h���<ޑg�G�g�G�g�G�g�G��3�x��+:Wpn؜O��)��i��3�\R��9}�\b"�����lޅ������/��tendstreamendobj695 0 obj< >endobj696 0 obj< >streamH�\�ϊ�0��y������Pa�-x�?��`��+�1D{��w&S���_�¦�%�$uslܰ��=L��E������\'v���Y��7c�E��v��O�,e��V��l�lD�,��]��W�nd�޼���"SYU�B��^:�ڍ �(�6ׇeݢ�/�s� �8��f�da���й+�2�Q������`٥7�]ev��4� �¦rƜ���9sN����@�5s�Y�� m�ڂ���y)�Q��8GŜ�� ���꫚�&>2�O�'bރ�=�42d>��si����W��f_M�x5��@�y�7�X�¦t��B���G;E=<ޑ��D}�����8��endstreamendobj697 0 obj< >endobj698 0 obj< >streamH�\�͎�0��y/g��؎!�����$f��(�o_�?kj5R�>��s�Ir����~�����,���M�v�O�o��Y��o�D񷽜Ƣ���m���p���(���<=�Ӧ�����6u~�w��kw¦��>����X��Zt��r��.^����Ѕ�~~���;~>F/��3�������4��b��Z���Z~��[�K��������}���H;�r�2���R���)�@�����^!-!m��B§§ħ�g��F�BO�W���^��F�B]'BO�
https://www.kelvix.com/product/slinx/spec-sheet/ | lighting | %PDF-1.4%âãÏÓ232 0 obj< >endobj xref232 760000000016 00000 n0000002288 00000 n0000002444 00000 n0000007979 00000 n0000008116 00000 n0000008255 00000 n0000008518 00000 n0000008812 00000 n0000009236 00000 n0000009284 00000 n0000011181 00000 n0000011463 00000 n0000011650 00000 n0000013679 00000 n0000015882 00000 n0000018888 00000 n0000021543 00000 n0000024315 00000 n0000026840 00000 n0000029135 00000 n0000029190 00000 n0000029302 00000 n0000029416 00000 n0000029529 00000 n0000029644 00000 n0000029714 00000 n0000029819 00000 n0000040495 00000 n0000040770 00000 n0000041247 00000 n0000041274 00000 n0000041898 00000 n0000041968 00000 n0000042070 00000 n0000051126 00000 n0000051397 00000 n0000051857 00000 n0000051884 00000 n0000052438 00000 n0000058357 00000 n0000058612 00000 n0000058940 00000 n0000065552 00000 n0000065809 00000 n0000066157 00000 n0000071787 00000 n0000072048 00000 n0000072361 00000 n0000077888 00000 n0000078157 00000 n0000078453 00000 n0000085215 00000 n0000085479 00000 n0000085836 00000 n0000121248 00000 n0000121287 00000 n0000156700 00000 n0000156739 00000 n0000192156 00000 n0000192195 00000 n0000227605 00000 n0000227644 00000 n0000263061 00000 n0000263100 00000 n0000298518 00000 n0000298557 00000 n0000299468 00000 n0000300379 00000 n0000308072 00000 n0000355748 00000 n0000356839 00000 n0000357930 00000 n0000365393 00000 n0000367233 00000 n0000002109 00000 n0000001816 00000 ntrailer< ]/Prev 376122/XRefStm 2109>>startxref0%%EOF 307 0 obj< >streamhŞb``ğ``àHg```�hÌ€XÀ˜£H"{@1ƒ4ƒ€hCCÃFnÆ^Qv?†ÿØ/q4p/æráÚÉyˆãƒC(C8CCƒ6ƒŸæL†Œ‡˜B� fxÅ('ZÃğ‰‘WÊŸá-£W—%O—Û±9”¶gàa.a.‘ı´K‘EƒEC–‡]”AÙıŒ¬3gifşIpQ6Öİ`Y†­(�endstreamendobj306 0 obj< >/Filter/FlateDecode/Index[7 225]/Length 30/Size 232/Type/XRef/W[1 1 1]>>streamhŞbbbd`b``Åƒ3Îƒ‘Zàendstreamendobj233 0 obj< >/Metadata 5 0 R/Pages 4 0 R/StructTreeRoot 7 0 R/Type/Catalog/ViewerPreferences< >>>endobj234 0 obj< >/PageTransformationMatrixList< >/PageUIDList< >/PageWidthList< >>>>>/Resources< >/ExtGState< >/Font< >/ProcSet[/PDF/Text/ImageC/ImageI]/Properties< >/XObject< >>>/Rotate 0/StructParents 0/TrimBox[0.0 0.0 612.0 792.0]/Type/Page>>endobj235 0 obj< >endobj236 0 obj< >endobj237 0 obj< >endobj238 0 obj< >endobj239 0 obj< >endobj240 0 obj[/Indexed/DeviceRGB 1 251 0 R]endobj241 0 obj< >streamH‰¬WÙn7íkÿ‚�öƒ)î ĞbÙĞ�¢iQŠ“:µ�Æq�ôçÛ�KrÉ–fÆZ$‡¼—< ?�¼Z>[aEÁô5[T…¦¢sëIUµÜS¶&õ¾2•WãG9Ás.÷�Î¯¯n¿äUF¢w@Ö šËVU£‰Éb�"k9®™y.Oø´B›£¯ñ«Êø-Ìğœ ˆÒø.€«ÍŒJ…´NiQf³ì<µ�µ´³şB{’4èÛ\‘¿ˆ–Æ¸ÿäìêı�—O÷Uõ}¥aK2¯˜Ç!™P\WÈ¡Á2­i¹5,3:´Ã5“ŞqÓN\—’˜éñš£äT"­7I½t�*±$,Ä”�÷ÜÇ¼%µÖn¬Ç5’Úz¸Ş�¸fğPÜ(Õ�1��š€];&�¬ â4NÁ‰qÜçìŞh.µÄZÃ`ôÜÀÚè‚X+�ÌÑ•„U�€œ<»lõ—Í>fëetkŸ˜‡AYDö°6Æig˜q8BŒ1øÀ0Á•…ãƒ=d²£`—OyÁ$(V³hÏÙ†káÄ¸Q.Bè¾~à‘Şü<ê.k2{ÂHUÉQDš¼È4�D¹�ŒëèìX½�./î¿Üãè~>Şà÷�“Øú$tÚªRYuLŠ"é1ôÈz�~UÊAËÏÿº¸%©óõı—‹ëêòÛ=;úçßï¾?.")–Çè7$±ã�§ïó=®ë{ÄæAó�\§ˆ"ÙÔs¤s%�Î¦gV•ğisœù„r%nRœeõ³!@ú^ aMò0@v$�2ôÙÊ%}Æ&á`2FZübÃHxu#÷.õ±"dá0u$�‚HŠŒZÁ)w‹%¥�ª€µEÄ˜É˜`,°šùLJîsÆ6ˆeRöbkƒaGÒ8U†­`Ü\ÇbA¥´-·2hfŞZt‚wÕÚjšï¦Kv­Ú½º~€ğøz]Òh¼ÂKİûHğÕa¡#iÜ#˜�GhOK¢O¼=+àRíáäA€ôG©HGÒ8@úÂH+˜¼_dnÄ(ãŠGÆ’Şˆ £çî t%�¥'$t§Ø:§Ówƒë¦ùä±]ğÄe�«==/{ÌÌq×HZ”à[KôÅ`MiµÇLš6]åƒÂOEÁQ5ô¤gHò�ob¥—ôßY¦~A=Êùr>±™ó©¨Ø3ÁR>ÛUÙºKIúyÊI·7¸ÈÃ¨È.í¨©à¨Jó8jƒÜ�Ù £NEÉğ>p1jƒSÜ�Ú`¨Ş³A«q/�*gïKï³Ã&7jêØc)Ú¼¿(êäşÓl+µí´6Ò±#S©â¶”èº­>?Ôú5A¥Š 2¥vŠòróô´_5¹Î�š¨QV[g«ìüòîUĞ�;«Qw~è)5Ê+ >endobj243 0 obj< >endobj244 0 obj< >streamH‰´WYoÇökşE?J;ìê»br‡ìXˆm�AZrI>BCöŸOòUu÷{p0�–;³SSçWU_?{ÿyõ—×Ï¯^®¿”õªïo‡µR·uµ6#EjóAéNãû^­ÊÅ••Æ¿¬LN�sÊ‘érHjóI]km’ÖnĞÚ¾3¾>±şfÛ}¿ù§ºÛˆ¡×?½û¬®¯¯nî~}÷qóş·õì?ÿıêÏ«3Íšu¡Æû-{Ú‰®—�„Bùf­ß±Êoß}şA=[ÄZŒ .6N‡İxÈáŸq‘‡½À6ñY—ûñy.1óGE&™ò=Ê°üÍ–�TŸ…ùûó˜Æçõ:–Æ«ÍÆÔzr1õ¢�)sà6Ç.”ÀŸ©çÛY=èFº63k›—JjCéò®Şÿß`•LC¦-Î„U>«¥ş¬n÷À*ÔçîDX[:ò¾÷O�•ÓO+dØ�+GÂj²v]`d‘3\tŞÒy4œ9ı\J.›~qR¹ìS—+ÄN,×c‘ºy¤§–k²ö±ÛÛ�¦—9Òı©~bA6OéşŠtsÓ“î‹ËàOêßn¾9�6VÚvKg}BÍL˜G°è^–ZoËS�ÄbÜw7%b‰®Î>K5ëzÏ«¢Î@¹×ÓLt·å}·®€¼ÉÂ¹Y ef QOOQ4]Qo.�èd­¦Û¥.ÊNi$İM“T&kElËÏ1$�·s÷ Ñ!-ÈÍÜÕãËÃnËsyyE’U8Gá©#Œ¯…#S¤6½ª¢Øƒ÷Xñ§NìÔ\Û×V¦úú‰£õÚà‹sMŞ£ò4º§F ö]:›„z!�¬]ÏP–æóñBjiˆ[úÏ#¤>œ@HúÍP†])�¶W³î,ÆV$ş}ÿRW¦Mê‡oåÓµ¦:ÎgNYfg¤Ø�%·�¦;�yßh´ÁtÒß{&”ŸSÅ#İñêE´_™®<¾›úü`ic«ÚPã,‡™ÚN4¬¡=Èi¸Áu®×°jc—Äƒk'¿“ú‚+ncŠ[#Ó�Ï';ÊoS®]Óğ×VŞ`MÇƒÉS0G+pŸ›ëwî&YHœ®•ÕÅİÁõ+o«#IŒ‹Ìq„¥K¨p$G¤ıE6h�Ö—jJŠÜ¶Ó ©¬ÁqõQ½V¯jşû�‚f—Mñ)²¦³Ç�]Ã&¾Ğ0DÚ³¸t{ƒß5Qóx¬�Ìˆ0R-]ÕJÛêÖ¶uj´.µ)qj­2ı5ŒÅ“c�-¦Gp<´YŒI#Ş³±Œ>Ù\�:²¸c§my·ëĞ§z¦¬‡(Ym•EÑúx§šB_Qg£W›aŒ§>cW¬Ô‘N·ëò¬YİGâKTßKt~¾9O�‹ß—ØøcfI#tdùº<“�kŒœT�'b¤^+‡�qrnı¾GšJàtwt/„‘5a_Ûí}=ÛÊ¸=›kg8›.P�‘í™£<œZ¥˜·\2óŠœ¦ì»Peò”F^‚í7©JE„T<Z)ÏbeõŒúHÈuMOúH8V%@°­˜âöz:,ø¶êRc±ÂzD7"Öœf'msIyÙ`ˆ ªròsûÕ–üùoE?™Å`ÿYFD ¬pLÀ_Ş«¿ªÏ\3�ŞõÔşÎxÁ4ËÀ)…�ê4É´L14gfŠ[.IÛÎæ °�SÜbrÂ"R×®ïqÚÅ`ï?â8‰Ãø‹×nR$7ÅÀ}¹aeËe±ÒŞ×U³†äßÕL×ƒÅ™×+¾ˆÜ˜]¾šhZ%�ç“y=KÎ×…õ f½)'šršÁ]$TÂÃ=Y¹ö)$³ÙF01<”Œ‚y²‘…vÜ÷Q˜õâº7¡xJÌÙmz_„€]ó¢�UdETf#�rPinäMrílÁãB!Š•ÔÆ§íÍòÜ±»nK,{œ±È°#å'w¶si/á¨(ı“âş×ÚA8x-ú;Ø€;Å–ËX×S�GëCMÙD'ÀÄŠÀ`7Ñ…d¼T,k–-ƒU×Awyk4I‰CiçÒÅ¨rÖb`à;â!O.MÔ¢Û«:¦.îÈ‚şíuÄàÀÏp¤FqkN³ú½%ş¸ã[ÂKÏ¶xœ1²©€ëRArÌßêä°Ã®x¤q($T¥ğ?à ¡c’€Â8¡Õ4ò™m<,aÿ�Rÿ`˜ƒ¢Êendstreamendobj245 0 obj< >streamH‰¬Wk�[7ı+ú8ù`�DR/ 0�d’Å6[ E¦ »XÓ4»İI€¶(ú÷÷�Ò½×öØãëix"Ú”H’GÔóç×ÿøáóGwõáóæë÷Ï®¿¦õ÷—«Ûn_Ş¼rî+÷òÖûİÿÜõßŞ÷ñ7w}{+øâö'¦ w{ç6}ñ‡«¦\],ì…¥¸˜¢çìn?¹ï¯Ş?>¹«ï�ıëö÷úÖ½ş6`áú�{~Ô‘692›šÇÖ¹øP�«g�:°„é@„@#õ?¨ïÍŒ4ø¼ÔÊ;F®şIT�İş¦æø8ÿŠşfˆ¢Léj¤ê±g'–ç!pÙnbqX¥‚Ül7â£‰´İ4O¶¦µ�c}=e(ôEÍ5h&3yq… öìbÇP¿ûd_}r±kııŞ½G)ìéÚé’}*‹>~J>ÕêéğüæEê‘ã™pn«ñP_’Z=¢_âĞ_é�Å]¦Á.Şì8ïşÁ†}ÿOMEôËnsšòÅKÒ4~ë>ïOZjSÉéê‡V@ u#@×"“m/ÃşõnÏ�ô�ÿ<s0UË»Ìqç¬ùÎSF‘CÊàÀ>VÍøÒÍÓy�Æ’Öp£n$P¾œ+ò®˜©b”©¦ö¸"‚+ˆzº¢l7LóŠ;S„7J"Ê%ÛMEº5Ÿâ1UŞnŠoº”`š`õ»p�¾ÌìRÎ0‹j?è}*'zy½²“%ÔÅ“�Î ßï$<¿§ß�é&:ªËùÄÙİ•�ÌjWõsåPwß•“´;È,ùËÙò·nŠáyŠá}î!Ï5�)&.sLİVêlN³ô&©ãÖCåµQy›ÖÇ¨&Œàêõšò*j©ÁèC ¿ØX›5ûZ&2(oW’K•5”@">—z`e)¤¤°°Â-L´chØİ:?¾óJœ&M¬eæÍöì{®æ�€O¡‹D6VÂ¶x~ı¨ãßÛó¡–Ë°D¿qL@Y�C)³óBÇ \ìŒ°�š–é³Í½†WØ.�bÇ/�Ç¯­º�üğÊÊ,¼Àvâ‚¢¹éh-îêâÓì*šÇhš‹1^PŒ�.Ã’ØÀ”ÅØø20Cñ5ñ�İäiÕ¸cèûqÏ7Ÿ^�-=Ã´Ã¦†­b’¹¤Ë“\Ì~mK¦�[}J;ç5íÜ.Bã7º>\Ğ'Ú9ÍÎ§#øí2_Œn–¥›c™Wáa7ë¸é+€#ş¦Èø‹Cİ[§o:Lîg¦¾pó4ºLHI¦�&…°÷6ƒƒõÖç£G.ì›ÆDOLÛQºYqMŞô¹8�=bƒJÏ+Ì2RõÉ…ÿ‹¾›ì�¦a{Ñ�6†ñ<ıj{ô�ix]¿ùïÇß1¹!¤ÅÂ¦ïî¸ûğã»›7¿7½ uÓ‰Ås³éó.Ê3‹ºK¶Nº&ÜÂªVĞd8™Z¯E8‹Ó$cİ¤[ÌQh]ı!*×ÃÃ·ŠÍˆ‹5öbRÃ{—}@›ÀKû›Á`±HÉ$.ª[Áâd£µpÀóJ�Sˆë÷öZ´ÓšÇ�IêƒæÖÀÇQà QJêİÑDÏÃ4®êRïb±îV—2Ù÷êKEcA?éßĞñÏÉ¢#\Wì©!³Fª#¤»ZÈs¼È’¯©#É’#±á/!Šn¿V;6¡°´NelL€ÆJº¤^FŠ$®©‰â³n¢ÖA(IÏ­ÙXE¥ª£Á´…¡yO`´¬[€‰ûÚ`NlZï($³=8xlå-–ª6ª;ZU�}Wõ÷–Õ÷ V6l%’î³øéÙ z´XQJSR,QüY×İl®eêP!>»O:¨(â(–”òF·t­^ß©ØˆB%Õcm¼ÃzÃEÕ‚VF�DÒ;§+¢ÊÈ�ÈUc�Å‰Z¶æÖv‰¦gt)ö2wï6bXh#SŸ&®Àå{ku}Íî‹¦]U†/ÚÚr²ÇÄ¬~ ’eo6} ÎÊß×CQ-%õû?N/¬«ñš:®¢°Q[5)[êá*Iì=§à«LY³*i5ã‚N†²¡ÛªÖ!DÍsgAõPA\a¼œWa4™±¦B2®R–‚ İsEºbjÆÈ±¤¾�-iÈ{?rNh7¦sˆ–FwCáMqòÑ¤ÒUÍ=ÈÒæàlkœc_6h¢™å�Tá^-¸�ª‘Î&"ŞÒ¬ÒeeqóYëRé^A¼*ZxJyc¯˜ëGc²ê‰!uKÕRÊ=õ4Ù%b½1äÖo¢9fò€$krUìDìd†dèPªçĞÅ£&Ù�£äIØ: iÇ@Êv9êˆâÜÿıCLgendstreamendobj246 0 obj< >streamH‰lWË�,Gı•ş�)çû!Y^`cÄÂ’Ö¨1×H=H±àï9�¨îš¹h¤�:UùˆŒ8q"òm­æ[:öê··yŒ¶où˜eßŞÖ‘Ö¸•£¶z»Îœoõ(¥ÜŞö±1¤bîí-§c¥��+-ÌùÈc÷º„ZË@y¡¾wè%ÆÎÉkêBk6³Ê´�jë;�Õ6]£İŞ�û±GüNk]p;v*Ä¥MN�¹ŒÊ¡Ş…{æ×:¶Pë\8÷öï2chktË
https://www.kelvix.com/product/floptix-asymmetric/spec-sheet/ | lighting | %PDF-1.4%âãÏÓ448 0 obj< >endobj xref448 650000000016 00000 n0000002106 00000 n0000002265 00000 n0000022962 00000 n0000023332 00000 n0000023762 00000 n0000024219 00000 n0000024917 00000 n0000025298 00000 n0000025335 00000 n0000025603 00000 n0000025717 00000 n0000025829 00000 n0000025944 00000 n0000026128 00000 n0000026404 00000 n0000026844 00000 n0000027297 00000 n0000027916 00000 n0000028192 00000 n0000028636 00000 n0000031132 00000 n0000034876 00000 n0000038406 00000 n0000041666 00000 n0000044471 00000 n0000045864 00000 n0000046140 00000 n0000046569 00000 n0000047052 00000 n0000049191 00000 n0000049737 00000 n0000052082 00000 n0000058758 00000 n0000068988 00000 n0000075011 00000 n0000077313 00000 n0000077677 00000 n0000078119 00000 n0000078557 00000 n0000085262 00000 n0000085375 00000 n0000120788 00000 n0000120827 00000 n0000156239 00000 n0000156278 00000 n0000191689 00000 n0000191728 00000 n0000227145 00000 n0000227184 00000 n0000262601 00000 n0000262640 00000 n0000298050 00000 n0000298089 00000 n0000298488 00000 n0000298897 00000 n0000303367 00000 n0000303406 00000 n0000307534 00000 n0000318693 00000 n0000329852 00000 n0000337206 00000 n0000395970 00000 n0000001920 00000 n0000001596 00000 ntrailer< <0AE6109267D940DEA530A97A9FAFD0D4>]/Prev 636350/XRefStm 1920>>startxref0%%EOF 512 0 obj< >streamhŞb``b``ŸÊÀÆÀ\µÄ†!V (Ç†…wŞ;0`;T�1yàâ(Ğ,&™yüAWDòÄ0Y¶´Š���7-Èë›‡l¡˜�A•A `£/c'ã¦©Œ@‘ç¾Ş~“Ş3Nf\Àä¤§sÎæ«æ]Ê3�ë«�ßÁ¸�ÃŒñ/'‹ä{õ‹âI7İ§2N”âağé2``êÒb= 6�b]&Æ,ÆÁ@&şßÚEÚE2SŸ¦3H"¹H˜�³%H³20ÈJÃE¥87ÒŒ@¼ À*ä<åendstreamendobj511 0 obj< >/Filter/FlateDecode/Index[27 421]/Length 36/Size 448/Type/XRef/W[1 1 1]>>streamhŞbbf`b``Åƒ3ÎƒÑøÅ£ñ1Rã ÀPõxendstreamendobj449 0 obj< >/Metadata 25 0 R/Pages 24 0 R/StructTreeRoot 27 0 R/Type/Catalog/ViewerPreferences< >>>endobj450 0 obj< >/PageTransformationMatrixList< >/PageUIDList< >/PageWidthList< >>>>>/Resources< >/ExtGState< >/Font< >/ProcSet[/PDF/Text/ImageC]/Properties< >/XObject< >>>/Rotate 0/StructParents 0/TrimBox[0.0 0.0 612.0 792.0]/Type/Page>>endobj451 0 obj< >endobj452 0 obj< >endobj453 0 obj< >endobj454 0 obj< >endobj455 0 obj< >streamH‰\‘ÏŠÃ Æï>ÅÛC1±µ´%¥�Ãşa³û©NºÂÆˆIyûu2¥+¨???gFVõ¹önùÓà�ó6â8Ü£A¸âÍy‘+°ÎL�Ó²š¾B&q3�öµïQ ?Rpœâ«“®¸ò-ZŒÎß`õU5k�Í=„ìÑO�AY‚Å.=ôÒ†×¶G�‹lSÛwÓ¼Iš¿Ÿs@PË9çÏ˜ÁâZƒ±õ7E–FÅ%�R ·ÿâù�e×Î¦·QŠ.gYÚD±ËN[â-ó–X3kâ=ó�øÈ¦$®˜+â3ó™øÂœ>ShöÒä¥³"f/M^zÇ¼#>0ˆÙK“×‘XåJ->2¡TSGàYGs�1•piÛR;ªšóøìl$Mñÿÿÿÿ�o’{endstreamendobj456 0 obj[/ICCBased 484 0 R]endobj457 0 obj< >endobj458 0 obj< >endobj459 0 obj< >endobj460 0 obj< >endobj461 0 obj< >endobj462 0 obj< >endobj463 0 obj< >endobj464 0 obj< >streamH‰\’Ûnƒ0@ßóy\*nÎÚJ©kW‰‡]4¶ ÄtH#D�>ğ÷³qÕICŸ\œdG‡òXºnÒÑ{š'İvÎ‡khPŸñÒ9•¤ÚvÍt-ß¦¯½Š(¹šÇûÒµƒÊs}Ğâ8…Y?ìípÆ•ŠŞ‚ÅĞ¹‹~ø:T+UWï°G7éX…¶ØÒA/µ­{ÔÑ’¶.-­wÓ¼¦œ¿Ÿ³G�.ãDdšÁâèëCí.¨ò˜�Bç'z…Îş[ÏRI;·ÍwT�<Òæ8Nwñfá,aŞÊü–y'óó^xÃü$3„óQ˜Ÿ…Sæ“œy$NcaÎ…daà{!æı�ó½Â¦&a¾ÄŸ±ø»�øûƒøÿ#ˆ3bq¦@,ÎÀn ÎˆÅ™‚Ê�8v6âiØÓˆ§aO#�†=�xö4âiØÓˆ.Ğ­\*ê(}ïƒæµÀÒvKí¹ê�Ã{gúÁkÊâWıÿÿÿÿ…@·éendstreamendobj465 0 obj< >streamH‰\”İŠ£@„ï}Š¾œ¹LìÓ§G�@Lf ûÃf÷Œv²ÂF¥c.òöÛe³°Bb‰vÕwÛ¦wØ†~6ù÷8¶Ç0›s?t1ÜÆ{lƒ9…K?dëÂt};\-ÿíµ™²<->>ns¸†ó˜U•É¤›·9>ÌÓ¶Oá9Ë¿Å.Ä~¸˜§_»ã³É�÷iú®a˜ÍÊl6¦çdô¥™¾6×`òeÙË¡K÷ûùñ’Öü{âçc¦X®×„iÇ.Ü¦¦±.!«VéØ˜ê=›,İ÷µä²Ó¹ıİÄ¬*ğğj•NIÔô+õ+tI]B×Ô5ô�z½§ŞC¿Q¿A¿S'˜Ê2Ë"Ë®©×ĞÌµÈµ–ÚBµ@;j­Ôí©=4™-˜-™-˜í–z›´0W�+Ìäs¹Â\A®0W�+Ìä³YÂ,A–°A?Â~ıûô#ìGĞ�°A?�ı8ôãÈæÀæÈæÀæÈæÀæÈæÀæÈæÀæØ‰C'�œœÊÙ³+ışJ…¿Ò_á¯ôWø+ışJ…¿Ò_ö èA9»bvåìŠÙ•³+fWÎ®˜İsv�Ù=Ù<Ø<Ù<Ø<Ù<Ø<Ù<Ø<Ù<Ø<Ù<Ø<Ù<Ø<Ù<ØJ¬-ø�—ºè5üKOÿš<5xj¾?5ŞŸ=ıÓ›ëca›¥¯�ùÜÃí=Æ´}—OÆ²o±cû!¦~U¦q2i~Ù_ÿÿÿÿŠ¹#endstreamendobj466 0 obj< >endobj467 0 obj< >streamH‰\’ÛŠƒ0†ï}Š\¶ÅsÒ‚Å¶àÅXwÀ&cWXcˆöÂ·ß§taš/‡ÉÿO&aUŸjÛÏ"¦÷£n`]o�‡i¼{â·Şq"L¯çÇhıë¡uAˆÁÍ2Í0Ô¶ƒ¢á.N³_ÄæhÆ+lƒğÍğ½½‰ÍWÕlEØÜ�û�ì,"Q–Â@‡½´îµ@„kØ®6¸ŞÏËcşv¦.D²�c6£G“k5øÖŞ ("l¥(.ØÊ¬ù·�Fvíôwëƒ"¡ÍQ„ò™ùŒœò¦JóiÌ'ÌqÆœçÌ9±d–Ès¶ò�yO¦d>Ÿ˜OÈ9ëæ¤+YW’®d-IZ’µ$iI>_ÒùR1+bÖ’¤%ÌâŠ¹"æ¦%å+/Ìxi…bŠ<(ÎWQ¾*eN‰Ù�"?Šı(ò£Øƒ"Š=`G…xÜ8•_�xÖ[ß½ÇR¯Ïk­1U··ğ¦�nt£è~ÿÿÿÿ• ³Nendstreamendobj468 0 obj< >streamH‰¬Wio#¹ò-ÿ‚È'52¢yÀbŸY¯íµck�`ŠFãQ"É[ÎÌüù$¯Ø§�–ZÀÀ°M6«Š�¯ŠUÅ/ìà/w‚=¼°ƒ³™`'�ì¯ìhÀŸ“OÃÑ‚ıôÓÁ5;¸~¦]°Ÿ>:9fL¤ÉşMÊ2)ôağ‰.„eƒë£¯,$ñÀ¬°Üy­™Á’Ršf¬'”°ÊüúK6ø;½‚ñÓûqX¤l5Äj€•5ØBy9œ?°ŞxŞ{—\ŸŸ@µÀ=Y¡«À%lÒågqÌ+æ‚âQ*IÀ~ï�]f‘õ®oç²¿~ÍÑµí%knJä‘k•=Ix´Ñ`›À•i›Ş½Ò²:{›uUY/ğ×°¥ö\y¦]Ïïşvuu:¸=?Î¬`=¶ûº¦Kş£àYÊ¦™èq¦IO¦Yïò4ëkËÁÓ‡ó#¢ëò”]ßd}‰-Xb=ìßw\²Ş]�.\Yú“ÿ²ü·ì+#W+rõVìLï¸Ñ��féÛŒ9Ò™²;ø¿”Úl�ôÜ9¿AZ‰,í¡âàHMñÛYEë}60Âì‹Éxµ/&"ÔYnc�]]İMé:§İu©İÅkV÷Ğ©hİ¥³%ÿ˜êBY²Ê:1OÌ;f‚H~Kwêêúä4]«İ·Õ6R‚ĞUÂÕdŞó )ó>¦{Ú×t?óKy˜)M·ñ^h�_‡_KÜ� ÓK2ÿf0Òi¤wcs%6‚¤eÊˆù€°YlScó:a3†°õ¥,X$¦)aõ"_¶ºhBĞø®}ƒ 6©S�&tZàò%íu‘™²T%&_BJ©±¦PbCÊw‡`~„Ø E©’%b¢k R‚PEeTO6SÅf„ä"+Ü”/Ù’ëŠGŠ¦Ÿ\å(W’\äPÎ’ã#Et¤A*¢K®äJ™�°äj9®.vßX®Cd}Éµ´9¶‹âJ;ì÷îü·öU£qQEãRµh"t=tâbg÷ u#´d,u}']³IW‹Nºv£®í¤ë6éšnûúMº¶›nØĞÁ»ˆšÂÏ4"G;\Óäh%LîèKº•oÓM½JO»ëàí¸İÛÆÊ2Ê�l:;øã�Ãşb·u%6pKqKr£%ÊUûZR›-Y··¥M‘K~K›â–BëéĞÄ®7«wÍH´AŞšºeH‰s½-‰D¥–-²:”uo;É*¤ë`c'Y)¸Cí ª¢æAÕIıhôpPY'8zÍN4(£¹Š®J¡'¶Áí’%¯­Ó»ÑkIÔ{ct¼.º�“\:$¯f×D·˜5ÏOº˜]İbv-ÄÚùZ�°VÉõk]‹¯vÑµğj]‹®vÑµàjˆny(»ú,Ø^id±i™\¦�1Ò{áîæ4µ1ÇºåóTsÎòÇy/x˜Yü$¡¦á:ıíR˜”ÛV˜Ê'L%D~wªw7~�Œ_vZUiYÔ·ŞÙ‡Ã{¥üÙôñi1ùÆ_¾ÏfãÅód´ÛXUµé�š¼ÌøùüéuÁŞe:rçÇébø0^Îám&«²_Â¢qlvuĞùå¦c+“P’ëï�†s2{8Z¼§ƒñ·ëı÷ì�Ya²²¢Ğz:³l‰UÇÍ­ÕÂŠ‹å²ô»“ãbã¤²%ğtİM¯:PãQ›òIŠª÷*to¸X¼°§ñ3;Ë”¤ùñ±CÕrÕ­h6xï‹j:Uc­6û³w4ÎØáüa:ŞZ¯˜”âÉ€İ#y1ŸÆ»Í˜¶Ğº~c·™ôÖx�³Ëñüañ¹ÃÙì:CèvszğDZ$ÒoğÔKûµá�ñøcû®ğ1nÂù¦1~ÆV�<ñŸáô¥ƒÁõ› Şş‰İ¸ŸÍî³İ,¶\P8tş‘�L†¸èÀµÓL\ƒâŒ :Á0¢�›A)æŸÆ3Ï_&�óÔ˜*Ú)_WåkBÿå$)Màò¨ÜH� n»aVK×v…¿ãÛóİÖoBŞ­Öù=04›@úišhÚihCÄß¼¿zÃ™×ÔU?O†£7÷Q9)ŞeR¤dı†�\}xÃ~™ô§¯³qg´~îÜñì‰îkŠ¦(w±¸ù}˜^�ÁƒÅğ®] DjÁÀ-Ş¥­b*’j>–¸6WM*õ 26^¤õAòé¨:@>ŸæÏÀJ�áKKù„Î”�€ÓrŠˆX( -#±OK¯Z£,—Ñ!hğPØbÙ-Á?†ªÓò�#‡1¦ê\9QÜJĞÈ…2i¥ÁÌ &i®„&a4O¨şe¾‹@£�JAVá!‚¬Æ]ˆæëˆ_'“Tp´Bt:ªæ²iøvTÍ¨€6:XÃUp´QĞ½º$…�� Vé“åÕpPúò1ª0Â!V+Ç5<*:tx“!�]r�õšZÑŠìêÄŒ¡½É£ä�™àRâõ…~Ğ×áò=�‘Ï¦ÕL+¢JÑ�[tÂ 3éx<àN“�<‘K�:ĞJ¤ÇD'�G8§ö¦¢C’D®F‹”MRVĞ.ÎĞŠµ¤al=V¢�Â®…,ô�M §£Ø×å×e%È4ÂWxÀE” °²¤!yºBˆCà}pÕŒ®ÓgÚ*¤¡\€V1…„Îã®ÈÍ©H#’«GÄamzm–Â–®‹OwHI[ÌkÛ¹l5eÿ`4Y×\endstreamendobj469 0 obj< >streamH‰dWË�$·ü•ú�©e&É$:X+>�áƒÏÆXÚ5ĞcÀ¦ğß;"’Õİ3‹ÅNWT‘ÌwfĞÎÒÚñâ§Ç e€©Bh5c;Ö…˜£#az?¦l+%v5óÀ>2ı›`-K9$au¶Ë´]+öøÆŒ ·Ğ9à�âRkÍØ}‚Ñ€p}tç¡�èšç�ÙÀn™�ZYİ²—yŸ5’óãÏ?ùçÓOÿúòßß=¾ûîÓÏ?üåó�C¿ÿşOŸùå—Û?^ıç/Ÿ:ğÉ½d±ùBÄ�°ãh}Âk�ùûño‰)Çï_�Oş[9¾üñTŸMÜ›ø€ïÑ�ê³x6‘¬Í¡î»kt-ùbª²`¸‹ù=L€­¯ªÜK· -Bî�œMì'xF‡éğV(‹ÙÖÏ¡´1kG ÷ÉÍ5�S5Í�8#‡E ›Âê;Ã÷3C»´n•NÇ�©&‡J4.µ:%Z DÙ>,¸�rÏİ™Ë­W™°:ÛßÔ Ó¸9N½3~¡IÔ+c=5ğJgp¨SbŸÌ•Q}Æ™ÓˆoGªiî!Û�q*óÍg:³j„qHÑÁ½³ëGaFP·&g.™k¦CÓª‘æs;–í¢4yQ-¤Õ½N“a¹’Y0R‘£#Û(²nª^A•#íDDìŞo'«õ=hoD“Y!~`»–l‘âZ ¢YæAŠ”ÈØT’úÿ€¸Ò’™–Ú?ÂqÖ¸/}86ü!ğ¼–N,E¸ì‹¡„&[X�%²Ü5½H•ªPÑ09“!b&jXö¦ùÑ„Ø_^¬ŠeYÎå*bÅ¯\ëJîìBÑŸÏu•³Ü…l2çÙv‰\4­Îµ×ÚìÅÉ­ŠØœí~ò=�—`rD�–ZÑÓZ–JÆe!mÒ÷z7X»ûå�§Ãá¬Ì�%#áIKÕVvtmCÅV¦s÷-q—ê•?€Ã¤)û$!¥Pôì{»—$#OŸ×Ì¸yÒ�ª.L]§gªEZ’i /m³ë¹�f”ò+'¿¡Õ†Îj¦ØB’x—“«ºH–Ù7HĞêJ(U}íÕ]s†UÌ­U¤¹çÁ}í>½Ó 5uÜ�Æ……<Ãd½xMYïœ¯]§Â5¦Y$*˜�#Û®Ûq¶p¤^÷©�UŸc’ÙåUîîò1bä0ÚÖÆ¬PU‡-¿ëúR4¯ºˆİ¼‹B¿÷`çl1@m÷á�&;¢µµ×¶QÕFó¤®z-â]óî6Ê&ïX¦9Øgª§Ñ;CWHàĞ×¡+J‰Ù™e©"3j}òDb5¼YŞïmnC¶Ju6à>ãöM•ªP1fÅê)yèª3“0wÎŸÁ¢s×H„Í+RIÑZÛ%DIk-[<œ"ä6¶gJR+ø‡—ƒ‰zµ'¼ğ]%×Jì$5LeöÀ‹±Îu?�Lğ’ô$ÙPTt3+5ã¹”õ¾®Ø»®pd} úFJgÛ„¥ù;hÏ1{ÁM§¾×s#²Ö–ÔÔ¤lbu¸á]”�ÁCI½iÂÍQ¯·û‹{¨ŒWŒ�ğ¡ã½C÷*¸¨îé½VKxËé=è‘l( ä‘,±ç@²{É‰T“?Öš«½vNA-gqïÉ_7ÍÈiWEÔëp¶‹&x{qÏ�V×f-®†j\,¹õ¤0ãº9òÅİP¶©¼d¥©cõëÅmOØ™/r¤ò>EÒ¤)fs$=}ëV’ÙÈÜóRr-'ºœcšIä JlbÚŞº2Œ5w¦*?¡§nÓ�c¸t/¸§1¶µGs>VÕ{3YŠnGîóXp¹÷ø‘éØ°ÖüöEá¨MsÚówÓİíéE^Üî>™â}jz$®¼E¾÷¶ç^Ud1LAµ–ª›8¿F­z ¡‰¡ì©¸Ù�÷½\/’4éô6R_iâ+A�‡e2Ş«P´�]ÆsXt�òk�‚ä%µ×��Ğ2³W¢ªDÖ÷jÏÅÚÒ^1ùa¹:Š‘í‘Ö1H#zê5Eeºš¤,-Ş8í[înùb¥æ�İ¡xÂ’T{³™¦1GËìvŠóÀÌ‘HtÿîÎ&rÇî=ÇŞœ·ÎŞóìÂ®sYá�ùÚ{ÊFÏO:æîzÒÛ4bÔüšÿŸëjY­"¢¿2_�tõ»!¸01â"páZ®„àBñÿ=��Kt“›šéî©®Ç©sÄ©ºSJ4¸fixP™ÈZÖ!IJi8›üMgúçRyqlÖ6Qs]NÊµ‹ei�ª-èTGÖå"©‚._xà‚Y ;«ƒŠé>¿m›ä"<›‚z@ÇE¤#Ÿ·tKé±•´{dG©K.d bŸeÇ¿ú�'S• ½c*Ú�T#ek!D[ÀÜÉ=au)%õ·¨ÖÊ<ıWŸOÍõ¤Hïb+¡=‹æ¾j%ØÀT¹SGe›»;<;øÀD%š7ŸHåÕµ«�ÓÈ{uá.÷§c©ÙòË°¸Ööcv`ñÕa–æ'£@)gqöçŸ8 îÎÅ³ïØWcUå#òÊ½‡¤¡òi£œÑÎ®üIàÿ�:§DˆÇœ¸2(Ç•;³ÂúÛ‡±¹ØSÑ^^uY9ÉÓØÃ\š•n›³êÌ¦Gµ�ÜE}ÏŒ¢’zõy‹ĞØn¢m’ÛéP¢o{‚iÃfbüğ"ÇK+Û[@ÛÕêõ%Œëè$Ù&¹y}¯nÓØ$º‘º65»È®ØÈHk›ü&µHòyØ˜(ÅØæÿ8U–ûŞ­ù�j¶©œ¢»iŞM5ïfs;8êÌ{“$nq¡á@§²¢QÇå´ƒ]“®�s«>›Å&™;b~+YÖê´(H8î‘PìEû’vÊø:KV~‘:‚aò+¦%Õù–Uaº »¹à¦†Ú] ˆlíp4æ¬lÄ£m@—1YàÒ=Y°cÒhìÓ~ÃâÄ�ÄÀêÔÕtŞĞËÆ5Syà�)‹Y¼è›l€üÅãL’Oí¯Le„­ÅA¶=�ªDL.&i–£Û‡BwY—*Rş ™²z¡óS:ì‚P«c—¸& §woÿ„ş¢ığtøÏíã�—?#ww·O÷ŸtÃ»wïøæùõëåû·ç‡Ç¯ò¡‡ìî2p?3ÂZàJŒÌÜÇ¦9~ªÃÓñëå¸ıø9/¿ßBMPˆÈMüeß’@1£†T¹5PšPr�Ô"¾óÌ4l¥F?�àTX[ÄÉ`ZS„Ê‹ÏYµAt.‡ÒP¯â‹¦¹ÄÇØ~`uUg>�@ËoH]æÌúÜÚû§^D21@&2‹OOÌ#J’+Å¬ì¬f+Ô”l,b/ùEVÍÒS¯nEè´ºÉ–¯�Lq1qLr5Ÿn¦Où¤ ßt‚j’£�Šƒ–<IÑ�°@:WQÈĞf\Ğ$3;fc“E„´]`“¹ö¸Ö$<äh§¬×åùà5ö÷áèòğŒ²­¬Ùyü`İWÍendstreamendobj470 0 obj< >streamH‰tWAn$7üÊ¦À‘”(éyÃAÎ!ÿ¿„U¥�w×X`=ìVKY,?ÖÃûê}<>âšÖyyËÇ‡_Öóa—Ïùx>>ìŠÜøc¹hmÃéXéõq^-+ãŠ^+÷eñøµs-¯õø»®Ş°‰_s¬]µ]­²ú¦Õßymwš«ÃÊU‡X¿brçqm>¨cË©�~ÙàfÑ&¼X^n[»2;V·z>°Ëˆş¨§1áÛÎG«ÏÇß�¿ÿ=Œ–=:¦²Ú}–�Q÷şË7ÿjŸY4\¼ö©Oê`ÇïmØÙ#¡Vw)sâF—×Ï˜¦�áûá'�ü(Gç'ë¢RÛ�œr´^ño{ÀhÓz÷/£?½ãšíš9�õkÀ¿ÅÿÇÚµ�zU!¦½½¢aWâçŒ…ŸˆUy8³·ãjÖúzØØÚ-İiÑ×n[—1 �ï’¿�™¯ãyJìq‚Ôù¶‡"è¼]Œí‰C_ûD`è>õŠ¿ñ¤ 5Ûfz˜�ñY\²6S5y>�ó¤©”àÙ§âëDµ�Ÿ–/”—CÎàt›ôÀ·,×Úµe+‚F_¾u�6ØkéöŞdwE»�ŠÖäamÈêZÛ7�[ÂSn<k­—¥ğë4ß¼Ò”c�JåîS.T8“Õ‚µÀ_ò÷Ú<ÈL‘¢Y!-ÈX<1Ì6öÇRŠ¹¯9½Ji¹ÔÊW)ÕçBI#:¤,3…ŠÅ³s}.·á“…~#M…%ElÀ¶ùÉ˜@l÷yXw§±0SÆäá4‚pw.4Ã)¨µÁÃ³s5ªØ;ğ˜¤Ô×© †pï.ÏDØÉ£‡M¥Ô… Fz8Ÿ~²Hyqü¢2„¯¥âÚ®}•Õ~àÅuÜ’–7Y;®TZmÑÄ)rŒá’C¡ğö2�ÔNƒ8I¹5D?CğìĞÖ«E†£¿sN°ĞS@]Dz«,7õ�u¨)B¶ê2õ¶-ZÓ´g�µk04‚ÕÒå×dT3±$2ĞùØD&áÈ�ø'o”sjw@ÃßºA”»*Kä!Z�¨¿YáO4µÙÉŸY�PwK¬ŠBÜŸ•’‚Vıªö×E>İ¨3½Su ßlH.V9$‚&}Î�‡aâ÷d¦Å8²[}ökåuĞN/ßJN,Hâwe�Õ�›r� Ù¢ÎÙÄ‚’[·u÷‚ÙÔ)Ää)�4ÎRújû`kûjÚ!}5O©E_]ÖéÁHlc³Ü6DEl‰ÛYŒng-J‡ª�o©Ì´ˆsO[®oo›ÄÇm5SSšöç›�Š†5uU9“]İ_‚Ó©ÛƒŸ’)îÍTløªûQ5±HÂL%Hj¾YoK1-môÅÈ›tØìDzª�İšÈùNú–j¡ÙÒõ]�I©ÖZ*ëû‡Ú.�ßNôŞ"©wì´3V(@á©¹hK,è¡ÍtzF#ÿ·—Z§.Í8·Í hœÒ>9‹q¡Ûæ›A\W#�0‹yi�;P?BvY�D_çØ»¶ñÑfb opÄ­é§‹š„®O©£uD’ßc€î¢YMU° �I²†^—uCc@3ÎœÌi.‹P';©,_üûE~ÏMB†õÇ¬İj÷oÉÁ=L™n”ã~dÎ`ğÏœà”ëêƒ-¿÷8µq~¢âeŒ’k—ãÍdĞšÆY]rñ“bjÖÆ1r_:‡®,�Ä¸ïnÇÀ›}¶Ãu9%0sÎ‹…u±íùæh…ubar~��¦�L‚ö‰ TÆ—}¾FÎîÌ)¿…^BÍ„è®¸a^`õhŠÅ˜Ñ¨ñõ8ål%ıÜß›•5? Õä`2”P±µG€†<ü±¤£©ßß²í*…¼Hæ_ug~Æ®ÍìÚá™—è‚±eöS§�5/Ø´ôÉ:ÿß¡“½¶aŒÚN•(2ÓDÖ4­RC!Y�¶ïv¼Ô#BÓf�İ¦3¨¡â;ò05kq¦&:ÉE1p›§n—xÿ0äÇ]1ƒéÙé§~vty¢·”ê•¬u[Ï—�ECgkÈSÛªk¬±Ù5…iCP,QˆÉBcÜdF'Ã™v–nê@áÒÕ¾Y'¶³)47Å7YZ8A©Iá:ÔÊ‡’Ømˆµ£»EÄÂyËæ¼iíğaWĞŸ¯¤Âq¡aäMã�.ï¢ƒë.? õŸ_ÃÀ$�…ZÕO�*ï@y†Ş/J-Ö¤B‡€}egä{·Hœ0Üh ^Ñ«5ÕJÔ¥-iuJ…öúõûèC€–@Æôøî"Áö×4Œ±8›1˜Èq÷O)˜.¶ã-¨4õ}{å�`K¥çÔºh;$0¸0¸BÙº7�0ht‚8ÍDÆ¦5Ô¯eô&$ˆ<¢õ[B«âB+EGİş˜°ºK5�úbÍlÁå-a'†‰£"²Tó¤2¡LóĞ© w’?]ï8FJ��©îzXœí§+4ØnˆíÜt¬�¯NíÔz'p‡öÇ¶_�©�†È}·˜?ÙíÙ2zò7Og¾ü´µ8ŒÍI4CP¢ÆŞ¦�>/ÕÕ´“j¸¥6t¶é&æW·Ñì6®İšÄ‰ºTîó›•›çÏÛäeCCƒÉ©±ä›8õÖ8ÒäãPÉ1!85c,Mx‡ ¢å?TwÁ±¦Ô�Xßjè�ÖIkvu7ÑÓŞ7ÕêAb†J— N÷dq¬î'lâsÖ§ê-Ş.UxQüŠ¦¨M6ª'— C>÷€ü×¦ìÛ·E^‘ZnV¸Ó�ï\¾şæ!"İŞ‚†_p€Ş^{ŒÁÛ£Õ5í•ŸpçªÊq‹Ùë²^¯fÓ+ÀG¤[²Ä{Ë¬‡)Šx¤2b—rv›.ûø@$h!XÊšï°k«‰â&Råf•“#>Ø°úÒğ•‰Öä!ËBf¿eI”Û*ÿûädí6Ì»®·ì.0†‡Ü÷ê4¡êSqmˆ¸†è¬%T8Ò1¢æInt=7´İÀ¤YöØÆ áh$,!t,ø J^,”4�¾i¦êL™i©-¬ˆ/�ı¢¬qšĞïºhi½Öì6�Ğš`É™ÒhtŸEåÚU2 Íê F˜¯tŠHã¼Xg)š(D÷5‘IÕ§��ËOó¤¹˜”’~3k;�O^^Cj×y0¾W/Œ5áfÏG¦¼˜‘.¿¨±e8¶9$Ôµø�²Èp­”»Ÿnä0d¾¸Ù�öÀŞóí>ÆÛ[F}MgÏ^¸.”º8_áèÒ'¥Ã½§6#Ã^ªNVEÎ±F�†ı?ü`Ê�Î‚endstreamendobj471 0 obj< >streamH‰tWÉŠ,Éü•ü�®�=`ĞA3è �N:‹Òh�zôÿr3óÈÊì~CCWXÆî‹¹E:Òñíø°G±u¤ÇèùxÖÚÖÙÚšr.cäã#=’£'µüŒY13=ÊdÿÌ�(U¢Úğ“óØˆsÓ½­y£WÖ9»û¡�Øz·JÀ8Ë²Ïò¿çñ÷ãÏÇ#²£Îîgò‘ÓÖÚ<�ßØó�¨\×�ÓÒäuTÜ îóÜ7Œû¾p¾n€Ëh«F+c·qÖZÇ»«ep‚ÕÊäÀi\?&gµÒÃá’çñÏ/÷[¾�;f6^êå~>?c=Ød\«‹şôãàª—v\ôÄ=õË¼Ñú^ĞÑò>?ónÂ¹mô��TŞ@ËŸ0³/¦ö=¯ùQÍƒe¬Ç,½Ü¼fÚ+Ÿš‚a}/P‡tªguø«¬mŒju�=¯¿€_�)0;®k�\¿í*ŞLn!�-F-\õë�*~íY¿[�õ‰i›ö¥&bL&b°Ôm6y\û–<¥Y°Ú3`¢ƒF“¹Sè\Åôé¥0ƒb÷0ZbÎ÷¼4Æcy‚ÎìW®w']Òòã–±Ÿ¼ôñ)×¯$p#ˆ{ÜˆåÆ:ğÕ…”à¬7a]™ìJrß÷VïFŞXÙ7¹æÕ¨öQœQ&ÖÄ]ôÿ¹a}¬=¾ûvğ…~yÊóë{ğ}•ë{W9"Ã/”qœì4f?ªS=šGøÚà<’ Ç�«Y;eßI}û~�q_ìºÏõû\_BeåGÍ#2¥cÀ%ø=‚�ÅNY4yù�A§ûaìÎiey—s`õ¸jù\,`âÅÕ¶î�‚†)o¬�'44¦X{T§DÇ�3Í‰ÂÍ^=óá}x�Ò¥í“l±›Vì}Áçya�'�“„ÏœÆRÛ_;·ã„¯ıV÷q¶ûÑ¿x¦ûm'äòC–öÉ3­3³Li¹æP‰dEÊ#+�›j^kgº"è9¤Š›tËQLèµ‘'Wİ.!wôUZ XßKãŞÚwbÅ¹¦j�ÛPCù“›Ñgî„©rçÖşÆ„g¼$XÊ?*æxŠÊRôÜ-?Ì uTòàX¤uNËÿÓÀ¾]efz�Ï'ŞéíŠTõ/H�>BAä¸RSAõ\JÙöÍDy¦mè¡0FÛ¡›/ØWHKát�:BßéÛªÕ¨s\Ha4;�„:t3ÓW�÷‰^:—oäúéÆñ5UÉ°)ÎsT†L/qïšÄ,Y´/°:�]g!Q>c{°înYæ¾Xr�bÉ•7b¹}¬Êô(ãÌê•>UÚ:U~Mˆw‚`N/Èn¹ëı»Çh-nbnç¢¼Iùå¼ıDÈi–ãJSÎĞoT‹° Ù²•y“K„Ù¤ÛäİË=•„yã×‰‹‡ù.mËV«x¥“¡RÑsFFa.¡DÎ°ô"[µ…=Ü^�·!ıD_ªln6wéDN§»:·Rõ#­*óQ¢­�$ZgÙøµ±½ƒÃ/°”�ëRƒ¢2!ÓmHY¡À#ç„ÿ³´³İ¦d‰Pa�Ñ<§^òu%¡<‡¿‘·B]5Êš2­³=,Kk:B£§’gĞJ³¦¤lîfÅläI§Û¾«ÀN9»^�àÃRßfú‚òtÇìxcÜb¼‡;�¯ò˜‡7¹dÁULQûNÀÖÚÍB_KŠ„»ß_.ïÑ‘¤Ú&¡hƒ{„ì‡ÜP+«ÂÅU›+ïº„c‰è˜ï®9›f‘[V{i¥d“’%�'ÉÛ¤‡@$ªc©¨�{ûTD¯h?YµĞz±j•»tÏv­ÂêBõŠtuorÉÙ£Å#ÆG¡h`}h�¢³%^‘ñj»ÏH7…ñ�R�ÀfcDÜ€ì=¥�%¤„Ò"€ñ=+ZÀ×†¥*GÓ³S^^›¬�ÛY‚�d¸5«Z5E�Cı:¡qiA°Û`¦Lã2¦IºA¦v�‰ÜT‹Şm’ÖÈÀeŠ¡™¦/r\RMÛ~98Xä;iº¢hX£m²(_zm2—¬)8Hút]Zì ‹�ì¦PãÆ¾>ÀymøzCèq*•ˆÓJ¦k ç˜+HP´çX†n9ÖHü]•sòLc¼ró¹¡ÈèEj²OÈY!#ïÈk½YĞ�_éÜcñØ�ŸĞŞ#†~‚Š°ÂCş0¢�"[•™!eç `Ne^„­UÅËè=ßî1½(Ãqi*Ï—Ä¸Ş^H‹OÚØf©®X(öñ9!_¦W§tw_r2›NbuæÛsµ´ªg$û¢H•ªÀÁEyàA¶ŸâŒ³#S-�l¢;ŒÂ«K^¯X¬N�/ñPÁ@¦5!AfÓÃş›²wCòâsdæÒh,„e*'!7ttP��cÒ"ÿÔÁãµ®�½à„Õ¤’�õ°ì6éCã¶¥�Ø(V ],d&u˜%şlï‹«6�±�¥±Un“m$Z“ÊFˆØc0”˜(Âg,]�õŸ–‡ul1gÄt¥šIÈêIU;sS†ìÖãªx”ŞÇ¥s=ÒªØFñZ·€‚ˆa¦¡q�4ó�ŸMWHŸ�^oÇoˆÊbE› ‰wFnÒ‹µuíTw@\ƒå{B¼·¼óTK‡7¥¨•ô “N¹ß%€T�%JØ«k"tçŒš»P&[ûuÊß;T*±LÆí¤‰–¼è3¾VáHÖ6%ÊrˆGÏ½ğQ(A4Q«SÓ#`X)Üµv*vvÓ‹¢QâEâ4–_Ö¹^G¤T©†çšâ®.n‰ ¢Ph†%¦êSÖ[â#‡‡¼†‘$İ»7ëíÆJ‚>C[sfÉK�£¨¾ÂêQƒšŸÎ–Š×ïşøÓ¡?üş
https://www.kelvix.com/product/orex-title-24-edition/spec-sheet/ | lighting | %PDF-1.4%����469 0 obj< >endobj xref469 700000000016 00000 n0000002311 00000 n0000002470 00000 n0000026055 00000 n0000026494 00000 n0000026926 00000 n0000027202 00000 n0000027314 00000 n0000027428 00000 n0000029358 00000 n0000031424 00000 n0000031539 00000 n0000032237 00000 n0000032421 00000 n0000032697 00000 n0000033155 00000 n0000033628 00000 n0000034238 00000 n0000034711 00000 n0000035166 00000 n0000035578 00000 n0000035846 00000 n0000037989 00000 n0000038440 00000 n0000041184 00000 n0000044764 00000 n0000049278 00000 n0000054086 00000 n0000055032 00000 n0000055577 00000 n0000059484 00000 n0000069748 00000 n0000077050 00000 n0000077087 00000 n0000077720 00000 n0000077768 00000 n0000077975 00000 n0000078022 00000 n0000078421 00000 n0000078469 00000 n0000078931 00000 n0000078979 00000 n0000079369 00000 n0000079778 00000 n0000081046 00000 n0000082379 00000 n0000083577 00000 n0000084430 00000 n0000091323 00000 n0000091757 00000 n0000092195 00000 n0000094807 00000 n0000097471 00000 n0000097584 00000 n0000103568 00000 n0000103844 00000 n0000104269 00000 n0000135391 00000 n0000135430 00000 n0000170842 00000 n0000170881 00000 n0000206292 00000 n0000206331 00000 n0000241748 00000 n0000241787 00000 n0000277205 00000 n0000277244 00000 n0000278946 00000 n0000002123 00000 n0000001696 00000 ntrailer< <80F9B1E01F4A482B87AEF482D470ABF5>]/Prev 605654/XRefStm 2123>>startxref0%%EOF 538 0 obj< >streamh�b``�a``��������A���b�,7�t>�-��@QX��6A��CIe!����i:��:�\VN^�2�p���V�L-=R���l.N]�'g�ȥ�)��o���l�uqG��@��� 6���#�:`�"�����\����E�u�7�:�W`*`t����A�a�P�ׁ�K�v�Kq��x9�"��6p3 >/Filter/FlateDecode/Index[37 432]/Length 38/Size 469/Type/XRef/W[1 1 1]>>streamh�bb�e`b``Ń3����ţ�1�1@���endstreamendobj470 0 obj< >/Metadata 35 0 R/Pages 34 0 R/StructTreeRoot 37 0 R/Type/Catalog/ViewerPreferences< >>>endobj471 0 obj< >/PageTransformationMatrixList< >/PageUIDList< >/PageWidthList< >>>>>/Resources< >/Font< >/ProcSet[/PDF/Text/ImageC]/Properties< >/XObject< >>>/Rotate 0/StructParents 0/TrimBox[9.0 9.0 621.0 801.0]/Type/Page>>endobj472 0 obj< >streamH�\�͊�0��y�9���҂Ŷ�aXw�&cWX�D{��7�.l@��8�7N��:U��!xw��q�����4ܝF�⭳"��tz~�ֻ�Q>�^��ʶ��s>��4�6G3\q+�7g�u�����BP���{�3�P`��zi�צGְ]e�~7/;����2"�� 1��/�^>��!#��dʜs^Iy%璔K*fE�y%��q�\s�j�� �A��"ŵ+�]q��jT��G��"��;�5����=������o�z��~S�;���8#�(�į����endstreamendobj473 0 obj< >endobj474 0 obj< >endobj475 0 obj< >endobj476 0 obj< >endobj477 0 obj< >streamH��W]���+zlF+Q�@����E���}]'麁]F�}EJ3�{'��n_�%�D��ᑨW���μ������3O~4�����O��¦����¦������߾�ߏ?�1��œ/�q��7�fcߍ������s�\�fQ魩}z5�G�K&6눂�~i���D���0_=���+L��ƈmq��`�{���/~z�/���y���+�C�5�(�dB�6D�od`�O���#�?����ټ5D�Q6O�ɾX�R���,�U�,�lk�]=�y�l��͆@�m�����1z�x��2���r�3?��(b�-N^�%�r��Q1��>��lu��"[S��[(�)筊��Y�:��1G��t�[��j�ū���WYQ$��¦�%@^�hU�!���-�V�14���:Lrk�QKïh��#¦U%Lu���,�V�L��y�r{v�b�[��j����?�+��Tn��Y�?�p�6e)�_M�챁���_Tf�R�¢��-5���6�����ŉz�Ҋ'\V���2����ں�b�/WV��8�T�Nٴ*�nF���UU.3�,�,��q�]uI�mL��p×��ǌj?���>�CBPבP�-��s����Px�J1lF]g���P�,�-��A����:"S���K:�J��o�J���¦¦k@!��ia(���/������������K蝰������g=:�����gU=��%���!��UՁM�2��G��¦�zpΣ�r��q���!��rÜ��<-f���bL�J��^�H(�;�<ᾏ�s� 5n;�Yp�'/��߇�L�ŋ����`���l��[������'=>�׍��R�S��I��a=<v�k�����x�cOT�p�SU�dcse�]ѐ�7�Cvi�'������c���蝽�b¦�M��\;�
https://www.kelvix.com/product/ana-217/spec-sheet/ | lighting | %PDF-1.4%�쏢%%Invocation: gs -q -sDEVICE=pdfwrite -dCompatibilityLevel=1.4 ? ? ?5 0 obj< >streamx��}k�f�qr7'�ʲ-Y���@��X3��%@�Д%�&eKKI�¦���Ufv���V�������z������r)2�e�a�����������Ww��ٿ�'o��>zv"H,�D����7�~t��,������K�vh�=�px��-�b���C���vx�����ty����O�\\>�W��w}�����'/�^\��˓�z���R�T!m��I��\�8���y<���y��ߧ�����j���ּ#+{���{O����~v���)�������ӟ��������?����;��sN������\=�D~�������7�sUK��b�{������'5JGZ;D��L��I�M;O�������%�e����ݹ����?�2��Λ��dҜ���;�g=�=��!I����){�γ������΅JP��ON��'�;���?��?����VT�XTK��[���O�ihi˧lM���&��6�����s�(8).v���7!�BR�!������3w�o5k�½3����i��g�dL�+��p/�t�{�BF���;����_��?�e��ɽ3!_�=�>Fn����=���$s\���.�n-Y��,�y�?���t%��K�Y/2׹���j�Dr���9i�&�WmM��4�o6F�]��3/pM�җ�w��ah�1wp�+I��r�P�RN�Fm��I\�W��tx�^�����O����"�S'��4�<�Nw.3p���6����ʋ����� 2���(�o~��Rd���.����%{vl"QT�G~�����9��[���H;�~��y͔h!�%�;?x������G� c\OEu�C*��lՀ>Ga�J��(�B�Q)Z�;},�VE1*�E�/���7�`*!��g_��N�/�"wn��?��������"��aN���7����¦C�_��,�m��s�yT��׿�����Ϣb�.�:�u��t�*��ͯ����ߜY!=R��%g��j��U3���2߸Eۮ�d���(�D��r�n���i�!`�m2r#1�&j�+�����H����43������H�\>��d-�%�7Q�E���¦J����F^t̛��"�O���m��L?=�n��(�������QT�2EyiV+���/��Z�WRTy��H3���d�¦�"�$���-�2�e�T2����t����� ��9�'����M`�ȋBv�R�֒J� b�H�D�D���O��&���,E�8o9lM`�����>z^��VR�_��4߉D%���/D�-v�WY\�7d}Y@wS4��/90�Cʧu70���ѵm�o�:�ِu�}��~�B��"� "[tA�H� ���A�]yE�'"ks�{ċ^��%��Z�z�Un@�6�/"6��f@D>�A� "ٓ"ZQ�$=p�C:�6Z7��ۚ%W��Q��2�H�HI���ڴ��nn�Ф��Ćo)f¦Ak1q�J��$�y��]�^>�y����q-���q������bJn�W�HG3��¦����>�ňX�+"�4Į!�)�B"} RA�D��� Zw�J�E;��g-��t~�H�kc&"�-m��%{��=�r�\����\��@�RbT�*�m�B;N�o���R��&�Lm�]&&�L����d��������щub����J�aWh��#9�eTY1�Z������������,ftڀm\F�m�F���nߌ9�Ōi=X?�^.�d��!jUوȞ����eO¦�4� �Q�F���U�m�y٥��ae�.�]=��k�!wٓ^�C!Q�p�N�4YnZ�#��#��Z�4.�7\2v�o�l�d�#�&�Gɛ�޾}+gH�ы���RN�_;Dj-�"��]ɲ�i}]�6d,x���(ʆ�#?��&+�;��7_��\�g?�">���7�����M]���9���S�C�v`�Ւ�w+�e��jE�dH"�A�D&F�d��Z�dd���2�=� ���6�@��Os���C���ڊqW�2k$6O�8WY��/��ľ�ą����"��c����V&${EJ���,u+I��f�SA�Ǧi��A6#W$���LN-S[R�!m"l��d~'�W",`�1�e�؈�/yA��,eG�.qq7^�^�D��>����P�]"ŝ�3�*T�X�Dm�~�);�Z�.S҆ӵ����E�]h�^����1*��ȉ2e"�E������m�@��$�1����a���1��[,��.ʧ>�2H�4�ɲ�T m��P�"H�A_�2پ`!��}EBncU�ƀ$�̓��w��>��~��:�J;�� p�n�!��� ���M�V�L��u7�X�ڠ"҄ľy�`���"���k�ɵ&ld�R%����~�p�:�1)F6���!?v�@��\ ix�pA��fG'���,5��t3���Y���Y���aUZ�y11�S�$��)l0y��q�Z�UD���-��9�bb/ԕP�X(�LRE�M�����Np�8\�i�E����;���%`�f,vx��$f�u�@y?��;��mт�-�ua�=�J2��9��D����bpJ_Zk\;1�d��s��m:�?잛b�� T覂�[��!i��*3?��Ά�hV5��ٜ�X�&O�k�j�g��S��c3ռ9~S�c<��9C��S�<�s*�sʧ�:�b跓rT^����vGep̤QiL�LYu$8��[�4}�LU����6?�i*�`2��8��{��Yʗ-�H�"������BMm�el��]ʕV�eK�{���ڐ�5����m���;��-��\o�+�R&EV����{O��)jii���z�>7;�rv\��L�}�B-��n�dn�g��}���{Zr:qu�9M8`�;s�ѱ����'�q��t&�f ���,�T���H��Ԗ��&%��BM=�¦��V��ʎv*�D�#�镤���@��D�Lk.U��o�p¾�B8a�!5%3v�op�υ�t_WB�}����MT�L"u�}�&l�����2G�4]�����e�~�#7���z���\�H.�N;�i6�3���4!����7׎ؾA<�b����#�o!٪�!<�Ys��g�K�i����7����H���+�g�&Ĵg¦�g�}G�d͕����o�^Ä0dC�)���dP��ǐ�`�8A#�\Ԁ����r.�fg�[�U�'ھ���́�A��K�$�H��VrN�.�j7'O�Şe�E����3�'��3�DU�B\�Wn ~��:��,�pMS��1���¦�V���t_�"UgrQ�)��`���Y9=n�'�tA�����ږ���&�����o���T���8S��NE�<��5Mzb�r%H�#�.4ϳ`�,��i�(��J#v�*1�j��QR��2MOר�2<�B�5l�c�)�ϗ2��w�2��"ͨ�&�¦��6�=�E�A���2�mQXC�"(�$��P�2Q�������]W-�"*��욀��ڐ��Y���/k���Av��-�.�.r@�Ս8*������فy�U���"�3;����O:׶�BY��a��خ��Z�@�q��\{f�X��>��Q���WI3��ፙ���݊�L¦9����5Y�`*R��D3�ko��u�K�ӵ��i?e����]U�H��(rh"�$ܪ8��C�>�Bu����۵b��ݾ��,i~�\�^n�sٛs���̱a�\vt�x.D��繬k��s%)e�xN:^���{����9�ub�<�P�`��hכ 0��Qb�*�摱5��P[K6d��ȵu¦��Ψ}@���#����bE���([o�b�?ii��$�������X��)��1#uw�\����@�n�/�4��z�)�V�A�+���2�XJ6�Yj���4���>n���w�G�Do����WG���ќ��>S�[��ܧ��+r�]�J�"��� ¦���>�����d�󽿽�X�%'rd�^V��X��F���g��Vl��b��?{��A����b�{�(�׸�.[2m�O~�??��¦�����ޟ�_Q�R9��y���9=ܺ����^<����{k�!�N댼�0�i`�e1ϡx�(�^�E��O���hS��pĄ��L_!)��%/�ҭD#����F�B5�������Ƿ̃�RB+�k�(1=��)��*�_�2#��^��辒���J�寤��J=K/����¦Wr~����Y��jg�F:Y.d�F�L��;�"��Ɂ~�;>��o�B�J8me�l�4���ۤ&n�a5F����__>�e�5%r��"dѨ� k)a��_������Ϟ?��w5D����G�=�����ۿ~���H?�wS�]�R�E3����H��1�]vb�����W��c¦J��i�D�[����DD�XDW�E��j&��#r�?}��G�q���/m��Q,�����K���<{pE� ͭ��f@������O/�t�3T����O>���M7�Kē��<\,�h+����a��2����w��vz+�C�%�ଲ��4Ӛ����1�[O����(붏\�B��s��V-�&���;ռQ�颞zlo�M��+���м*�?z�3T4�Iq?z���3¦�[~�׷�(bQ�F��¦k���nA�{�!��x�����ٳ�p<C���(���KG/�:z�O�I�ń�l܇O�>zzy����G�����Z] lg��1��X߲x��������.�_���$�¦�E�ճ��]�J��㇇��O_<�/�SϦ,�Z¦6�P�d���m�����_����O����.�{t}�v(�'o��WN���Ưs���.�k��Y���B�P#�+�e�¸�"�%�A���s�w�D�v�<J��!p�r!x�XFB�:�ᑈ�C�ġg����.�Wv<�u�-�(��ӷ¦jf�J�p�M[�[�{�8:�pQ���ct�GOo�F��Ȗ/�v�~*K��D�1�)e�2�5�4�¦Z��Q�)�W�}hشm�����R#f��P#�����A�o(H���!���,Ik��w�>���1!\`5��y�p���;�������1�]_�;:�gE64&������@�zF͹���as�=�N�mX,-���>��%M%(�YHG�Y���r���}�@�њ�n���Q�4��¦����;�4@��%~���J7�Aٜ"�SB�Db���`"H�܆B��������A`��$�V0h\)�M�M��q�f'��T.I�¦�)���J��s���CyJ�8�lR\W�&r���jWy�egK3(���1r�"�b���% �az8�"�l�FR��RB��j�'���N��Y�G��¦B��a~�-Mx_D:�ez¦��&$*���4L�{D��#�n�� ��L�&�/Z�X}�xW���TAx�otO��e�}�H�-#v�� �f�Zڇ�kJeq�g}AV�2��K��N�9h�1w��eBS���-n�U����_�iU����c-���iV��.<}��"��U�Z������R(�ix�[!�VȻ�n��[!�VȻ��y�>jD���K���k ¦q�u1ʊO���n/��p\��:2��i��4#��n89���ڠ�z�9+��zWrDLT4�1���� :4x�gnMg=��3�_�L����uƻ���S�QV�:}��x8����R���"��^9h����>���Գ������<&��5�Q?f�E�9��9{c4�Q�bRM��]���t���e�҈�zu�r׆}������q��*�\,�1��#敧#�Q��f'�E�&�X�A�8lb�@(g��d�����:~R�7&$��(�&��O�y2��� }��41j3�2^��������b��P�/ȫ֬1��d����](ސ�&��H\,��uuC�]��N��I�;�v'���I7jo¦�V��hyږ� )%M���P��n�M�,��׊���9�J�R�x��9=l�ђtWF��Y?���":[A���$��mn�L�o�͛0�X0���J475�Ȑ�ov�!N�D霖P@J�=�~�����@ �2ZQB��O���=":�ܨe�m2��E��;���;����q¦��0.h��O�P�#���<�����U��Tt���U.�J�^=ix��qAdI�O��ᇨiՇ�(k��:]�l�L0���[8���,��'���_���x�J* � ,;u^N������<ߠ��IJ�:�}B�J>&���u�1$�8Q�~s�Ǉ�j��R!��=mʀ�/����2�)�EG�Z]Y��T���2�LQ�9�h���9���:or�'�g-1r¦����^���N��_�pN��j8b�уJ8�0<���P��8��]>�Y�Z�7�@�V;O(k��{��ts�[��m^�x��p� lyd��-sK����D�27��te��È�Vk�-�ֲ`۰��g��ʜi�u������1����6���ƝA��̰�B_>�H����N�g�\T����e�V�IQ�9�ܣ9l�����AQe~#�P�$LR����%@($�P�\�1T�V*Xn4#�d"1�`Z5O����\�x��Gb�ʝ��w��Ntމ�/(:i]�#�<�KI�<{ ���ը��vI{��3d��syt��4���C�f��䷦aM`�p��H}ܤ���t%)�Tz�li��je"J������;ZG�UIMl��>�VC�5[G�>/]�4��1���B��&��^QJ��W8�%����jpx�������ׁ��b�b%4��:�Wu�ûy�g9�G��,�%�[��R`�֐f�����׿�Ʒ�������7��_h���(f��Od��հ��0�o���1��#H��l��5��%ˆ%��}�x^�x��O����X�]>��Oϟ`!�������]d���'���ÙL����8B�Y6wx�ŵ�u������O�����o8�����0b����O�h¦���jAyY���D3^H�~�wV���<��r���~����u���u�ڀ]�~��w��~�����ן�}��%�D@<�k��~��Ϟ�5g���Z�)�����Ջ��g���%+a�IV���X���N���7��ͯ��=��#��o~��ݒ���ċ)�8�sE��L"`�������H+,*�O9\�\�DƗ�-�ơ�ÚB���jb8,X%�n�q�M�o�s������U�Pl)��):BVK���x��0;�@_\G�h��-�[��}6^��¦y��A6ȷ�y�Xҁ��-ґo%#-?�Q�j�)9H7OJ@d�a���jT�&��xN�%�>�K��x<U���z��Dpݒ��Z�l����BtQ����Ǌ�浪�'a��d4=��xՔj�j���5[�d\��A���Gx"���Ey��Y�����-z��֏�Ցu �ʁ��P#��%�w��n���gѼ����i�F�78��DĠ�¦���Ëg��Oi8CR����\>}���G��"��y�Go�s�����?D�w����GO�u����5�8������ j�'��w��f�"���4ޝ��>h3_UZ��\p�{o6J�rhx�aw����>���0N��6��1ܦ��CxI0!H��p\J¦����cI��J���ҖF����<���hx�1�m��4���H��&��&B��=#������"۳~��*2K�Ei{�n��ưV�Fm�S���^l�$����@����c?�ԒV�f�k�刴�!�ObGc����i�JImr��ܴ�2&��jU�uB���p[[iil��C����A8�������2dB8a"�,�QK�a���ZE���]6�<��G:�¦q�W�l�6�#͡�hݾ�켎`I��g׵������nC�eMc��ҜM_iG!��h>�lF#F���}(ć.qLh.*l��E�W���<i���/��Q��#U���#rA�@d+"]�࠯�ci�c ��e��s�du2�V$%B�w��2,�Ѥ^�W���� d<���ZL����)H}\��s�����u���/'4�"\�i��)Kgo3[Ď��tTncC"X/��w#I5�J�"7��A�9���A�����ho�����6G��@�d#!�����-���/"<8�v��ts���9���y���p�u,�%�m��¦���1r5p`��$\�iUYH�$�#`��� k�Z�b��"f�7���
https://lfillumination.com/files/specsheets/5911-Bullet-Large-IP66-Downlight.pdf | lighting | 6.54” (166)8.17”(208) Adjustable.38” - 1.80”Pressure FitIntegral DriverCompartment1/2” NPT Adapter w/ Gasket to acceptConduit Connector(By installing contractor)Ensure to leave room forconnector supplyBULLET - LARGEOUTDOOR RECESSED FIXED DOWNLIGHTLEDWET LOCATION - IP66HEADQUARTERS9200 Deering AvenueChatsworth CA 91311 Telephone: 818-885-1335Toll Free: 855-885-1335Fax: 818-576-1335DOWNLIGHT• Recessed fixed downlight• Die-cast aluminum trim• Powder coat finishHOUSING• Extruded aluminum central housing• Powder coat finish• Dust and water jet tight sealed• Ceiling Cut-Out - Ø6.20”LED SOURCE• Field-changeable optic• CREEELECTRICAL• Integral LED driver included• Primary wiring compartment with power supply• Superpure aluminum reflector• DimmableMOUNTING• Swing out pressure fit mounting clips• Adjustable up to 1.80” max. ceiling thicknessLABELS• Suitable for wet location• IP66 ratedCATALOG NUMBERTYPEPROJECT4.25”(108)6.54” (166)ORDERING INFO SERIESWATTAGE CRI / COLORBEAMDRIVER / VOLTAGEFINISHOPTIONS5911-1DA-T BULLET LARGEDie-Cast Aluminum TrimFixed DownlightTrimmed Fixture 19C 19W LED 1560 lm26C 26W LED 2090 lmDelivered lumens @ 80CRI / 3000KNarrow Beam8027 80CRI / 2700K 8030 80CRI / 3000K8035 80CRI / 3500K 8040 80CRI / 4000K9227 92CRI / 2700K 9230 92CRI / 3000K9235 92CRI / 3500K 9240 92CRI / 4000KN Narrow 15°M Medium 24°W Wide 36° DMU Dimming Multiple Forward/Reverse Phase (@ 120V only) 0-10V Wires Present (@ 120-277V)SS SilverEM Remotely MountedEmergency LED Inverter (Field wiring required)Ordering Example: 5911-1DA-T-19C-8030-N-DMU-SS-EM©2023 LF ILLUMINATION LLCWe reserve the right to change or withdraw specifications without prior notice.www.lfillumination.comrev: 051123CUS®LimitedLimitedMeasurements in ( ) are metric equivalents.
https://www.q-tran.com/Customer-Content/www/products/Files/ORD_FXT_SLIM-FLAT.pdf?d=720202283632 | lighting | %PDF-1.7%âãÏÓ188 0 obj< >endobj xref188 750000000016 00000 n0000002414 00000 n0000002545 00000 n0000004055 00000 n0000004718 00000 n0000005183 00000 n0000005687 00000 n0000006197 00000 n0000006311 00000 n0000006348 00000 n0000006460 00000 n0000006554 00000 n0000007054 00000 n0000007719 00000 n0000008402 00000 n0000008913 00000 n0000009370 00000 n0000009916 00000 n0000010375 00000 n0000010796 00000 n0000012425 00000 n0000012644 00000 n0000012943 00000 n0000016031 00000 n0000016400 00000 n0000016808 00000 n0000016892 00000 n0000017340 00000 n0000021034 00000 n0000021966 00000 n0000022274 00000 n0000022461 00000 n0000022561 00000 n0000024500 00000 n0000027494 00000 n0000029408 00000 n0000031111 00000 n0000033028 00000 n0000036585 00000 n0000040191 00000 n0000040549 00000 n0000040862 00000 n0000041218 00000 n0000041603 00000 n0000093595 00000 n0000099008 00000 n0000099362 00000 n0000099459 00000 n0000099605 00000 n0000099644 00000 n0000102294 00000 n0000105437 00000 n0000108038 00000 n0000109099 00000 n0000111599 00000 n0000164370 00000 n0000164409 00000 n0000216401 00000 n0000216440 00000 n0000242615 00000 n0000242654 00000 n0000295272 00000 n0000295311 00000 n0000348728 00000 n0000348767 00000 n0000400759 00000 n0000400798 00000 n0000426973 00000 n0000427012 00000 n0000480429 00000 n0000480468 00000 n0000533086 00000 n0000533125 00000 n0000582864 00000 n0000001796 00000 ntrailer< <768AC1C4967DDA4DB2E09C013F8AB125>]/Prev 2986982>>startxref0%%EOF 262 0 obj< >streamhŞb```c``og`g`P}Ã Ê€¢@v�‹¢î6Š]�~¾ò«ŞıXgù¸>€�Àxáà¡�¡gÇúX2f*>fRJ8©´dåäA;£�®>ÌÎ¥°AÙ�IÎ@ÑèèQ•’‹›;¦¥T9yE3fmÒÕ‡Ì`%ª@í6‰—\ÎJ[t«q-ó[èõ4[l=�ŒF£Ó�éR‚ŒO•âV*‹1_‚Êu�ä˜¾Ç(w¼‡S/åö´ç»£ÖJ‰¾Z�öwå‹©*q@G¬^æu°kÌÅ‚JJÆÆĞ÷;TÂcRuTEL¨qtS˜�]BCCÃÒÒÒÒ¡Rè!T4‹A7¢H{qX›ƒë)¦jÆ­Œw1„1p2„081Ş`ªeêg¦Ì¸–‰�q=c'›#Ã~F~î/Œ¡Œ5ŒKø‚˜;%æ3x°—sOc�cëfOä=Éû‹Ñ‹Q–Ñƒ1õÔQNF7W†2n.;m.^NÎçØ¸OıaàNSfà>›ÇÀ}¡Á±Ab‡ô�JÄŸ3)2ìaØ„“€°�aÃ4†@Ö<†> �ÈŞÌ¸�¡�±ÈÚ‹–,63èæY2€Ó0à0p�’fê™7íØÅ§€ÌM@¼PU:@¼›AwÂq(+@€�ù¸Qendstreamendobj189 0 obj< >>>endobj190 0 obj< >/ExtGState< >/Font< >/ProcSet[/PDF/Text/ImageC]/Properties< >/XObject< >>>/Rotate 0/Tabs/W/Thumb 179 0 R/TrimBox[0.0 0.0 612.0 792.0]/Type/Page/PieceInfo< /LastModified /NumberOfPageItemsInPage 2/NumberofPages 1/OriginalDocumentID /PageItemUIDToLocationDataMap< >/PageTransformationMatrixList< >/PageUIDList< >/PageWidthList< >>>>>>>endobj191 0 obj< >endobj192 0 obj< >endobj193 0 obj< >endobj194 0 obj< >endobj195 0 obj< >endobj196 0 obj[/ICCBased 237 0 R]endobj197 0 obj< >endobj198 0 obj< >endobj199 0 obj< >streamH‰\“Íjã0…÷z-ÛEñO¤«ŒaHZÈb¦¥™>€c+ÃD6Š³ÈÛ��Nha�>!İs”ëb³ÛîÂ¸èâ=NıŞ/ú8†!úËt�½×ƒªj=ŒırŸåßşÜÍªHâıí²øó.'Õ4ºøH‹—%ŞôÃ�a:øGU¼ÅÁÇ1œôÃçfÿ¨‹ıu�ÿú³‹.uÛêÁÓA?»ùWwöºÈ²§İ�ÖÇåö”4ß;~ßf¯ë<¯h¦Ÿ™»ŞÇ.œ¼jÊô´ºyMO«¦ş[75e‡cÿ§‹ª©^Óæ²IïºUM]æy?“ŸÁkrŞCMTcêÌiH¼"¯À†lÀ–lÁB°#;0kÔ2¬ePËlÈğ–¼¿�_ÀôcàÇÒ¿…KoŞ,½Yx³ôfáÍÒƒ…©x˜Z�V¨h…Z�V˜K�Kä~�`�)ùLæäæÊ÷,Ì%È%Ì%È%Ì%È%÷ÿ¹s9ärôæàÍÑ›ƒ7GoŞ½9xs¬ëPwŸuY­rsÜ»m’ºYõ`�1µ_nùÜwè¸1ø¯¯b�f�TxÕ?=ŠĞ~endstreamendobj200 0 obj< >endobj201 0 obj< >streamH‰\Ôİnâ0àû<…/Û‹*�g@BH@·û£¥û�6Ò¢.xûõñAíj‘R'qæë@\n¶¯Û®]ùc¸Ô»8ºcÛ5C¼^nCİ!�Ú®˜V®iëñ1Ëëó¾/Ê´xw¿�ñ¼í�—b±påÏtñ:w÷´j.‡ø\”ß‡&mwrO¿6»gWîn}ÿ'�c7º‰[.]�éA_÷ı·ı9º2/{Ù6éz;Ş_ÒšÏ;Şï}tU�O‰©/M¼öû:ûî‹Å$}–nñ–>Ë"vÍ×gÊe‡cı{?‹ékºy2QÅ±Ló/ÿÌÓ1Ç¹·Ïs˜W“ /Ìø_æ!çüÎ®øÌî_ó™iÀÆñØ!°…¤�Î}ìOõmÒÖ”·Ã¼'a7j»ø±cö—Ş¥U8Š¿r6:­endstreamendobj202 0 obj< >streamH‰\“Ñn£0Eßù?¶Æv#¡HiÒJyh»Úì~�IŠÔä�‡ü}}¹UWZ¤„ƒğ\†!ßì¶»ĞO&ÿ‡v¯“9ö¡‹z®±UsĞS²Eiº¾�¾¯æÿöÜŒY�Š÷·Ë¤ç]8Y]›üwºy™âÍÜ­»á ÷Yş;�}8™»¿›ı½É÷×qüÔ³†Éfµ2�SĞk3¾5g5ù\ö°ëÒı~º=¤š+şÜF5å¦½ L;tz›VcNšÕE:V¦~IÇ*ÓĞıw_ËÇö£‰Y]bqQ¤Sâ5y~"?�7äø™ü~!§�êŠ9rªy.É%¸"W`!Ø’-Ø‘Ø“=xI^&æò…ù‚¦a¾ _˜/Èæò…ù‚¦a¾ _É�`î%ó^ìƒ Â>ú [òÌ�z"ì‰ '–=±è‰¥§…§¥§…§¥§…§¥�…�¥ƒ…ƒå{±x/�µµ�Ïåğ\�ëÖ;ú8ø8ú8øxúxøxúxøx:x8xfzd.ÁeQ–ó }OF*M¾ù™×öcÕùó˜gÓÙıù‚Æa4©¿ìK€~éØçendstreamendobj203 0 obj< >endobj204 0 obj< >streamH‰\“Ín›@…÷ó³Lwî$BjìDò¢?ªÓÀ0v‘j@c¼ğÛwÇJ¥ZÂóé;07Ûì¶»qXlö#Nİ>,ö8Œ}—é»`á4Œ¦(m?tËıjıïÎíl²´x»,á¼�“©k›ıL7/K¼Ù‡/ıt�&ûû‡ñd~mö�6Û_çùO8‡q±¹mÛ‡c}mçoí9Øl]ö´ëÓıa¹=¥5ÿ�ø¸ÍÁ–ëuA™nêÃen»ÛñL�§_cë÷ôkLûÿî;á²Ã±ûİFSïéá >endobj206 0 obj< >endobj207 0 obj< >streamH‰ÜWÛnÛF}çWÌ#UT«½_‚ h,Û­];M""~°ƒ@¡hK†DÙ7@?¾³KJ¢M)vŠ‚Ebr9;;;gÎÌîè ‰zı…t4üƒešG½_Qt³ŒzûB�Ari¢Â¼sãÿ'³è2¾âŠ§œÃ‡nÒqâÅ0‡“<%ğv:…Åäf\,aÑaâl™-¾e#ø˜RğÛç�óÉôz�†8ˆG?C?ª¥
https://www.kelvix.com/product/zolo-5/spec-sheet/ | lighting | %PDF-1.4%����543 0 obj< >endobj xref543 620000000016 00000 n0000002098 00000 n0000002257 00000 n0000011837 00000 n0000011974 00000 n0000012113 00000 n0000012755 00000 n0000013196 00000 n0000013451 00000 n0000013832 00000 n0000013946 00000 n0000014058 00000 n0000014319 00000 n0000014977 00000 n0000015004 00000 n0000015360 00000 n0000016021 00000 n0000016048 00000 n0000019636 00000 n0000019936 00000 n0000020297 00000 n0000020554 00000 n0000022814 00000 n0000025504 00000 n0000028689 00000 n0000032107 00000 n0000032560 00000 n0000033080 00000 n0000033344 00000 n0000036884 00000 n0000039042 00000 n0000040707 00000 n0000051909 00000 n0000052032 00000 n0000059093 00000 n0000059163 00000 n0000059680 00000 n0000066376 00000 n0000066912 00000 n0000067183 00000 n0000077086 00000 n0000077361 00000 n0000077483 00000 n0000083911 00000 n0000083981 00000 n0000095106 00000 n0000095219 00000 n0000099431 00000 n0000099470 00000 n0000134887 00000 n0000134926 00000 n0000170343 00000 n0000170382 00000 n0000205795 00000 n0000205834 00000 n0000241245 00000 n0000241284 00000 n0000276696 00000 n0000276735 00000 n0000278481 00000 n0000001908 00000 n0000001536 00000 ntrailer< <7CB0AB8EAB9441D6A8C9FDC530F43283>]/Prev 612546/XRefStm 1908>>startxref0%%EOF 604 0 obj< >streamh�b``�b``�e`c`<�� ĀB@16���600���w`�O�$LOx��ĳ����q���i3�^_���q�2I��^�]�;���J�׼^�QP4��FV@E �P.�@qN�)@��m�j�T����1 >/Filter/FlateDecode/Index[35 508]/Length 40/Size 543/Type/XRef/W[1 1 1]>>streamh�bb�b`b``Ń3����ţ�1����`tq!endstreamendobj544 0 obj< >/Metadata 33 0 R/Pages 32 0 R/StructTreeRoot 35 0 R/Type/Catalog/ViewerPreferences< >>>endobj545 0 obj< >/PageTransformationMatrixList< >/PageUIDList< >/PageWidthList< >>>>>/Resources< >/Font< >/ProcSet[/PDF/Text/ImageC]/Properties< >/XObject< >>>/Rotate 0/StructParents 0/TrimBox[0.0 0.0 612.0 792.0]/Type/Page>>endobj546 0 obj< >endobj547 0 obj< >endobj548 0 obj< >endobj549 0 obj< >endobj550 0 obj< >endobj551 0 obj< >streamH�\��j�0��~�CI��t�X[9�����t��1Nz��O�K3��}����T�k;,���I7�@?X�q�n^#tx��$�A/�[8��:���Y�����(KH>(9/~�ͳ�:܊�������l!in����v�����K�^�!�]m(?,�<���!�p�b1z28�V�o�E�Ҫ��ЪZ�/��h�z��zQJ�)Q���Y�YF��y�yyϬ"+b���*��U� .X/Sɚ�8�w���#�p>� ��S`��{��=� >endobj553 0 obj< >endobj554 0 obj< >endobj555 0 obj< >streamH�\��n�0F�y/�E¦!Q$s��y��N�!D!]����x:� �td;���/w�p��Q�߇k}��8�]3���}��x�omWH%��Ϳ����t�x���r���b��i�6w�m���(�M��M<��Ey¦�����Q,�f#�x����=]�(�cO�fZo���t�ߎ�{��Yb��6�֟�8���X��g#���)b����L�^����0o7���B-639HA[�A;hh5�\@;HA��=��FOZHB�kԥ�4����,�O�O�y����=��BϠ��3��J��S����AAӋ�{Q����Z`r�k44�i���9:��i�S�ȒH�Ȧg��&u�$�$�$�4hi��\Ϡ�P0>wm�y>��;3(8.)Р�AC��m�7˦�DK��l���ҋ��k�k�k�k�k�k�k�k�k�k�k�k�k�k���YO>�D�o��^}Z3ٓd���>�#C�U�U�C�m�Q�]�_Ϥ�I��5%C��(�>kXVy��J}����=��dw(+�ݯ����O#)͞��4�P�9���a���<h�i�1��.~���ڋ��Ƿ������%Kuendstreamendobj556 0 obj[580 0 R]endobj557 0 obj< >streamH�\�ϊ� ��>��C1��BA%K!���f�R�d��������Z��:�a���m��Y���z�0�.��'cY-@�U�� ��)_�y:�Z�l�� Y���������;Ϝ�5?�R��~�����ׄyendstreamendobj558 0 obj< >streamH�\�͎�0F�y/g�$���H� ��J����(�o_�MQ�f�#'��¦7_o�m׎*�>\�]ձ�!\/���Nm��Z5m=N����}������:��;^��\�?��u��e�\�5˿M��^~�w�*����O8�nT�Z,T������sPy��m���v���{�]�������/M���:���y?5���"]�����ñ����//],9HCkhU�;�-��JT�*���d�DC��B%D2C��C�A�CZBZA���W�g�+�3�i��4Ʉd�dB2M2!�&��L�LH�I&$�$�i��4Ʉd����]K�ZO�gh^*� G2�s���9��`k�5�Y�~v���4#����bd��ҧР�Aa�c���2{6t4(�s��9�:t4(dqS�t�i�yw��ﮥ3Gg���Y:�tf���Y�<~?�����g���Y�<~?�����g���Y�<~#���h�r���Z�w*���҄2�~�(Y�3rn���rO9M�NW>~�qM�汊��T�{��C\qi�����jm>7o�U��������D�Gendstreamendobj559 0 obj[578 0 R]endobj560 0 obj< >streamH�¦Wi�T��+�>̛�!3D�l��E�E��I�����9�ܪ�z�N-��n��~¦����W������?��o�¦������'�y�����w?x��?���w���<�wwe�����ݕ��zs�mcDw���xϗ�c������������~�n������'��ҷ܋�7�����C�'���?{_�}�[Ƨs�>y~">�����m�=��-�+�U���c�X�O��`N{¦a�剉�m�o��{������K�g���*Z4���=�䏒]���o����������P]�"�˖qn��xwyԭ������z��ς��!J;�ЮY�����{殿���}�������՟~��ݓon�c���{¦7#�_h��G����h��߲�uX���>��ܽw�w�Ʋ`�3�㎯�$\F�ŝ+�#�3'�k�� �q�ۄ�S�A��[����f~)vm܎�>��O�>c�1��1�5U�9���h��8~1���뷅�C��F��®��Cjc�В,��ӴN־C�ۢ��ǵ�I�\?���/��Q���Y_̞s� wj�_J������%)���,ɩ���B�[>O��%Zx?����7��)�ֶ֫k�����뵡[�?�8����B�����Se�O���z[���4@��15�H��PjL���7o��y�w[¦f�r��������� ����>0�ϳF�����3����4�`#�q4WDd,ޞ����w�uǭu��:��FgRcVQ��M\eP�/�fy^�%���n5��T��O˙¦�உf�_��N���k_���HnJ?M�q�Ɖ��67`�!�v¦�}X��.Ku�{�éH�y��`%~0=Z���>�i݌��YKFB�P���2�۲��z�<0��_���KJ¦��e�1,�S�>����Y~�6W�����'$�����C�&Y2�ĖN��c��C=K�()u]�7#��9ibD��Ad@G�^+fB�,(��;ϰ����r��9��P,i[@"��@�(��a�)�u�ک6mm�Ճ��_����og^tx�^�w�3�W�:��+���#�x1[?�g��o1����WrSҏ�Ξ�4+A�s�Ճ�%X�����X�t�(���������t�Zճ�R�*<��F��Έ�)Xw��q/��U�-��dՆk&�"a�l0�mlU��S�5��&������z���4+������Ik�¦����w�F�E�^F�Ӟ#��0��$��D����5� �s�M��";���5DUQ�Y��(0i���_j[�P#0ik�����_�G�a�}B�A�5�݈� ��a�d6u�n��8��*���ND,�o�Ue0`��i����-�%�Y�ºa�}�?�i�m��g/I�=��0lOg���c�ⴡ��Ư+AQ(�VO挼NF��$̃F�c,�%ĳ�x8:���Y�q�.?�a�`72�Xʶ��=�P]�n=v�+`���2�����de����N���e*�@����bW�H)�v�1ŕ����RԾ4�/#0e�l��{��`ڣz�H���dA��e�DDQՎq��Â#%��m�d-���Q�1S�YP�f�G��l-�ଝй���9�a���=e���2l��5#d��L��Bb��QL¦���¦@�>-�NU�u�$a��(l��@$�7��λ���3Q���R��`RZ51�(�S��N@��lյ�U�0�H�,w�o�(f�����a�F����Ei���~$��B"�2��*Dn�MzW�,M�n�)1���gO��+d�5֢"�&`-Vhbut�q�� v���A��**ĀF{ ����¦��r>P�HT�$kڢ~��8#&R�W���*Y�Ey�fҹ1�'�t�!�/���� *���Ҹ���>�N����%�1�z�C.���6j�X����j���+�d���V�����ά"w�^T.��;o(�:!���Qji��*3��sO�7�w�;�>]1�l�����}������j��roLW���aZ�xb�w/K=�{@�#�nN�6��?L�E�4�ݑ�W6M�E�`���,�������Y�Imӓ�ѫ{$^y�^�j~.����Ӽ��K�]�7�����?���H�ެȼ��+��`Eˣ7`��fI� �V`>m���q���-�Jڇ��䡐u5ҩ�cYQ��C!��LYz?-K�{�^wy�¦���s/dH�2h}S�Q9A�d�x�A���R�0��c�(��%����no��`������S��!���lS��!��G��VV���1�����:��N&����MvۥL8�r����CH���cƏ1͵6s��K��9M��!�k?e�^6[�0^-�5=mϏ�-^[.ɑ�f8��5��b�aZ�a<����8.>�b�!a�N¦�ɥ�MiJ�sX���c�4M�z}}�`�龤endstreamendobj561 0 obj< >endobj562 0 obj< >streamH�\�Mj�0��:�,�E��$6c(/�C���Ʃ����,¦��$�B�¦��=����]:��woe�Fm���޽D��MV���k��r�$�9�ԙѲ��A�9�6O�^q���W赹����o��w�~pB@@ۂ�^�:L<�v���ˎ47>�P����H�pv�D?��F�i�y��24�߼Xe�Q~�5�]�q��"���T�����O�O�/�/�u���>�>r����}��#D)RG%����\ᑆ�{OA��S�۵���q����~����Uʇendstreamendobj563 0 obj< >endobj564 0 obj< >streamH��W�n7�k��������M���'�(�i����Aҟo;3$��,i��`��Yr��3g.��.�t�1��Ҋ~h��cI����@?>��4,@ ��S�Pv�$�I�A]���bT�?�7��C�����N8�;��s�S����U�;i[�Y�Vd��l��6ls�����+p���p�� O���,)>��Z��4�J�����`�2u�b>2�u�T�a�e{ò1�1(h$�e����3ׁ�r�,m6uV��#���b`I,�Elk�P/�}Ji:��P�¦�,A�$�#4&���w�ܬ#�ޣ�Q�CgnF5�lc+з�vA.&�1��H`ا��7����5��� g{��r_Db�K;*�Hʕ9Z�l3~K��J�F���Ґ)�rHh��'L�O�Ӯ��Y���1�.�^�$6V�z�d�諊"�B3��V�?!ź�E�kdޏ�4j8�}#k�R�Hl�`�"�F�:G�����BYhv��>�K�M�.��Y·�����.$�}�%0l2ػj/��þ���xl�1��dq ��l��q�\ox#;̐��m܆#���R����:�s�:+>������.ܨ�ю��F���-���k���嗷�~�~¦7��������p��+�Sf}���Ϯ���/q�^+¦�~�.։&8@;LZm�Ӹ�%k����ً������@p���w��t���2v��i���D�,��y��R�b�������oߑ��������Ǐ��?�~��E�8(�L��i֒-��#P�b��R}�c����y.�Z����>K�����c#>.�ـϊ�z���Ot�M�M+�Ǯ'T�I�B�����zz�S0���KNg��*��9���:�̐�3A��MP�,�@U9�)�����'�$W��:��6�8�؋�x@�5�hM�:�=`{e?�!3�T���5.�c����"������VYn���p�O ����ު����Z�lO~zQ������/Ј�s1�&��$%H�ɑ.�j�?�XTf��(�βV�I1��sV��x�y�{�����hiGii��3в*�FK7B�A/#�:2#�x���� ~�� ñJ�m(��q�Li�:w6VE�بF�T��I249�7%��x��ɉ��K�9t'�K,C�xZg��`A<�U�4��Ӡ� _����aXK���Lt�"x���&�y�ң�I�7�s WMCn_�i��r�M���� M�M�[*?�SS�������D�)Ǘ$�*9�j���C�3%��x���m�]�˨Ǣ�NW��g�ZI��7\!�ֽK�C�5��8rii?K=��N8A�w=JŪ3/^�U�\�%jO(��8�y��j��Wǆ�+0��l6�{�Y-笛�GC�kȇ+cX����/H��a¦=�s���+���9�5�2���b`u6$��f�q�-¦T4$&C�L��I>�H_�H�]�)T�>���v�@�/�}7ƹ���FXPp�2���.�x̿{�p�g_�ȈW(������5JҸ��{e��;q-^gT[�n�&�d�I�c��q1��'n�ͦ�i[�����T?+A'("I����^��-���� CՊ1�E��r�"��)^n+���T�yzЩ��X��\G$Ʉ��k�rg:9a��k�����UǴ+ACW*�F�ڒ�6^���)�Җh�9w�&d�%�<��j�IE{��+����R>����NO��z����k�BԽ��^7���s���p�曎ڽ�p�]lW�#8i�����B+�����t1h@B���D���լ\��w�~�����nw�$���u�Է��ZM��Zb=���١��4?b�I�V/Zv��� �[W:~r?W��x����:W�1¦���NSK�0M�cL=s8#5D>�L�m�aIH'^�y���)�H���#��O�M�Gu�t{�����d�}T*WX�'�`���i�����f����b,?�F�V�&=¦F��M4H�7�,ic��0�Z�'�b��ɴHy���3#�0�ly�.F�\�D��#���s�9D��wN�9�<�jv�?�u�:endstreamendobj565 0 obj< >streamH��WY���k�W���M@`wfĉ� vcY�3bǆ���E6{�=�����n�X�W_��������~���37���[���֘�������������}�`n����������L�f����ۭ�0�o��-��$?�)���:������6T���F����s4��g¦�/m�\�M[����ϻ�W��8���?�}�uw�zwܿ�׏����ׯ�8�����%�4���-"����s��d9����gt�����kN���w¦�3r����������[k>�����'>g��Ɣ�������Aɜ��R�-e}-m/�xTq�g �sM@'}mn�}��e�L���+�r\;���K0T�E���յ�¦~Q���� ����By�.�kUZk���ȿpG�o����^���DS��3AS3�uY��vZݟ���a4�������h8l���ó��b�f���<��Z�i�5e_N�j�"��E�6Pg�6�vKm��β�eN�Q�"�>�nN+s(��O't�e�d��1PI��yn��d'˰��k�O�����Y]=���\�Ϯ��ZK�9��E��*�[�"�rZ'���R�1�����O"jp�!*��#���'D�G9>dg~g���������hh���� Ü��քDX�9¦�����ӈ9����F� } [�AN&yl���TZ�(U �%e�00!�=9[��H��PJ;�'��:�vHC�f��8Y^mČ]/��P~��]k�bӠ�h��:/�����w�}��(P��䲗G�V�(�+��*uN�{����n_A��A�����e�m��#j�\j��>��hGSp���#j�*f���~�V�v��%�,oG=�x�,�����]F�p��f�c��A`�'h04�vz�m���u���=�e���`���6�X.����5 ŹBI�Ox,Y���~!��9�`�'�m8E��U�ɋufj !Z+����iv�+(8L!}Acy\��3�Ɏ�X��$;¦��P�S��؂��o9�e����D+��j����ס� �O�7pNw]NB�Cb`�P��:&,�2�R,�<m�� � ����CT�D��[��3:���xKhk�ښ���Q/�my�Y��4M��s#���D%'��E��es���@���xl-F���.4VWR�]�Jވ멧�=���=��+�{�!j��6��)�޹&���O1G���5��M�8�8f���d�y���c���F3IϐFØ�����۾P'�[T�6�t�Z���8LL�8����]�R������s+w:��tR�+2X1ŊFV����Y��ь�5R��v���O�Nȫ�� �UL��M����0[�<��t�������¦�i<��,� M�M*��8ytB]G�Y""8�o�Z�.%�z?�X+�hv�"&Z��`LsB��uP�\�t�P��C��\�rz�����B� ����ӯ>�G�dVp�"��*[zp.�N�#m��(���{���.���$=>^ZI&/�d����������Բu�'5��D�_���a+��˘�&��k=�IHB2V�N))��C�.�{�ҸPe��M��K:��&S3�TIWQQ��:R��uT)\�������P��p10P<�����4i�������5�ٝG~��V᫉GF�F^�;�dR�J,�}p<�騖Q�EFb������B��tl�P��~�-,3�9���}��}-�7<��Y0s*"�:�!�dl[¦����n�ރVo��If���F��86i֋�y-#p-�?9�sC���B:H�VLY�+V�2��ia�$Y/YJ �/��x��rm*��lp\#��k�@�t�Ջ/��E����*6��~�i�����#�w�h¦�(FN,!��@���>�,����A����t;C9��$_���>�Xo�Hɢ��-3�Hc�t���¦�r�1�E�p�Hg]6�����L��j��k0���Ӈ�$K�¦l2E���6��"��<0��1 ^�Hr����X��W��A'M��t=��6��f'�e���l�sԡ�$�1��Ll��p�MLy�hg�/DJ�~f�)�tl��S�3�`?��endstreamendobj566 0 obj< >streamH��Wˎ$I������xK�=��"+-���3H5H,��q3�Ȭ�7.��δ��x����������o=��q¦X�n��t��]8ݼ�k��J�o�6:'�>�Do����=��������<�����㟇)��(��j��}�Rn����W¦�2wHZ̒���B�흫��G�^yN��y��6�\�tv�`��e����ę�1�I��Q��N �g�:q�ظq>M��;�Ʒ��)�?��/��{�0`��cm�ғǻ�/w�=��20���N�sk�8��5����uN�`j0���\��+�����:x�����Qx��"T����oV�����Bv:lS+@���SG���=��L�(tT�z��/�NWM ���e�����y����d�B%��Q�4���4Ƥ���c�`����Rj11n��>6��d�Ai�!`��V� r�̗w�5o�:2��f��~ɬå*cu�J�����C9^���{���S�c=��������po�&�����.��T���������\�k��#)ѧBS.Dfi58���4�[0���x2⢂�ake�_����r<�$H�{�rƇ�?�2`�����uI��.��)�s��:�!>�f?�X�<#߽�P$��vf��1\����nL�R�Toy�Nb�k̎��Ԫ�a�����5����ɤ���Ln��p��<��Oa��c����.����U1iei�n���b��(�O?N���$7��Y��Zp�)r�������L�A�+�q�,�f1�Q�x휺}�d��f�!�/ʑ.-���������섁�b�n��G'��!gF�P�󊇧Hy�-��D`n�U�%)�z�Us��{�H5�Q[i��A�K�R�UFn+u(���������ֻ���F��M���,��s�A�ךe�-U7���΃x�#Fu�O�X~�¦E7�i�{���$��/Ț_�Z}H/���=Հ�Tq��dO�FM*�X��V�b6�{�K��;�o�Y3�o����á��������w�Ꮯ�������F~~�����~���C~�G�RM3��#�J���q�8�E`E��R9�����>��g;>��)k���A-{�x�؊b������}�)>��v���G�g����y��Jϛ�%+�Me�WQSΈ�r?��jH�<�`x��oS��#j�~A�3��x]�y�������Y��<����l@Wt��%�/l�J�&b�z���U�R/�*N]-9@��8\�'m�s�������BY2��f�@�e��Ǡ���fo���%^���]`�B%��٦�H�b�Lo���e�@�ᲮYd�֥��1s���6JөI�\��YsD��hT5:�l�¦d�TA�ʥ4�<�C,���I�9ѣ��v.� #}�[f��؟\X;/�����ċ/�r~S�d�X����q���ީ�:[�@¦�U:U��+�c�J*��J;���m�adӰ��:����9ƂOJ�W�-��rL�:�L6�>T^."�`�E�����s�����"j��퍨�uϤ��5��GNMn��?�^㚡@5�?��rC��RB���x��(��e2�� kQ^���CA�U��ݶ��'V�J���$\�+����-���jo��(�*mR�kQU��(1#�]�좀d�����bV[kl-�Քs߯*���0��D5��T<�������j9{��Z�a���mO}��u8V��¦�^��`������E��*L�jAʆ�E�*kL���3�}KϪޱ�W]��pMC]G=軻�����Z�U>�0;�e����lr���$l���W4 ���A8�X\S��¦QU��S�Z��]��7P�pB����!�PI1U��-�]u���Z)Y�Z���F�A�T���ij�_;��}��j���ҝ�>��@�k,�~�?�)������ڤ{��&����Qգf�̼��~���7'r��v7q���Сn7�*c�9Pш�����~"W�j����ݠG���H�O��LT��N�^-D�*>�V����J1&��X�&��������M.�&ɖz����k_d>ǅW������7`�m#�)¦Pw~P�Vh��_m�> /(^����j�y�9��z�� >streamH�tWˮ\�����;"�¦��� ��:��R�q�8������J��+֐�d?�����5�K�k�y�_��5���ӵ�¦p� O~������z��/����q~�?~H/cl�z$��Q���������ƺ�&�}ld���G�~�������}y�����_.��dl�.����/mb��u���)��>#�?q�����hw�b�*����VD1;Vd�W-��K�x�q/�Q���h憭S��$e��yL�BH:/�1�,׆h��(ͫ�~����K[Z��c�&����<�x���߀�8ޟ�AW1W(UG�V1.}�Ğ鏒�)�#Rd��;V���)���4x�����OZ�����)�&N\ƌ=�Q�O]��W���tJ�<��b����b��h�>)V��0��ʊ�ﳬafa�6��=���Ѳ�x6n\a�A��g]�D�O�m��yVc��I\{������+4ۮU���M��>v����7�������ɰ�g ��ß?^p����G��¦���������E?�j5w�g�W0D�C�t�E�{���/0��~�t���˧��R4�[:>d;�1�l'e,Q^�Hl�%ˋQ)r\I��'J�U�AǗ�9v� �4Ab ��!Z�kט�c;¦��k�;!�f�A�P�pC����TQ�ǭ�VT�O1n��R?�̀KCBk�N��)i����+Jo�ڮ�М"�ji0�B����L�l�M�8sȎ��H�f������O�n؛����ĳI^ܬ&u���@E����x��J$�t4%�&��A��I_),��Ҡ��Z�tAM�����6ҳ�����.">�Ք;W���!a�H#W�]d-\;c�=��V�es+sg��_�I��@S��/9��e>)�.Sm7�'�^y0�����&�y�A�U��Y�ֱZ�s�(�sOz��9���c�\���E���:����J���S����לNHݯ��u���~���(k�P�.W����EMϐn����_κ�-�Xv��Yn�!�F��^J�p��2Ť��P�c2q[��h�:-����fD�~���?��X�$���p$�Q�{�M�nw�׺�RNi�Zy<2���F���u�-ru��[[�4�#����yc#��A��h��A׊E�L+E<�����ϲ��8���`ڄ�nɛ�,E������Ml��n�~�Ny`�^�¦������c8�$p��2d��Օ���sd8���~�eP��p�$��Ŷ�*R�ӝ���KR���v���D��f3L�����qj9�1����r�r¦��0c�նzX6MU�r�a���ϩ}�Ѧ�AE�n��:�ݠ��Z���\�S��Z^8��,̋ASuY��xJyQ��Di��e'�I�z~��3O���ӹyYW����Vl��>���!�y�L���W����q�ap����J�RE��9Y�_����F�=oVKF�Gç˽�OLv,�z�;{ACJn��������e����BZ)�,{f��繰m^�)��Q�W������5�1��E��^�l�!�fi,R�����]�T����v=��eN�®n,��=�z�e}Pa�}¦b���/�c�f)�¦���,���<}ŗ�^���i�DR�j��_EQ-@L�2��Gc�f����_;��΄��D���솨b{H�B��K�O�����v�K����~�)?��49<����f����$_����ha��8�fN�ə�j[�/8�c��fC�+=A@��q���U��T�3r���z�e���u�\,na�@�Ea6��#�Fp��;�����j[�G/1�����޺��,�N�&Q��%�z�p����fF<���Y���Jz���$�s���E�I������6���y�3J\�p�U�c�p��w����j�{)?�¦�F���W���>I�i� N�r���zM��֓�/���i�'�C�Ђ)���+"��꒻�M��J=���YUݯ�V�n��Z�ZPEng�K�.��<}f�)��en�{��_�+��pĶ�w�s��dK���t{evyړ�࠴7m~4�_p�:�'���,b�o�������t�ˑ�0CS���(������&e{j�O�*��� �T�3�"Yzc���5�x�m��z��_��Ƀ*���uW�\�Ӥr����dCX�ۗ����\V�k����ޫ�7@BE����X�M�@4�}J�� ���v"u*uS{60Yo�/��W���`��K��.s�b�km�t�����9��^�OEi����p�Bendstreamendobj568 0 obj< >endobj569 0 obj< >streamH�\��N�0��y��&�.HQ�҂�?��i�Hԉ��зǓA )��;����j�ބn4�k웭;m���ov�Ѕl^��kƟ����!�S��r�q�}VU&K��1^�ղ�w�:�_b�c��c��6��<_���hff�0��'��zx����S�ͦM��x�I5+�/�7��>���o�i��p�Y5K��T��Zd>��歲l�o>�U�fiH\���%���^��s0הӚ�\�-قف���[�mbKMMKMMKMMKKK;�ܓ��+��&����#9mN��!�����!�������[����YY�:��@G�E�E�)�j4�¦f.A.a.A.a.A.a.A.a.A.e.E.��*�V�M�M�M�M�M�M�M�M�M�M�-h���A{�S`~{�9ǘ�v:*S��S��O��&U�ξ�������2endstreamendobj570 0 obj< >endobj571 0 obj< >streamH�tWˎ,G�������,/�ň�%#��`_#�X����Ȫ���N>�y"2�z�#�R���#����,�oͯT��z���{��_������c��Qn��r��o1S=^�4�v��Uub���C����\�����;�u�¿��^Y��¦KI�i,�����T�S�GeI��T�Ё��eiV�Tt�Ѭ!��ߝ�f�EJ[�ޤ��G��}m�۪0�e��E�I¦[�Itxi]�eKR�i�E���Q�n�>��)�dn*�u)Y�R���r�1����(Ui���-a���ص&��ԝC���0˭XX�%�.�Y<�d[�Q#�E�h)�d��ﲼ.�:.)�.�C�XP���z�M������§�-��fW�N�!'��){Y�{���"&*�a*���ޥ��r<䦓��˜�'���ћ�gg��ΑԶ�tڐ�#ɨUQN��m�p�n��������)�Ȟ��Gۂ�3ؠ�m����V��J�"g���`� E��3D��`���\�.���z,لeNU� xr���*[�,����!��3Sc��a�+�V(bDѠ�&/O�Z ��GhWhi��5B�OE�l�h^]��d��!��b�i�ҥ�Z�n�%Ce�$�iS�̒MX�x��NG*Mث�G�7�w�3��&��c�ʔ�X�Xs#3@P��[*�f��\�ꪣ>��!�����@��r\,�r1j�]��7?c�Ɍ���q]�]K�Z����Po���QtV��&���%T�N�KI�n��u�/�2w�B"��~��N)�B�T�\B��<���z-[(1��ԯ�I����U���UH�����k�{1�R����Y���Ե�*i~\�r�e���i*]]���AuP��Y"���f����U�ck��\�^���^�hϧ�p�ݢIK�J�[���:�o�5h���ɩ6�<����p��bfұ���H��2�l�=�H�fd�5hR����PE�}m��<��k�z(����-��]Uv��C�du�-Ԇz�P`���y")-F��3�K^�!VVJzh�i���Ì�Ue�v`�T�$�*�]yrG���[ ՘�ס�j�sm�b�0R^ͷ��=�6v�mc�0�عn�ӯ�����Bӥ��F��Ǝ5�ؔ�TT�H�Sƀ?�{�f��"�2K�`o��X��j��̍}KR��p�3Q�T+�^����VGi�d��Ƈ�m+*!p荖Q�=4XQ����M���jz��� J.�����-�;��haH�Y$����,�8(�E�;��uYlwY��A��A@bv��5�m�7�F�F�����7B���+h��Q6�SMĩV��G�����Zخ�l���\X�6�^GW��x����c.����H����mG¦��{�c`���gR����⛍G�4�J�U�;��F���'�e=����@ɀg��S��$�V��x]��֫}���c�?�Y�<���n���E7��X~y�߅fU�A�x��E��A@MŅa�0@��t�F��y��p��RU��_r�w2;{_�0�{���;�v��ʽPWC������2�(����ٶ�i!�L��z����=!�z=����)��>P��^H_U���o����\7蹛��ruW��\m�T�¦Õ��`-iu��\����Zhѭ<{���Y�T����E]�:j����_/��������^e�y�w����%���")�i�QRԲ�yFQ��l�NӔ,f��o;�����ffc�>�h��ǭܳ��W$�h>�Ue8���:����s��#�Y�R�z�]��'�0��¦舤x�a��Uw�>S�6=���M¦g�ޱy�`0=35�M*�&Y���v;[�a2/��[����.d��g�K�qj�B��%�.n�����ve�+��B�M���$y��s94˞���Ϣ�¦���z�@�a^��u��<@�����F&9ۢJ�"��b�ZaCtz�ڂ���*勤�����c�2�[旭�m�`��j��E�r�j��9�l�gݎJKX�%�I����&�.�v1�.[1Z�� �íZ�>��žJ�_�G���פ��- ]Z��ɨ��b�j<��#Q��d��h�;�ӏ"��(њ��dH2��#��dsG���9���g%�Zݎ���X"}p*��ǋ>��Jj�2l��`�������T�J =�n�Z1��]ѩ�$v�$m�i(�L�`S�⹋�xa�����%7[԰���=Ս�w?��u �C�.��$�q�g�3ú�L%�0�ji����jڿ���*�6��ybh� ���I~���~>_�}u��X%��Dc�9y�`�)k�����q��]>����7V/mc}��3��\n�r�w����4g�Q���Ɨb˻�¦9����s�x����IO����pq��}�m�R,�0�2p���ӷϟ.Oǋ�?�P��g���<��F9#$�����W��^��endstreamendobj572 0 obj< >streamH��W�n��k��ɇ�����\�,Y�mb ��dD��9?o�T�fv8�;C+ 읩S}���s��������^����Z�/���%���υo�<b��J¦��J(�;��UȊW�җw�uJF��/���sx�~!�<���߈���7q�}~��p�Ʊ�O��%�ؿ�2� Br��NJk����{"%�~CA`d�{�x`lO�O���W6��{v�_��z�T��9��^��P�^������_���o���f ����W��o��r�:N,�-[���"}�e���1���Lx�zc���e[���a���c�o��c�إ�(�W�]O����29M���N�z���NCO����JjkBT����O9���[���Fq�Y�vA�󐙟^�7Œ�UIT*W(VhYC�ܸ8(>"���0�x�Y�؜�7��o�0�ڷ�M@�;3!�_��`����=����o嬭h2�\@�À�u_����z_�E���~%���Ae!��ѕx� �(�Q(Ke� �Y���Hݺe�s����C��nA���ԇ0�����%�k��'Q�an�b�f h��rܨX2�*�I�����md�a.��)�٬�W`ۼ3���ڳ>I�o*f��c,�>��o�7wc�AG۫������{��n����N�Y� n��i��Jo"��z�@�N�'+ϱ�ĪޖU���Ԅ$�0���� �Ρ�(�:��K��%�@�U����l�G>��w�Ү����9k����k(9U�C���eb{��s7Rc<�&�O�P�)�ȸ���XP���倠!�r�XX�b~_/R~�Rh�U�L�DwC�d�/�P�E���$��s�yZD�a�*�'ʡ~���¦�@՘r���$_Y(1^�����-t�N��}7�j��Oc�AuToR�K镼9����D�sQ����"��8�:�Vʌ���������W�bH�y�='�膊�GK�]R�g�J+[݌t9�>��E*�!t��A�Q�I��y��p��'TL��ک+'��ْ�ՃCg�Ǜ���`��ag�'5<;��a?*v�{��I���+`�A�o*t!��9�l\U=�����D���򲋶i���q�P��):.WW��j�c^c���4�X���h,>s�qV��<�9�5�3�MgÙ؟gb}α��rPec,��2�+��v]����E��D��H)�$���B�@�ER,��Rѵ0�O�����eҹ��](�b��m9OH&�8#�U�;����>���5�����5����ӷv����L����LT�F���j��^ڜ�w=:k�f�t�Z��������(�9�i33�۫-!�Д_�4�?��(�3�)&��ct�����O��Ec��W^���.��.Ӎ��BtE��7y��z�Ǣ�1�}�<᫥��̣Q� ,��1ϻ�w�F��Hӫ��">�1�d{��̑�TK��V"�$(;huljܗ*�τL$Q@��a�*k�Y��z8�N�5�A�2Q��0�!�tGzfB�3���t�������[�d��p&Ƈ�/a�U�&/�L�yE��J�G�G�nE� �6Xt��R�j�)�B��O��GE!����6���K�umv���ze0,�T�endstreamendobj573 0 obj< >streamH��W�n�6�>�>,�I0dmǽH���E�&�&@ڇ�~�Q��]82�#���QR�8}��F(�i���[V*+N_ů����F�`���'qww�n�8���kq}}���>���o����W7?�P$��x˳T��E\�?(��_qu:��O��w���>���$o���#��鯴��+�����P¦�׽�߻�����0:�F�F��VL��Ԃ���CJi�~g���xU�C�b{�M¦��(�%�w/ڃ��UGh�?����r�1���8�4��g��+�p���Jޚ��V֏�Y��{[�s�#��GzH����2¦��$�7���(_e�@��J�$0���:�y�O��n����mM~;d��C?�>�B���g��G�o��<�?T�����+y���X�<���̘p�}t��(�l�����:�&���$-�+_V/��EH0�9�¦��I1��;�2��C�� ϶�������E#��� ���W����&�T��Q�i�s���/����p)��Kp����"ʦTk65�X��$`��������Zbx�&�N¦�䩼�6]2��̐���\�Yj��%��@�C�JC��r���d©���tluWt0+FN���-j��� !;�¦�0������i�U^ߪ�z���y��φ��Gs���E�'��lv��W�����NU��9�����Q6�k�.�f���م�ԫ�45hji�h��<�x��!����#��<���w���M����6]����r@��}G�����T�;ێڢ��&ܵ2�.�j�Z]w5,��x�kF޲vFB�����sCOҸ�ܜ�f���z�H�& ��qƸ��uf��h��+�¦��dp�M��3�v&~jy;S���v&���y:��7kC2٬E2k�ڸ�҄������hj�^���f�%���m1f���z�aWwW��4��i��z'�f�N��NMoC��¦z�!W;5}�&�O�޲1�?���1M�3��0pj�þ�6��L�gg�'�)w�&����vYt�s������P7jpO�Z��ExBcSxl���bn�L��F%� �>HK��A�J�Q:=r��~��`���:IZT��T`�qwW@�Me�<��3�7��/��"���#֖�EV �+����Y����XVhv���<%���gT�}!�ޣ�@3\�A�W��dP��%ʦN+65���$b���3m �CZ���J1'���E���:���א��⠄7�*1'�cוbC-�S,�[�蘑$8NѡV�*�^���p��I�Mz\R�]��P�D���w�B�i�>{��~{�je�Y�Ͻ@�:� v�Xأ¦b�!��GH�1�)�T)���¨���`��v�֡�RN��p�~u��¦s�{Z�nJؕ*:�����*Z��z�l�FF��J��¦��;H`��cA%�K�Ú7�v��q�����J���s�� �ބ^�HrC��65h�sѶ�m{i��"ھŚ��"'�`�~f�endstreamendobj574 0 obj< >streamH�lVPT�>����E�.(d�+�Yv]qY������Zbf7&,(*F�?�$��m����hllc&�w7jQljS�kF�Ѣqj�4�8N�4�������fg��=��{�w���e��Z��ؙ��q��o��W[q�d��5/h��[�{¦A�ʺs�_`c���V�<]h�^A��z܈ۏUP��oji��l�k\<����_�P����T��>#�±���v���@���Q�������O&-&n�䝲w����<�Q��0��о8��B� ������Ph��K������~ux>�᲻��Y^ 8+�ו�yIiȮ��2~"�'J�j(��'q]�0<��������*����!�5��ׅ��0F0���w��FI�2P�I��'뜪]l8U��C�nvWT������U��C�<����h���-�w�`�����b7�Cv�D�M�<�Q&�yɦN���C��(䳛�!V[V�Ә_��4�PH��ѡ��bχ*��4�Ҭ��n�xY�S�=Bs&�tP�a�BQ������_L��F��7��T�î�-PU��,�XS������Dz�H�Z;F��R�i��b2��l���+Yhkl.����Ŧ�*}�\�B�}p���qc7g7u�-He�T_������m�T-�h&�:���6��JԔjCl�%/O���B��8c�i6�5ØGiGs���l�{vޯk��z��+d�=u���}�/'�kk��S�O#�d61�蛢o�6ZS¦C��F�qt���/�ttq��Jiӥ�ٯ����@U��K����Z��ь��$�l��9��x˦O�>�j��l��M������ a$=)�#0)�1g#��;��-����fȩF�F�퐃L��M�T�>�6�����fc�*�T��V�L��,)��?#n��mR�t�Й��1��T{�wC�!�DMS-N��W->�*���Vj3Ht%�m�r��frA����!)8���57y#���r=����K��O�ÖkwҾkM�8U@T���F���I8E�J�h*�F���;�d"�d�Y1"+F��M����h\��02�MO`̘��9gAA��#<����[zO���z[��$��M��q��#�rk�mvO>���sѤ�l��n��$<�4�)�X� bI�P��B�#)�(V�8k��5��bZ1�w�j�W��˞^��W���G��w?����x�Od�#�s��<��]��'�-���ȇ��'��ɈH��FY�!y#�����]lY�E����V��ܱɎ�͝�ߕ�db��L�^�«�Z�}Eb�سQɢ�1'ܘ��!�'EE��<�!�YXT���f3�*�x�L�Y]�o���+���?��ji�%Z��X0���:�����������]Ę�Yn���R0f��%h Y�E��y����84��#tW��)�%K�T"�D�."�w��DFJ�o�wŔ.�sd^��gKGa�$�W/�9띟u¦ܺ�̪ӽ��l�{v�������`בV6bJ[e�;�7.��9�q�]��[ߵz�o��ضST�1?X�I81���6c�恰��m��aGhB��5@>�;j2�Ǹn%�HsꭏU�Z���ƍ�X%��[D3��b��S�\�?�e%/�¦�ﶔ�8��!���ԓ���IF%YtR�X�F�,��QK� �'+[J��L0���q���bH�5N�h_���YW&Ӟ�V��_���{�ۖe������9{m9�EO/�l�>�����������=�?I��0�]�N���Q��u2�;_/��xRPI�8��&H�Lިl�"��(��A��ĿrE�a`��+��0���ZaôG���c�N�Xx�����Ԑ�_.=��iw���rW������9ڽK[zۈ�N+�HJ����>���vc��c�$a����9�gJ#N�B�b.KI�mk���'���?¦K�Z�3u!�f�LǷ�ڣ� ����5�z{������yFi�?��ڟ�l�.M��r,��ǳh��L���9�3.=�qU�.(m�w�L$hB����eS7��P�Z����!�ߋumb�� ��FC!�اGn.��Bط�m�`hu#��2y�l��=�x0��&���1�;�X��h�3j�Z�*�X��7����vt�ՂD"f"���H4������_��R�Q�;L1����}¦����赣�'��ҧW�r��~�{-)B�k*w���ux_v��km��Kx�R�i��u�J�@炆�������n�����zF�mV�h'uQ@?l�b���q�6�S���&�D��){Z���[�PhD�+��ؽ[G��c���ă�kQ���54�4��C��{7p����7�\4X��R��%�Z/@��h� ��S��(g���w�Uը�������"ȃ�k3���w�¦[.j�A��P؂^A���������9bа:7@� B�I�MTn���D����Ǉz��E��q%ޣ��NR���x��so��@d=c>���isk�����H'?��W�/����l6�/�ob�q�!�����x#��L���'���x���d5��)�l@*�xʩP+J*&]�itP�����_��?G�7�7����˹����l�y�Ff`�}��rԳvJF�n�ظ�\%����-���e�¦�29��L�f�V��r�װ2�C���c��3(�@:�Cx��9�t���!�E�������@�alV��T���Jv�s:����gQ����yP��͍�%{�cĐ5uԲhA Q��8���TY�?[��O*�]���I��4�#�!�K¦��9��r�¦�S��$���q0�َ�T��j�:��&[��s��j}K�3�z�wY@�-��Ѹ�R�Q�)7C��Q՟�6{�R�¦��Ǭ���(�Њ��J�@ڥHk`�cQ��Y��f8���ٛ���)\m�]-1�5P�YPe�S�'��0�V]�� �*Y��7X0X`�&���[٧y�`�8��먏�� 8�<�ɱ췮(��<%�foG\�N�~P1N���M����ˑ��g�f矮�8&���7�o����mg���~�����S��\Q�"/�d򴍙Uu>V�F^�K��,gN/��mM�EUê��tp�������I�b����p�����T�Ȋ�i�拷�1g��Y:=:9_i��4��::Z�4�3�z�T�3�Ju�JL�1uk#�l�P߽!L{}K���X�P�Z���i�o�e�/�v6Y4�¦o#;����hAc�Ы��囂�9]��lY�b�v�$r�v��w7P�Y�˵�[�V/jY`i �}�����r��������1Fh�4�l��>\>�+��=��QV���_eV��ڹ=�lM�2�4�4��dc?#��d�b523cI�t�*�L�j����dDG#�i�>����1�fgSc��͌��b�#�k#��KK�*�{���<Cty��.V���0¦䎢����E��М�5e�[7��n��� ktU�R�X^Ánw���te�h�)�.�Y���Y��B4jX�b}��E�;Tܮ�];�긝=Rk�u*���7�S?ɹ~�Z��U�6&������/�k8e��\!-�Żٙ$�t�f,d�4d1�*K����'ApR�6�WE^'Ѩ�$SJ��@m�:��>}RRY��Ӏ��=gUj��9��\x:�¦���n����¦WTT����7300��d�8��j$&����R�~�)5��ԈV��F�AEM�5��aMl�ŪD�j�'�+]�ZK��,a��s���Vׂysљ�������Μƪ�}��辘����vdu���ї��J�Ϋ��a��!#�Y���y��:�i==!+݂��b�f�2����`J����V5��&*�)z��?}usym�j�����n��9sn��{��ׇ����i.�~�WR���[��ԪDԚ#%������ݳS�p-��y���F6'� �?i=Ы�,W�!�D1O1�10%2�bᦾ����������>�%=�����D �Qu0p���ض�&��o�O����}�;���NS���PAB[$�������,gv�\��A߁����n0����{h��N�^���4���¦��y�uZ�vBZQ%��o��/�}뗮/t�f�!9�5�{���b�u4-U���#�'��t/��һL�$����>&W�1�o��#��%�b��*%�HUʚ��%�2,��0�n/WW����o�2V�� ���g?P���ke�c�m��.��$������q܀�Ro��pOm���/F��˜��'lH���5=K<��B{�F�il�D��Zc�'G�Z\�n�o����k,>}ڙʝݺeS�s���xȓކG�h������W���G������E��Z�Y�¦�����(����f��ψR�sQ�ƍ���,�;��`�%�L!tG�ގ\;*��YB���b�P�UgJ�]]��HA�M&M�#�7OL��Ɖ�ָ8�%6VH��ܶ�X��F8�ߢ��%�n��P_�#��f�n�y��AN����\F��j/n���q.��9�s�Ͷ�j%��q�@���1��J&9i=wH�I��q�$e�7��6�D�UfdU�Q�$�F>T��<��-�`�^D�"��$�/�I���l��1M@D3{1JdT32�k��c�e���Ƴ56\�i��m�k�/�k�����+%��9�;�u3��ڙ�]ٴq�jg����8��:W�9��X�y�$��D�r���LC���W�IH=Q\&o$@�f�`d��2E��GRT t��3&�PJ�`.S�$��C�u�7���u���Ƕs�����������M�r_���8�O{�ɓnӊ�K�/0_D�C��D���/�{�0�uH�����g����`R:$f����ݩ�]���s�����]cc�+Z1��漡���#�;�/\�qq��ɜ�J�d>��g�C%�*���?I/�C}���C¦��!���h�0S����U���'�;������e���l8��g�,;�P���)���I��Z�~h�����>4�X���鸓�*{p�b��fKl�{���ܼ+F��4+k��B�_�`��Am��(���bU�[���g� ��[��Z�c��4$�"И,��f�{�G(�1��)�e�D�>���������mw]MS-N�9����f���;�1�¦r���_�l���,7'��ܚ܍��������4�w�eU68����a8v���{�����S)=�7��x:}���vC�=��!1(���`bG�ɀg޽����UBN}�ٳ�l�ЙP��]hh��])�A�v���%z�#Bĩ�-��^��b&�H�O��p�����'�S�y�s�9���a!���Ɲ��p_:�Ʌ�Ec��4j4ID���c��( �(8�]4�>�/ד�dq��;�]�_U}oP�0����¨z���ϣ"6x��$=t�Lt��R��U����B)��;+șRr_�#����$�Ow\XV�O�����$��B%Dx�~6L�[q�s;8y����Z5��T��'��c���xu#�&ݍx��ȭ�;:��ϓ���3RDf���S����)`�6��-"�Pr��j��&0��d�q�2!$�w���K2Y��C~K�ߤ3~E�Y���S��2�������$)©��-��;T��jUV��8292������l��%%y¦��¦�O$��Ie_dD�+w��nS7d*)!��'�lh�q5�3�(M��`�9C���FP���๧�8�䒼�`U`0�`&U\͖�添������3_x�@8�hK�Ŗ��yy��FsP1��_�LB�qQ+�Jm�(�LG��l�b�ۅO�#jUh�QI�~Lk0��Kɡl<��&�pi6�A���x�O�^�BZ�q9�5�(�u��$E�(R�0.��I�=�u�p�d�!���=�V�=�~��,���z����-05��w�j�S@��Ml,�J�X1s3��b��6�x�7nm.��=����vz&^���=��/L%+���s�ٚgۻ_�����0fυ���^yr2��g���QO��*��8���j*-���)B6�M� ��{iY���d+d�Ġ�u��!+�n�ڒ�����=�.T�ց�h��s¦�gpGK�!�B#�B�e�.W�p�n2��U2�}�B��5d¦5��y����]-@YVi���s�~�b"b� i�K��b�b�*Y^v���[�**($yIa��?�"�&�8���Ė��8�%�ey��U������mf��g�s�.��9�y��G��'w�d�߱��=�>uy~��������N3��C�~U�{����ˎ�%<ڪK������\���fˉ�_��kW�ݒUq�MS�v�\����Y�;�[V��¦�A�+I��=���G�KѪq}��[U5���I���6���o�x=�p������'�^¦q��[�y�j����K��ڧ����ޏ���8۴fC�������#'ޒ#���F����ǾS���>���������`L������z9�ێ�G�*+�IG�<�}2�]/�>���΢�?��{m���hjP���l,P_#K~�L#�͵(5+�'���\�����0��e�y���<���C�c���r�e"�H3b��B�ǲ�I�C���4k�I���F5+�(4�A����<��}h4���¦��#�CШ���tʛn����<��4��p����cb��'B��)�"����s�����E.s<^��J+d$��Ȕ}k�A��a;ۍs�d¦��*�q��[^�,Ӱ].E�{�"d���wB�Y/��U¦��ځ0т �!¦)���a�Be;�el��8,�嘩����iC��f�y(�i�%��X*g�@�s<�B3V�0�lA4i�A��Eϙj��]�i�_N�;��X�
https://www.kelvix.com/product/zolo-7/spec-sheet/ | lighting | %PDF-1.4%����559 0 obj< >endobj xref559 620000000016 00000 n0000002121 00000 n0000002280 00000 n0000011859 00000 n0000011996 00000 n0000012135 00000 n0000012779 00000 n0000013220 00000 n0000013475 00000 n0000013861 00000 n0000013975 00000 n0000014087 00000 n0000014348 00000 n0000015006 00000 n0000015033 00000 n0000015390 00000 n0000016050 00000 n0000016077 00000 n0000019668 00000 n0000020134 00000 n0000020514 00000 n0000020771 00000 n0000023025 00000 n0000025703 00000 n0000028892 00000 n0000032310 00000 n0000032761 00000 n0000033277 00000 n0000033541 00000 n0000037080 00000 n0000039138 00000 n0000040954 00000 n0000052181 00000 n0000052304 00000 n0000059406 00000 n0000059476 00000 n0000059987 00000 n0000067056 00000 n0000067592 00000 n0000067863 00000 n0000077607 00000 n0000077882 00000 n0000078004 00000 n0000084327 00000 n0000084397 00000 n0000095521 00000 n0000095634 00000 n0000099846 00000 n0000099885 00000 n0000135302 00000 n0000135341 00000 n0000170758 00000 n0000170797 00000 n0000206210 00000 n0000206249 00000 n0000241660 00000 n0000241699 00000 n0000277111 00000 n0000277150 00000 n0000278896 00000 n0000001931 00000 n0000001536 00000 ntrailer< <3E0604FDEA4D4716B0661562484B1759>]/Prev 652537/XRefStm 1931>>startxref0%%EOF 620 0 obj< >streamh�b``�b``�e`c`l�db@!��Ɔ��0�������0�PI����1�%�gS���r���i3�^_�z�q�2I��^�]�,A%Ί�פ�j�P����7M�*�`6�@��f���H[�-X�4����>�<�'0�cg�j�j�{�h��7�"dt�0̐�c\����q;C���H/fm�d.p����`���<>\G�X�N0��0��30�;0<(b�a�>������X)P�8w��l*��j��@�g�mua�endstreamendobj619 0 obj< >/Filter/FlateDecode/Index[39 520]/Length 40/Size 559/Type/XRef/W[1 1 1]>>streamh�bb�c`b``Ń3����ţ�1�x�� �N�Iendstreamendobj560 0 obj< >/Metadata 37 0 R/Pages 36 0 R/StructTreeRoot 39 0 R/Type/Catalog/ViewerPreferences< >>>endobj561 0 obj< >/PageTransformationMatrixList< >/PageUIDList< >/PageWidthList< >>>>>/Resources< >/Font< >/ProcSet[/PDF/Text/ImageC]/Properties< >/XObject< >>>/Rotate 0/StructParents 0/TrimBox[0.0 0.0 612.0 792.0]/Type/Page>>endobj562 0 obj< >endobj563 0 obj< >endobj564 0 obj< >endobj565 0 obj< >endobj566 0 obj< >endobj567 0 obj< >streamH�\��j�0��~�CI�4�&��r�����t��1Nz��O�K3���/���cm��?�g�zk 6�F��+~����g��sendstreamendobj568 0 obj< >endobj569 0 obj< >endobj570 0 obj< >endobj571 0 obj< >streamH�\��n�0F�y/�E¦!Q$s��y��N�!D!]����x:� �td;���/w�p��Q�߇k}��8�]3���}��x�omWH%��Ϳ����t�x���r���b��i�6w�m���(�M��M<��Ey¦�����Q,�f#�x����=]�(�cO�fZo���t�ߎ�{��Yb��6�֟�8���X��g#���)b����L�^����0o7���B-639HA[�A;hh5�\@;HA��=��FOZHB�kԥ�4����,�O�O�y����=��BϠ��3��J��S����AAӋ�{Q����Z`r�k44�i���9:��i�S�ȒH�Ȧg��&u�$�$�$�4hi��\Ϡ�P0>wm�y>��;3(8.)Р�AC��m�7˦�DK��l���ҋ��k�k�k�k�k�k�k�k�k�k�k�k�k�k���YO>�D�o��^}Z3ٓd���>�#C�U�U�C�m�Q�]�_Ϥ�I��5%C��(�>kXVy��J}����=��dw(+�ݯ����O#)͞��4�P�9���a���<h�i�1��.~���ڋ��Ƿ������%Kuendstreamendobj572 0 obj[596 0 R]endobj573 0 obj< >streamH�\�ϊ� ��>��C11�-�.����Ht�#���;j������o����ƚ��O������<-^!�x5���Q�^�]��c���:;LLJ��Ԝ�_as�S�[�߽Fo�6��v�]���m��4t�k�޺�'ٮ��7aݑ�����D��lFMg�)���"�E�BQ3��_�,��ԭ�L�x�((1Y��)��"r����ϼ�¦�¦ ~:%����91%�Kf2#�GbQ���D����_-������qZc��#nr@���/�����ф}endstreamendobj574 0 obj< >streamH�\��n�0F�y/�E�ؾ����)���0�41L�!D!]��c¦�N5H�t���/ᖛ]��I���K���:v};���}l�z���/�Qm�L3����0e�y�N�돗b�T�tx�ƛzxi/o�(��m���~m���ܿßx���*�Z�6�}9_��¦�ӮM��t{J�����m��dքi.m��&����e�>+�ܦϪ�}����⶷c��0��%]^U�Zer�� }z&x&H��S���=�<�y�yB���=Y���>=}��A�]7wƻ���ә�3Og���9�~����/����9�~����/����9�~����(`0Z�:�S��N�~u��3���2��l����Jf�M���kLh�4�U�6���s��8���j�m�����c��A����_�����endstreamendobj575 0 obj[594 0 R]endobj576 0 obj< >streamH�¦Wi�T��+��}v�W!��fȼ(J&Q�.K&i@L�D���Se�n��k/e�v���m�~�ˇ�_=�?�{�������ݯ���o��_�׿�1���׷���}��+�/t��C����[���!��M��N,%���VÝ��������p�o?����c�wU��{��F�}~�c*�(>�s�5��>���s�>y~��}�f�6q�=��-�+�Uz��c���'�S�R�7�#>0����E�6�����o�{3YM���������M�����9�GɡE������UҾI��,��tL�-��&�xyԭ�����z̔�ς��#J;�ЯY����Ux�����?�:�y���O?޽���w7�1}�,<��/�Fĥ#�0�"�M¦#���-�Z���_���;���h̓�֭�;���tuw�(^�fN��.��cE0=���~�"�����S�c�Ͻ��1�=d�'>��s�¦C9����z_L!���mz���W.�*��tS�@�7��l>T~\l��֎���'?��яGؽy����8������4���X�_E���dEd�g������9A���p�����������Z�-��-��W�-�O���!{���-�x*�`�q�S�J �m�6���HZ�u���71ܼ���˟Y�����¦���͓��f6��2��֭��.!�n����&hPq9��^�������h_з�$ۈ��%�vBD��M�y]Q/r�a!�b^v��KB�����se��>'�����V��l��w��9]�3�pxD5���d�3�]�D�0![0�VwR�ip\�嬷���RS>�u��Yi�b�.ٶ�.��ŉ8�t<_¦�¦56�~��K^f�e:��0�Y��՜�[B\z2r`CX�h��>���+�;�ԟUݏ�f;x���T*>�����m+逻�6�¦ޠHL�`�gT���tU�꺊]��N�x �&��i��s���ʸ�Mu��C����3�f��v�z���Ӧ6��n�◺w�Cs>�����Z��y��yv1���Q�<����L1�2����gX�3.Ӽ�@a��]!�X�]��Ed����uN�XG���m��h>�d+;����4�y������>Qշk�n<-#D�,��Ds���{Q��k_��I$7K?���eD'^�PnŢ��;�p���w�T���:���g���[�'ף��՞��8=��d$�%���*�-���w�T�����xЈ\��g�^&~�_�X����d�Ί˵��9�ݼ}R��A��qsz���#ˌ2�����w�T�2JJ]솛� wN61��!��dd@G�^+fR�YP�+d�<���/'�)�Y4�Ţ���$B"�$n�2��z��.�u����.6���������ܷ3/:<�/�w�3�W�:�����$%�x1[?�d��oq��������ӽ��r����s�׃*В ��F�b/#�iώ�M�0��Dp�'5��$d��4�v�����)[CT��DD�f7L����"�Km"j$&mm�W##�=�8��׍�Ŋ݉0�>!���c��D���4�2�:{7vhx��V,�:����W�%����]b�s7K�JӺa�}�?�i�m��g/I�=��0l׳����c�ⴡ��Ư+�F�4�Z=�3�:)�j�pr:���� gm�pt�����,��]q�:��d~��}��{ e��B���]�/�BB=�͕�0C��yw�\Az*�8<�؝��U3��@����}/[u[�V�p�$l�;�L$��'�d�tذ��l�"]e�Y?�F�IɥL뫊�����~��q7@씨�f���S�v�r�5֢b�M���X���Õa�A�S�x4����b��C��/hL΋��Y�@kD�2E�i���dF�P¦�v�*���ݤs��'�t��/�.��� �)�¦�(k��u��;F���+o�[����$XL���[Ad�������H^���[��*)��D�N����tNJ��q��"�K��n$J&��:�R�r��Ĩ����ڨ}b��z���rdC���]�/"0�Z�����/:���1oxQ��Ａ(�$�:F��ݺ�̌ �=��<$ީ����t�$�%����{�1Dj�+�۪I��]�1]=�r�i��q��޽,����¦6�9�o���/�0sILДwGf_�4u��5�W�\�o{�/LfaC$�MOG��x��{���¦Z�O�R.=vA�ps׎��Ȫ[#���z�"��Ǯ���-�ހ��%a��Z���a�����z.��L*i����B��$H���eE1?�\l�2md���,)�V�{��;�u��Ͻ�!��l�L�M�G�i����5�>�J���[�e����,n\������Pqm9W��C���=ئ�C���1���F9�-�c�?}!�u���L�!;!���K�p,�8�����Z��ǌoc�km�Fw�4Is�.�/C�1�~��l��a*�Z*(kzڞo�[�>�\�#��p��k$��ôX�x��5�9q\¦���C���n�K��Ҕ��l�Ǣh�����?O��¦׵�2<����(��endstreamendobj577 0 obj< >endobj578 0 obj< >streamH�\��j�0��~�Cq���X[9�e{��V:��'=��'[��l����$O͹qv�F���u&�4ނF���:�`���^z��y!I�.ӌC��QT�NsX`�d���¦�uWX}��5�����fȠ��`O�^:��2�6�����i�2>�P$?�f�hp��й+�*�SC�L��̿x�g٥��]�6&g�9�¦`>�v��+fE�8_�¦�g�Gf��Zuf>�Eb2�[�md�_��%�)c�#�v��eY����{��xLO�B���e���YY��}���������?U�aendstreamendobj579 0 obj< >endobj580 0 obj< >streamH��W�o$��k�=�v,R����^_�K���'7(�M.�վ4����IIJ��ڻ;;���8#Q�Ǐ�НN���*�"^�xT[�K��,X�y^r, )ڪ���Q������^yo:H�� �x�� �u/"o�Atd��3b�vEز���:4�¦�M ����P>�w�H(!9.sA����}�q�E���h:�Ұ�v��b���,�noE�v0����vLu]��z��8��i[��jY��J�>E��FaK�8ǆ��C4�CP��_��K�IYD�$s&�~_�Mb���Ty�fR��6��b�y0��a,�X�it��T2ފݓ� �Q\��l�yG4���~���6����nGI�h�P[6���BIc����yƏ�2��!�/���۫�Yc��7BvHaTQrjf��"A�� ls��*�7��'PZ¦hd�EO1�X�l�5n���yYl�Z��NZ�jS(��x[��b1C��mld}!�MI�0��1.�h��WҾ�\�dl�1��q ��j�%p�\oe#7¦a8Ea׸�d���+���:R�@�y_+��B�Gzު6�(q*k'��Y*vB�Ҷڨ˿�ׯ/�z��{��O��\\����Zy���5�������?�h����r�Az�� �6�&4 ;l�m�7�5���u����Ǵ����.��¦���m��!���n6:�d�$�rh�W�Dt����g����+]n?��o���Q����?}uQ4J�iEJ����T�Zxy��zb�hT{�Zk���5=+z�4������������[�3�����e5�zl��Q-_l�:��;�?��O� ��7� '�dj����iZP�^B��Z{���ָ}�f��N룵��9)�cg�YjͰ{Sk�.מS�=ϙ5M<Gn�<�C<��g��endstreamendobj581 0 obj< >streamH��W[�\G�я��9��]}����D ���`�&�!L,�_ԭ��3����@�ZO��[]��������&/��]s��5r���D߳��޾�>d��_�>�������L,��/��\�K_�u�������[�����{����>~p/��~����W���s�nwsG�nhћ�����?�����݋���¦ik��{�H�oHURޏ���Ct�^�]T�ߛGT�������~�ƻ�p���b���W��#�k���e�_vu�¦f9���BNg���<8�sg�j疁o�ڽ�y�G~�5��ƻ���x�IZ���җ?-��в��3�c��%�\���W���oOi��=���V͏�X�\��&�����%��:h�,�t�4�X�ƫ����?�����ن׬�x��������$�P,�l�sO�2�E#�dϧ����@�h�Z����G��՜Q��Yn�4���f�/A�����y����N�[���"�w�f���,�ּ�˃����{���G@���9U��X�s�Ot�G��;)pJ��V��9ʒ;]FY�̑q��Ǐ��p�x9���B�gg�f��!�^�"�W��m^Qh�-�C��U�y�\D�'5����D�����c0Р�t��$K_:n����y�4e��*����w����ո�{�~���Fƚ���z���Br�U��U�x��F80#+<٣��H�b��_,]������~Í�;UL����6�We緦����>��&����ظ�R����E�@S�u1'��w�����i�A���T�¦O�ӧF��j���`z�>4���)�����`.����%���d�77�������ި������z�g灝��a�[�F#K^]�][_8ԙS���w1<{�ٸ���%-���¦�kw�������BIW�n�:�R���_滖u��RtAxY�J�5$�I��^�#¦�L�*�����i�N��fK�^Nzy��~��=O���������ׯ�p4N>~O��:{$J�9Cpg���z)G��}r�Ç��T�S�D�5̹ў�M�)!���&gz�����D�P�&YL$!���¦Z��É'r�2-{踩��wM�xUc2=x �ɩ�ߏ6�9�QdS��<�DײV��7��E4���7�n���YW��U;r3Y��S'ￜDB���AfHY��"-�˙�8��Q��oIc@>��\rKн��h��0W�]*�a�.z5�W�Ͳ[ٺ^���>�s��z8e�,���5c������=�1�����������d�ec�5Y*�����$��,�
https://lithonia.acuitybrands.com/api/products/getasset/lithonia-lighting/759087/0a2725a8-f991-43f2-ac79-6feff3897947/pole-rtsudb.pdf?abl_version=07%2f21%2f2022+13%3a23%3a30&DOC_Type=SPEC_SHEET | lighting | Catalog NumberNotesTypeOUTDOOR POLE-RTSUDBFEATURES & SPECIFICATIONSINTENDED USE — Round Tapered Steel Upsweep Single Member Mast Arm Direct Burial Pole with Single or Twin Mounting Arms is a special purpose light pole to provide up to 40-foot mounting heights for Roadway lighting ap-plications. This embedded pole provides a robust yet cost effective solution for mounting Roadway luminaires without need of the added expense for poured concrete foundations.CONSTRUCTION — Pole Shaft: The pole shaft is of 11-gauge (0.120") with a uniform wall thickness and is made of a weldable-grade (ASTM A-595 Grade A), hot-rolled, commercial-quality carbon steel tubing with a minimum yield of 55,000 psi. Shaft is one-piece construction with a full-length longitudinal high-frequency electric resistance weld and is round in cross-section having a uniform linear taper of .14" per foot.Pole Top: Options include 4" tenon top, drilled for side mount fixture, tenon with drilling (includes extra handhole) and open top. Side drilled and open top poles include a removable steel top cap with set screws. Handhole: A reinforced handhole with grounding provision is provided at 18" above grade. Every handhole includes a cover and cover attachment hardware. 3" x 5" rectangular handhole is provided on pole with 5.9" shaft side dimension. Pole shaft with dimensions larger than 5.9" are provided with a 4" x 6.5" oval shaped handhole. HARDWARE — All structural fasteners are high-strength galvanized carbon steel. All non-structural fasteners are galvanized or zinc-plated carbon steel, or stainless steel.FINISH — Extra durable painted finish is coated with TGIC (Triglycidyl Isocyanurate) Polyester powder that meets 5A and 5B classifications of ASTM D3359. Powder-coat finishes include Dark Bronze, White, Black, and Natural Aluminum colors. Architectural Colors and Special Finishes are available by quote and include, but are not limited to Paint over Hot-dipped Galvanized, RAL Colors, Custom Colors and Extended Warranty Finishes. ARM CONSTRUCTION — Body is 2-3/8" O.D. (2" NPS, Schedule 40) galvanized steel tube (with a minimum yield strength of 36,000 psi). Welding follows AWS standards. Arms are galvanized after fabrication.ARM HARDWARE — Mast Arm mounting plate is designed to be bolted to the shaft with a 1/2" steel bolt Simplex mount. ARM FINISH — Finish to match pole shaft.BUY AMERICAN ACT — Product with the BAA option is assembled in the USA and meets the Buy America(n) government procurement requirements under FAR, DFARS and DOT regulations. Please refer to www.acuitybrands.com/buy-american for additional information.INSTALLATION — Do not erect poles without having fixtures installed. Factory-supplied templates must be used when setting anchor bolts. Lithonia Lighting will not accept claim for incorrect anchorage placement due to failure to use Lithonia Lighting factory templates. If poles are stored outside, all protective wrapping must be removed immediately upon delivery to prevent finish damage. Lithonia Lighting is not responsible for the foundation design. WARRANTY — 1-year limited warranty. This is the only warranty provided and no other statements in this specification sheet create any warranty of any kind. All other express and implied warranties are disclaimed. Complete warranty terms located at: www.acuitybrands.com/support/warranty/terms-and-conditionsNOTE: Actual performance may differ as a result of end-user environment and application. Specifications subject to change without notice.Direct BurialRTSUDBROUND TAPERED STEEL UPSWEEP SINGLE MEMBER MAST ARM DIRECT BURIAL POLE WITH SINGLE OR TWIN MOUNTING ARMS21' TO 41' FIXTURE MOUNTING POLE-RTSUDBOUTDOOR: One Lithonia Way Conyers, GA 30012 Phone: 1-800-705-SERV (7378) www.lithonia.com © 2017-2023 Acuity Brands Lighting, Inc. All rights reserved. Rev. 11/27/23RTSUDB Round Tapered Steel Upsweep Single Member Mast Arm Direct Burial Poles with Single or Twin Mounting ArmsRTSUDBSeriesNominal fixture mounting height Nominal shaft base size/wall thickness1Mounting / Arm lengthOptionsFinishRTSUDB21'-41'(for 1/2 ft increments, add -6 to the pole height. Ex: 20-6 equals 20ft 6in.)(See technical information table for complete ordering information.)5-9B5.9" 11g (.120")6-6B6.6" 11g (.120")7-0B7.0" 11g (.120")7-3B7.3" 11g (.120")7-5B7.5" 11g (.120")8-5B8.5" 11g (.120")9-0B9.0" 11g (.120")9-5B9.5" 11g (.120")10-0B10" 11g (.120")(See technical information table for complete ordering information.)SMP US4Single-bolt Simplex mount, 4' arm lengthSMP US6Single-bolt Simplex mount, 6' arm lengthSMP US8Single-bolt Simplex mount, 8' arm lengthSMP 2US8Single-bolt Simplex mount, 8' arm lengthShipped installedVDVibration damperFDLxyFestoon outlet less electrica2,3CPL12/xy1/2" coupling2CPL34/xy3/4" coupling2CPL1/xy1" coupling2NPL12/xy1/2" threaded nipple2NPL34/xy3/4" threaded nipple2NPL1/xy1" threaded nipple2EHHxyExtra handhole2,4STLHHCSteel handhole cover (standard is plastic, finish is smooth)5ICInterior coating6TPTamper resistant handhole cover fastenersNECNEC 410.30 compliant gasketed handhole (Not UL Labeled)ULUL listed with label (Includes NEC compliant cover)BAABuy America(n) Act Compliant7Super durable paint colorsDDBXDDark bronzeDBLXDBlackDNAXDNatural aluminumDWHXDWhiteDSSXDSandstoneDGCXDCharcoal grayDTGXDTennis greenDBRXDBright redDSBXDSteel blueDDBTXDTextured dark bronzeDBLBXDTextured blackDNATXDTextured natural aluminumDWHGXDTextured whiteOther finishesGALVGalvanized finishArchitectural colors and special finishes8[PAINT] GALVPaint over galvanizingVP303 year warranty extensionVP535 year warranty extensionRAL####Use designated Lithonia Lighting nomenclature in brochureCustom colorNomenclature assigned through Customer Care "Custom Color Process"ORDERING INFORMATIONLead times will vary depending on options selected. Consult with your sales representative. Example: RTSUDB 21 7-0B SMP US8 GALV VDNOTES:1. Wall thickness will be signified with a "B" (11 Gauge) in nomenclature. "B" - 0.120"2. Specify location and orientation when ordering option. For "x": Specify the height above the base of pole in feet or feet and inches; separate feet and inches with a "-". Example: 5ft = 5 and 20ft 3in = 20-3 For "y": Specify orientation from handhole (A,B,C,D) Refer to the Handhole Orientation diagram below. Example: 1/2" coupling at 5' 8 ", orientation C = CPL12/5-8C3. FDL does not come with GFCI outlet or handhole cover. These must be supplied by contractor or electrician.4. EHH includes cover.5. Plastic handhole covers come standard with all poles and ship separately. Additional parts can be ordered as replacements.6. Provides enhanced corrosion resistance. N/A with GALV.7. Use when mill certifications are required.8. Must be quoted through AQD. Finishes do not require RFA. RAL colors available are shown in "Architectural Colors brochure". Lead times may be extended up to 2 weeks due to paint procurement.Accessories: Order as separate catalog number.PL DT20Plugs for ESX drillingsPL DT8 Plugs for DMxxAS drillingsFVD xxFT Field installed vibration damper (snake style) POLE-RTSUDBOUTDOOR: One Lithonia Way Conyers, GA 30012 Phone: 1-800-705-SERV (7378) www.lithonia.com © 2017-2023 Acuity Brands Lighting, Inc. All rights reserved. Rev. 11/27/23RTSUDB Round Tapered Steel Upsweep Single Member Mast Arm Direct Burial Poles with Single or Twin Mounting ArmsTECHNICAL INFORMATION — EPA (ft2) WITH 3-SECOND GUST PER AASHTO 2013SeriesMounting Height including 1' net rise of mast arm (ft.)Shaft base sizeEmbedment depth (ft.)Number of armsArm length (ft.)90 MPHMax. weight100 MPHMax. weight110 MPHMax. weight120 MPHMax. weight130 MPHMax. weight140 MPHMax. weight150 MPHMax. weightApprox. ship weight (lbs.)RTSUDB215-9B5144100410041004100410041003.588138RTSUDB21 5-9B5163753753753753753752.563144RTSUDB21 5-9B5182502502502502502501.538151RTSUDB217-0B5183.5883.5883752.5632.5632501.538159RTSUDB215-9B5283.5883.5883752.5631.5381250.513171RTSUDB217-0B5283.5883.5883752.5632.5632501.538185RTSUDB266-6B5143.5883.5883.5883.5883.5883.5883.588159RTSUDB266-6B5162.5632.5632.5632.5632.5632.5632.563165RTSUDB266-6B5181.5381.5381.5381.5381.5381.5381.538172RTSUDB268-0B5183.5883.5883752.5632502501.538180RTSUDB266-6B5283.5883.5883752501.5381250.513192RTSUDB268-0B5283.5883.5883752.5632502501.538206RTSUDB317-5B5143.5883.5883.5883.5883.5883.588375202RTSUDB317-5B5162.5632.5632.5632.5632.5632.5632.563208RTSUDB317-5B5181.5381.5381.5381.5381.5381.5381.538215RTSUDB319-0B5183.5883.5883752.5632501.5381.538223RTSUDB317-5B5283.5883.5882.5632501250.513--235RTSUDB319-0B5283.5883.5883752.5632501.5381.538249RTSUDB369-5B7183.5883.5883752.5632501.5381.538250RTSUDB369-5B7283.5883.5883752.5632501.5381.538297RTSUDB4110-0B7183.5883.5883752.5632501.5381.538352RTSUDB4110-0B7283.5883.5883752.5632501250.513399NOTE: AASHTO 2013 criteria is the most conservative existing EPA calculation. The AASHTO 2013 EPA values reflects Maximum Arm Lengths. If maximum EPA value for maximum arm length is less that what is needed please contact the Tech Support - Outdoor team.BASE DETAILHANDHOLE ORIENTATIONABCDHandholeIMPORTANT INSTALLATION NOTES:• Do not erect poles without having fixtures installed.• If poles are stored outside, all protective wrapping must be removed immediately upon delivery to prevent finish damage.• Lithonia Lighting is not responsible for the foundation design.CAUTION: These specifications are intended for general purposes only. Lithonia Lighting reserves the right to change material or design, without prior notice, in a continuing effort to upgrade its products.Default DM19 is on side B.WIRE INLET HOLE 18”BELOW GRADEEMBEDDEDDEPTH1-1/2” DIA.GROMMETTEDWIRE INLETHOLEROUNDEMBEDDED(DIRECT BURIAL)HAND HOLE 18”ABOVE GRADEMASTIC COATINGTO 6” ABOVEGROUNDLINE
https://www.acuitybrands.com/api/products/getasset/lithonia-lighting/1750503/c1cd6cde-5667-4f98-8537-d4620f363c1a/fmmls.pdf?abl_version=12%2f14%2f2022+20%3a17%3a23&DOC_Type=SPEC_SHEET | lighting | Decorative IndoorVersi Lite™ LED Switchable White Flush MountHIGH-PERFORMANCE LEDFEATURES & SPECIFICATIONSINTENDED USEProvides general illumination in commercial and residential applications. Use 3-position switch to select 3000K, 4000K or 5000K color temperature at time of installation. Ideal for use in closets, foyers, hallways, corridors, bedrooms, offices, utility work areas, stairways and much more. CONSTRUCTIONThis contemporary shaped fixture features a matte white acrylic diffuser and a robust aluminum housing. OPTICS50,000 hours life. Rated for 50,000 hours at >70% lumen maintenence. 90+ CRI3000 K: 636 lumens4000 K: 695 lumens5000 K: 656 lumensFactory set at 3000K CCTELECTRICALFixture operates at 120 volts, 50/60 Hz. 7" Round standard input = 12.2 watts.Works with most standard incandescent dimmers (see list of suggested dimmers on page 2).INSTALLATIONAll mounting hardware included.LISTINGSCSA certified to UL standards for sale in the USA and Canada.Certified for Damp or Wet Location. ENERGY STAR® certifiedRound Versi U.S. Patent No. D691,763.Certified to the high efficacy requirements of California T24 JA8-2019WARRANTY5-year limited warranty. This is the only warranty provided and no other statements in this specifica-tion sheet create any warranty of any kind. All other express and implied warranties are disclaimed. Complete warranty terms located at: www.acuitybrands.com/support/customer-support/terms-and-conditionsNOTE: Actual performance may differ as a result of end-user environment and application. All values are design or typical values, measured under laboratory conditions at 25 °C. Specifications subject to change without notice.LIGHT COMMERCIAL AND RESIDENTIAL FMMLSFMMLSSeriesSizeCRIColor temperatureOptionsFixture finishFMMLSLED Versi Lite switchable white flush mount77" diameter>90SWW2 3000K/4000K/5000K(blank)Damp LocationWLWet Location(blank)Textured whiteDNANatural aluminumDDBTDark BronzeORDERING INFORMATIONDIMMABLECatalog NumberNotesType3000K 4000K 5000KSWITCHABLE WHITEExample: FMMLS 7 SWW2CAN BE USED TOCOMPLY WITH 2019JA8 HIGH EFFICACY LED LIGHT SOURCE REQUIREMENTSRound SpecificationsHeight: 1-3/4 (4.4)Width: 7-1/4 (18.4)Weight: 1.1 lbs (.5 kg)1-3/4 (4.4)7-1/4 (18.4)All dimensions are inches (centimeters) unless otherwise indicated.3-position switch for selecting 3000K, 4000K or 5000K located on top of fixtureTextured WhiteDark BronzeNatural AluminumLIGHTING FACTSFMMLS Versi Switchable White Flush Mount FMMLSLIGHT COMMERCIAL AND RESIDENTIAL One Lithonia Way, Conyers, GA 30012 Phone: 800-705-SERV (7378) TechSupport-DecorativeResidential@Acuitybrands.com www.lithonia.com © 2019-2022 Acuity Brands Lighting, Inc. All rights reserved. Rev. 03/08/22Suggested DimmersThe FMMLS is designed to operate with most standard Triac based dimmers and is not compatible with 0-10V dimming systems. The following is a list of dimmers tested and does not imply any guarantee or warranty of compatibility with a particular application. Unlisted dimmers do not imply non-compatibility.ManufacturerPart Number (s)ManufacturerPart Number (s)LutronSCL-153PLutronMAELV-600LutronS-600PLeviton6631LutronDVCL-153PLeviton6683LutronCTCL-153PLevitonVPE06LutronTGCL-153PLegrandRHCL453PTCCV6LutronTBL03LutronMACL-153MLutronPD-6WCLLutronSELV-300PPHOTOMETRICSFMMLS 7 SWW2, 3000K/4000K/5000K, input watts: 12.2, delivered lumens: 695.2, LM/W = 56.98, test no. ISF 20422, tested in accordance to IESNA LM-79.ZONAL LUMEN SUMMARYZONELUMENS% LUMINAIRE0-3017525.2%0-40286.841.3%0-60513.573.9%60-90167.824.1%70-10088.312.7%90-120131.9%0-90681.398%90-18013.82%0-180695.2100%COEFFICIENTS OF UTILIZATION - ZONAL CAVITY METHODEFFECTIVE FLOOR CAVITY REFLECTANCE: 20%RCC %:80705030100RW %:705030070503005030205030205030200RCR: 01.191.191.191.191.161.161.16.981.101.101.101.051.051.051.001.001.000.9811.071.02.97.931.041.00.95.81.95.91.88.91.88.85.87.84.820.802.97.88.81.75.94.86.80.67.82.77.72.79.74.70.75.72.680.663.88.77.69.62.86.76.68.57.72.66.60.69.63.59.66.62.570.554.81.68.59.52.78.67.58.49.64.57.51.61.55.50.59.54.490.475.74.61.52.45.72.60.51.42.57.50.44.55.48.43.53.47.420.406.68.55.46.39.66.54.45.37.52.44.38.50.43.38.48.42.370.357.63.50.41.34.61.49.40.33.47.39.34.45.38.33.44.38.330.318.59.45.37.31.57.44.36.29.43.35.3041.35.30.40.34.290.279.55.41.33.27.54.41.33.26.39.32.27.38.32.27.37.31.270.2510.52.38.30.25.50.38.30.24.36.29.25.35.29.24.34.28.240.22Note: When the installation exceeds 10 fixtures on a single dimmer or distribution lengths exceed 100 feet, please confirm that the end product performs properly. This is caused by a high degree of variability in the triac dimmers.
https://juno.acuitybrands.com/api/products/getasset/juno/660701/02836a2f-721f-4dda-a993-6ca6973f3657/4rls-g2-07lm-g1_8_58.pdf?abl_version=08%2f14%2f2022+17%3a42%3a30&DOC_Type=SPEC_SHEET | lighting | 1 of 2Project:Fixture Type:Location:Contact/Phone:1300 S. Wolf Road • Des Plaines, IL 60018 • Phone (847) 827-9880 • Fax (847) 827-2925 • Visit us at www.acuitybrands.com/juno-recessedPrinted in U.S.A. © 2017-2021 Acuity Brands Lighting, Inc. Rev. 07/26/21PRODUCT DESCRIPTIONSleek, ultra-low profile energy efficient LED surface mount fixture • Installs directly onto industry standard junction boxes and round mudrings • Replaces traditional 65W incandescent fixture performance, delivering 700 lumens • Dimmable with most standard incandescent dimmers and electronic low voltage dimmer • LED surface mount fixture is designed to provide over 50,000 hours of life • 5 year warranty.PRODUCT SPECIFICATIONSConstruction Decorative beveled aluminum trim frame with white finish • Diffusing dome lens conceals the LEDs from direct view and provides uniform lens luminance.LED Light Engine LED board mounted directly to aluminum housing designed to provide superior thermal management and ensure long life • 2700K or 3000K LED color temperature • LED’s binned for 3-step MacAdam ellipse color consistency • 90 CRI minimum • Accommodates 120 volts AC at 60Hz • Dimmable with most standard incandescent, magnetic low voltage and electronic low voltage dimmers • For a list of compatible dimmers, see JUNORETROBASICS-DIM.Electrical Connections Fixture provided with leads for direct wire connection in j-box • Low profile fixture design is free from external electrical components, so j-box volume and box fill is not compromised.Life Rated for 50,000 hours at >70% lumen maintenance.Labels ENERGY STAR® Certified • Certified to the high efficacy requirements of California T24 • UL listed for US and Canada • Suitable for damp locations • Suitable for wet locations (indoor covered ceilings) when fixture is sealed to ceiling with field applied caulk (see instruction sheet for details).Testing All reports are based on published industry procedures; field performance may differ from laboratory performance.Specifications subject to change without notice.INSTALLATIONJunction Box Mounting Installs directly to industry standard junction boxes • Compatible boxes include 3-1/2" and 4" octagon junction boxes (1-1/2" minimum depth), round mud rings with 2-3/4" mounting centers, and 3" & 4" diameter non-metallic boxes • Quick-mount strap and spring securement system provides fast installation of fully assembled fixture to junction box • Suitable for ceiling or wall mount • Suitable for use within closet storage spaces when installed per NEC requirements.1-3/4”1-1/8”5-1/2”1-7/8”1-1/4”7-3/8”4RLS G2 07LMG1.8.584" BASICS SERIES™ LED SURFACE MOUNT FIXTUREFOR J-BOX INSTALLATIONDIMENSIONSPERFORMANCE DATA 27K 90CRI30K 90CRIInput Voltage120V120VInput Power Typical10W10WFrequency60Hz60HzEMI/RFIFCC Title 47, Part 15 Class B (consumer)FCC Title 47, Part 15 Class B (consumer)Minimum starting temp-40°C (-40°F)-40°C (-40°F)CRI90 min.90 min.CCT2700K3000KORDERING TREECatalog NumberDescription4RLS G2 07LM 27K 90CRI 120 FRPC WH4" Juno Basics Surface Mount, 2700K4RLS G2 07LM 30K 90CRI 120 FRPC WH4" Juno Basics Surface Mount, 3000K1300 S. Wolf Road • Des Plaines, IL 60018 • Phone (847) 827-9880 • Fax (847) 827-2925 • Visit us at www.acuitybrands.com/juno-recessedPrinted in U.S.A. © 2017-2021 Acuity Brands Lighting, Inc. Rev. 07/26/212 of 2AVERAGE INITIAL FOOTCANDLESMultiple Units (Square Array, 60’x60’ room)Ceiling 80%, Walls 50%, Floors 20%SpacingRCR1RCR3RCR54'4433265'2821176'2015127'161298'13979'107610'754ZONAL LUMEN SUMMARYZoneLumens%Lamp%Fixture0-30°172N/A25.00-40°284N/A41.10-60°510N/A73.90-90°691N/A100.0INITIAL FOOTCANDLES(One Unit: 10.4W, 117° Beam)Distance to Illuminated Plane (Feet)Footcandles Beam CenterBeam Diameter4'13.813.16'6.119.78'3.426.310'2.232.8CANDLEPOWER DISTRIBUTION(Candelas)DegreesVertical0°0220521915213251993517945152551226589755685299019LUMINANCE (Average cd/m2)Angle in DegreesAverage 0-90°45°2708755°2671065°2651475°2730185°42153PHOTOMETRIC REPORTTest Report#: PT11153001RCatalog No: 4RLS G2 07LM 27K 90CRI 120 FRPC WH Luminaire Spacing Criteria: 1.28Luminaire LPW: 6644881321762200°15°30°45°60°75°90°PHOTOMETRIC REPORTTest Report#: PT11153002RCatalog No: 4RLS G2 07LM 30K 90CRI 120 FRPC WH Luminaire Spacing Criteria: 1.28Luminaire LPW: 7046931391862320°15°30°45°60°75°90°AVERAGE INITIAL FOOTCANDLESMultiple Units (Square Array, 60’x60’ room)Ceiling 80%, Walls 50%, Floors 20%SpacingRCR1RCR3RCR54'4635285'3022186'2116127'1713108'131089'108610'764ZONAL LUMEN SUMMARYZoneLumens%Lamp%Fixture0-30°182N/A25.10-40°300N/A41.30-60°538N/A74.10-90°726N/A100.0INITIAL FOOTCANDLES(One Unit: 10.4W, 117° Beam)Distance to Illuminated Plane (Feet)Footcandles Beam CenterBeam Diameter4'14.513.16'6.419.68'3.626.210'2.332.7CANDLEPOWER DISTRIBUTION(Candelas)DegreesVertical0°0232523115225252103518845161551286594755985309019LUMINANCE (Average cd/m2)Angle in DegreesAverage 0-90°45°2856055°2813065°2781975°2841985°432094RLS G2 07LMG1.8.584" BASICS SERIES™ LED SURFACE MOUNT FIXTUREFOR J-BOX INSTALLATIONPHOTOMETRICS
https://lithonia.acuitybrands.com/api/products/getasset/lithonia-lighting/396155/cc06a945-32a2-41c9-9579-65f866375448/fmelml.pdf?abl_version=09%2f30%2f2022+20%3a44%3a31&DOC_Type=SPEC_SHEET | lighting | FEATURES & SPECIFICATIONSINTENDED USEA classic schoolhouse design, the Elementary provides general illumination in a variety of light commercial and residential applications. Ideal for use in closets, foyers, hallways, corridors, bedrooms, offices, utility work areas, stairways, kitchens or areas that require lighting to have no exposed glass. A glass diffuser and decorative finishes are available on the Bouldercrest companion fixture. CONSTRUCTIONFeatures a white acrylic diffuser secured by hidden cam latches. The Elementary can be flush mounted to the ceiling or paired with the optional pendant kit. OPTICS11” units produce 1544 lumens and 14” units produce 1939 lumens at 30,000 hours.ELECTRICALFixture operates at 120 volts, 60 Hz. 11” Standard input = 20 watts, 75 lumens per watt.14” Standard input = 30 watts, 65 lumens per watt.Works with most standard incandescent dimmers (see list of approved dimmers).INSTALLATIONAll mounting hardware included.LISTINGSUL Certified to US and Canadian standards and listed suitable for damp locations. Select items are ENERGY STAR® certified.WARRANTY — 5-year limited warranty. Complete warranty terms located at: www.acuitybrands.com/support/warranty/terms-and-conditionsNote: Actual performance may differ as a result of end-user environment and application. All values are design or typical values, measured under laboratory conditions at 25 °C. Specifications subject to change without notice.Decorative IndoorElementary LED Flush MountHIGH-PERFORMANCE LEDDECORATIVE INDOOR FMELMLAll dimensions are inches (centimeters) unless otherwise indicated.Series SizeModule/CRIColor temperatureFinishFMELML2Residential LED low profile round flush mount1111" 1414" 148>80 CRI208>80 CRI404000 K353500 K1303000 K272700 K1WHWhiteORDERING INFORMATIONFor shortest lead times, configure product using bolded options.Example: FMELML 11 14830 WHNotes 1 Minimum 90-day lead time for non-standard color temperatures; minimum 50 order quantity.2 FMELML 14 20830 and FMELML 14 2040 are not ENERGY STAR® certified.Catalog NumberNotesTypeSpecifications 11” 14”Diameter: 11 4/16 (28.6) 14 3/16 (36)Depth: 5 5/16 (13.5) 6 8/16 (16.5)Weight: 2.5 (1.1 kg) 3 (1.4 kg)Accessories: Order as separate catalog number.1SHL40 WH4"-40" Single Stem Hanger, white1SHL40 BN4"-40" Single Stem Hanger, brushed nickel1SHL40 BZ4"-40" Single Stem Hanger, bronzeDISCONTINUED FMELMLDECORATIVE INDOOR: One Lithonia Way, Conyers, GA 30012 Phone: 800-705-SERV (7378) www.lithonia.com © 2015-2020 Acuity Brands Lighting, Inc. All rights reserved. Rev. 10/05/20Elementary LEDLIGHTING FACTSPHOTOMETRICSFull photometric data report available two weeks from request. Consult factory.SUGGESTED DIMMERSThe FMELML is designed to operate with most standard Triac Based dimmers and is not compatible with 0-10v dimming sys-tems. The following is a list of dimmers tested and does not imply any guarantee or warranty of compatibility with a particular application. Unlisted dimmers do not imply non-compatibility.ManufacturerPart number(s)LutronCT-600P/CT-603PDV-600P/DV-603PCTCL-153PDVCL-153PAYCL-153PDVELV-300PLevitonR50-IPL066615-PPass & SeymourHCL453PTCCCV6DISCONTINUED
https://juno.acuitybrands.com/api/products/getasset/juno/1763718/a91b81fe-e092-48d0-8125-3a22aa8ec65b/jsbt_3cct.pdf?abl_version=02%2f20%2f2023+18%3a54%3a20&DOC_Type=SPEC_SHEET | lighting | One Lithonia Way • Conyers, GA 30012 • Phone 1-800-705-SERV (7378) • Visit us at www.acuitybrands.comPrinted in U.S.A. © 2022-2023 Acuity Brands Lighting, Inc. Rev. 12/21/231 of 6Project:Fixture Type:Location:Contact/Phone:Juno SlimBasics™ JSBT Tapered Switchable White LED Surface Mount Disk Light4" and 6" Round Disk Lights for JBox InstallationLight Commercial & ResidentialJSBT 4IN/JSBT 6INDimensionsJSBT 4IN/6IN SeriesProduct FeaturesThe SlimBasics JSBT Switchable White Tapered LED Disk Lights are designed to be paired with an inexpensive recessed junction box providing an economical alternative to recessed downlighting. Additionally, the JSBT offers the ultimate in flexibility for both new construction and renovations. An integrated 3CCT switch (3000/4000/5000K) allows the end user to fine-tune the feel of their space, while the two available sizes (4" and 6") insure you will have the right amount of light. Applications• Designed to be used across an entire space where traditional downlights have been used in the past• Ideal for residential single and multi-family, as well as light commercial and hospitality spaces• The wet location rating makes them perfect for use in bathrooms, soffits, and outdoor covered ceiling areas.• Installs directly into industry standard junction boxes• Suitable for use in closets, compliant when installed to NFPA® 70 NEC® Section 410.16 (A)(1) and (C)(1)PerformanceDelivered LumensJSBT 4IN = Up to 830L JSBT 6IN = Up to 1090LLED Color Temperature3000K/4000K/5000KCRI90+VoltageDedicated 120VDimmingPhase Dimming down to 10%CAN BE USED TOCOMPLY WITH 2019JA8 HIGH EFFICACY LED LIGHT SOURCE REQUIREMENTSJSBT 4INJSBT 6INJSBT 4INJSBT 6INWidthDepthLens OpeningJSBT 4IN 7.091.294.13JSBT 6IN8.391.345.62All dimensions are in Inches Specifications3000K 4000K 5000KSWITCHABLE WHITE1.29Ø 7.091.34Ø 8.39One Lithonia Way • Conyers, GA 30012 • Phone 1-800-705-SERV (7378) • Visit us at www.acuitybrands.comPrinted in U.S.A. © 2022-2023 Acuity Brands Lighting, Inc. Rev. 12/21/232 of 6Light Commercial & ResidentialJuno SlimBasics JSBT Tapered Switchable White LED Surface Mount Disk Light4" and 6" Round Disk Lights for JBox InstallationJSBT 4INJSBT 6INJSBT 4IN/JSBT 6INORDERING INFORMATIONExample: JSBT 4IN SWW2 90CRI WL MW M6SeriesColor TemperatureCRIWet LocationColor FinishJSBT 4IN4" Juno Tapered Disk LightSWW23000K/4000K/5000K90CRI90CRIWLWet LocationMWMatte WhiteJSBT 6IN6" Juno Tapered Disk LightTapered LED Disk LightJBOX Compatibility3-1/2" Octagon Box Steel4" Drawn Octagon 1-1/2" Deep Steel3-1/2" Drawn Round Ceiling Pan Steel / Old Work4" Round Plastic / New York4" Drawn Round Ceiling Pan Steel4" Round Plastic / New Work4" Dia. Ceiling Box With Bar Plastic / New YorkExterior LXWXH3.2" x 3.2" x 1.55"3.54" x 3.54" x 1.55"3.38" Rd. x 0.5" Dep.4" Dia. x 2.3"4" Dia. x 0.5" Dep.4" Dia. x 2.375"14.5" x 4.5" x 4"Mounting Dimension2.75"3.5"2.75"2.75" / 3.5"3.5"2.75" / 3.5"2.75" / 3.5"Fixture JSBT 4IN/ JSBT 6INJSBT 6INJSBT 4IN/ JSBT 6INJSBT 4IN/ JSBT 6IN JSBT 6INJSBT 4IN/ JSBT 6INJSBT 4IN/ JSBT 6IN4" Square BoxWiringPro 4" Square BoxIberville 4" Octagonal BoxExterior LXWXH4"x 4" x 1.5"4" X 4" X 1.5"4" x 4' x 1.5"Mounting Dimension4"4"4"Fixture JSBT 4INJSBT 4INJSBT 4IN1.03" 2.75" R2.65" 4.77" 3.50" 5.30" .06" Canadian 4IN J-Box BracketBlackBronzeACCESSORIESJSBTTRIM 4IN BL M6 1Black 4" Trim JSBTTRIM 6IN BL M6 1Black 6" TrimJSBTTRIM 4IN BZ M6 1Bronze 4"JSBTTRIM 6IN BZ M6 1Bronze 6"JSBTADPTR 4IN CNDA M50Canadian 4" JBOX AdapterNotes: 1 JSBTTRIM only compatible with SWW2 non-PIR fixtures.One Lithonia Way • Conyers, GA 30012 • Phone 1-800-705-SERV (7378) • Visit us at www.acuitybrands.comPrinted in U.S.A. © 2022-2023 Acuity Brands Lighting, Inc. Rev. 12/21/233 of 6Light Commercial & ResidentialJuno SlimBasics JSBT Tapered Switchable White LED Surface Mount Disk Light4" and 6" Round Disk Lights for JBox InstallationJSBT 4INJSBT 6INJSBT 4IN/JSBT 6INForward Phase DimmersReverse Phase DimmersAcuity Brands DimmersLutron Maestro® STCL-153Acuity SensorSwitch® Forward phase paddle dimmer/WPD WHLutron RadioRa® RRD-10NDLutron Maestro ELV® MAELV-600Lutron Diva® DVCL-153PLutron Vive® MRF2S-6NDLutron Caseta® PD-6WCLLeviton SureSlide® IPM06-1LZLeviton Illumatech® IPL06-10ZDimmer CompatibilityInstall In 3 Simple StepsOne Lithonia Way • Conyers, GA 30012 • Phone 1-800-705-SERV (7378) • Visit us at www.acuitybrands.comPrinted in U.S.A. © 2022-2023 Acuity Brands Lighting, Inc. Rev. 12/21/234 of 6Light Commercial & ResidentialJuno SlimBasics JSBT Tapered Switchable White LED Surface Mount Disk Light4" and 6" Round Disk Lights for JBox InstallationJSBT 4INJSBT 6INJSBT 4IN/JSBT 6INSpecificationsConstructionLow profile tapered aluminum trim frame with matte finish • Molded polycarbonate, UV stabilized diffuser dome lens conceals the LEDs from direct view and provides uniform lens luminance.LED Light EngineLED board mounted directly to aluminum housing designed to provide superior thermal management and ensure long life • Switchable white LED color temperature technology offers 3000K, 4000K, 5000K all in one disk light • 90 CRI minimum • Accommodates 120 volts AC at 60Hz • Dimmable with most standard magnetic low voltage and electronic low voltage dimmers.Electrical ConnectionsFixture provided with leads for direct wire connection in JBox.InstallationJunction Box MountingThe driverless JSBT installs directly into industry standard junction boxes that requires no separate mounting bracket for installation • Compatible boxes include 3-1/2" and 4" octagon junction boxes (1-1/2" minimum depth), round mud rings with 2-3/4" mounting centers, and 3" & 4" diameter non-metallic boxes • Provides fast installation of fully assembled fixture to JBox • Suitable for ceiling mount • Suitable for use in closets, compliant when installed to NFPA® 70 NEC® Section 410.16 (A)(1) and (C)(1).LifeHigh performance, long functional life of 50,000 hrs (L70).LabelsETL listed for US and Canada • ENERGY STAR® Certified • Suitable for indoor wet locations • Certified to the high efficacy requirements of California T24 JA8-2019.TestingAll reports are based on published industry procedures; field performance may differ from laboratory performance.Warranty 5-year limited warranty. This is the only warranty provided and no other statements in this specification sheet create any warranty of any kind. All other express and implied warranties are disclaimed. Complete warranty terms located at: www.acuitybrands.com/support/warranty/terms-and-conditionsNote: Actual performance may differ as a result of end-user environment and application.All values are design or typical values, measured under laboratory conditions at 25 °C.Specifications subject to change without notice.One Lithonia Way • Conyers, GA 30012 • Phone 1-800-705-SERV (7378) • Visit us at www.acuitybrands.comPrinted in U.S.A. © 2022-2023 Acuity Brands Lighting, Inc. Rev. 12/21/235 of 6Light Commercial & ResidentialJuno SlimBasics JSBT Tapered Switchable White LED Surface Mount Disk Light4" and 6" Round Disk Lights for JBox InstallationJSBT 4INJSBT 6INJSBT 4IN/JSBT 6INPHOTOMETRICSDistribution Curve Distribution Data Output Data Coefcient of Utilization Illuminance Data at 30” Above Floor for a Single LuminaireJSBT 4IN SWW2 90CRI WL MW M6 - 3000K Input Watts: 10.5, Delivered Lumens: 757, LPW: 72.1, S/MH: 1.18, Test No: 220100620SHA-0010°10°20°30°40°50°60°70°80°90°90°80°70°60°50°40°30°20°10°0°25 50 75 100 125 150 175 200 225 250 275 300 CP SummaryZonal Lumen SummaryCoefficients of UtilizationCone of LightLuminance (cd/sq.m)0°0°2605°25715°24425°22135°19245°15755°11965°8075°4485°1790°8ZoneLumens % Fixture0° - 30°20026%0° - 40°32543%0° - 60°57075%0° - 90°74398%90° - 180°142%0° - 180°757100%ρf20%ρc80%70%50%ρw 50% 30% 10% 50% 30% 10% 50% 30% 10%0 119 119 119 116 116 116 110 110 1101 103989410096929592892898276878175837873378706376696273666146960536859536558525625346615246585145656474055464053453975042355041354840358463732453731443631942342842342840332810 393126383126373025Mounting HeightInitial FC Center BeamBeam Diameter6.0 7.2 17.3 8.0 4.1 23.0 10.0 2.6 28.8 12.0 1.8 34.5 14.0 1.3 40.3 Beam Angle: 110.0°Field Angle: 172.6°Average Luminance0°29,09645°24,84755°23,28265°21,29975°19,10685°22,210JSBT 4IN SWW2 90CRI WL MW M6 - 4000K Input Watts: 10.5, Delivered Lumens: 804, LPW: 76.6, S/MH: 1.26, Test No: 220100620SHA-00110°20°30°40°50°60°70°80°90°90°80°70°60°50°40°30°20°10°0°25 50 75 100 125 150 175 200 225 250 275 300 CP SummaryZonal Lumen SummaryCoefficients of UtilizationCone of LightLuminance (cd/sq.m)0°0°2675°26615°25725°23935°21345°18155°14365°10175°5985°2590°14ZoneLumens % Fixture0° - 30°20726%0° - 40°34042%0° - 60°60375%0° - 90°78798%90° - 180°172%0° - 180°804100%ρf20%70%ρc80%50%ρw 50% 30% 10% 50% 30% 10% 50% 30% 10%0 119 119 119 116 116 116 110 110 1101 102989410096929592892898276878075837773378706376686273666146960536759536557525625246605245585045655464054463952453975041354941354740348463731453731433631942342841332840332810 393125383025373025Mounting HeightInitial FC Center BeamBeam Diameter6.0 7.4 18.2 8.0 4.2 24.3 10.0 2.7 30.3 12.0 1.9 36.4 14.0 1.4 42.5 Beam Angle: 113.2°Field Angle: 168.5°Average Luminance0°29,90845°28,58155°27,82065°26,69875°25,48885°32,467JSBT 4IN SWW2 90CRI WL MW M6 - 5000K Input Watts: 10.6, Delivered Lumens: 789, LPW: 74.4, S/MH: 1.25, Test No: 220100620SHA-00110°20°30°40°50°60°70°80°90°90°80°70°60°50°40°30°20°10°0°25 50 75 100 125 150 175 200 225 250 275 300 CP SummaryZonal Lumen SummaryCoefficients of UtilizationCone of LightLuminance (cd/sq.m)0°0°2625°26115°25225°23435°20845°17655°13865°9775°5685°2390°12ZoneLumens % Fixture0° - 30°20426%0° - 40°33442%0° - 60°59275%0° - 90°77298%90° - 180°172%0° - 180°789100%ρf20%70%ρc80%50%ρw 50% 30% 10% 50% 30% 10% 50% 30% 10%0 119 119 119 116 116 116 110 110 1101 102989410096929592892898276878075837773378706376686273666146960536759536557525615246605245585045655464054463952453975041354941354740348463731453731433631942342841332840332810 393125383025373025Mounting HeightInitial FC Center BeamBeam Diameter6.0 7.3 18.2 8.0 4.1 24.3 10.0 2.6 30.3 12.0 1.8 36.4 14.0 1.3 42.5 Beam Angle: 113.2°Field Angle: 168.5°Average Luminance0°29,35545°27,77755°26,92965°25,64475°24,18885°30,161One Lithonia Way • Conyers, GA 30012 • Phone 1-800-705-SERV (7378) • Visit us at www.acuitybrands.comPrinted in U.S.A. © 2022-2023 Acuity Brands Lighting, Inc. Rev. 12/21/236 of 6Light Commercial & ResidentialJuno SlimBasics JSBT Tapered Switchable White LED Surface Mount Disk Light4" and 6" Round Disk Lights for JBox InstallationJSBT 4INJSBT 6INJSBT 4IN/JSBT 6INPHOTOMETRICSDistribution Curve Distribution Data Output Data Coefcient of Utilization Illuminance Data at 30” Above Floor for a Single LuminaireJSBT 6IN SWW2 90CRI WL MW M6 - 3000K Input Watts: 14.5, Delivered Lumens: 1009, LPW: 69.6, S/MH: 1.25, Test No: 220100620SHA-002 10°20°30°40°50°60°70°80°90°90°80°70°60°50°40°30°20°10°0°25 50 75 100 125 150 175 200 225 250 275 300 325 350 375 400 CP SummaryZonal Lumen SummaryCoefficients of UtilizationCone of LightLuminance (cd/sq.m)0°0°3375°33615°32425°30135°26745°22755°18065°12975°7785°3290°15ZoneLumens % Fixture0° - 30°26126%0° - 40°42642%0° - 60°75675%0° - 90°99298%90° - 180°172%0° - 180°1,009100%ρf20%70%ρc80%50%ρw 50% 30% 10% 50% 30% 10% 50% 30% 10%0 119 119 119 116 116 116 110 110 1101 103989410096929592892898276878075837873378696376686273666146960536759526557525615245605245585044655464054463952453975041354941354740348463731453731433631942342841332840332810 393125383025373025Mounting HeightInitial FC Center BeamBeam Diameter6.0 9.4 18.2 8.0 5.3 24.2 10.0 3.4 30.3 12.0 2.3 36.4 14.0 1.7 42.4 Beam Angle: 113.1°Field Angle: 170.8°Average Luminance0°22,81745°21,68055°21,23765°20,72675°20,26385°24,764JSBT 6IN SWW2 90CRI WL MW M6 5000K Input Watts: 14.3, Delivered Lumens: 1041, LPW: 72.8, S/MH: 1.25, Test No: 220100620SHA-002 10°20°30°40°50°60°70°80°90°90°80°70°60°50°40°30°20°10°0°25 50 75 100 125 150 175 200 225 250 275 300 325 350 375 400 CP SummaryZonal Lumen SummaryCoefficients of UtilizationCone of LightLuminance (cd/sq.m)0°0°3455°34315°33125°30735°27345°23155°18265°12875°7285°2690°12ZoneLumens % Fixture0° - 30°26826%0° - 40°43942%0° - 60°78275%0° - 90°1,01898%90° - 180°222%0° - 180°1,041100%ρf20%70%ρc80%50%ρw 50% 30% 10% 50% 30% 10% 50% 30% 10%0 119 119 119 116 116 116 110 110 1101 103989410096929592892898276878175837873378706376686273666146960536759536557525625246605245585045655464054463952453975041354941354740348463731453731433631942342841332840332810 393125383025373025MountingHeight Initial FC Center BeamBeam Diameter6.0 9.6 18.5 8.0 5.4 24.7 10.0 3.4 30.9 12.0 2.4 37.1 14.0 1.8 43.2 Beam Angle: 114.1°Field Angle: 166.5°Average Luminance0°23,33445°22,12755°21,45265°20,48775°18,77885°20,018JSBT 6IN SWW2 90CRI WL - M6 4000K Input Watts: 14.1, Delivered Lumens: 1078, LPW: 76.5, S/MH: 1.25, Test No: 220100620SHA-002 10°20°30°40°50°60°70°80°90°90°80°70°60°50°40°30°20°10°0°25 50 75 100 125 150 175 200 225 250 275 300 325 350 375 400 425 CP SummaryZonal Lumen SummaryCoefficients of UtilizationCone of LightLuminance (cd/sq.m)0°0°3575°35515°34325°31835°28345°23955°18865°13275°7485°2790°12ZoneLumens % Fixture0° - 30°27726%0° - 40°45542%0° - 60°81075%0° - 90°1,05598%90° - 180°232%0° - 180°1,078100%ρf20%70%ρc80%50%ρw 50% 30% 10% 50% 30% 10% 50% 30% 10%0 119 119 119 116 116 116 110 110 1101 103989410096929592892898276878175837873378706376686273666146960536759536557525625246605245585045655464054463952453975041354941354740348463731453731433631942342841332840332810 393125383025373025Mounting HeightInitial FC Center BeamBeam Diameter6.0 9.9 18.5 8.0 5.6 24.6 10.0 3.6 30.8 12.0 2.5 36.9 14.0 1.8 43.1 Beam Angle: 114.0°Field Angle: 166.9°Average Luminance0°24,17245°22,92055°22,21565°21,14875°19,42385°20,698
https://beghelliusa.com/wp-content/uploads/2022/06/Planex-Specs.pdf | lighting | Type:Project:www.beghelliusa.com12/13/22Beghelli reserves the right to change, without notice, specifications or materials that in our opinion will not alter the function or performance of the product. Technical specifications that appear on www.beghelliusa.com supersede all other versions existing in print or electronic form.PLANEX® ECOFLAT PANEL LED - 1x4APPLICATION: The PLANEX® ECO is ideal for installations in healthcare, offices, banks, retail, hotels, restaurants and schools.■The PLANEX® ECO is DLC Premium certified and is offered in 80 CRI with a color temperature of 4000K.■The PLANEX® ECO back-lit flat panel features an integrated driver that reduces the overall dimensions.■HOUSING: Aluminum frame with steel housing backplate. Earthquake clips are provided standard for secure installation ingrid ceilings.■DIFFUSER: UV PMMA diffuser provides even light distribution, efficiency and longevity.■POWER FACTOR: > 0.9■TOTAL HARMONIC DISTRIBUTION (THD): <20%■LUMENS: Up to 4147 lm @ 129 lm/W■OPERATING TEMP:•HT (AC Only) -4°F to 104°F (-20°C to 40°C)■WEIGHT: 5 lbs / 2.27 kgDIMENSIONSMODELSIZEOPERATIONOUTPUTCOLOR TEMPINPUTMOUNTINGOPTIONSPLX-E-B14 (1x4)HTHO (32W)120-277VCMK (cable mount kit)WT40 (4000K)FMK (flange mount kit)FW6 (flex whip - 6 ft)SMK (surface mount kit)CONFIGURATIONS NOTE: Grid ceiling mount is standard.PLX-E-B-------ADDITIONAL INFORMATIONBeghelli reserves the right to change, without notice, specifications or materials that in our opinion will not alter the function or performance of the product. Technical specifications that appear on www.beghelliusa.com supersede all other versions existing in print or electronic form.12/13/22www.beghelliusa.comPLANEX® ECOENERGY CHARTMODELSIZEEFFICACYCONSUMPTION WATTAGELUMEN OUTPUTCRIL70 (HRS)PLX-E-B-14HT-HO-WT40-120-277V14 (1x4)129 lm/W324,147>80>144,000MOUNTING OPTIONSCMKFMKSMK(Cable Mount Kit)(Flange Mount Kit)(Surface Mount Kit)Depress plunger to unlock cableSpring Clip:Attaches to earthquake clipAdjustable, Locking Ceiling Attachment1.5”ELECTRICAL RATINGDIMMER COMPATIBILITYDIMMERCOMPATABILITYON/OFFDIMMINGLUTRON - DVSTVYESYESLEVITON - IP710-LFZYESYESGENERAL PROTECHT - DMD-LED3-102YESYESPRODUCTNOMINAL POWER (W)AC CURRENT (A)AC VOLTAGEFREQUENCY (HZ)120V240V277VPLX-E-B-14HT-HO320.270.130.1250/60WARRANTY: 5 years, see website for full warranty details.Type:Project:www.beghelliusa.com12/13/22Beghelli reserves the right to change, without notice, specifications or materials that in our opinion will not alter the function or performance of the product. Technical specifications that appear on www.beghelliusa.com supersede all other versions existing in print or electronic form.PLANEX® ECOFLAT PANEL LED - 2x2APPLICATION: The PLANEX® ECO is ideal for installations in healthcare, offices, banks, retail, hotels, restaurants and schools.■The PLANEX® ECO is DLC premium certified and offered in 80 CRI with color temperatures of 4000K & 5000K.■The PLANEX® ECO back-lit flat panel features an integrated driver that reduces the overall dimensions.■HOUSING: Aluminum frame with steel housing backplate. Earthquake clips are provided standard for secure installation in grid ceilings.■DIFFUSER: UV PMMA diffuser provides even light distribution, efficiency and longevity.■POWER FACTOR: > 0.9■TOTAL HARMONIC DISTRIBUTION (THD): <20%■LUMENS: Up to 4,293 lm @ 131-134 lm/W■OPERATING TEMP:•HT (AC Only) -4°F to 104°F (-20°C to 40°C)■WEIGHT: 5 lbs / 2.27 kgDIMENSIONSCONFIGURATIONSMODELSIZEOPERATIONOUTPUTCOLOR TEMPINPUTMOUNTINGOPTIONSPLX-E-B2 (2x2)HTHO (32W)120-277VCMK (cable mount kit)WT40 (4000K)FMK (flange mount kit)FW6 (flex whip - 6 ft)WT50 (5000K)SMK (surface mount kit) NOTE: Grid ceiling mount is standard.PLX-E-B-------ADDITIONAL INFORMATIONBeghelli reserves the right to change, without notice, specifications or materials that in our opinion will not alter the function or performance of the product. Technical specifications that appear on www.beghelliusa.com supersede all other versions existing in print or electronic form.12/13/22www.beghelliusa.comPLANEX® ECOENERGY CHARTMODELSIZEEFFICACYCONSUMPTION WATTAGELUMEN OUTPUTCRIL70 (HRS)PLX-E-B-2HT-HO-WT40-120-277V2 (2x2)131 lm/W324,234PLX-E-B-2HT-HO-WT50-120-277V2 (2x2)134 lm/W324,293>80>80>144,000>144,000MOUNTING OPTIONSCMKFMKSMK(Cable Mount Kit)(Flange Mount Kit)(Surface Mount Kit)Depress plunger to unlock cableSpring Clip:Attaches to earthquake clipAdjustable, Locking Ceiling Attachment1.5”PHOTOMETRICSPOLAR CURVESPLX-E-B-2HT-HO-WT50-120-277VZONAL LUMEN SUMMARYZONELUMENS%FIXT0-20°50211.7%0-30°107825.1%0-40°179141.7%20-50°205447.9%40-70°204747.7%0-60°327276.2%0-80°418297.4%0-90°428999.9%90-180°40.1%0-180°4293100.0%3416811022136230°60°90°0°Polar Graph 0° Graph90° GraphADDITIONAL INFORMATIONwww.beghelliusa.com12/13/22Beghelli reserves the right to change, without notice, specifications or materials that in our opinion will not alter the function or performance of the product. Technical specifications that appear on www.beghelliusa.com supersede all other versions existing in print or electronic form.WARRANTY: 5 years, see website for full warranty details.PLANEX® ECOELECTRICAL RATINGDIMMER COMPATIBILITYDIMMERCOMPATABILITYON/OFFDIMMINGLUTRON - DVSTVYESYESLEVITON - IP710-LFZYESYESGENERAL PROTECHT - DMD-LED3-102YESYESPRODUCTNOMINAL POWER (W)AC CURRENT (A)AC VOLTAGEFREQUENCY (HZ)120V240V277VPLX-E-B-2HT-HO320.270.130.1250/60Type:Project:www.beghelliusa.com12/13/22Beghelli reserves the right to change, without notice, specifications or materials that in our opinion will not alter the function or performance of the product. Technical specifications that appear on www.beghelliusa.com supersede all other versions existing in print or electronic form.PLANEX® ECODIMENSIONSFLAT PANEL LED - 2x4APPLICATION: The PLANEX® ECO is ideal for installations in healthcare, offices, banks, retail, hotels, restaurants and schools.■The PLANEX® ECO is DLC Premium certified and is offered in 80 CRI with color temperatures from 4000K - 5000K.■The PLANEX® ECO back-lit flat panel features an integrated driver that reduces the overall dimensions.■HOUSING: Aluminum frame with steel housing backplate. Earthquake clips are provided standard for secure installation in grid ceilings.■DIFFUSER: UV PMMA diffuser provides even light distribution, efficiency and longevity.■POWER FACTOR: > 0.9■TOTAL HARMONIC DISTRIBUTION (THD): <20%■LUMENS: Up to 7,442 lm @ 132-135 lm/W■OPERATING TEMP:•HT (AC Only) -4°F to 104°F (-20°C to 40°C)■WEIGHT: 9 lbs / 4.08 kgCONFIGURATIONSPLX-E-B------MODELSIZEOPERATIONOUTPUTCOLOR TEMPINPUTOPTIONSMOUNTINGPLX-E-B24 (2x4)HT (AC only)HO (40W)120-277VCMK-24 (cable mount kit)VHO (55W)WT40 (4000K)FW6 (flex whip - 6 ft)FMK-24 (flange mount kit)WT50 (5000K)SMK-24 (surface mount kit) NOTE: Grid ceiling mount is standard.ADDITIONAL INFORMATIONBeghelli reserves the right to change, without notice, specifications or materials that in our opinion will not alter the function or performance of the product. Technical specifications that appear on www.beghelliusa.com supersede all other versions existing in print or electronic form.12/13/22www.beghelliusa.comPLANEX® ECOENERGY CHARTMODELSIZEEFFICACYCONSUMPTION WATTAGELUMEN OUTPUTCRIL70 (HRS)PLX-E-B-24-HT-HO-WT40-120-277V24 (2x4)132 lm/W405,330PLX-E-B-24-HT-HO-WT50-120-277V24 (2x4)134 lm/W405,385PLX-E-B-24-SA-VHO-WT40-120-277V24 (2x4)133 lm/W557,330PLX-E-B-24-SA-VHO-WT50-120-277V24 (2x4)135 lm/W557,442>80>80>80>80>144,000>144,000>144,000>144,000MOUNTING OPTIONSCMK-24FMK-24SMK-24(Cable Mount Kit)(Flange Mount Kit)(Surface Mount Kit)Depress plunger to unlock cableSpring Clip:Attaches to earthquake clipAdjustable, Locking Ceiling Attachment1.5”PHOTOMETRICSPLX-E-B-24HT-VHO-WT40-120-277VPOLAR CURVESPOLAR CURVESPLX-E-B-24HT-HO-WT40-120-277V4519021352180330°60°90°0°Polar Graph 0° Graph90° GraphZONAL LUMEN SUMMARYZONELUMENS%FIXT0-20°66312.3%0-30°141826.3%0-40°233843.4%20-50°263849.0%40-70°251846.8%0-60°418177.6%0-80°525897.6%0-90°537999.9%90-180°60.1%0-180°5385100.0%ZONAL LUMEN SUMMARYZONELUMENS%FIXT0-20°92212.4%0-30°197026.5%0-40°324743.6%20-50°366149.2%40-70°348546.8%0-60°579977.9%0-80°727697.8%0-90°743499.9%90-180°80.1%0-180°7442100.0%ADDITIONAL INFORMATIONwww.beghelliusa.com12/13/22Beghelli reserves the right to change, without notice, specifications or materials that in our opinion will not alter the function or performance of the product. Technical specifications that appear on www.beghelliusa.com supersede all other versions existing in print or electronic form.WARRANTY: 5 years, see website for full warranty details.PLANEX® ECOELECTRICAL RATINGDIMMER COMPATIBILITYDIMMERCOMPATABILITYON/OFFDIMMINGLUTRON - DVSTVYESYESLEVITON - IP710-LFZYESYESGENERAL PROTECHT - DMD-LED3-102YESYESPRODUCTNOMINAL POWER (W)AC CURRENT (A)AC VOLTAGEFREQUENCY (HZ)120V240V277VPLX-E-B-24-HT-HO400.330.170.1450/60PLX-E-B-24-HT-VHO550.460.230.2050/60
https://www.kelvix.com/product/crossbar-wall-washing/spec-sheet/ | lighting | %PDF-1.4%����30 0 obj< >endobj xref30 620000000016 00000 n0000001933 00000 n0000002044 00000 n0000003262 00000 n0000003396 00000 n0000003532 00000 n0000004021 00000 n0000004473 00000 n0000005053 00000 n0000005306 00000 n0000005419 00000 n0000005530 00000 n0000006082 00000 n0000006344 00000 n0000006702 00000 n0000006961 00000 n0000007622 00000 n0000007647 00000 n0000008343 00000 n0000008368 00000 n0000008749 00000 n0000011709 00000 n0000012096 00000 n0000012481 00000 n0000012736 00000 n0000015103 00000 n0000016888 00000 n0000019420 00000 n0000022411 00000 n0000023948 00000 n0000026113 00000 n0000028611 00000 n0000028680 00000 n0000029255 00000 n0000035795 00000 n0000036067 00000 n0000048115 00000 n0000058556 00000 n0000058668 00000 n0000058737 00000 n0000066080 00000 n0000066631 00000 n0000066899 00000 n0000074120 00000 n0000074232 00000 n0000085463 00000 n0000085575 00000 n0000089786 00000 n0000089823 00000 n0000125239 00000 n0000125276 00000 n0000160687 00000 n0000160724 00000 n0000196133 00000 n0000196170 00000 n0000231579 00000 n0000231616 00000 n0000267028 00000 n0000267065 00000 n0000278550 00000 n0000310224 00000 n0000001536 00000 ntrailer< <44730AEC5DB846DBA73F8A7481D11368>]/Prev 551069>>startxref0%%EOF 91 0 obj< >streamh�b```b``�g`c`�tdf@a�Ǔ���8��TU700tE$2��'t�x4�4�(��U�r���$�¦�~\����^�%����$7�/���������~6"\*�!���y%T�L����n�`@�iiiP�{X\\\C+��0��� &�@����"�,+r�/0�f�fx������ї�S0p��K�.g�b�`xƩ����4�4�1�+t��$���}���Π#3���᳌C��1�p�(�.{ �b(�f��9R��A���OQ0)�d8Ң@��m�c[endstreamendobj31 0 obj< >>>endobj32 0 obj< >/PageTransformationMatrixList< >/PageUIDList< >/PageWidthList< >>>>>/Resources< >/Font< >/ProcSet[/PDF/Text/ImageC]/Properties< >/XObject< >>>/Rotate 0/TrimBox[0.0 0.0 612.0 792.0]/Type/Page>>endobj33 0 obj< >endobj34 0 obj< >endobj35 0 obj< >endobj36 0 obj< >endobj37 0 obj< >endobj38 0 obj< >endobj39 0 obj< >endobj40 0 obj< >endobj41 0 obj< >streamH�\�ˊ�@D���^�,�n��0�1^�A�¦�,�A�my�O�j�@�������w��!�ɿǱ;�ٜ��G����/C����C7\-�ݵ��<->>n���y̚��?����iӏ'����b��.�����l��}�����)�zmzN�/����z�/�^}�?̏����?�7�r]2L7��6���m���)ұ6�{:֙����ӹ��Ƭ��pQ�S�\�_ɯ�yޓ��7����^��t�p�%��_�_��,d[�+Y�����S#��/����/����/����/���ˆ�o�[���s&��g"��p&��X��b&��,�Yf��f��"�e�<�}-�*�*�*=�ң�(;*:*��ҩp*;*:*����K�K�K�K�K�K�K�˱�C/��;��1�C�<y�8�q���1�C��������>揯�u�}�s�t��vY��O�C��?w�4N&��/�+��8�endstreamendobj42 0 obj< >endobj43 0 obj< >streamH�\��j� ��>�w��I�.�@���C�д��$+4F�{��w�e�?��&�'?�ϭ���[d�Fm��u�:�0��(-�mg9��qw��qn͸���I�ջv�Z�3��:m&�}��=��j��h >endobj45 0 obj< >streamH�\�ˎ�0F�y/;�Q�5 !$�E/*�0��F*!�o���N�F��v�K������&Q~��1L����n����5�u}!�h�fJ���i(����~���П��z-����m��Ӷ������:�a��7�����$���0���Ob!6ц�¦�ϧ���D�=�y�����;~܇ Td���چ�pj�x��B�^��F���)B����4{=7�Nc�n�틅Zl"9HA[�A;hyh���Hr� yHA5��=��i!�L�LV�����V��Ƞ� _�"�&�$�&�Bݠ�P7�+��u�U"��Bݠ��3�)�Lҫ�m$M�&6�9�i�4�5��EӮ�]M�f�NȑHӵ�kM>K>M>��I"��iגO�ϒOӮ�]M>K>csu��C�Ty��ӚUާA��`��ѧAϡgSg��6��;hi�ђM��Zz����§�g�O����>->+¦Z¦V�����O�¦8S��A/)���Cz���&���ɝ��́��;�W�s�Y*�wYbI�/Kz�u#}��&�>�T�y߲No!�=Y����fOT��pqx�)�c�3�y�y<Ƒ��c"v}����u�ǯ�#���S�endstreamendobj46 0 obj[62 0 R]endobj47 0 obj< >streamH�\��n�0F�y/�E�B�$H,�G����t"!邷��cu�Aj�#�����rw�}7���xm�a�o�p�~�Mo���D�5S��������7�)\��Z�ע�1/ަ�.����-<己c׿��_��(���'\B?���lD��}9_O� ʸ������t���{��}BE��i�m��&���=���و�~�l�з���������7�㋅Zl"9HA;hU��C����A� Ր���5ե�$DM�!-!� m!�B�Hc$1���FR$3$S$3$S$3$S$3$S$31�J�H��i�ӐS�ӐS�ӐS�ӐS�yC�5�7��*��/�9��5ȑS3S�9�432{� ���/��h:a�>:aS�mʂ��]�nq׸[�5�w�����<�qyj�s?��;aV��������]���xCsp����sl�5'���rl�''��OO?-~?��������y�,~?��������y�,~?�������I�ȩ�/�RF�1��t�-��Y=Y�,��¦�SV�������vY_t$�N��꬟��;/k�ME�:���M6[Y�Ϲ�e�W�¦��������*�����oׇ�_��:�y���+�]�h5endstreamendobj48 0 obj[70 0 R]endobj49 0 obj< >streamH�\��j�0��~�Cq�fM&0�r�����t��1Nz��O�K38�Y�ߊ$^7�ƚ��U�3��j��x��WcY.@5�O��1N�v�fۏLJ��f���Y�\3��5zc�����5����hgȠ�@cO�t�x�mMq3/����\���<��5N�S�;{E&3Z�3������y�d�^}w�I.g�c�#�VD&C\$.���/���&�?���0��#�!N�]���׉���ħ���T�,S�2�-S�2�=�wD.D,�^U(���������8����Ac�1e7: U��W�����endstreamendobj50 0 obj< >streamH�tW�n���~$v���W@`�r��� V��dIŒc��s��gW�b�s�R�u;Us���I�O���71��!�<<p�����c8��o���J�-�2Bj�)<<���bJ��_��n�ҿ��C�[��2Fxx�{�<��Gi9��75<zk�Gsr�'�'ṝc������ho�Xxpf�1f��,��/_J/�`���!�ܹ���Fy�χ�«��١Jڿ߆gX+U�,¦i�*4��3#�ZL��d����D���¦�iKR�nC�e�ط����[��)��[ku)1�9���(��~��舕?��?�w��$^(�(�=JRYa·�B����3�j�����_K���w>ܾ~�}R�Ny��*\Ӷ�r"EX����S�c¦� LW�^K��קS��?�t���>�hrq�t��~�˘�7U���Y��Z� ��+_��;��v��=�1���O��7���o'~~z\+�k�]�����9��Y��O�PL�ĺ@E�+rH�hl%+r(k?�c�V�¦8�J\�����[��'��e�YG���z����K�����8��<�M>1���\�(l��V��{@pl�H��}�����a���S����ק���7_�n�~���]0�re�W�[�08� dXN�����*�jŞZ��}pH[��m�hM$�Iۈ䬎���x�n���+��͉��-x�8:Ų��t���v�й¦���H�:H���G�Y.�3�<��M]���b'(*��A� ̷UFY*[�4Ai�嬷ã٥J��u��^i�b�.ٖ����ŉX����9o�E�_(�2���jY�v���!�����՜z���>d�6B-�B�r�}LL��f�]����~��~D}1������R�L�����h[�Ͷ���E�k;<����=OWe��k���V(`�����4����s����q��\9:���Yg�͸������L��"��_�:<���y>�;����ݝ�9��g���/���~�R�)�Y����������4�:P���H�X�]�������Yd�G/��k�� ���U������C�<�K��)��}��/�Z��ZF������{��݋�6Y�Z�N"�Y�ـ].#�8 �m�ݎ_TÁ��-��h�����S��s/?-����z4���Q�jݍ��YKF�\(���g��m�gn�Jq��g�A#r��9{��2�'���胉��0��ks5s�y��5>cM��2����#ˌ2���u_wD�g�Q�<�h�9q'���F�t`���Ȁ���V�H�QP�+d�<��?^�S��h�E'm/H!�@�FC�P~'��:>���.�����Wgih�ۙ��ڽ���wH���B�l�y�A�֏�5�_ܯ�$�7���%d��Sn��N�z���G��X�1�SF���75}��>7���ٰ�T-<�E���;�*����_W�6ݙU��L��E<��쾰U���B�@���;�'��QX,�S���ix)l��LU����=0x�6z.!��ad%��uƶ*��<�&��oqBP�MBF������4���w����X7%"�4�Q`R���+�-�\�!L��h�FF�}`qӯ�'+v'���k$���C�e�d6u�n���>�M{�b�^�Љ�%����,\�qA�%f�7qӱ�0�T�������j����#����v=�(V��NxG.N:�o^x��(�_�'wF^;���$,�A��1�{��Y[\�����Y�qϮ8�a���d~1�}��{<Cu���-��%��h��v&g(����<�:�}���T\�<"K5&�G4Ů0���.Έ)��L�������:-N`������-hO�[��hJd�]�KD��1� � ��ӌ/�W����PsBvʌv�(�\Fq��@�f(�R�i)�p���+\@�UH�g���R�,�o(�:��+HO�����3@��j�T����t��e�ns�J����r����Rv������6���n���4�G�h@�\ʴ>T4�\���]��T��b�De5�gw��5V���X��17�kcu�f��7�7�w�q�8�燊b@�&� ����xJ�r^��d��޴%�R�4#&Q¦�v�*���ݤs��'�t���MO��� >endobj52 0 obj< >streamH�\��j�0��~�C���B��A�a� ��.�8�Iy�IV�`G�m�Ñ�Ssnܰ@�&����l�y��p���T���r_ů;�*n�y��q����:�����h�nU�,��]a�uj���7�pD�@u{�t���X�k,�˺������#�q��e�dq���й+�*�QC�L�V���� e��¦wAU9'�)U�"S ���Yk����,¦&.���s�Y�;q�Ԓ�9_˾���������/�Y���;�¦�R�%�K�P�&����A��^�[�������������䁪x�_൙]endstreamendobj53 0 obj< >endobj54 0 obj< >streamH��WˎIe�_�ҽ�t܈/�UR�˃4�Y �� d3�L7�#�z��s#3���ȅ�*�dF��+$�u�s�2=LX`)��G�\��ZK�ND�S��:@�B�BL�\$Oi�YA�α)P�:����u�2+�9j���먶�S�@Z��.)�P�X'�sE��w�����x��oP��uN��Eː2Κ�+g*����61�����%6sMu���(�!�G9����R1���i&�2xd��?ЊA�n�V��1�Lߴ�AA�ė'��Aa�ފm϶1a��9M?M?N���6x�g1�D����1�~���H�[(�5�l��F���I�1�����l�B�l��?8.��Z2��P�(�ل��P�ֈ�2���������Q"�h�SV��У!<uLtU��Y"��eM�H����SL���cB��@c�K��0�8��,�{[d�b!�C6"��/;�G��C��#u�h6Ɩ��hl¦��P1�S�Q�7!p׏g�6��<�d�*�7^#²��.�L˝&��ʘ��.��#��v�`�n�4y�Ѳv*ƼX��(��"�����Y���g� #�����D�J����������T"�⧲��5�)� ���p�����5j��u��<h4}�;�$7Ǐ�ۣI���_?�e��}}w��ˇ����4��׿�����X��n��g�&R1+R��O8[+_ܢ�T�zU���=�sį��x��ge�������G#�?҃�7vpS��Q"����?�`�B��L�Z��w���Erh��0K�M�b���%��R1��U�[�AS����:��Zc���{mO,xI��i�4�5,W� �M�'ⷛ�Msj{؂����a���k�_���k��m�Y�q�b�RI��-�P&������vx�)Ձ��� u���,{�,�ZZ��h7�}�L�W�̆��d�{�Y+�yz�g�@����b�62�(��2���1��_t��������Y�)��л������ԩ��ר�hp��$�z�zU�*aKc���r�P̀g\W���`#ͨ��x�%��\K��C����}A5����GC�i����=��8ڜ�L��&��(�!�t�#C�.O�:�H�'�;TX;ҁ"ڀT8�p*�¦v�.MV�tMM�F��I��c������r�m@¦��!&�+c-��/���m�����[�����C��ƈ�n#�@+�5�p�cuN b�Im�K������\������s��:��]�W�¦��Pp�����!k��^�U�s�����������^۶�����f����:m_o)��~�?�4m�_�CcI�_�F]��ms�l�����Iu?$��#�s��"endstreamendobj55 0 obj< >streamH��Wm�5�+��[��<~�tZ)����J�F� T�/�\+Z�ʯfƳ��4{���:��:��3�<�⫝�x�糷���b������݋>�{��������j�Q�bc3��*��_Q6��E������&w�ե1�w����c��`��v�>�A�v.����Ƅ�߆6�;��� �qZ��N�D=��������S��*�� ۵�����2���;Vq�!d��_�,�3��������;.1��D�Ji58坉y������>l���ߏΕ��¦�o��p��tL z�)>�,�D��������4�n��y�r:8G��L�p�с��C/�U�!u���k���Y����l>B���¦�Z:4�A�#�n�q�>r�i^�up�C/��uЭ��¦�F�(">�K;�l�QD�����:<����'��.�'�Wj���� 篗8`�o4$&�&�����QY�Y�~p:�de��Y1Q��7� q��m.�A�z�mr�(岒�C�®T��i�b�+A��6hCF&�C��8#3�nz��<���b`=��Mt4�=��P�>��(O�y6�'��Չ2�3���Sł��N�󓪍�Y��Ql^S�����K��4Q[��P-?!��?���X�T�N��Ęj������]b}Þ/�U���u$7R8��l���b~�/ŗ3�:khu;�S���al��Sm[D��@�gQc.O��!��yyb��L�[m���q�\�����厚��c�֢�;E6�LWiJ�P3�mS��h�h�m�H��ʱ��1��0v��˻n.�돧�X�=3i���D`�/x���������-����3��qS���x�^c�K�hg�c��j[�v6�� ~&F�W�ϩt�9y{�Eo9��\4��Ь�S�̽͏�-�ʬP�C,��(#`ͱx��P�J�xx'3a���0Y�܉���;��.��&���=QgM�9v^.�^j�{G��S/;����4�:�������A���P�M#l+�R��9�o+%3wE��=�΀©Բ$��b{��׊��4��x�ɪ琢��8~��#5�w��Sq�Hl��1���o�w��1C�k�T��(6]�¦��Ut*�xQc�S����5E�@��vt�9<��ܟD�[�X���LrprƱIiWvI��U!�(��Ӵ�3��k�#O�����Et�����D����a��֫Y\�]V_px�W��¦���;��~�HU���a��"=������Ԭ�ݡ�Rb+����r�M�&vd?#���j��q$�?�#F�Y��#����\�i�\w�H�Yh�m����xr�l�����Cu�x���;���Co�:�ź����&�_���[�SP�_��h�Fc2�c��~qm�F�Ԗ`�����-�w�{"�u2���wA�8���.�A�B�+����հŭz���U/���=胕c�/1e�6!éʇ�M`m�cI+��C��jz2ꆀ^s��ċ����K���4������ü����$��gPY@A�~����)��:��k��>%Z�ѩ� �f.��î: a�~h�y��l�=��)�u����q��]G��,�e�Iӭ�u�o<��i�&��e¦]����u�&�BUa�Hg���2m����y?D�ŐΨ¦L�Tm���q��������endstreamendobj56 0 obj< >streamH�¦WI�,E�J^����-��^��UMâ@��/p3�ȡ����a��ᓹy�C�[��h�#�q�����=�^j5��^�9&�(��-s�h[S���m�������-ؿ����l��Q��z۞�����m�k�������e������͈�y��a����<����}`kȼ���ιف�#�%�x^��]�v_���/�֏um��c]8�¦��W&��C��B��X�@���+�LY��������,{�il�Ͻ��/f�AA/�d��djc��=��n0B*P�w h%�K�,�@���H��2x`�z���2���j�Ea�¦�{��[��:�9m�[���L�bJB�G;�[�`�������{ q����Gu�#j�'�������u�Ҵ���>,�����!܏#���Ȃ��s%Nޫ$m��~��qNi�X����*��-�X��E=�;"�<���^��#f0-�`Yoᒒa���e�L/O�����s��ד^ʹ��z:�df:ξ2���"��d�g1�cח�Z��A%�}\K����[����F7�Q̍�ۍ�^N��oON���W�Jv�\i]���$�#Y'�����`ك*;�}����������I׏�/+8ie�J#O��l�nvV�i��Z��5�]�~���~�q?����ֽ>YyZ-6�ioƐ�^�B�\�$� ������>us�`ga��/�� �0p��1[�t�#��X_v�H�a���Y{����wk&¯��ڎ�Fz�¦$�w��iHg���v�mA�l���zU�_ﵠ�_�m�u�ۭ?���ZA�[��¦�Ii�A���V���२K��t��^Jy!�/u�����#bu@�5�gl�k��M�:�44�*����ư��u�h��<�!#�k��%�:��ؓHl ~1t�z����]�Q��'��\��UI�:كِ��\�u�yФQ�e,ӹy�!�Z���Þ����1y/E�هcd��#��nI�E��}� ���%�5���]D�A}%H��i��B��6�~�GM�?��⍬���z���0�,[z�'���*^oD�2M�����ѯ@Я�be`�Q =�4>f_K����u�3,aoi\tN�Ӯ��t}X�²Sђ,߆s�֍���r�m@^���F;�[h��;��MChN�̤�����e��d����0��N/��'��L-�Dy�C�D$L�Q�UN_�X�(<��Dtjʃ��$X)/�IiZ�uuQ$���li7a�m�<{;b��������I#�bK�Z1�����Oײr����L���mt�\�R��&��tp�F��N��M&�Z��V��1.H�O��?EI���51��A�S?2i�x#Oz�����򝾎��3�c柡�#Ը���@0O�c@���m���lZ���=��0za�b/Ԥ5�B���T�h��x\Wj�ír_� ��l؇��rce�{Ō�q���������쩼G^\��sE�( �eמK�+�^�I2�+"�D������dY'���T�(�9$ }����EǺ�l���]��[��e_�� ����PQ�v2N����I+�>F�%��qܦɳ�_ګU�h��)&F�n��=�S}�>�ZTVG_h��*������ \2�+�ݫE* �xWͩ��U]�הR����e�b��qaPq5/zU�klV�@��D�PO8�����Ṕ&�;��9P�[J7�ٵ����I��0+���g7�e�)���ZZ ����\�Ew��!G:��j{Ҁ)I)H�]!�=�(�E���>X�kj����+¦�l�5�R����훟_�y��ߟ��q��������#�%H�i9R��▻����7���_�oX.��_�^��Ċv_GF^F[�tr9��)a�,����t�t��h+ds3B5l@Re�� 2�f{�c�b!e�U{A��)[U�]�T�`�gUS��Y�h;@���� [�}��($��d�R8/1��ݿ/Qkћ7)y�¦����i��a�T�ؿ���(DMendstreamendobj57 0 obj< >streamH�dWێ$;����i�i;m��x��#���@+�9� ���Ȭ�Y�v�Q�e�%�b{�}�c.��:*��ݏ��ӎ����'����>�;���Z/��B���)�ð�1�^�a�K��=�$��s{X��sg�\���(���5��q���kKjJUkX�ͿsJ�}����6���X5,������xI{�_8v1}7�6�i4.ۖ!��4�kq]�m���4�����w=�X7�_�����mG(v�E���o��U�W`yta�ia�&�f�y�,����cT��흲{�T_6��G���փ�1��;݈�Z�%��*N���rT*R�>��+��`#hx/����,S���¦Prř��U�c�ƴ���2l�@ �yX�խKAqKu��������τP��%�;�wH�ՈA����A�eo�o���:�+�D'\��9��N��hEj/�Z����!P���OazO+�G��ZBͨ#�R�Aiz;��u}���s_�X����-��\=^��YM�⊖��_�)��s�+��x0J������t&-����$������r�mo�JG��S4��o^6w��U^����MD��WpksO@Ƅ���7����S�PMV��xM�9J���5�%�'Ix��N��P�k�3��ݏ�Î��K��:��:fc�F�A/U5F�w�.���w��P����~nJ��uՖ��1�Z:�h���72,e��5l����&���De��by�Ti3CgT�7�jK�3�9Ac%�j�CG��"Fl��c¦�D¦�m��u��Z g�������6�ˎ�:����S���󑲬�l4.�B֚�,�֒k��Q2�Z�����%g ��+��TSJe��k�ilMS=M^懞��A�t����+ZJW��0Gi?�R����%�G2Bas)��h��`��[��6T����k?�R[�?;�]ZWeX��X��TĶ�ɣ��3����������P��l�����l�#�[�i�EfJ�ht�+�q�iV��[��L+�ë��J�7��h,�5���j4��#��?�_�.�!���$Y�`�ԫ�;>�΍C�^?A.�f����{���7�A�����9��^O�:!�v��䓂,�"�Dd��]9�$�v�������5~ƠwP.����m�<��w��1T}NG��Z]��v;�M��CP(��i���1׸r�Uj�ptfť�y�&;ዕ��/O�+f��s\g��Y�5P�1�緐[k_4F�X#M�erT���~j[����¦�\�bc���[_5@��5�F�ݤ%~E��G��P����k�lK}*�6�u�-����t�1h���fX��������K#Nq�j�Z4Q��m�s�~^v��ԩ���V�*k���+�l�am+9U�Jb2}~Jb-��;�vs:]Ӫ*kuy���¦�[T6����8�q�8��_Lf�¦�]eF���B��M��s_���ue���S��Y0o$]�&���7�<��^���(�hD�z�{���7��g��ŐʩI^ǃ�k�0N���b^6ŷ��x�rv���Sc�2O��Q���5�D�e��eg5�+Eo�B�MݹS�:S¦��f��2��*jߨ�q{��u=N�9&0��e#e'���U�6�L�il�芏w*ֶv��ϊD2+��e�rh��i`��d�����!a��j1r���}�T�.+.�0�q�a��i�c����J�!�������8W�>��s�J�DOjI����Fh=��Y�[\v��x l��@V�(֘�M�����w����27J��A�dhpB�G��LXm��-�{�*i8�9%5�����z������և`+q�]���̎x_T����cr.{�f�E,���܊�t��k��CF�=�4��@8�HV��]5���7�b oi�ƨ�[Rϯ��r� zZ;�'�/��UT¦Ằ�"��]#��5-G5Ml�����Y����C�Z��*�6���j:�I�,j���<���Â�Tbfzl�Y�<��#�Ӎ�Ï�É,�����F2���:�T��mk�Ƽ�wMGh�ȕ�Du��ɬ.f�h>�yB�����d��v6�=��?���叇Ҕ��(5�����Ac�VPϿǿn�����Ҟ�\t�-��\/vf����V�����\?T�Ǻ����@OF����@���8�ܠ���?d��,�t����/l��~��������<��D�<i�U.CQ�m��b�?��[������i ������0���Iz�N����J6ԡ*,C��m��KU��I/�?�K�������]���/gyӑ�_�u�Ͽp���%�r11θNy¦##L!+,�c�׼��n]����g��a2�������w����#�b�*7/6���ʋA�r���`���y-Nτ#2�_y͹�fAf�e%-��ӆЮ��
https://www.signify.com/api/assets/v1/file/Signify/content/4229953a8af94adcb301a9690079dec8/led_bollard_brm830_series.pdf | lighting | BollardDome/bevel top louverBRM830/BRM832/BRM834/BRM836Project: Location: Cat.No: Type: Lamps: Qty: Notes: BRM830 LED bollard 03/24 page 1 of 41. 116mA only possible when 54L is selected.2. 58mA only possible when 108L is selected3. 347V bollards require and include a step-down transformer in bollard. Ordering guide Example: BRM830-42-108L-58-NW-G2-120-BZPrefixShaft HeightNumber of LEDsDrive CurrentLED Color - GenerationVoltageDome topBRM830 With cast aluminum baseBRM832 School bollard with cast aluminum base and galvanized tenon throughout luminaire lengthBevel topBRM834 With cast aluminum baseBRM836 School bollard with cast aluminum base and galvanized tenon throughout luminaire length36 Standard shaft 36"42 Standard shaft 42"54L 18 LEDs per louver with 180° distribution 1116 116mAWW-G2 Warm White 3000K, 70 CRI Generation 2NW-G2 Neutral White 4000K, 70 CRI Generation 2CW-G2 Cool White 5000K, 70 CRI Generation 2120 120V208 208V240 240V277 277V347 347V 3108L 36 LEDs per louver with 360° distribution 258 58mAOptionsFinishMotion sensingElectricalIMRI Integral infraredSurge Protection (10kA standard)SP2 Increased 20kATexturedBK BlackWH WhiteBZ BronzeDGY Dark GrayMGY Medium GrayCustomer specifiedRAL Specify optional color or RAL (ex: RAL7024)CC Custom color (Must supply color chip for required factory quote)Gardco LED dome and bevel top louver bollards provide uniform illumination, superior spacing and solid vandal resistance. Rugged extruded and cast construction with silicone seals and gasketing assure years of durability. Our advanced stack-louver LED technology and motion response provide maximized light output energy savings.AccessoriesService12NCDescription(4) 3/8X8X1.5 A/B 2N-2W-1LW + (1) TemplateFor shipment with the bollard (order 1 per bollard)912401538594KIT, BRM830/834 ANCHOR BOLTs & TEMPL912401538592KIT, BRM832/836 ANCHOR BOLTs & TEMPLBRM830 series LED bollardDome or bevel top louverBRM830 LED bollard 03/24 page 2 of 4Predicted Lumen Depreciation DataPredicted performance derived from LED manufacturer’s data and engineering design estimates, based on IESNA LM-80 methodology. Actual experience may vary due to field application conditions.L70 is the predicted time when LED performance depreciates to 70% of initial lumen output. Calculated per IESNA TM21-11. Published L70 hours limited to 6 times actual LED test hoursAmbient Temperature °CSystem CurrentLED CurrentCalculated L70 HoursL70 per TM-21Lumen Maintenance % at 60,000 hrs25°C1050mA116mA>100,000 hours>60,000 hours88%LED Wattage and Lumen ValuesOrdering CodeLED QtyLED Current (mA)Color Temp.Average System WattsLumen Output BUG RatingEfficacy (LPW)BRM83X-54L-116-NW-G2 (Asymmetric)54116400041.41053B0-U3-G125BRM83X-108L-58-NW-G2 (Symmetric)10858400038.61226B1-U3-G132Values from photometric tests performed in accordance with IESNA LM-79 and are representative of the configurations shown.Actual performance may vary due to installation and environmental variables, LED and driver tolerances, and field measurementconsiderations. It is highly recommended to confirm performance with a photometric layout.NOTE: Some data may be scaled based on tests of similar (but not identical) luminaires. Contact factory for configurations not shown.BRM830 series LED bollardDome or bevel top louverBRM830 LED bollard 03/24 page 3 of 4DimensionsLED Power Supply locations shown are for Motion Response (IMR) luminaires only. 4 3/4" Bolt Circle (12.07 cm)4 3/4" Bolt Circle (12.07 cm)3" Conduit Opening(7.62 cm) 3.5" Conduit Opening(8.89 cm) BRM830/BRM834(20.32 cm)LED BollardMotion Sensor andLED DriverModular LouversCast Top 42" (106.68 cm)or 36" (91.44 cm)8"Auxilliary Transformer (347V Bollards only)NOTE: Factory supplied template must be used when setting anchor bolts. Gardco will not honor any claim for incorrect anchorage placement from failure to use factory supplied templates.BRM830/BRM834BRM832/BRM836LED Power Supply Stub-up Projection 3" Max. (7.32 cm)Bolt Projection 1 1/2" ± 1/4" (3.71 cm ± .64 cm)42" (106.68 cm)36" (91.44 cm)8"(20.32 cm)BRM832/BRM836Galvanized tenon throughout luminaire lengthBRM830 series LED bollardDome or bevel top louver© 2024 Signify Holding. All rights reserved. The information provided herein is subject to change, without notice. Signify does not give any representation or warranty as to the accuracy or completeness of the information included herein and shall not be liable for any action in reliance thereon. The information presented in this document is not intended as any commercial offer and does not form part of any quotation or contract, unless otherwise agreed by Signify.BRM830 LED bollard 03/24 page 4 of 4 Signify North America Corporation 400 Crossing Blvd, Suite 600 Bridgewater, NJ 08807 Telephone: 800-555-0050Signify Canada Ltd. 281 Hillmount Road, Markham, ON, Canada L6C 2S3 Telephone: 800-668-9008All trademarks are owned by Signify Holding or their respective owners.www.gardcolighting.comSpecificationsHousingCast aluminum dome top secures to one-piece louvered casting with three (3) concealed tamper resistant screws.BRM830 / BRM834: Luminaire features a cylindrical .125" (.318 cm) wall 6063-T5 extruded aluminum base housing. Bottom section has a welded-in cast ring for attachment to base assembly with four (4) hex head set screws.BRM 832 / BRM836: Luminaire features a .125" (.318 cm) wall 6063-T5 extruded aluminum base housing which connects to the top flange of the mounting tenon with four (4) internal hex bolts, inaccessible after installation.Light EngineGardco LED Bollards feature the advanced Gardco stacked louver LED technology, assuring maxmimized light output. Each individual louver is replaceable if needed or desired.MountingBRM830 / BRM834: Base assembly consists of a cast aluminum platform and ballast mounting bracket. Assembly is secured and leveled to the mounting foundation with four (4) 3/8" X 8" x 1 1/2" (.953 cm x 20.32 cm x 3.81 cm) anchor bolts on a 4 3/4" (12.07 cm) bolt circle. BRM832 / BRM836: A high strength steel mounting tenon, hot-dip galvanized after fabrication, is secured and double-nut leveled to the concrete footing with (4) 3/8" x 8" x 1 1/2" (.953 cm x 20.32 cm x 3.81 cm)anchor bolts on a 4 3/4" - 5" (12.07 cm - 12.70 cm) bolt circle. Motion response optionsInfrared Motion Response Integral (BL-IMRI): Motion Response module is mounted integral to luminaire factory pre-programmed to 20% dimming when not ordered with other control options. BL-IMRI is set/operates in the following fashion: When motion is not detected for a 5 -minute period, luminaires automatically dim to 20% power and light, gradually over a 2 -minute period. Once Motion is detected, luminaires immediately ramp to full power and light output until motion is not detected for a 5-minute period.ElectricalDriver: Driver efficiency (>90% standard). 120-277V available. Bollards with 347V require and include a step-down transformer (placed within the bollard shaft) to provide proper input voltage to the LED power supply. Open/short circuit protection. Optional 0-10V dimming to 10% power. RoHS compliant.Surge protection: Each luminaire is provided as standard with surge protector tested in accordance with ANSI/IEEE C62.45 per ANSI/IEEE C62.41.2 Scenario I Category C High Exposure 10kV/5kA waveforms for Line Ground, Line Neutral and Neutral Ground, and in accordance with U.S. DOE (Department of Energy) MSSLC (Municipal Solid-State Street Lighting Consortium) Model Specification for LED Roadway Luminaires Appendix D Electrical Immunity High Test Level 10kV / 5kA. Optional 20kV is available for additional protection.ListingsUL 1598 standard, suitable for Wet Locations. Suitable for use in ambients from -40° to 40°C (-40° to 104°F). The quality systems of this facility have been registered by UL to the ISO 9001 series standards.FinishEach standard color luminaire receives a fade and abrasion resistant, electrostatically applied, thermally cured, triglycidal isocyanurate (TGIC)textured polyester powdercoat finish. The surface treatment achieves a minimum of 1000 hours for salt spray resistant finish in accordance with testing performed and per ASTM B117 standard. Standard colors include bronze (BZ), black (BK), white (WH), dark gray (DGY), and medium gray (MGY). Consult factory for specs on optional or custom colors.WarrantyBRM830X luminaires feature a 5-year limited warranty. See signify.com warranties for complete details and exclusions.39' / 12mMaximum Detection Area~100°Top ViewBollard
https://www.kelvix.com/product/ac-zolo-7-rgbw-combined/spec-sheet/ | lighting | %PDF-1.4%����805 0 obj< >endobj xref805 610000000016 00000 n0000002153 00000 n0000002312 00000 n0000011060 00000 n0000011199 00000 n0000011823 00000 n0000012435 00000 n0000012900 00000 n0000013190 00000 n0000013304 00000 n0000013416 00000 n0000013677 00000 n0000014378 00000 n0000014405 00000 n0000018241 00000 n0000020294 00000 n0000023285 00000 n0000025790 00000 n0000029222 00000 n0000032868 00000 n0000033005 00000 n0000033547 00000 n0000033574 00000 n0000036932 00000 n0000040401 00000 n0000040525 00000 n0000040595 00000 n0000040717 00000 n0000050199 00000 n0000050470 00000 n0000050955 00000 n0000062865 00000 n0000063438 00000 n0000075067 00000 n0000075137 00000 n0000075412 00000 n0000083082 00000 n0000083337 00000 n0000083745 00000 n0000090141 00000 n0000090398 00000 n0000090745 00000 n0000094957 00000 n0000094996 00000 n0000130408 00000 n0000130447 00000 n0000165858 00000 n0000165897 00000 n0000201318 00000 n0000201357 00000 n0000236774 00000 n0000236813 00000 n0000272230 00000 n0000272269 00000 n0000272296 00000 n0000272710 00000 n0000272847 00000 n0000273259 00000 n0000274996 00000 n0000001956 00000 n0000001516 00000 ntrailer< <08AFF03627784242A5F6351D5E4B7098>]/Prev 692898/XRefStm 1956>>startxref0%%EOF 865 0 obj< >streamh�b``�a````c`�� ĀB@1v�-?�L8P��!��>6�#����c��@�J��M�}e̞�L�������ܥ����G��F�;�<3lb^.�-����v��_���C-�l"�@}z����x>&?�����E*:��j{8L����p Pc��uH[�XD�A@I���)�ɋq;#CC�k���¦��_sO�\��ǧ�������[̐ĠÐ���+�i�&e�` ������u��3:D1�vY�%;�=302�0�36�����1�������:�7j���9@�p��F3d3�FTS.��@�����?\Ԟ�k��f�m�o�endstreamendobj864 0 obj< >/Filter/FlateDecode/Index[64 741]/Length 47/Size 805/Type/XRef/W[1 1 1]>>streamh���A0ð4�w\Gcw��������z�C >/Metadata 62 0 R/Pages 61 0 R/StructTreeRoot 64 0 R/Type/Catalog/ViewerPreferences< >>>endobj807 0 obj< >/PageTransformationMatrixList< >/PageUIDList< >/PageWidthList< >>>>>/Resources< >/Font< >/ProcSet[/PDF/Text/ImageC]/Properties< >/XObject< >>>/Rotate 0/StructParents 0/TrimBox[0.0 0.0 612.0 792.0]/Type/Page>>endobj808 0 obj< >endobj809 0 obj< >streamH�\�ˊ�@E���^�,���1�3�E���R�Ē���>}u�D`������a�����Ǿ>�ɝۮ㭿�ut�xi�lY���������VC�����m��Cwt����6���i�S¦��ocǶ���_��ˏ�a�����­׮��4�K5¦�����C�����%������!�b�_��x�:�Uw�Y�H�ڕ��Zg�k�{n�����j��^,�O�s������b^!o�7�[�-�y��g�#�1�!�3'�ҳף�/���d�`��#� 怬̊l̆L~~O~~O~~a��W�+��z���^a��W�+��z���^a��W�+s/����������z����������������t�p�������������t�p��Rt)�]�.E�҉҃҃҃҃҃у�����i�4p9�FN����i�4p9�FN�я��s��J�D�ʘѵ%[��~lV1�1����qL+>�V���V�]�¦����)¦�������p9endstreamendobj810 0 obj< >endobj811 0 obj< >endobj812 0 obj< >endobj813 0 obj< >endobj814 0 obj< >endobj815 0 obj< >endobj816 0 obj< >streamH�\�ˊ�@F�y�Zv/�XwԊ�b.�=`'eO`�!ƅo?1'�#t�!��?_�e�݇}S�"��]�C�ũn�.^/����#~�M&��겟h�_��m���>����-�"�1\���]����G¦��o]���/?��W�nm�;�cӋ�X�DOË�ۯ�s���۾����mx����65�d��R�k{,cwl>c����X��*�M������ǩ�u����p�l�f����5�-4���v�f$9��������b�,�Bb2�d�C�CZ@�A� 7��0�I�4F�tC�"ݐ�H7�+�͘�&r�+��tC�"ݐ�H7�k4c�j"���O�9fѴkhWӮ�q'�0�tm�Z�g������)�v-~?��������Z�dl:�!ݑn¦jd橻Y����tG�!ݑnh�Ѯa�:v���e�کOv��OG�vj��ji�Ӡ���`q�8X<�����`q�8X<��g�͘.�R��Ӄ6���k,~��M2�$E�L �K���'�ːZɰH�eX'mȰM��#��+CH:��H��a���,�u�Ŵ2:Y_Y�d�ea�}!��3��8����r8���.o]7��?���3�n��w���bx���������f�endstreamendobj817 0 obj[836 0 R]endobj818 0 obj< >streamH�tWi�U��+�q����}��H0�-[��D��("πI ���sNu��؄�w�����T�w�����{�w��wwoݏ�ѽ�~���W/�޻��访�������ͣ�[���on�¦��/��<~���纄�+1ly��b�ƈ�����!�������������{'��k�����ٽ��X�?�E;X�~�w�Lɮ��������B�[��9�-�����l���?\u�;>����Z���O��C�v�G;f)�S����<}�����ٛ������?�ty����w���V0��w����c��=}M?��-�Z��׋��������O�]�=��[L�5��o�¦�V܅����w���<��ú�ռ��.�ξ}�����<��<�;�꿦;.�׷����+�"O3��R�_�������w�}��{��\���k7)!��7��S�����em�k�p��Y���!NH�泭ǵv��O^?y��wd1L�uiY�� }qt1w�)� (c9�"�vf��$K;�׃��_���Ylg]tD�n�{��[�61~�+��9�p�� g�G�׸����JN�_�MI)����r����:��A�L�,[�b%��7�:J���%����2�V�l؇R�J��l�Ӳ�3bV6]�{๗bra�;y��ɴ(X�3��n������2V�GA8h�G�V�Z����6��.o��1yPj�\D�eT8����>�����0�D���!$2�?@��GREE~�ewkȪ�.#<�4�S����(⿴� saF`��F52��Ⱦ.ʏjvG���k$���A����j���8��y �zV��,(t$b7��P����)?,H��l�∋,-������ݖ�]{i���m�c{:�Ԁ�OxF-N8�������k�h��kgT�I��"hT8��QB �P����2��45�T�@�g^!�����*D�0���u�ݭVP����Vb���ʪ��F���ur�娮��0��D�f�3~�D1��I@fJ��Ϧ��F��$��\ʲ��)���,M�nߩ1��񳃻8���{Qsp��4�:&�8�o�U��q<�5b@>F� �����W�,����JI6�E}��83&R�׸��*Y�E{���)�,�:���˦Gs]��*����a嘆�c�NV�n6��Ό��Y��������n�2��ƚ0dV0j�78r��¦銗8K�9b�d��Dû��Q���t�xX�b'Hȋ�v`�֜8@�YJtmκ=h�BI�+r�B)�)�l�"��_h���:�)����Ěs7+Q��:T@D�[atS���j�n�`3�B�!�\�d�޾F���f�5L�����Y��m�-#���>�{��\��{1S��Ͼs骡�4����`F�9Yل�iW�}(�3�8h��^�ï0�`�lV�����PJ�\H��;ɞ8��lWIr1��?0.�%Q�{����P=��/vs�sVx�XGLF��h��M`ŬT���,��u�����%du̕l(F�Yد)��J�k��RR��E��'���=2#aʋ5�'�)��.��o��}���~���[�����H�����}�$��`0�@���}P����9��ý>W&بI�Wr��6���$�mW~��u^�B�%k/�I���(᫞�AGz>��xu��ӈ�<őǉ����<ۢ�yE��W8���'-��d�,C�q�\�@?2/���&�͂B��"���1��`h:%%fU;�P����%¦x����8I� Ũ���\��¦"�rw�Y�4��r��fzU+b�m�J��*r���E��!��B���sS0B--k�D��n���v����۵�/���̖>��_��DwG�۬N����Z^�0L��i�����{�FDދtsP����m�;b�"H�Ajʵ=��l�:'�Mk��`����ch�E�-b��P��I����j<�O���c�Sʥ�*���k[]�wʪ���[A�I���-WBA�+J��`5�k:�˺�yWZW��M1��7���V��S�cIQ�g����LXX��$���&������FOz�q=f���&ꥢG�h�����5�}�+E:V]����/Yl�t,������l*gc���V7�1���e�!m%5��D�=6�kQ_��*��JN�0;P�9x�*e�k!�)1lwnD��xx�6�x��<(VI�4�AP�e����2�.A@�h����F�z[:�~l�$[��pb7!����b�Ռ{�8�d4`�؃>"����@3p�Xb.M+�)a�.�B*�'Qݴ,r�h��循M��û��F�� �,q��UDZ<�Īi�Q!F�WFw�'�6���t4�cW�ٮ��?�at�Y��k���^���c*�,X��p�-v��R���Q�]�oq�2*"�EC ��4J�ρi��\&��>���Ugb�:/L��S�/�>�y�f��2���}�S�"�x}&�jǨ����΢�L!�Ӗ��x=Z'���(tM�X�H�+>�!�'�Q�\�����Cc��#%'��Rk&�īX��1�g���#��!��Kn2��+/�v��0\��2�����a�ٖ��h^w?����Z�l"T��1�(��0�y7Cendstreamendobj819 0 obj< >streamH��Wms�H���/���ļKSEQe�&�d]I�lrU$u�b;&�!k�����m�h� �d_QB3R����g�{X�m�p��7)NX��Li��^���\Z���H�w�\�G0N7���z2ũ�z����,���)�%���#/�M��b�\J��wI��#�K�B�N���TiC�f�/���z��ڍU0&uS?ŅH�փ�p�oܥ��қ7��^vn7�~�B���Vd���{<��ο���z�?Z%��+O2N�߹��%�`�.Qߞ��T����I�;.��ؠ�`e/��m��4"�*�s���B]u�zV[�����ݑ���k�٨�U�@��4sU_�͎*���z��ϓ�g���_/�����9h����\����>?@w4�`tC�E���YҊ�+!k���;G�c�;�L��}����C�i���jW��rw4b�m�,Yg�ad���:}!�$�u� �g�¦5���������g�un�h�5-���{��GK��!k���C���ء0�¦oW���;��&�Q��D�λ��k¦���¦�P�,@i�$��Ϟ���F �*�B����o����6_���;8+`�ϗqJh}�r�0[¦��g� Je���PU#�8��(�9��b�H�?�d6��6������f�d1C�^���2(�"v�4}��d��3X�Ç�Y~�=9����a*Na���O�i�����@�8:�����v�(^�����¦ʷ"oe��f��(�I���&T�]�M���[�߬�%��I~}�TnNA �N>��fT��P�8�y��36�������¦�\<��}�%H��M���¦Q;\HE&7^��)v�1e�±:g¦0�c��2��i���+�����)�u�QP�M+F����e���#:�ܯҶ@��X�������0Ԁ����ӂ�C�$x�y���9���;�r�p�����c�9��t��ѕ��;,8::NS!�,�Qs�(w���Q�x�$�𴫑B6%I`ʑ$X@w�I"���{�>��T���.����Cf5B{�ؕ�����8{�S��0�Fa&��HJٲ2�4��)���9ѹ��}�J�����:��ω��,@WV/��S�G�y���}lY��=G��Q�?to�:�\4*��;f�v=�l\S�%�/8椞�ܳBf�ʔ)U�#�euء6ȶj�v6���,�����{�t�=�4-[1�8��ZD�}>��3�^>0X���}l�t>�I�-�S/H����L�ۭ=mH�Дk��u���M���֦O��VN�$I�d$����{P��$er�lP�i�3l���w��a�bMPIa�Qi���k�"0������`¦B%��mz�S���}�X7Y-Ybe���9[B�6鼪��iv��$G�{��A�9��¦L�ȵ<��J���6�a���A�@>�dC3�(�8Ӊ�!΍Rn��=���T,h-��(��h��~�Z4�΁:�hc�i����>����P+K5�����Vͫlˢb}��i9�f�BM��HlE�.o9�ұ�Mnڱ���𶡳'CXG�qO����Fэ*ME���?ʢ��N����f�t���s���w��⬯��KU��%�\����V�m��9O�ml��U����\_�<�eE�q�`s�H�>Ɛǖ�-��ʚ�z�it:�]��n(K�V3��O ����&vsRq�k��C���\A�m!k1"\w�b��qv��n&Ӝ���`��LTfqk[,݈ГT�A��c���}����UO9�A�޿��6G�?����t���r�;���;���s��w���T�1Yc@��Vc�c�H�����z@_s#���f�Aj�����kԠQ��$J�IG��6C�9������%�gT�Q�ƕ��+�dB@�?�[�Y�����endstreamendobj820 0 obj< >streamH��W[o\��k�ŠO���}��֥E]i`�}p�B�ȱ���8r����gH�Yi%�N!h�!�!�!9s���ի�+sttx¦��y�<�ZM���&z?9;���T\.���7���ů�>\�����Ę��3�n���c���M�D��0��֬ ��ؚ���֜=��=>%�L0l��RB0ɧ)ל������>�tM:L�K��b�� �iF�u�b�9e����yb��i.ٴ�����zj͏��į�����)$�¦z�ZDE?'``�Z���Ku��Z���v�.A��mi �u�(�:wv]c{��,�-w��������?b8o�<ϭ�931x�����ͣ�X/Sh��}�w�f���=6��u�����v���wϭ�Q�����88yw��{hd����L�����g�V�~�klw�4�W)�#�-�dN��4K�pd�]6��;%{�7�C�;}v�7�s��SbB��K������tޗ_�[4MD���yv#ϱHMͮ%���3����}�f�q��G�������v$���4�ԗ�k��q&�B��+��d���(pl��ȅѐ���C��e�h}��ms ����*�Ґ���������п�\��09Z�¦�%�L�����)KY�@<����hḭ�h6��丗���hi,�[Z�a�G�4��!�c{9�(Z��%��p�L*�R�-�����h3$b]!�ՙ��v�k�/NѓtҐ%��P���`p���UG��m��ڨŇ?3Ƭ�P5�nB�5���50�6���9�}������j��mK6.��G�F�j�P������A��%!�JeT@�6� �P���:�ڨ�ު�,�!�!��2��Ew΋��:n��¦�9Y�3D�NgLmdZdzL�̐a�m�WZL���%W�q6e�pQ���P��:�"����4w�tD�*pBpBk�(�o���/+I��'�*�'Kk�lKiɖ���h��p,9�Bt����Id�_��&�x3U$���\�]�銍$k�rW����������.=c��}�m�AV*&��[/��`�ɷ1�ƒ��1�Tva�9�c�O6�-/�Nη�M4K0h�}��@���<�)�i����<����XJ�D��r������¦kΞ�s���ի�+sttx¦��y#�k�0�ˍ���p����<�W??��>���݇+�^�3���Ș���#=6����ɛ���b>"���r���@GP7ZH�[H�ԌD�`���Y���31�>Q�fi#6!“+�ﮘ,b��c�%���c�!����+�%�,��m<6)���hǁS����(/��A~�O Y�=���s�kPh���)�D�-�Ƌ8��:��tM�p�h,b_�� '��x�ɋ�[4p��p,䢫�A���z���4��'�,~3Z�x�Q�ktN��E6�K�a�3צ���Ic��NC*1S������H����`�!-.U�g:�*�T5'y�_U���Uӻ�?)��`¨endstreamendobj821 0 obj< >streamH��W[o\7�+zLF��0�vP����Ƌ}0��p���L�f]���KI�D�s�q�`��}�(�")�x��R����������gg���O�g��Za��&x+\�2�h�F��x��A�_�����{q~~q�^%¦\�h�/������O�H�-\��z_Dgi�M��X���N�h�8���2��#C���`2c��R�(vV��"�t��J&7�@�fh/�Nc�>e�La.�>U��w�U�9c�L���UY�$h���x/.������/o?�"�����ϛo��.����k����R]\��4?��}��XgE�Aqoc'����(nΔ��\I/�/��8d�������1&R(�����_E�����U����BbR���gmrp�R;[$��%���+~��Gb�nu5xq��6��S�=�B¦�`+�ߊj'^�����b#����C��g�����o�JA�%��ʡ%�eR6����niEa���-s��̲�&�L�П����n�(m�r9��nC���{m��T��I���$�q��2�`����Vp�7Jf����V�����u�j�s���Nj�(�MR)�u+ؔ���n�W&��m>��Ev= ����Q1��./��r}�[u�N�e�J�3��ɤ�=rG�Z�?d4���2�����?�<�W�`T-A'YT]�C\���̜4-�5mT㈦]v����f�j�=m��Z��8#4-c�M�*n��h�{�L��Q���k�L��\'�y�r�U�h�����ġ`��U:Z�����y��y��S�dc�:ǹ�8hL%5\_B]��C�E;��R�f��5�&P��uk�e��_��Ci�������h�&<�(V�5luv�Х�q/c��@>t��Q�֎��!k5y��O�ږz�����' ��q��o�6Q���k�h�.�jS"s�9:8��v@Y@,���p�!<�X[�>�7˻`rJZA�DIM�#�C��ck�S����B+���qI+�Lj4��âDEC�-��h�f���֧�{�3Xm�p�t�;���4�.��wqn(2pS���z��th>�U>��ͭ�c,WK��gR�:$iWm�����%$� ��(Ih;�"#�¦�a���Bs=J����e{��q���a��{T8��.�=*$�S��8f-��!�Ѫ�X[��X@����:Ǝ��~�x�seIRy`����Li��d~:��&�s]4`�ɀxp�����y<����)��Sa�c�h���1�gD"�����r4ؾ�n��p�(s,!���F8�.�5�PI8v�M�;���s�~3n�5��\����$��~�g����t���e�JƑ�S:�ΓM�M)=ձϧ��qK��[���K��l�x��Rթ�����Q��sBOi7�-,�����EZ�����t(M��e����D'���f<��W`��Ċ�/-�������웍�p�c�gJ���ЎG���b������APg;�0n���[�Ok5��D�&x1�o�-尔1/�j���AR��Lx?�.�$cE0�Z*�I�%�����aН{��((j�{¦�ފE��~LG��Y{s����l�
https://www.acuitybrands.com/api/products/getasset/hydrel/888888/c0eb0620-1838-4f9b-87dc-db65b61fd463/4750l_rgbw.pdf?abl_version=02%2f28%2f2023+23%3a30%3a00&DOC_Type=SPEC_SHEET | lighting | ®© 2018-2024 Acuity Brands Lighting, Inc. • One Lithonia Way Conyers GA 30012 Phone: 800-705-SERV (7378) • www.hydrel.comCATALOG NUMBERNOTESTYPE4750L RGBW ¦ Rev. 03/12/24Page 1 of 84750L RGBWLinear RGBWHIGHLIGHTS• The 4750L delivers industry leading durability, performance and lumen output• Superior water resistance IP67 with Hydrel “Flow-Thru" technology, water flows around the independently sealed integral driver module and sealed LED module• Aiming integrity with a fully adjustable and rugged knuckle design using Taper-Lock technology• Long life in the most demanding environments with low copper content housing materials, stainless steel fasteners, and durable powder coat finish options for Coastal Regions and Natatoriums• 3G vibration rated per ANSI C136.31LUMEN PACKAGESSTANDARD DISTRIBUTIONTMSpecifications Weight:4' 17.5lbsDIMENSIONSAIMING DETAILSVNSPNSPMFLWFLWWDDelivered Lumens35773592417042303922Watts5656565656LPW6364747572Peak Candela77335239236117812942Note: Information based on 100% output on 4FT fixture00 (1219)33.5-36.5 (851-927)3.0003.80 (97)4.00 (102)3.00 (76)4.11 (104)48.00 (1219)AJUSTABLE 33.5-36.5 (851-927)9.25 (235)4.113.004.003.80 (97)4.00 (102)3.00 (76)4.11 (104)AJUSTABLE 17.5-18.5 (445-470)24.00 (610)9.25 (235)155°45°135°45°KMKMS110°90°90°90°KM90KMS9015° x 120°VNSP25° x 120°NSP95° x 120°WFLASYWWD60° x 120°MFL 3.00 (76) 4.11 (104) 1.95 (50) 9) 851-927) ABCD44332211 24.00 (610) 6.60 (168) ADJUSTABLE 17.5-18.5 (445-470) 3.00 (76) 4.11 (104) 1.95 (50) 6.60 (168) 48.00 (1219) ADJUSTABLE 33.5-36.5 (851-927) AABBCCDD8877665544332211KM MOUNTINGKMS MOUNTING155°45°135°45°KMKMS110°90°90°90°KM90KMS90®4750L LINEAR RGBW ¦ 24750L RGBW ¦ Rev. 03/12/24Page 2 of 8© 2018-2024 Acuity Brands Lighting, Inc. • One Lithonia Way Conyers GA 30012 Phone: 800-705-SERV (7378) • www.hydrel.comORDERING INFORMATIONEXAMPLE: 4750L 4FT 1000LMF RGBW MVOLT VNSP KM EA6 CSL10 DMX BL RGBW Range within triangle formed by RGBA580590600610620630640650570560550540530520510500490480470460450440ABlue(464-470nm)Red (620-634nm)Green(525-537nm)White(4000K)Model*Max Fixture Length*LED Output*LED Dynamic Range*Voltage*Distribution*Mounting*4750LLED Linear Flood4FT4' (nominal length)1000LMF1000 nominal lumens per footNote:May vary based on distribution.RGBWRed, Green, Blue, White (40K white 80CRI)MVOLT120-277 voltVNSP15 x 120 degrees NSP25 x 120 degreesMFL60 x 120 degreesWFL95 x 120 degreesWWDWall Wash (Asymmetric)KMKnuckle Mount 45°KMSKnuckle Mount Short 45°KM90Knuckle Mount 90°KMS90Knuckle Mount short 90°Note:KMS and KMS90 not available with mounting accessoriesMounting AccessoriesAccessoriesCord Length*Control Input*Environmental OptionsFinish*JB4750LAluminum junction boxMS1212" Steel mounting spikeMS1818" Steel mounting spikePSSAPedestial Stanchion Splice AccessSMSA__Stanchion mount splice access. Available 12"-48" in 6" incrementsNote:Mounting Spike (MS) is used for fixture mounting only. Seperate junction box is required for power. Hydrel offers JBA/JBB junction boxEA6extended arm 6"EA12extended arm 12"EA18extended arm 18"FVSRFull VisorHVSRHalf VisorNote:Full visor includes top and bottom shield. Half Visor is top only for all destributions except wall wash which is bottom only.CSL__10'-50' of cable available in 5' incrementsNote:Provided with black cordDMXDMX DARKMREMarine EnvironmentNTNatatorium ConstructionCRCorrision ResistantBLBlack TexturedBZ Bronze TexturedDBLBDesigner Black TexturedDDBTDesigner Bronze TexturedDNATDesigner Natural Aluminum TexturedGNGreen TexturedGRGrey TexturedSNDSand TexturedSTGSteel Gray TexturedTVGTerra Verde Green TexturedWHWhite TexturedDBLDesigner Black SmoothDDBDesigner Bronze SmoothDNANatural Aluminum SmoothDWHDesigner White SmoothCFCuston FinishRALTBDRal Paint FinishesNote:RALTBD for pricing only, replace with applicable RAL call out when ready to order. See the RALBROCHURE for available options. It is recommended only use textures paint for Hydrel fixtures.Note: * is a required field®4750L LINEAR RGBW ¦ 34750L RGBW ¦ Rev. 03/12/24Page 3 of 8© 2018-2024 Acuity Brands Lighting, Inc. • One Lithonia Way Conyers GA 30012 Phone: 800-705-SERV (7378) • www.hydrel.com®PERFORMANCE DATALumen values are from photometric tests performed in accordance with IESNA LM-79-08. Data is considered to be representative of the configurations shown, within the tolerances allowed by Lighting Facts. Actual performance may differ as a result of end-user environment and application. Contact factory for performance data on any configurations not shown here.LUMEN OUTPUT 4' FIXTURELED OutputNominal System WattsDistribution TypeField Angle Beam Angle RGBW°H°V°H°VMax CdLumensLPW1000LMF56VNSP109.639.263.212.177333576.963.47NSP144.039.898.415.752393591.864.01MFL148.484.5106.761.32361417073.68WFL149.6109.2106.894.917814229.774.72WWD146.978.6100.746.32942392272.14VNSPNSPMFLWFLWWD®4750L LINEAR RGBW ¦ 44750L RGBW ¦ Rev. 03/12/24Page 4 of 8© 2018-2024 Acuity Brands Lighting, Inc. • One Lithonia Way Conyers GA 30012 Phone: 800-705-SERV (7378) • www.hydrel.comMOUNTING OPTIONSKNUCKLE MOUNTING3.80 (97)9.24 (235) 4.00 (102)7.40 (188)1.95 (50)9.45 (240)3.80 (97)7.60 (193)1.95 (50)KMSKMKMS90KM90®4750L LINEAR RGBW ¦ 54750L RGBW ¦ Rev. 03/12/24Page 5 of 8© 2018-2024 Acuity Brands Lighting, Inc. • One Lithonia Way Conyers GA 30012 Phone: 800-705-SERV (7378) • www.hydrel.comMOUNTING ACCESSORIESMOUNTING ACCESSORIES - is supplied with 1/2" NPS adaptor. Suitable for ground mounting.EXTENDED ARM Suitable for wall or surface mountJB4750L Junction BoxSMSA12 Mounting available in 12"-48" in 6" incrementsPSSA Mounting 9.35 (237) 5.75 (146) 10° 12.00 (305) 15.60 (396) 10° 21.60 (549) 18.00 (457) 10° EA64750LEA124750LEA184750LMS12 Mounting splice available in 12" and 18"®4750L LINEAR RGBW ¦ 64750L RGBW ¦ Rev. 03/12/24Page 6 of 8© 2018-2024 Acuity Brands Lighting, Inc. • One Lithonia Way Conyers GA 30012 Phone: 800-705-SERV (7378) • www.hydrel.comEXTERNAL ACCESSORIESDO NOT SCALE DRAWINGglare-shieldsSHEET: 1 OF 3UNLESS OTHERWISE SPECIFIEDSCALE: 1:2WEIGHT: REVDWG. NO.DSIZECAD FILE:DATE:APPRVD:DRAWN BY:FINISH:MATERIAL:DIMENSIONS ARE IN INCHESTOLERANCES:.XX = .02.XXX = .010ANGULAR = 0.5FRACTIONAL = PROPRIETARY AND CONFIDENTIAL8/16/2018TITLE:THIS DOCUMENT AND THE DESIGN ITCOVERS ARE THE PROPERTY OF ACUITY.THEY ARE MERELY LOANED AND ONTHE BORROWER'S EXPRESS AGREEMENTTHAT THEY WILL NOT BE REPRODUCED,COPIED, LOANED, EXHIBITED, NORUSED EXCEPT IN THE LIMITED WAY ANDPRIVATE USE PERMITTED BY WRITTENCONSENT GIVEN BY THE LENDER TOTHE BORROWER.THIRD ANGLE PROJECTION ABC7654321Visor-FVSR4750L-PAGE 5FULL VISOR is supplied with top and bottom visor.HALF VISOR are factory installed on top side except for wall wash distribution which is installed on the bottom. Visors: Can be field installed and moved from top to bottom if desired.VISORSFVSR4750LHVSR4750L22.00 (559).85 (22)REVISIONSREV.DESCRIPTIONDATEAPPROVEDDO NOT SCALE DRAWINGglare-shieldsSHEET: 2 OF 3UNLESS OTHERWISE SPECIFIEDSCALE: 1:2WEIGHT: REVDWG. NO.DSIZECAD FILE:DATE:APPRVD:DRAWN BY:FINISH:MATERIAL:DIMENSIONS ARE IN INCHESTOLERANCES:.XX = .02.XXX = .010ANGULAR = 0.5FRACTIONAL = PROPRIETARY AND CONFIDENTIAL8/16/2018TITLE:THIS DOCUMENT AND THE DESIGN ITCOVERS ARE THE PROPERTY OF ACUITY. THEY ARE MERELY LOANED AND ON THE BORROWER'S EXPRESS AGREEMENT THAT THEY WILL NOT BE REPRODUCED,COPIED, LOANED, EXHIBITED, NOR USED EXCEPT IN THE LIMITED WAY AND PRIVATE USE PERMITTED BY WRITTEN CONSENT GIVEN BY THE LENDER TOTHE BORROWER.THIRD ANGLE PROJECTION ABCD77665544332211VISOR-HVSR4750L-page 5 with dimensions VISOR-HVSR4750L-page5 without dimensions22.00 (559).85 (22)ABCD887766554433VISOR-HVSR4750L-page 5 with dimensions VISOR-HVSR4750L-page5 without dimensions®4750L LINEAR RGBW ¦ 74750L RGBW ¦ Rev. 03/12/24Page 7 of 8© 2018-2024 Acuity Brands Lighting, Inc. • One Lithonia Way Conyers GA 30012 Phone: 800-705-SERV (7378) • www.hydrel.comACCESSORY OPTIONSFRESCO CONTROL SYSTEMRefer to FRESCO spec sheet for additional details and options.SeriesModelOptionsFinishFCSFresco Control System7TSN7" touchscreen with nLight portXDMX/RDM controlDBLBlackDWHWhiteDNANatural AluminumRefer to PWREP IP65 spec sheet for additional details.DMX-RDM Repeater with Power in IP65 EnclosureModelPWREP IP65 P4 TERM RDMDMX-RDM Repeater with Power in IP65 EnclosureEASYL - LED SHOW CONTROLLER WITH LCD TOUCHSCREENSeriesVoltageFinishEZSOLOEasyl SoloEZTOUCHEasyl TouchEZPROEasyl ProMVOLT120V-277V VAC, 50/60HzBKBlackWhWhitePATHWAY Connectivity Solutions- DMX lighting and networking with scalable networksDMX512 networks create dynamic lighting. Dynamic lighting often brings a lot of color and movement to spaces. The DMX512 lighting protocol was created to serve the needs of performance lighting, such as in theaters or music venues. A DMX network is designed to support large amounts of data continually moving between controllers and luminaires, and at very high speeds. Many non-performance lighting applications also rely on DMX networks, to support RGB LED luminaires featured in applications such as building façades, hotel lobbies and corporate reception areas.A DMX network always includes a controller and luminaires that are compatible with the DMX protocol. As well, DMX lighting systems must include network devices that route the DMX data to different locations between the controllers and luminaires.Pathway Connectivity provides these network devices, creating robust and secure network backbones. Pathway devices create bridges between Ethernet and DMX, and DMX and other kinds of lighting control protocols, such as RDM, nLight® or 0-10v.TAKE CONTROLHydrel lighting solutions bring ease of use, innovation, and next-generation control features to commercial, underwater, and architec-tural outdoor applications. We offer a dedicated team of specification engineers to take you through lighting design, the specification process, to the installation of our fixtures. We simplify the complex and help you create the right layer of light for any outdoor lighting environment. Find the right architectural outdoor fixture, controls, and network connectivity with Hydrel Lighting Solutions.®4750L LINEAR RGBW ¦ 84750L RGBW ¦ Rev. 03/12/24Page 8 of 8© 2018-2024 Acuity Brands Lighting, Inc. • One Lithonia Way Conyers GA 30012 Phone: 800-705-SERV (7378) • www.hydrel.comWIRING AND LAYOUT DESIGNSPECIFICATIONS AND FEATURESMATERIAL: Copper free die cast aluminum and corrosion resistant extruded aluminum. All stainless steel fastners.LIGHT SOURCE: RGBW Red, Green, Blue, White 1000LMF.VOLTAGE: MVOLT 120-277 (4ft only.)DISTRIBUTION: VNSP (10x), NSP (20x), MFL (55x), WFL (100x), WWD (wall wash Asymmetric).LENS: High clarity acrylic, superior UV resistant.MOUNTING: KM (kuckle mount 45°), KMS (Knuckle Mount Short 45°), KM90 (Knuckle mount 90°), KMS90 (Knuckle mount short 90°).FINISH: Exterior parts are protected by a zinc-infused super durable TGIC thermoset powder coat finish that provides superior resistance to corrosion and weathering. A tightly controlled multi-stage process ensures a minimum 3 mils thickness for a finish that can withstand extreme climates without cracking or peeling.CORD DETALS: Provided with black cord MVOLT - 18-6 SJTOW 10ft. length. LISTING: cCSAus, MRE (Marine Environment) is listed to UL1598a. IP67 rated.ENVIRONMENT: Suitable for outdoor wet location applications. Suitabe for inoor, non-IC rated applications, maximum 45° C and minimum -20° C ambient operating temperatures.GOVERNMENT PROCUREMENTBAA – Buy America(n) Act: Product qualifies as a domestic end product under the Buy American Act as implemented in the FAR and DFARS. Product also qualifies as manufactured in the United States under DOT Buy America regulations.BABA – Build America Buy America: Product qualifies as produced in the United States under the definitions of the Build America, Buy America Act. Please refer to www.acuitybrands.com/resources/buy-american for additional information.WARRANTY: 5-year limited warranty. This is the only warranty provided and no other statements in this specification sheet create any warranty of any kind. All other express and implied warranties are disclaimed. Complete warranty terms located at: www.acuitybrands.com/support/warranty/terms-and-conditionsConsult factory for details.NOTE: Actual performance may differ as a result of end-user environment and application. All values are design or typical values, measured under laboratory conditions at 25 °C. Specifications subject to change without notice. INDIVIDUAL RUN LAYOUTDMX Controllersold separatelyDMX-RDM Repeater with Power in IP65 Enclosure sold separatelyto order usePWREP IP65 P4 TERM RDMFeed CableFeed CableFeed CableFeed Cable Wiring Detail - DMX RGBW & TUWH Fixture223344TOLERANCES: UNLESS NOTEDXX = ± .02 XXX = ± .010ANGULAR = ± 0.5°This document and the design it covers are the property of ACUITY. They are merely loaned and on the borrower's express agreement that they willnot be reproduced, copied, loaned, exhibited,nor used except in the limited way and private usepermitted by written consent given by the lender to the borrower.1 OF 1 DWG NO:SCALE:BSIZE:TITLEDRAWN BY:NAMEDATE:8/17/2009SHEET:REVDESCRIPTION DMX RGBW & TUWH FIXTUREBlack LineWhite NeutralGreen Power GroundYellow/Gray DMX CommonOrange/Violet DMX -Red DMX +STANDARD FIXTUREBlack LineWhite NeutralGreen GroundOrange/Violet 0-10VDC + (only required if 0-10VDC)Yellow/Gray 0-10VDC - (dimming sysyem is used)Red Not usedBlackLineWhiteNeutralGreenPower GroundYellow/Gray or PinkDMX CommonOrange/VioletDMX -RedDMX +
https://lithonia.acuitybrands.com/api/products/getasset/lithonia-lighting/195053/d18f4318-13b2-4e39-b66b-10f83e67f8a4/olb-led.pdf?abl_version=01%2f17%2f2022+21%3a30%3a04&DOC_Type=SPEC_SHEET | lighting | FEATURES & SPECIFICATIONSINTENDED USEThe OLB LED Bullet Floodlight is a long-lasting energy-efficient landscape flood light. Available with spot or flood optics making it ideal for many commercial and residential outdoor applications such lighting of landscapes, building details and flag poles.CONSTRUCTIONDie-cast aluminum housing has integral heat sink fins to optimize thermal management through conduc-tive and convective cooling. The LED driver is mounted in the lower housing promoting a low operating temperature and long life. Housing is sealed against moisture and environmental contaminants (IP65).Finish: Exterior parts are protected by a thermoset powder coat finish that provides superior resistance to corrosion and weathering. A tightly controlled multi-stage process ensures a minimum 3 mils thickness for a finish that can withstand extreme climate changes without cracking or peeling.OPTICSOptics are engineered for superior field-to-beam ratios, uniformity and spacing. Available with 5H x 4V flood optics for illuminating larger objects or 2H x 2V spot optics for illuminating targets up to 50 feet away. Light engines are available in 3000K (80 CRI min.) or 5000K (66 CRI min.) configurations.ELECTRICALMVOLT driver operates on any line voltage from 120-277V (50/60 Hz).Light engine consists of four (4) discrete LEDs directly mounted directly to the heat sink to maximize heat dissipation and promote long life (100,000 hrs at 40°C, L82). Driver is thermally isolated in base to promote long-life. Operating temperature -30°C to 40°C. INSTALLATIONIntegral adjustable knuckle with 1/2-14 NPS threaded pipe facilitates quick and easy installation in a variety of mounting methods.LISTINGSUL Listed to U.S. and Canadian safety standards for wet locations within four feet of the ground.Tested in accordance with IESNA LM-79 and LM-80 standards.WARRANTY5-year limited warranty. Complete warranty terms located at www.acuitybrands.com/CustomerResources/Terms_and_conditions.aspxNote: Actual performance may differ as a result of end-user environment and application.Specifications subject to change without notice.8DDBSeriesLight engineColor temperature (CCT)VoltageFinishOLBF5x4 flood opticsOLBS2x2 spot optics 1830K3000K50K5000K(blank)MVOLT DDBDark bronzeORDERING INFORMATIONExample: OLBF 8 30K DDBAll dimensions are inches (centimeters) unless otherwise indicated.OLBLED Bullet Flood Light3-15/16(10.0)5-1/4(13.3)3-1/2(8.8)8-3/8(21.3)3-15/16(10.0)2-1/2(6.4)3-1/2(8.8)8-3/8(21.3)OLBFOLBSCatalog NumberNotesType OLB LEDDECORATIVE INDOOR & OUTDOOR: One Lithonia Way, Conyers, GA 30012 Phone: 1-800-705-SERV (7378) www.lithonia.com © 2013-2021 Acuity Brands Lighting, Inc. All rights reserved. Rev. 08/19/21SeriesSystem WattangeLumensOLBF 8 30K11W592OLBF 8 50K11W839OLBS 8 50K11W832Notes 1 Not available with 30K.
https://lithonia.acuitybrands.com/api/products/getasset/lithonia-lighting/303880/f847bcb5-8331-44af-92e4-d2e1f19e3a5a/olwx1-led.pdf?abl_version=08%2f13%2f2022+19%3a22%3a30&DOC_Type=SPEC_SHEET | lighting | OLWX1 LEDSeriesPerformance Package Color TemperatureVoltageControlsFinishOLWX1 LED13W13 watts40W40 watts50K5000 K(blank)MVOLT 1(blank)None(blank)Dark bronzeOne Lithonia Way • Conyers, Georgia 30012 • Phone: 1-800-705-SERV (7378) • www.lithonia.com© 2014-2022 Acuity Brands Lighting, Inc. All rights reserved.OLWX1 LEDRev. 03/07/22COMMERCIAL OUTDOOROLWX1 LED LED Wall LuminaireOrdering InformationEXAMPLE: OLWX1 LED 20W 50KNOTES1 MVOLT driver operates on any line voltage from 120-277V (50/60Hz).Catalog NumberNotesTypeHit the Tab key or mouse over the page to see all interactive elements.IntroductionThe OLWX1 is versatile and energy efficient. It is designed to replace up to 250W metal halide while saving over 87% in energy costs. Whether you are mounting it to a recessed junction box, conduit/through wiring, as an up light, as a down light, or as a flood light – the OLWX1 has all applications covered.Width:7-1/2”(19 cm)Height:8”(20.3 cm)Depth:3”(7.62 cm)Weight: 5 lbs(2.27kg)SpecificationsFEATURES & SPECIFICATIONS INTENDED USE The versatility of the OLWX1 LED combines a sleek, low-profile wall pack design with energy efficient, low maintenance LEDs for replacing up to 250W metal halide fixtures. Mounting accessories are available to convert the OLWX1 LED into an energy efficient flood light. OLWX1 LED is ideal for outdoor applications such as building perimeters, loading areas, driveways and sign and building flood lighting. CONSTRUCTION Cast-aluminum housing with textured dark bronze polyester powder paint for durability. Integral heat sinks optimize thermal management through conductive and convective cooling. LEDs are protected behind a glass lens. Housing is sealed against moisture and environmental contaminants (IP65 rated). ELECTRICAL Light engine consists of 1 high-efficiency Chip On Board (COB) LED with integrated circuit board mounted directly to the housing to maximize heat dissipation and promote long life (L73/100,000 hours at 25°C). Electronic drivers have a power factor >90% and THD <20% and a minimum 2.5kV surge rating. Flood light mounting accessories include an additional 6kV surge protection device. LEDs are available in 4000K and 5000K CCTs. INSTALLATION Easily mounts to recessed junction boxes with the included wall mount bracket, or for surface mounting and conduit entry - with the included junction box with five 1/2” threaded conduit entry hubs. Flood light mounting accessories (sold separately) include yoke mounting option. Luminaire may be wall or ground mounted in downward or upward orientation. LISTINGS UL Listed to U.S. and Canadian safety standards for wet locations. Rated for -40° C minimum ambient. Tested in accordance with IESNA LM-79 and LM-80 standards. DesignLights Consortium® (DLC) qualified product. Not all versions of this product may be DLC qualified. Please check the DLC Qualified Products List at www.designlights.org to confirm which versions are qualified. WARRANTY 5-year limited warranty. This is the only warranty provided and no other statements in this specification sheet create any warranty of any kind. All other express and implied warranties are disclaimed. Complete warranty terms located at: www.acuitybrands.com/support/customer-support/terms-and-conditions Note: Actual performance may differ as a result of end-user environment and application. All values are design or typical values, measured under laboratory conditions at 25 °C. Specifications subject to change without notice.87-1/24-3/84-5/83 32-97/1004-41/1004-63/100Flush or backbox mountDISCONTINUEDAccessoriesLumen values are from photometric tests performed in accordance with IESNA LM-79-08. Data is considered to be representative of the configurations shown, within the tolerances allowed by Lighting Facts. Fixture Model NumberCCTSystem WattsLumensLPWBUGCRIOLWX1 LED 13W 50K5000 K14 W1,28992100>80OLWX1 LED 40W 50K5000 K37 W4,079110200>70One Lithonia Way • Conyers, Georgia 30012 • Phone: 1-800-705-SERV (7378) • www.lithonia.com© 2014-2022 Acuity Brands Lighting, Inc. All rights reserved.OLWX1 LEDRev. 03/07/22COMMERCIAL OUTDOORPerformance DataLumen OutputUse these factors to determine relative lumen output for average ambient temperatures from 0-40°C (32-104°F).Lumen Ambient Temperature (LAT) Multipliers0°C10°C20°C25°C30°C40°C13W1.061.031.011.000.990.9640W1.071.041.011.000.990.96Projected LED Lumen MaintenanceData references the extrapolated performance projections in a 25°C ambient, based on 10,000 hours of LED testing (tested per IESNA LM-80-08 and projected per IESNA TM-21-11). To calculate LLF, use the lumen maintenance factor that corresponds to the desired number of operating hours below. For other lumen maintenance values, contact factory.Operating Hours025,00050,000100,000OLWX1 LED 13W1.000.920.850.73OLWX1 LED 20W1.000.920.850.73OLWX1 LED 40W1.000.940.880.79Input current at given input voltage (amps)Fixture Model NumberRated Power (watts)120V208V240V277V347VOLWX1 LED 13W 50K14 W0.120.070.060.060.04OLWX1 LED 40W 50K37 W0.370.210.190.160.11Electrical LoadTop Visor and Vandal Guard DISCONTINUED
https://nlight.acuitybrands.com/api/products/getasset/american-electric-lighting/1100859/f3d51b98-c736-4000-a1b8-01d6c276baff/75led.pdf?abl_version=01%2f10%2f2023+14%3a07%3a51&DOC_Type=SPEC_SHEET | lighting | Floodlighting 75LEDP R O D U C T O V E R V I E W75LED SeriesUltraFlood™ Series 75LED FloodlightFeatures:MechanicalLow copper content die cast aluminum housings has integral heat sink fins to optimize thermal management through conductive and convective cooling. Bolted or optional stainless steel latch disengages top electrical cover for easy access to LED driver, surge protection, and terminal block. Four mounting options including trunnion, yoke and two variants on tenon slip-fitter. Tenon may be ordered with leads exiting the bottom or side of knuckle joint. All mounting variants can optionally be ordered either corded or individually jacketed wires.Luminaire is vibration rated to 3G per ANSI C136.31-2018 and rated IP66 per IEC60068-2-3.Rigorous five-stage pre-treating and painting process yields a finish that achieves a scribe creepage rating of 8 (per ASTM D1654) after over 5,000 hours exposure to salt fog chamber per ASTM B117.The yoke is provided in either painted or galvanized steel. Knuckle mount is easily adjustable to fit 2-3/8 inch to 2-7/8 inch tenon.ElectricalLED light engine is rated minimum 100,000 hours at 25C, L70. Electronic driver has an expected life of 100,000 hours at a 25C ambient. MOV pack surge protection meets ANSI 10kV/5kA “Enhanced Level”.Driver power factor is 90% minimum. Driver meets maximum total harmonic distortion (THD) of 20% and is ROHS compliant.OpticalPCB mounted LED technology comprised of multi-cluster LEDs on single metal core board. Segmented Miro internal reflectors are designed for superior field to beam ratios, uniformity, and spacing.NEMA optical pattern choice of flood (5x5) and wide flood (6x6). The luminaire is available with 3000K, 4000K, and 5000K CCT with minimum CRI of 70.Optional shielding available to control light trespass and uplight. Optical enclosure is flat glass lens.Controls3 pin and 7 pin rotatable NEMA photocontrol receptacles available.Optional premium solid state locking- style photocontrol – DSS (10 year rated life).Optional extreme long life solid state locking –style photocontrol – DLL (20 year rated life).Optional onboard adjustable output module (AO) allows the light output and input wattage to be modified to meet site specific requirements.0-10V continuous dimming is standard and supported with the AO and RSBOR options. DALI dimming control is optionally available as well. Both dimming types can be accomplished via a compatible control installed on the P7 receptacle as well.StandardsSuitable for ambient temperatures from -40C to 40C.CSA Certified to U.S. and Canadian standards.DesignLights Consortium® (DLC) qualified product. Not all versions of this product may be DLC qualified. Please check the DLC Qualified Products List at www.designlights.org/QPL to confirm which versions are qualified.Applications:Auto dealershipsSchoolsChurchesIndustrial sitesShopping centersParking lotsSubstationsBuilding facadesTENON SLIPFITTERTRUNNIONYOKE(DOWN)YOKE(UP)21.113.616.512.712.72016.816.26.95.2Weight: 18.5 lbsEPA: 1.32 sqftWeight: 17.35 lbsEPA: 1.22 sqftWeight 19.35 lbsEPA: 1.22 sqftWeight: 19.35 lbsEPA: 1.22 sqftWarranty Five-year limited warranty. This is the only warranty provided and no other statements in this specification sheet create any warranty of any kind. All other express and implied warranties are disclaimed. Complete warranty terms located at: www.acuitybrands.com/support/warranty/terms-and-conditionsNote: Actual performance may differ as a result of end-user environment and application. All values are design or typical values, measured under laboratory conditions at 25 °C. Specifications subject to change without notice.Please contact your sales representative for the latest product information.AEL Headquarters, One Lithonia Way, Conyers Georgia 30012www.americanelectriclighting.com Phone: 1-866-HOLOPHANEEmail: TechSupportINF@AcuityBrands.com© 2016-2023 Acuity Brands Lighting, Inc. All Rights Reserved. 75LED Rev. 01/05/23O R D E R I N G I N F O R M A T I O N75LED SeriesUltraFlood™ Series 75LEDSeriesLED Performance PackageVoltageOpticsColor TemperatureMounting Method75LED P106,000 LumensP207,800 LumensP3012,000 LumensP4015,000 LumensP5019,000 LumensP6025,000 LumensP7027,000 LumensMVOLTMulti-volt (120V - 277V)347347V480480V555x5 (flat glass)666x6 (flat glass)Blank4000K CCT, 70 CRI Min3K3000K CCT, 70 CRI Min5K5000K CCT, 70 CRI MinTMTenon Slipfitter - knuckle (cord exit bottom slipfitter)KOTenon Slipfitter - knuckle (cord exit side OR nLight Air mounting)TNTrunnion, painted steelTGTrunnion, galvanizedYKYoke, painted steelYGYoke, galvanized steelColorCord LengthCord TypeMiscellaneousOptions / ControlsBlankGray PaintBKBlack PaintBZBronze PaintGIGraphite PaintWHWhite Paint044 ft cord length055 ft cord length066 ft cord length088 ft cord length1010 ft cord length2312 gage, 3 conductor4314 gage, 3 conductor6316 gage, 3 conductorCSCSA Certified to US and Canadian Safety Stds.IBCEye BoltNLNema LabelTBTerminal blockTLTool-less entry with latchesBlank3 Pin rotatable NEMA receptacleP77 Pin rotatable NEMA receptacleNRNo NEMA ReceptacleAOField Adjustable OutputDALIDALI Driver - Consult FactoryPCLLSolid State Long Life PhotocontrolPCSSSolid State Lighting PhotocontrolLRSBORnLight Air Occ. and daylight sensor (8-15 ft)HRSBORnLight Air Occ. and daylight sensor (15-30 ft)SHShorting CapAccessories (Shipped Separately)75LED1FVBZUltraFlood™ 75LED Full Visor with with Bronze Paint75LED1FVBKUltraFlood™ 75LED Full Visor with Black Paint75LED1FVGYUltraFlood™ 75LED Full Visor with Gray Paint75LED1FVWHUltraFlood™ 75LED Full Visor with White Paint75LED1FVGIUltraFlood™ 75LED Full Visor with Graphite Paint75LED1UBVBZUltraFlood™ 75LED Upper/Bottom Visor with Bronze Paint75LED1UBVBKUltraFlood™ 75LED Upper/Bottom Visor with Black Paint75LED1UBVGYUltraFlood™ 75LED Upper/Bottom Visor with Gray Paint75LED1UBVWHUltraFlood™ 75LED Upper/Bottom Visor with White Paint75LED1UBVGIUltraFlood™ 75LED Upper/Bottom Visor with Graphite Paint75LED1VGUltraFlood™ 75LED Vandal Guard75LED1WGUltraFlood™ 75LED Wire GuardWarranty Five-year limited warranty. This is the only warranty provided and no other statements in this specification sheet create any warranty of any kind. All other express and implied warranties are disclaimed. Complete warranty terms located at: www.acuitybrands.com/support/warranty/terms-and-conditionsNote: Actual performance may differ as a result of end-user environment and application. All values are design or typical values, measured under laboratory conditions at 25 °C. Specifications subject to change without notice.Please contact your sales representative for the latest product information.AEL Headquarters, One Lithonia Way, Conyers Georgia 30012www.americanelectriclighting.com Phone: 1-866-HOLOPHANEEmail: TechSupportINF@AcuityBrands.com© 2016-2023 Acuity Brands Lighting, Inc. All Rights Reserved. 75LED Rev. 01/05/2375LED SeriesUltraFlood™ Series 75LEDO P T I O N S M A T R I X75LEDLED PackagesVoltageOptionsMiscP10P20P3P40P50P60P70MVOLT347480P7P3NRPCLLPCSSHRSBORLRSBORSHAODALITLIBCTBNLCSLED PackagesP10YYYYYYYYYYYYYYYYYYP20YYYYYYYYYYYYYYYYYYP30YYYYYYYYYYYYYYYYYYP40YYYYYYYYYYYYYYYYYYP50YYYYYYYYYYYYYYYYYYP60YYYYYYYYYYYYYYYYYYP70YYYYYYYYYYYYYYYYYYVoltageMVOLTYYYYYYYYYYYYYYYYYYYYYY347YYYYYYYYYYYNYYYYYYYYYY480YYYYYYYYYYYNYYYYYYYYYYOptionsP7YYYYYYYYYYNNYYNNYYYYYYYYP3YYYYYYYYYYNNYYNNYYYYYYYYNRYYYYYYYYYYNNNNYYNYYYYYYYPCLLYYYYYYYYYYYYNNNNNYNYYYYYPCSSYYYYYYYYNNYYNNNNNYNYYYYYHRSBORYYYYYYYYYYNNYNNNNNNYYYYYLRSBORYYYYYYYYYYNNYNNNNNNYYYYYSHYYYYYYYYYYYYNNNNNYYYYYYYAOYYYYYYYYYYYYYYYNNYNYYYYYDALIYYYYYYYYYYYYYNNNNYNYYYYYMiscTLYYYYYYYYYYYYYYYYYYYYYYYYIBCYYYYYYYYYYYYYYYYYYYYYYYYTBYYYYYYYYYYYYYYYYYYYYYYYYNLYYYYYYYYYYYYYYYYYYYYYYYYCSYYYYYYYYYYYYYYYYYYYYYYYYWarranty Five-year limited warranty. This is the only warranty provided and no other statements in this specification sheet create any warranty of any kind. All other express and implied warranties are disclaimed. Complete warranty terms located at: www.acuitybrands.com/support/warranty/terms-and-conditionsNote: Actual performance may differ as a result of end-user environment and application. All values are design or typical values, measured under laboratory conditions at 25 °C. Specifications subject to change without notice.Please contact your sales representative for the latest product information.AEL Headquarters, One Lithonia Way, Conyers Georgia 30012www.americanelectriclighting.com Phone: 1-866-HOLOPHANEEmail: TechSupportINF@AcuityBrands.com© 2016-2023 Acuity Brands Lighting, Inc. All Rights Reserved. 75LED Rev. 01/05/23P E R F O R M A N C E P A C K A G E S75LED SeriesUltraFlood™ Series 75LED75LEDDistributionInput Watts3000K4000K5000KLDD @ 25°CLumensLPWLumensLPWLumensLPW50k hours75k hours100k hoursP1055396,1201586,2411616,3541640.920.890.85666,3151636,4391676,556170P2055497,8151587,9691618,1141640.920.890.85668,0641638,2221668,371169P30557511,95015912,18516212,4061650.920.890.856612,32916412,57216712,800170P40559915,01215215,30815515,5851580.920.890.856615,48915715,79416016,079163P505512919,35815019,74015320,0971560.920.890.856619,97315520,36715820,735161P605517624,74914025,23614325,6931460.910.870.836625,53414526,03814826,508150P705519225,98313526,49513826,9751410.880.830.786626,80814027,33714227,831145Performance PackageWattsCurrent (A)120V208V240V277V347V480VP10390.330.190.160.140.110.08P20490.410.240.200.180.140.10P30750.630.360.310.270.220.16P40990.830.480.410.360.290.21P501291.080.620.540.470.370.27P601761.470.850.730.640.510.37P701921.600.920.800.690.550.40Ambient Temperature Factor0°C15°C25°C35°C40°C1.031.011.000.990.98
https://www.acuitybrands.com/api/products/getasset/lithonia-lighting/1162156/ce28d157-2dc1-4d22-a572-4bcfcb40134d/rlfhe-led.pdf?abl_version=08%2f14%2f2022+11%3a15%3a45&DOC_Type=SPEC_SHEET | lighting | FEATURES & SPECIFICATIONSINTENDED USE — The FHE LED retrofit is intended to retrofit existing fluoresent FHE product. Click here for Acrylic-Polycarbonate Compatibility table for suitable uses.Certain airborne contaminants may adversely affect the functioning of LEDs and other electronic components, depending on various factors such as concentrations of the contaminants, ventilation, and temperature at the end-user location. Click here for a list of substances that may not be suitable for interaction with LEDs and other electronic components.ELECTRICAL — Utilizes high-efficiency LEDs mounted to core circuit boards. High-efficiency drivers operate 120-480 volt offered with 0-10 volt dimming, allowing granular control when coupled with wireless networking controls. Luminaire Surge Protection Level: Designed to withstand up to 6kV/3kA per ANSI C82.77-5-2015. Expected service life of 72,000 hours at 80% lumen maintenance (L80); predicted life of more than 100,000 hours.LISTINGS — UL/C-UL listed to US and Canadian safety standards. DesignLights Consortium® (DLC) Premium qualified product. Not all versions of this product may be DLC Premium qualified. Please check the DLC Qualified Products List at www.designlights.org/QPL to confirm which versions are qualified.WARRANTY — 5-year limited warranty. Complete warranty terms located at: www.acuitybrands.com/support/customer-support/terms-and-conditionsNOTE: Actual performance may differ as a result of end-user environment and application. All values are design or typical values, measured under laboratory conditions at 25 °C. Specifications subject to change without notice.INDUSTRIAL RLFHE LEDRLFHE LED Fluorescent Retrofit KitRLFHE LEDCatalog NumberNotesType*Lumens derived utilizing clear acrylic lens.ORDERING INFORMATIONCatalog numberUPCDescriptionLumens*WattageVoltageColor temperatureColor rendering indexpallet quantityRLFHE L48 12000LM MD MVOLT GZ10 40K 80CRI00194994022114LED retrofit kit for FHE fluorescent series product1222478.1MVOLT (120-277)4000 K80CRI20RLFHE L48 18000LM MD MVOLT GZ10 40K 80CRI00193048909197LED retrofit kit for FHE fluorescent series product18099117MVOLT (120-277)4000 K80CRI20RLFHE L48 24000LM MD MVOLT GZ10 40K 80CRI00193048909036LED retrofit kit for FHE fluorescent series product25130150.7MVOLT (120-277)4000 K80CRI20RLFHE L48 12000LM MD HVOLT GZ10 40K 80CRI00194994022152LED retrofit kit for FHE fluorescent series product1222477.3HVOLT (347-480)4000 K80CRI20RLFHE L48 18000LM MD HVOLT GZ10 40K 80CRI00193048909210LED retrofit kit for FHE fluorescent series product18099114.1HVOLT (347-480)4000 K80CRI20RLFHE L48 24000LM MD HVOLT GZ10 40K 80CRI00193048909142LED retrofit kit for FHE fluorescent series product25130146.3HVOLT (347-480)4000 K80CRI20RLFHE L48 12000LM ND MVOLT GZ10 40K 80CRI00194994184997LED retrofit kit for FHE fluorescent series product1215977.76MVOLT (120-277)4000 K80CRI20RLFHE L48 18000LM ND MVOLT GZ10 40K 80CRI00194994184898LED retrofit kit for FHE fluorescent series product17907116.44MVOLT (120-277)4000 K80CRI20RLFHE L48 24000LM ND MVOLT GZ10 40K 80CRI00194994184843LED retrofit kit for FHE fluorescent series product24385151MVOLT (120-277)4000 K80CRI20RLFHE L48 12000LM ND HVOLT GZ10 40K 80CRI00194994185048LED retrofit kit for FHE fluorescent series product1215977.3HVOLT (347-480)4000 K80CRI20RLFHE L48 18000LM ND HVOLT GZ10 40K 80CRI00194994184911LED retrofit kit for FHE fluorescent series product17907114.1HVOLT (347-480)4000 K80CRI20RLFHE L48 24000LM ND HVOLT GZ10 40K 80CRI00194994184867LED retrofit kit for FHE fluorescent series product24385151HVOLT (347-480)4000 K80CRI20DIMENSIONSInches (centimeters). Subject to change without notice.RLFHE LED Fluorescent Retrofit KitLengthActual LengthWidthHeightApproximate weightL4851.1 in12.96 in1.6 in11.5 lbs50.11(127.27)12.96(32.91)1.60(4.06) RLFHE LEDINDUSTRIAL: One Lithonia Way, Conyers, GA 30012 Phone: 1-800-705-SERV (7378) www.lithonia.com TechSupport-Industrial@AcuityBrands.com © 2020 Acuity Brands Lighting, Inc. All rights reserved. Rev. 05/13/20CSA LISTED AMBIENT RATING*SurfaceSuspendedL4812000LM25°C40°C18000LM25°C40°C24000LM25°C40°C*Minimum Ambient is -40°C unless notedLUMEN MAINTENANCE*Operating Hours015,00030,00045,00060,000100,000L4812000LM 1.0.96 0.940.91 0.89 0.82 18000LM 1.0.96 0.940.91 0.89 0.82 24000LM 1.0.96 0.940.91 0.89 0.82 *Data projected for 25°C ambient
https://lithonia.acuitybrands.com/api/products/getasset/lithonia-lighting/47797/0c312bbe-e178-4984-87bd-e108835636ae/vrt-1x4_f.pdf?abl_version=11%2f18%2f2022+18%3a01%3a40&DOC_Type=SPEC_SHEET | lighting | FEATURES & SPECIFICATIONSINTENDED USE — General illumination for rough service (vandal-resistant) applications. Ideal for areas that require higher levels of protection from physical assault, while providing proper illumination for safety or security. Certain airborne contaminants can diminish the integrity of acrylic and/or polycarbonate. Click here for Acrylic-Polycarbonate Compatibility table for suitable uses.CONSTRUCTION — Steel door frame features overlap mitered corners. Plasma seam welded corners that provide a clean finish while eliminating light leaks and secured by stainless steel tamper-resistant Torx® TX-20 screws, two per side standard (four included). Ceiling trims available to fit most recessed applications.Five-stage iron-phosphate pretreatment ensures superior paint adhesion and rust resistance. Painted parts finished with high-gloss, baked white enamel.Variety of shielding available including VL, durable .250" polycarbonate sheet laminated to .125" A12 pat-tern acrylic overlay. Impact-resistant acrylic or prismatic polycarbonate also available.ELECTRICAL — Thermally-protected, resetting, Class P, HPF, non-PCB, UL listed, CSA-certified ballast is standard. Sound rated A. Standard combinations are CBM approved and conform to UL 935.Fixture conforms to UL 1570 and is suitable for damp locations. AWM, TFN or THHN wire used throughout, rated for required temperatures.LISTINGS — UL listed to US and Canadian safety standards (see Options). NOM Certified (see Options).BUY AMERICAN ACT — Product with the BAA option is assembled in the USA and meets the Buy America(n) government procurement requirements under FAR, DFARS and DOT regulations. Please refer to www.acuitybrands.com/buy-american for additional information.WARRANTY — 1-year limited warranty. Complete warranty terms located at: www.acuitybrands.com/CustomerResources/Terms_and_conditions.aspxNote: Actual performance may differ as a result of end-user environment and application.Specifications subject to change without notice.Notes 1 Consult factory for screw slot trim.2 Lamps not included as standard. Maybe shipped as an option.3 Not availalbe with 28T5.4 Available with 347V T8 only.5 Must specify voltage. 120 or 277V only. See PS600DW or PS1400DW spec sheet for more information. 6 Luminaires ordered with the DW option (Example: EL6DW) will bear the UL Emergency Lighting Equipment label for damp or wet locations, depending on the fixture. 900 lumens for T5HO.7 Not available to ship into California, Noncompliant with CA T20. Replace with EL14DW. 8 Must specify voltage. Not available with MVOLT.ORDERING INFORMATIONLead times will vary depending on options selected. Consult with your sales representative.Example: VRT G 2 32 VL MVOLT GEB10ISINDUSTRIAL VRT-1X4_FRough Service Premium TrofferVRT 1' X 4'IMPACT-RESISTANT DIFFUSER2 or 3 T8 LampsAccessories: Order as separate catalog number.RK1 T20BITHex-base driver bit, Torx TX20, for tamper-resistant screws with center reject pin.RK1 T20DRVTorx TX20 screwdriver for use with tamper-resistant screws with center reject pin.Catalog NumberNotesType2VRTSeriesTrim type1Lamps2Lamp typeShieldingVoltageVRTRough Service TrofferGLay-in grid trimFOverlapping flanged trim2Two lamps3Three lamps28T528W T53232W T854T5HO 55W T5HOVL.250" clear polycarbonate laminated to A12 .125 acrylicAR12#12 pattern high impact acrylic, .140ARF12#12 pattern high impact acrylic with radio interference grid, .140PCL121187#12 pattern polycarbonate, .187"MVOLT120-277V, 50/60HZ120120V208208V240240V277277V347347VBallast configurationBallastOptionsLamp color(blank)All 2-lamp ballasts1/3One 3-lamp ballast 3GEB10IST8 electronic, ≤10% THD, instant start normal BFGEB10RST8 electronic, ≤10% THD, rapid start normal BF 4GEB10PST5 or T8 electronic, 1.0 BF, programmed rapid startGEB10PS90T5HO electronic, ≤10% THD, programmed rapid startEL6DWEmergency battery pack (nominal 600 lumens) 5, 6, 7EL14DWEmergency battery pack (nominal 1400 lumens) 5, 6GLRInternal fast-blow fuse 8GMFInternal slow-blow fuse 8PWS1836Pre-wire system, 18-gauge, three-wire (one circuit), 6' length (others available)CSA"Listed and labeled to comply with Canadian Standards"NOMNOM CertifiedSWPalletized and stretch-wrappedBAABuy America(n) Act Compliant(blank)Less lampsLP835F54T5HO/835LP841F54T5HO/841LP850F54T5HO/850DISCONTINUEDMOUNTING DATAVRT 1 x 4 Impact-Resistant Diffuser VRT-1X4_FINDUSTRIAL: One Lithonia Way Conyers, GA 30012 Phone: 800-315-4963 www.lithonia.com © 1994-2022 Acuity Brands Lighting, Inc. All rights reserved. Rev. 11/08/22**Recommended rough-in dimensions for F trim fixtures: 12" x 48" ( Tolerance is + 1/4" or -0"). Swing-gate range: 1-1/16" — 3-11/16", span 10-3/4" — 14-3/4".Dimensions subject to change without notice.PHOTOMETRICSSee www.lithonia.com.DISCONTINUED
https://cdn.currentlighting.com/site/specsheet/COL_CRB_spec.pdf | lighting | CRBWET LOCATION HIGH BAYPage 1 of 3 Rev 04/12/23COL_CRB_spec_R02currentlighting.com/columbialighting© 2023 HLI Solutions, Inc. All rights reserved. Information and specifications subject to change without notice. All values are design or typical values when measured under laboratory conditions.FEATURES• Compact wet location high bay• IP66 rated• Efficacy up to 143 lumens per watt• Durable die-cast aluminum housing and polycarbonate lens• Lumen packages from 14,000–34,000• 4000K and 5000K options and 80 CRI• -30°C to 50°C ambient operating temperature rangeDATE:LOCATION:TYPE:PROJECT:CONSTRUCTION• Die-cast aluminum housing• Polycarbonate lens• 6' wet location power and 0–10V dimming cords standard (no plugs)INSTALLATION• Pendant mount from fixture eye bolt• Weight: 10 lbs.CERTIFICATIONS (CONTINUED)• IP66 rated• IK07 impact ratedWARRANTY• 5 year warrantySPECIFICATIONSELECTRICAL• Long-life +54,000hr LEDs at L70• Total input wattage of 100W / 150W / 200W / 240W• Universal voltage standard (120–277V)• 6kV surge protection• 0–10V 10% dimming standardCERTIFICATIONS• All luminaires are built to UL 1598 standards, and bear appropriate cULus labels for wet locationsKEY DATALumen Range14,000–34,000Wattage Range101-242Efficacy Range (LPW)139-143Reported Life (Hours)54,000/L70CATALOG #:STOCK GUIDECatalog NumberUPCDescriptionLumensWattsLm/wHID ReplacementCRB-40LX-EDU840141401461Wet Location High Bay, 4000K, 14,000 lumens14107102139250WCRB-40MM-EDU840141401478Wet Location High Bay, 4000K, 21,000 lumens21349152140400WCRB-40MV-EDU840141401485Wet Location High Bay, 4000K, 28,000 lumens28739201143750WCRB-40MX-EDU840141401492Wet Location High Bay, 4000K, 34,000 lumens34603243143750WCRB-50LX-EDU840141401508Wet Location High Bay, 5000K, 14,000 lumens14107102139250WCRB-50MM-EDU840141401515Wet Location High Bay, 5000K, 21,000 lumens21349152140400WCRB-50MV-EDU840141401522Wet Location High Bay, 5000K, 28,000 lumens28739201143750WCRB-50MX-EDU840141401539Wet Location High Bay, 5000K, 34,000 lumens34603243143750WIK07CRBWET LOCATION HIGH BAYPage 2 of 3 Rev 04/12/23COL_CRB_spec_R02currentlighting.com/columbialighting© 2023 HLI Solutions, Inc. All rights reserved. Information and specifications subject to change without notice. All values are design or typical values when measured under laboratory conditions.14.13" (360mm)2.13" (54mm)8.0"(204mm)14.13" (360mm)2.13" (54mm)7.63"(195mm)11.75" (298mm)1.88" (47mm)6.75"(173mm)DIMENSIONSCRB-LX & CRB-MMCRB-MVCRB-MXCRBWET LOCATION HIGH BAYPage 3 of 3 Rev 04/12/23COL_CRB_spec_R02currentlighting.com/columbialighting© 2023 HLI Solutions, Inc. All rights reserved. Information and specifications subject to change without notice. All values are design or typical values when measured under laboratory conditions.PHOTOMETRYCRB-40LX-EDUCRB-40MX-EDUZONAL LUMEN SUMMARY ZoneLumens% Luminaire0–30410529.10–40677148.00–6011,92784.50–9014,00799.20–18014,116100.0ZONAL LUMEN SUMMARY ZoneLumens% Luminaire0–30998828.80–4016,46147.50–6029,06083.90–9034,45599.50–18034,625100.0LUMINAIRE DATA Test No. CRB-40LX-EDUDescriptionCRB Round Highbay LEDDelivered Lumens14,116Watts101.58Efficacy139MountingPendantSpacing Criterion0° = 1.28 90° = 1.28LUMINAIRE DATA Test No. CRB-40MX-EDUDescriptionCRB Round Highbay LEDDelivered Lumens34,625Watts242.65Efficacy143MountingPendantSpacing Criterion0° = 1.28 90° = 1.27POLAR GRAPH POLAR GRAPH Horiz 0-1802700 5400 2700 5400 01530459075601051201801651501350.045.090.0Horiz 0-1806400 12800 6400 12800 01530459075601051201801651501350.045.090.0
https://gothamlighting.acuitybrands.com/api/products/getasset/gotham-lighting/1657457/c999a869-bb6d-445b-8dd7-2a9472d295f9/evo2cc.pdf?abl_version=02%2f22%2f2023+13%3a17%3a20&DOC_Type=SPEC_SHEET | lighting | EVO2CCpage 1 of 8Luminaire Type:Catalog Number:General Illumination Pendant Cord Cylinder2"GOTHAM ARCHITECTURAL DOWNLIGHTING ¦ 1400 Lester Road Conyers, GA 30012 ¦ P 800-705-SERV (7378) ¦ gothamlighting.com© 2014-2022 Acuity Brands Lighting Inc. All Rights Reserved. Rev. 09/02/22 Specifications subject to change without notice.The product images shown are for illustration purposes only and may not be an exact representation of the product.Multiple Layers of LightOVERVIEWCOMPLEMENTARY PRODUCTS• Batwing distribution with feathered edges provides even illumination on horizontal and vertical surfaces• Bounding Ray™ optical design• 50° Cutoff to source and source image• Field interchangeable optic• Driver and LED light engine fully serviceable from below ceiling• 70% lumen maintenance at 60,000 hours• 2.5 SDCM; 85 CRI typical, 90+ CRI optional• Wet Location (WL) optional, requires covered ceiling.• ENERGY STAR® Certified product• 20 standard colors in textured and gloss finish; custom or RAL colors also availableFeature Set Coordinated Apertures ¦ Multiple Layers of LightEVO + Incito — Multiple Layers of LightGeneral Illumination Layer ¦ EVOHigh Center Beam Layer ¦ IncitoDownlightAdjustableOpen WallwashLensed WallwashCylinderPinholeBevelHyperbolicMRISurgical SuitePatient RoomDynamicFood ServiceVandal/TamperClean RoomShowerSteam RoomCoreHealthcareSpecial ApplicationsSuperior PerformanceNominal lumens250500750100015002000Delivered265540802107315372094Wattage3.46.39.712.721.231.7Efficacy788583847366*Based on 3500K 80CRI MWD AR LSSDistributionwide1.2 S:MHnarrow0.8 S:MHmedium wide1.0 S:MHEVO2CCpage 2 of 8General Illumination Pendant Cord Cylinder2"GOTHAM ARCHITECTURAL DOWNLIGHTING ¦ 1400 Lester Road Conyers, GA 30012 ¦ P 800-705-SERV (7378) ¦ gothamlighting.com© 2014-2022 Acuity Brands Lighting Inc. All Rights Reserved. Rev. 09/02/22 Specifications subject to change without notice.The product images shown are for illustration purposes only and may not be an exact representation of the product.Luminaire Type:Catalog Number:A+ Capable options indicated by this color background.ORDERING INFORMATIONEXAMPLE: EVO2CC 35/10 AR LSS MWD MVOLT UGZ RGH C120 DWHGSeriesColor TemperatureLumensReflector ColorReflector FinishDistributionEVO2CCEVO 2in Round Pendant Cord Cylinder Open Downlight27/2700 K30/3000 K35/3500 K40/4000 K50/15000 K02250 lumens05500 lumens07750 lumens101000 lumens151500 lumens202000 lumensARClearPRPewterWTRWheatGRGoldWR2White paintedBR2Black paintedBZR2Dark Bronze paintedLSSSemi-specularLDMatte diffuseNDNarrow (0.8 s/mh)MWDMedium Wide (1.0 s/mh)WDWide (1.2 s/mh)VoltageDriverMountingCanopy Type5Cord Length6MVOLT120V - 277V120120V277277VUGZ3Universal dimming to 1% (0-10V, 120V TRIAC or ELV)RGH4Recessed Gear HousingSGBSurface Gear BoxSGBPRSurface Gear Box with Concealed Plaster RingSGBCCDirect Conduit Surface Gear Box JBXCC5Surface J-Box with Conduit CoversCCAN5° Cord canopy with “hang straight” swivelCCAN4545° Cord canopy with “hang straight” swivelC12010' Mounting CordC18015' Mounting CordC24020' Mounting CordControl Interface7OptionsArchitectural Colors - Powder Paint11(blank)NLTnLight® dimming pack. NLTER8nLight® dimming pack for fixtures on emergency circuitNLTAIR2nLight® AIR dimming pack. NLTAIRER28nLight® AIR dimming pack for fixtures on emergency circuitNLTAIREM2nLight® AIR dimming pack for fixtures on emergency circuit90CRI1High CRI (90+)N809nLight Lumen CompensationWL10Wet LocationDDBGloss Dark BronzeDBLMatte BlackDWHGloss WhiteDMBMatte Medium BronzeDNAGloss Natural AluminumDSSGloss SandstoneDGCGloss Charcoal GreyDTGGloss Tennis GreenDBRGloss Bright RedDSBGloss Steel BlueDDBTTextured Dark BronzeDBLBTextured BlackDWHGTextured WhiteDBNHTextured BronzeDNATTextured Natural AluminumDSSTTextured SandstoneDSPDTextured Dark GreyDSPETextured GreenDSPHTextured Light RedDWHAMFGloss White with Anti-microbial finishACCESSORIES — order as separate catalog numbers (shipped separately)GCOLORS KITArchitectural colors chip kit, consisting of powder-coat and plated finishes.HS234FLHole saw for RGH optionSDT 347/120 75VA347V/120V, 75VA step down transformer. Must be remote mounted.ORDERING NOTES1. 5000K CCT not available with 90CRI.2. Not available with Reflector Finish.3. Refer to Tech 240 for compatible dimmers. 4. RGH with 2000LM option requires 120 or 277 (non-IC).5. Required for use only with JBXCC "Mounting" option.6. Cord is field cuttable. DWHG and DWH ship with white cord; DBL and DBLB ships with black cord; all others ship with grey cord.7. Field installed. Access required to location of remote mounted device8. ER for use with generator supply power. Will require an emergency hot feed and normal hot feed.9. Requires NLT or NLTER.10. Not available with SGBCC or JBXCC.11. For details on RAL and Custom colors please see Architectural colors.EVO2CCpage 3 of 8General Illumination Pendant Cord Cylinder2"GOTHAM ARCHITECTURAL DOWNLIGHTING ¦ 1400 Lester Road Conyers, GA 30012 ¦ P 800-705-SERV (7378) ¦ gothamlighting.com© 2014-2022 Acuity Brands Lighting Inc. All Rights Reserved. Rev. 09/02/22 Specifications subject to change without notice.The product images shown are for illustration purposes only and may not be an exact representation of the product.Optical and Trim AssemblyFully serviceable and upgradeable lensed LED light engine suitable for field maintenance or service from below the ceiling.Optical design is a Bounding Ray™ design with 50° cutoff to source and source image. Top down flash characteristic for superior glare control.Superior 100% Virgin-silicone refractive optic, enables maximum dimensional stability and optical transmission with no discoloration over life. Field in-ter-changeable optics.ElectricalThe luminaire shall operate from a 50 or 60 Hz ±3 Hz AC line over a voltage ranging from 120 VAC to 277 VAC. Support 347V via remote-mounted stepdown transformer. The fluctuations of line voltage shall have no visible effect on the luminous output.The luminaire shall have a power factor of 90% or greater at all standard operating voltages and full luminaire output.Sound Rated A+. Driver shall be >80% efficient at full load across all input voltages.ControlsLuminaire shall be equipped with interface for nLight wired or nLight AIR networks with integral power supply as per specification.DimmingThe luminaire shall be capable of continuous dimming without perceivable stroboscopic flicker as measured by flicker index (ANSI/IES RP-16-10) over a range of 100 – 1.0% of rated lumen output with a smooth shut off function to step to 0%. Driver is inaudible in 24dB environment, and stable when input voltage conditions fluctuate over what is typically experienced in a commercial environment. ConstructionSurface Gear Box (SGB) for direct installation to 4" recessed or surface octagonal (by others).Recessed Gear Housing (RGH) ships with driver box for recessed or surface installation.Die cast with flangeless reflector allows flow-through passive thermal management.Accommodates between 3/8" to 3"-thick ceilings.WARNING: All pendant fixtures exposed to wind require tethering – contact factory.ListingsFixtures are UL Certified to meet US and Canadian Standards: All fixtures manufactured in strict accordance with the appropriate and current requirements of the “Standards for Safety” to UL, damp location standard; wet location (WL)optional, covered ceiling only. RGH option is IC rated up to 1500LMLuminaire configurations are Energy Star certified through testing in EPA–recognized laboratories, with the results reviewed by an independent, accredited certification organization. Visit www.energystar.gov for specific configurations listedBuy AmericanThis product is assembled in the USA and meets the Buy America(n) government procurement requirements under FARS, DFARS and DOT. Please refer to www.acuitybrands.com/buy-american for additional information. PhotometricsLEDs tested to LM-80 standards. Measured by IESNA Standard LM-79-08 in an accredited lab. Lumen output shall not decrease by more than 30% over the minimum operational life of 60,000 hours.Color appearance from luminaire to luminaire of the same type and in all configurations, shall be consistent both initially and at 6,000 hours and operate with-in a tolerance of <2.5 MacAdam ellipse as defined by the center of the quadrangles defined in ANSI C78.377-2015.Warranty5-year limited warranty. This is the only warranty provided and no other statements in this specification sheet create any warranty of any kind. All other express and implied warranties are disclaimed. Complete warranty terms located at: www.acuitybrands.com/support/warranty/terms-and-conditionsNote:Actual performance may differ as a result of end user environment and application. All values are design or typical values, measured under laboratory conditions at 25 °C.SPECIFICATIONSCapable LuminaireThis item is an A+ capable luminaire, which has been designed and tested to provide consistent color appearance and out-of-the-box control compatibility with simple commissioning.• All configurations of this luminaire meet the Acuity Brands’ specification for chromatic consistency• This luminaire is part of an A+ Certified solution for nLight® control networks when ordered with drivers marked by a shaded background*• This luminaire is part of an A+ Certified solution for nLight® control networks, providing advanced control functionality at the luminaire level, when selection includes driver and control options marked by a shaded background*To learn more about A+, visit www.acuitybrands.com/aplus.*See ordering tree for detailsEVO2CCpage 4 of 8General Illumination Pendant Cord Cylinder2"GOTHAM ARCHITECTURAL DOWNLIGHTING ¦ 1400 Lester Road Conyers, GA 30012 ¦ P 800-705-SERV (7378) ¦ gothamlighting.com© 2014-2022 Acuity Brands Lighting Inc. All Rights Reserved. Rev. 09/02/22 Specifications subject to change without notice.The product images shown are for illustration purposes only and may not be an exact representation of the product.Tables of UseLumen Output MultiplierCRICCTMultplier802700K0.9103000K0.9463500K1.0004000K1.0275000K1.054902700K0.7843000K0.8473500K0.8744000K0.946DriverControl Provided NomenclatureDescriptionNLTNLTERNLTAIR2NLTAIREM2NLTAIRER2UGZ0-10V driver dims to 1%nPP16 D EFPnPP16 D ER EFPRPP20 D 24V G2RPP20 D 24V EM G2RPP20 D 24V ER G2Reflector Finish MultiplierReflector FinishMultiplierLSS - Semi Specular1.00LD - Matte Diffuse0.98Reflector ColorMultiplierWR - White0.98BR - Black0.92BZR - Bronze0.91AR - Clear1.00GR - Gold0.99PR - Pewter0.99WTR - Wheat0.98J-box Compatibility MatrixCylinder ConfigurationsSGBRGHRecommended J-box (by others)4" Octagonal 4x4x1.5 deep (by others)4" Octagonal 4x4x2.125 deep (by others)Factory Provided Gear Box (4" Square 4x4x1.5 deep)NOTE: These colors were carefully reproduced to give as true a depiction as possible of finished product color. Some colors, however, may vary slightly from actual appearance due to display/printing variations and limitations. Please always contact a Gotham representative for an accurate paint chip sample.DSPH P80 TEXTURED Light Red DSPD P77 TEXTURED Dark GreyDBNH P74 TEXTURED BronzeDSPE P78 TEXTURED GreenDDBT P88 TEXTURED Dark BronzeDWHG P86 TEXTURED WhiteDBLB P75 TEXTURED BlackDSST P90 TEXTURED SandstoneDNAT P89 TEXTURED Natural AluminumDSB P49 LITHONIA Steel Blue DWH P21 LITHONIA WhiteDGC P32 LITHONIA Charcoal GrayDMB P11 LITHONIA Medium BronzeDNA P07 LITHONIA Natural AluminumDDB P50 LITHONIA Dark BronzeDBL P13 LITHONIA BlackDTG P33 LITHONIA Tennis GreenDBR P34 LITHONIA Bright RedDSS P12 LITHONIA SandstoneStandard Architectural Color Options for Cylinder BodiesEVO2CCpage 5 of 8General Illumination Pendant Cord Cylinder2"GOTHAM ARCHITECTURAL DOWNLIGHTING ¦ 1400 Lester Road Conyers, GA 30012 ¦ P 800-705-SERV (7378) ¦ gothamlighting.com© 2014-2022 Acuity Brands Lighting Inc. All Rights Reserved. Rev. 09/02/22 Specifications subject to change without notice.The product images shown are for illustration purposes only and may not be an exact representation of the product.DIMENSIONAL DATARGH - Recessed Gear HousingSGB - Surface Gear BoxSGBPR - Surface Gear Box with Concealed Plaster Ring*Dimensions in inches [centimeters]Ceiling cutout: ∅2 3/4" [7]Ceiling thickness range: 3/8" [1.3] to 3" [7.6]5" [12.7]∅3 1/8" [7.9]Gear box included with luminaire(4" Square Box, 2 1/8" Deep)1/4" [.6]∅3/16" [.4]∅3" [7.6]Cord is field cuttable3 1/8" 7.93/16" .4Cord is field cuttable5" 12.73 1/8" 7.92 1/8" 5.44" Octagonal junction box by othersFactory supplied finishing plate3/16" .4 Cord is field cuttable5" 12.73 1/8" 7.93 1/8" 7.92 1/16" 5.24" Octaganol Junction box by othersFactory supplied plaster ringEVO2CCpage 6 of 8General Illumination Pendant Cord Cylinder2"GOTHAM ARCHITECTURAL DOWNLIGHTING ¦ 1400 Lester Road Conyers, GA 30012 ¦ P 800-705-SERV (7378) ¦ gothamlighting.com© 2014-2022 Acuity Brands Lighting Inc. All Rights Reserved. Rev. 09/02/22 Specifications subject to change without notice.The product images shown are for illustration purposes only and may not be an exact representation of the product.7 13/16" [19.8]2 19/64" [5.8]Ø3 7/64" [7.9]Ø9/32" [0.7]Cord is field cuttable.DIMENSIONAL DATASGBCC - Direct Conduit Surface Gear BoxJBXCC - Surface J-Box with Conduit Covers347V Transformer*Dimensions in inches [centimeters]347 Transformer:Install to accessiblejunction box by others2 1/8" [5.4]2 11/16" [6.8]2 11/16" [6.8]5" [12.7]4" [10.2]Ø3/16" [0.4]Cord is field cuttableEVO2CCpage 7 of 8General Illumination Pendant Cord Cylinder2"GOTHAM ARCHITECTURAL DOWNLIGHTING ¦ 1400 Lester Road Conyers, GA 30012 ¦ P 800-705-SERV (7378) ¦ gothamlighting.com© 2014-2022 Acuity Brands Lighting Inc. All Rights Reserved. Rev. 09/02/22 Specifications subject to change without notice.The product images shown are for illustration purposes only and may not be an exact representation of the product./EVO2CC 35/15 AR LSS MWD Input Watts: 21.2, Delivered Lumens: 1537, LPW: 72.5, S/MH: 1.02, Test No: 19-649-02P3890°10°20°30°40°50°60°70°80°90°90°80°70°60°50°40°30°20°10°0°1002003004005006007008009001000110012001300140015001600CPSummaryZonal Lumen SummaryCoefficients of UtilizationCone of LightLuminance(cd/sq.m)0°0°1,3735°1,36515° 1,29725° 1,06135°60345°20655°1565°475°185°090°0ZoneLumens % Fixture0° - 30°97363%0° - 40°1,35088%0° - 60°1,532100%0° - 90°1,537100%90° - 180°00%0° - 180°1,537100%ρf20%ρc80%70%50%ρw 50% 30% 10% 50% 30% 10% 50% 30% 10%0119 119 119 116 116 1161111111111110 108 105 108 106 104 104 102 101210298941009793979491395898593888591878348882788781778580765827671817571797470676706575706574696577165607165606964608676056666056656056963565262565261565210595349585349585248MountingHeightInitialFCCenterBeamBeamDiameter6.038.17.88.021.510.510.013.713.112.09.515.714.07.018.3Beam Angle: 66.3°Field Angle: 94.1°AverageLuminance0°521,28545°110,60055°9,59765°3,23475°1,76085°871EVO2CC 35/15 AR LSS WD Input Watts: 21.2, Delivered Lumens: 1472, LPW: 69.4, S/MH: 1.19, Test No: 19-649-03P3890°10°20°30°40°50°60°70°80°90°90°80°70°60°50°40°30°20°10°0°100200300400500600700800900100011001200CPSummaryZonal Lumen SummaryCoefficients of UtilizationCone of LightLuminance(cd/sq.m)0°0°1,0115°1,01515° 1,04025°97135°66245°25755°1965°575°285°090°0ZoneLumens % Fixture0° - 30°83257%0° - 40°1,24184%0° - 60°1,465100%0° - 90°1,472100%90° - 180°00%0° - 180°1,472100%ρf20%ρc80%70%50%ρw 50% 30% 10% 50% 30% 10% 50% 30% 10%0119 119 119 116 116 1161111111111110 107 105 108 105 103 104 102 100210197931009692969390393888492878389858148680758579758378745807368797368777268674676373676272666276962576862576761578645753635753625652960534959534958524810564945554945544945MountingHeightInitialFCCenterBeamBeamDiameter6.028.19.78.015.812.910.010.116.112.07.019.414.05.222.6Beam Angle: 77.8°Field Angle: 98.3°AverageLuminance0°383,74145°137,98255°12,77465°4,31275°2,20085°1,307EVO2CC 35/15 AR LSS ND Input Watts: 21.2, Delivered Lumens: 1621, LPW: 76.5, S/MH: 0.80, Test No: 19-649-01P3890°10°20°30°40°50°60°70°80°90°90°80°70°60°50°40°30°20°10°0°200400600800100012001400160018002000220024002600CPSummaryZonal Lumen SummaryCoefficients of UtilizationCone of LightLuminance(cd/sq.m)0°0°2,1495°2,09915° 1,73925° 1,12635°47845°13855°1065°275°185°090°0ZoneLumens % Fixture0° - 30°1,18873%0° - 40°1,49492%0° - 60°1,617100%0° - 90°1,621100%90° - 180°00%0° - 180°1,621100%ρf20%ρc80%70%50%ρw 50% 30% 10% 50% 30% 10% 50% 30% 10%0119 119 119 116 116 1161111111111111 109 106 109 107 105 105 103 1012103 100961029895999693397928895918793898649185818984818783805857975847975827874680747079747078736977569657569657368658716561716561706561967625867615866615710645854635854635854MountingHeightInitialFCCenterBeamBeamDiameter6.059.75.88.033.67.710.021.59.612.014.911.614.011.013.5Beam Angle: 51.5°Field Angle: 84.5°AverageLuminance0°815,77245°74,25255°6,42065°2,15675°1,17385°871PhotometryCONSULT WWW.GOTHAMLIGHTING.COM FOR ADDITIONAL PHOTOMETRYEVO2CCpage 8 of 8General Illumination Pendant Cord Cylinder2"GOTHAM ARCHITECTURAL DOWNLIGHTING ¦ 1400 Lester Road Conyers, GA 30012 ¦ P 800-705-SERV (7378) ¦ gothamlighting.com© 2014-2022 Acuity Brands Lighting Inc. All Rights Reserved. Rev. 09/02/22 Specifications subject to change without notice.The product images shown are for illustration purposes only and may not be an exact representation of the product.NLIGHT AIRNLIGHTnLight® AIR is the ideal solution for retrofit or new construction spaces where adding communication wiring is cost prohibitive. The integrated nLight AIR rPP20 Power Pack is part of each EVO Luminaire ordered with the NLTAIR option. These individually addressable controls offer the ultimate in flexibility during initial setup and for space repurposing.nLight® Wired The nLight® solution is a digital networked lighting control system that provides both energy savings and increased user configurability by cost effectively integrating time-based, daylight-based, sensor-based and manual lighting control schemes.CAT-5e CableLine PowerLow Voltage Dimming WiresWiring KeynCMFixtures ordered without the NLT optionnPODMFixtures ordered with the NLT optionnCMnPODMnPS 80 EZ or nPP16 D(ordered as an accessory)rPP20(ordered as an accessory)rPODBrCMSFixtures ordered without the NLTAIR optionCLAIRITYTM Pro Mobile ApprPODBCLAIRITYTM Pro Mobile AppFixtures ordered with the NLTAIR option+24v DC AuxLine PowerLow Voltage Dimming WiresWiring KeynLight® AIR Control AccessoriesOrder as separate catalog number. Visit nLight AIR.Wall SwitchesOn/Off single poleOn/Off two pole On/Off & raise/lower single poleOn/Off & raise/lower two poleModel NumberrPODB (color) G2rPODB 2P (color) G2rPODB DX (color) G2rPODB 2P DX (color) G2nLight® Wired Control AccessoriesOrder as separate catalog number. Visit nLight.Wall SwitchesOn/Off single poleOn/Off two pole On/Off & raise/lower single poleOn/Off & raise/lower two poleGraphic touchscreenPhotocell ControlsDimmingModel NumbernPODM (XX)nPODM 2P (XX)nPOD DX (XX)nPODM 2P DX (XX)nPOD GFX (XX)nCM ADCXnLight® Wired Control Accessories (cont.)nLight® AIR Control Accessories (cont.)Occupancy Sensors (PIR/dual tech)Small motion 360o , ceilingLarge motion 360o , ceilingWide ViewWall switch with raise/lowerCat-5 Cables (plenum rated)10’, CAT5 15’, CAT5 Occupancy Sensors (PIR/dual tech)Small motion 360o , ceilingLarge motion 360o , ceilingModel NumbernCM 9 / nCM PDT 9nCM 10 / nCM PDT 10nWV 16 / nWV PDT 16nWSX LV DX / nWSX PDT LV DXCAT5 10FT J1CAT5 15FT J1Model NumberrCMS 9 / rCMS PDT 9 rCMS 10 / rCMS PDT 10Possibilites for nLight® wiredPossibilites for nLight® AIR
https://www.kelvix.com/product/vine/spec-sheet/ | lighting | %PDF-1.4%����138 0 obj< >endobj xref138 4290000000016 00000 n0000009426 00000 n0000009492 00000 n0000010047 00000 n0000010323 00000 n0000011016 00000 n0000011130 00000 n0000013329 00000 n0000013715 00000 n0000014166 00000 n0000014596 00000 n0000014681 00000 n0000014957 00000 n0000015394 00000 n0000015670 00000 n0000017820 00000 n0000019607 00000 n0000021779 00000 n0000022228 00000 n0000022496 00000 n0000024628 00000 n0000026616 00000 n0000028386 00000 n0000030469 00000 n0000034399 00000 n0000044761 00000 n0000052210 00000 n0000058138 00000 n0000065271 00000 n0000081071 00000 n0000081138 00000 n0000081214 00000 n0000092299 00000 n0000093354 00000 n0000158943 00000 n0000224532 00000 n0000290121 00000 n0000355710 00000 n0000421299 00000 n0000486888 00000 n0000552477 00000 n0000618066 00000 n0000683655 00000 n0000749244 00000 n0000814833 00000 n0000880422 00000 n0000946011 00000 n0001011600 00000 n0001077189 00000 n0001142778 00000 n0001208367 00000 n0001273956 00000 n0001339545 00000 n0001405134 00000 n0001470723 00000 n0001536312 00000 n0001601901 00000 n0001667490 00000 n0001733079 00000 n0001798668 00000 n0001864257 00000 n0001929846 00000 n0001995435 00000 n0002061024 00000 n0002126613 00000 n0002191604 00000 n0002257193 00000 n0002322782 00000 n0002388371 00000 n0002453960 00000 n0002519549 00000 n0002585138 00000 n0002650727 00000 n0002716316 00000 n0002781905 00000 n0002847494 00000 n0002913083 00000 n0002978672 00000 n0003044261 00000 n0003109850 00000 n0003175439 00000 n0003241028 00000 n0003306617 00000 n0003372206 00000 n0003437795 00000 n0003503384 00000 n0003568973 00000 n0003634562 00000 n0003700151 00000 n0003765740 00000 n0003831329 00000 n0003896918 00000 n0003962507 00000 n0004028096 00000 n0004093685 00000 n0004159274 00000 n0004224863 00000 n0004290452 00000 n0004356041 00000 n0004421630 00000 n0004487219 00000 n0004552808 00000 n0004618397 00000 n0004683986 00000 n0004749575 00000 n0004815164 00000 n0004880753 00000 n0004946342 00000 n0005011931 00000 n0005077520 00000 n0005143109 00000 n0005208698 00000 n0005274287 00000 n0005339876 00000 n0005404287 00000 n0005469876 00000 n0005535465 00000 n0005601054 00000 n0005666643 00000 n0005732232 00000 n0005797821 00000 n0005863410 00000 n0005928999 00000 n0005994588 00000 n0006060177 00000 n0006125766 00000 n0006191355 00000 n0006256944 00000 n0006322533 00000 n0006388122 00000 n0006453711 00000 n0006519300 00000 n0006584889 00000 n0006650478 00000 n0006716067 00000 n0006781656 00000 n0006847245 00000 n0006912834 00000 n0006978423 00000 n0007044012 00000 n0007109601 00000 n0007175190 00000 n0007240779 00000 n0007306368 00000 n0007371957 00000 n0007437546 00000 n0007503135 00000 n0007568724 00000 n0007634313 00000 n0007699902 00000 n0007765491 00000 n0007831080 00000 n0007896669 00000 n0007962258 00000 n0008027847 00000 n0008093436 00000 n0008159025 00000 n0008224614 00000 n0008290203 00000 n0008355792 00000 n0008421381 00000 n0008486970 00000 n0008552559 00000 n0008618148 00000 n0008683737 00000 n0008749326 00000 n0008814915 00000 n0008880504 00000 n0008946093 00000 n0009011682 00000 n0009077271 00000 n0009142860 00000 n0009208449 00000 n0009274038 00000 n0009339627 00000 n0009405216 00000 n0009470805 00000 n0009536394 00000 n0009601983 00000 n0009667572 00000 n0009733161 00000 n0009798750 00000 n0009864339 00000 n0009929928 00000 n0009995517 00000 n0010061106 00000 n0010126695 00000 n0010192284 00000 n0010257873 00000 n0010323462 00000 n0010389051 00000 n0010454640 00000 n0010519716 00000 n0010585305 00000 n0010650894 00000 n0010716483 00000 n0010782072 00000 n0010847661 00000 n0010913250 00000 n0010978839 00000 n0011044428 00000 n0011110017 00000 n0011175606 00000 n0011241195 00000 n0011306784 00000 n0011372373 00000 n0011437962 00000 n0011503551 00000 n0011569140 00000 n0011634729 00000 n0011700318 00000 n0011765907 00000 n0011831496 00000 n0011897085 00000 n0011962674 00000 n0012028263 00000 n0012093852 00000 n0012159441 00000 n0012225030 00000 n0012290619 00000 n0012356208 00000 n0012421797 00000 n0012487386 00000 n0012552975 00000 n0012618564 00000 n0012684153 00000 n0012749742 00000 n0012815331 00000 n0012880920 00000 n0012946509 00000 n0013012098 00000 n0013077687 00000 n0013143276 00000 n0013208865 00000 n0013274454 00000 n0013340043 00000 n0013405632 00000 n0013471221 00000 n0013536810 00000 n0013602399 00000 n0013667988 00000 n0013733577 00000 n0013799166 00000 n0013864755 00000 n0013930344 00000 n0013995933 00000 n0014061522 00000 n0014127111 00000 n0014192700 00000 n0014258289 00000 n0014323878 00000 n0014389467 00000 n0014455056 00000 n0014520645 00000 n0014586234 00000 n0014651823 00000 n0014717412 00000 n0014783001 00000 n0014848590 00000 n0014914179 00000 n0014979768 00000 n0015045357 00000 n0015110946 00000 n0015176535 00000 n0015242124 00000 n0015307713 00000 n0015373302 00000 n0015438891 00000 n0015503947 00000 n0015569536 00000 n0015635125 00000 n0015700714 00000 n0015766303 00000 n0015831892 00000 n0015897481 00000 n0015963070 00000 n0016028659 00000 n0016094248 00000 n0016159837 00000 n0016225426 00000 n0016291015 00000 n0016356604 00000 n0016422193 00000 n0016487782 00000 n0016553371 00000 n0016618960 00000 n0016684549 00000 n0016750138 00000 n0016815360 00000 n0016880949 00000 n0016946191 00000 n0017011780 00000 n0017077369 00000 n0017142958 00000 n0017208547 00000 n0017274136 00000 n0017339725 00000 n0017405314 00000 n0017470903 00000 n0017536492 00000 n0017602081 00000 n0017667670 00000 n0017733259 00000 n0017798848 00000 n0017864437 00000 n0017930026 00000 n0017995615 00000 n0018061204 00000 n0018126793 00000 n0018192382 00000 n0018257971 00000 n0018323560 00000 n0018389149 00000 n0018454738 00000 n0018520327 00000 n0018585916 00000 n0018651505 00000 n0018717094 00000 n0018782683 00000 n0018848272 00000 n0018913861 00000 n0018979450 00000 n0019045039 00000 n0019110628 00000 n0019176217 00000 n0019241806 00000 n0019307395 00000 n0019372984 00000 n0019438573 00000 n0019504162 00000 n0019569751 00000 n0019635340 00000 n0019700929 00000 n0019766518 00000 n0019831784 00000 n0019897373 00000 n0019962962 00000 n0020028551 00000 n0020094140 00000 n0020159729 00000 n0020225318 00000 n0020290907 00000 n0020356496 00000 n0020422085 00000 n0020487674 00000 n0020553263 00000 n0020618852 00000 n0020684441 00000 n0020750030 00000 n0020815619 00000 n0020881208 00000 n0020946797 00000 n0021012386 00000 n0021077975 00000 n0021143564 00000 n0021209153 00000 n0021274742 00000 n0021340331 00000 n0021405920 00000 n0021471509 00000 n0021537098 00000 n0021602687 00000 n0021638096 00000 n0021703685 00000 n0021769274 00000 n0021834863 00000 n0021900452 00000 n0021966041 00000 n0022031630 00000 n0022097219 00000 n0022162808 00000 n0022228397 00000 n0022293986 00000 n0022359575 00000 n0022425164 00000 n0022490753 00000 n0022556342 00000 n0022621931 00000 n0022687520 00000 n0022753109 00000 n0022818698 00000 n0022884287 00000 n0022949876 00000 n0023015465 00000 n0023081054 00000 n0023146306 00000 n0023211895 00000 n0023276981 00000 n0023342570 00000 n0023408159 00000 n0023473748 00000 n0023539337 00000 n0023604926 00000 n0023670515 00000 n0023736104 00000 n0023801693 00000 n0023867282 00000 n0023932871 00000 n0023998460 00000 n0024064049 00000 n0024129638 00000 n0024195227 00000 n0024260816 00000 n0024326405 00000 n0024391994 00000 n0024457583 00000 n0024523172 00000 n0024588761 00000 n0024654350 00000 n0024719939 00000 n0024785528 00000 n0024851117 00000 n0024916706 00000 n0024982295 00000 n0025047884 00000 n0025113473 00000 n0025179062 00000 n0025244651 00000 n0025310240 00000 n0025375829 00000 n0025441418 00000 n0025507007 00000 n0025572596 00000 n0025638185 00000 n0025703774 00000 n0025769363 00000 n0025834952 00000 n0025900541 00000 n0000008876 00000 ntrailer< <31A88347F262496181B3DAE71A86792D>]/Prev 26178377>>startxref0%%EOF 566 0 obj< >streamh�b```c`Pz����0��$He8X8.q930�'��t�P�i��)\�'�0`8dx�8����Hr�ۺ[��q��;oͪ�N�¾��� ÇFƼmNDh����\��癛��l��@�A����1A@�F��v��Æ��o���=w9}���r6�1InV�]::��M3:��I�`���`>�DG�Bƾ&@�U@��M�A�����!X�5���f?�I2@c�����K*���2� 2p�(LeG�<ѝ���P%'�NLCendstreamendobj139 0 obj< >endobj140 0 obj< >/Resources< >/Font< >/ProcSet[/PDF/Text/ImageC]/XObject< >>>/Rotate 0/Thumb 130 0 R/TrimBox[0.0 0.0 612.0 792.001]/Type/Page>>endobj141 0 obj< >endobj142 0 obj< >endobj143 0 obj< >endobj144 0 obj< >streamH�dWˎ���Ô�f�(���Cc�`��hI��=�V�GD��kz1@OF�L�;�����{�ulf3�޶ $o>���¦�y����r�[¦�刺�??�1���S�)���r�S�֪,m�X�-���'�O�����VK����m�L�����Ժ�����X:n��,��K(`�wX�Q�NA��͡��:6V�O�lvH����{/7Pr��S�ZtZ�:ї�sW�D�pXǭ����¦M���WR�5*�pW�"Ľ��h�F��M���1���0���~!E��獆8��B�͋T�t��MV��P�B����]\)Ӣo~Gp���y��M��\ѷq+6��F�<�p;�V��v��a�8d�$��\(��\#w̒ɾ���`���5:��L��ABx�i�RM�B4�6��K[�ҵO��d��Miڢq�Kɨ��8+]�Xt]���l,��F�M_*�7F��V)Oc1A�p�t�4w�]v�Y�Ȱ����pp�JOڅJ$���c�ke�y1�TeTA6y��%��eh]��]�j�hHXa7y�$��3��"�v�+�c&ƷuҥO��e%�T"Gpe���`_�}���_w�7��!f���E���r���������{��ɷ{^�c�Wp�J�(�?���U���HEN+Y��)��F��C.�Z�:JE��p�l��`��XDmA�'Q��'Ψ6��fd.ׁ"+��L�S=��3�`q��g��.�c����Pg_t]��n�[��~��E�32�V]�dr�_� �]P)&��P��.p�!{^�~�[%�'XA��{)�#'I��O�\�Qw蚱��p�T�Ž1���lF�+�pv�>34�-�l���C���9C�9UMU%^a:��zm��@�RF;H�ɀ�L��لPDXV�jS�y�-���S�"�¦B�%>0��Z�P�$�+�.�Y5��z�.�]o����i}L!g�i>{�nFs�B����Tm_��:i�7��*���4�a�D1),�շ�T�@X¦�����ݨ(�5�G6!��9�!��\{�z���)���-�5��y�����{ jR��ܽ����J�0]�$T���cr��Ue��ڝ�-�s�'/K�>�4&�\�Ь��X>h������+L�"g.E�^#�W䄦���HO�KS-�R�sk�Y�4����z�S�������#΀/�G�;A��uQ��ޡ�����k�=Z;�N¦��6����z9NV�He�*�����<����@j�a~� �y�э�(��G�N�U�S'r��)�d}g�y,���F��4c�5UQ��F,<���;�1���@��J����OT��c�+��r'u&���6�w�3hV��W$M�1��\�M`4�,0"��^��Wu�t����t��I��;�V�����m���\���l��̍z���S��@��rƩ-H�W/�B�#��0N��Ih4c+'4�w�%��j�q����T�H1[{�鵕�<��m8*3/t9�q¦�7�tuC�%�_�7#"�!��~&j�z.z���\��7���Iɕg:�p���3�>l��Ș�>��!7l�����B78v�g6�i�¦L�3]4�y�f���ny������ks��E�l�`Og�"�"�?�t~O��.�)92L��Ϫ�¦���Ϲc"Kl!y8t�����#ʉ��ʺ¦#.�Z�=�������y�r�Guf�M;��Um������\�V�Ѭ������������#��h$��f����!�f���69[���\Ħ��W��<�]"�g��d�5�d�a�utH¦дh[;i:Gr�%O7Ye��0���endstreamendobj145 0 obj< >endobj146 0 obj< >endobj147 0 obj< >endobj148 0 obj< >endobj149 0 obj< >endobj150 0 obj< >endobj151 0 obj< >endobj152 0 obj< >streamH��WioG�+��4��}�)օ��C�(�,rd3⡐C@~���n�C[T�`axĚ�~]竞��uI�Zz%���Q��w,��4�����vU�V��NU+����Ⱥ�N�B�&�B�Zu$��V��egx�q���-6X �Z�-��+a�e�����m`!'1�F����l�)�6tZb�lm�#k�K.)H�n��"]���������6�Y�`�n�ג�ł��֞U=�![Xr�V=�D��KUT�Od��@Q���Je]t���O�/]��S���0Ii�m�-���;\s����*n������ƨJ�L�S�ɱF�a���Lh��]�4��3=Փ�ѕ��+�P�l������tv%χ��(�M�¦�p�@َ����BV��.��KGsI;.*�M���22�R[��C�����v�E����K�u��hܦ�\�>GY�*~S�#q+��!\ɇ%ԉw�3�]�=R!!�Ǝf�0�*5�b�؅�@�r&����sG�B��e/� C���TCIG��DڙPʑ�*0o���> 8��`_��6��`��O�uH������7Z�"K��L%(��M�,��T���BHS�j"�BR�ԁ���uʠ�Whk�֨skF"OGL$Q��l0��#.2�OJM����,��q�+�� W;飈��N��C҄���aH�F����]dEYC�¦�fYg�@N�&)�2��Q P����C�P[<�Jj�~S��C$�=�L�]�����lm7Y0]���6EGc��D>�Bxj�d����C> �{N���xr�������`Qh�+3���� �;dK�����t��8�ۈ�& �P�..ߜ\��������E�P��:� ;���u�j)�����x�0�q�1R��7��x1o'��b�/'>��j�^��¦.ػ�Y�J��]�'���j8'��l2�������l��R�����N�t��/p/���X�.��ͺ/��z���;���],����v8�b���s�gM3��p�sju������l�^}��8ޯJ�o��;?�+�"[�e���I�Qh��L�?�4���UF�m/\UY�{������¦~r~}�1��}�_��M\�d��������������?V0� S�%n�d~�@&�:&��q���M﫫�U��[Q-{��V�^EU^�z�^��� ٴw���n2on�Q�I^F�����:���=���xk��=�_����^-`A�Z~�>�)Q}����6j(���3o�0'� �Bɘ��Z��v��0,��V���j�3�i��@�g�XhZ���9���_����$c�>��΋���4��%�[�J¦T����yL�b��G�'�ݣ���c���z���� w�%�1l�87v^x٥��P:7��GñDڡ���uO�H!��F3�*B�'��:SC�b�}߸�m9�PX��B����f8���ͣ�K�<w�¦��;,�����k��nWe�0dy��T�76Q����7����?1�)��j9^���n���t��E��A�,���lV���u��>�����}��ۅV�?D�k�9�/�Ǘ��n���W�Q�R�U���q�d��9'sq��s9Oֈ�QT�z-���Q��%�{Ӄ���R{������n��T$]bP��].��v%�+��-�%[�_��6V*�A���A�����r�1;�L;>���ԋg�F�p[��D�����,8W��~�`��p�endstreamendobj153 0 obj< >streamH��Wms7�+�~���^Vo¦+�i�!�Bg���8��8����}V�9w�4����t�]�>���1�%�3x��]�P⍰:�肰�d�I�� p���B���³�zbYKb~���*.őxr������"?��2 �7"10�e��A0�(��4I���3�y�vƉ�y��h��?�S�h�ͬ�p`s��O����V�f�I�@+���@��{��5t�t/?�y���UI���yE�l}hy��E�����2)?��LJ�;3��>{�O���B������JeSF9pF��4�O�&O�~���>�q�x����Xo���J���$3�,)�b��k��+�XK�Ɣ�oM��"I¦��[8H�J��Q�]<2���XT����3�2����^.���S&u���V0�9��o�����&��c���Ϊi7邩g��H��X[j8�BLB{/]�!�p����5��)�A����� y4+��X�i̵���^��\��ʓ�!e" �m�x���Z���^,N^�}4�l�V���ځ�4gy@�Io��$]ԢsI�'������p��d�ːP�E՟�.ߞ_�H���ٌy3�����t���%)�i�<�K��6Xfߋ�Ik�vZ���m��mr����G1p��-0����(��o�����I��l*:Y������(}~��Ɏ�`{��_�B��!G�'��)�؉I�`j���T&�ߞ�.����Гd@;Z� ��+"�¦�Q%������C.�#�����8������xur¦^y�N[X�#�^���N,���K�gFϽ��{8�����P��ݼ�5��;�_��9�⸆G�ᢾ�����R�2\<;0h�H��i��>� 5����G�;J�b�GXe}>BiWY�[\��1y0���r��S��[�fg�$���A�C�4wZ~�j;� �T�5Hh��p�$�[0`�A������¦�n�¦�#S2f�¦[�W�b�E$��z������[���J��ܷ�A1حH�/@%��p���p����{��c��}�\H����J���U�\dt��Ō�8�X�����OH< ��?���E�{?�V<��H�?*"�&�7ሇw��ϝǸ�s��"T�2O�n��{�U�3.qZ����8Z��- ���:�2���Ő�]녑¦���S9������Z�����>�.��W_�9�WYe�UDy/��e�˺�Ze^50��v�5�1�+*ɏW�O[%�����2��}��������q�@�3���bz��P��wU4���u��#� �߶&D�Ņ��Z-�����2���ZS#6�p>�pB�eM�6Dx�t����d��>�aT�N��h� _HQe)��i�8�\i�PG�`�{���䲚gD�[�`y����HY.*��&A��}.��f�t�����Fi` I�_�`z֋�z�Gy������_�G�endstreamendobj154 0 obj< >streamH�tWK�+9��/P�E�s�p/f3@�~"�Jۯэ����~=������0�Wkc?��˺=�j���O�<����cn�������ɏL��z��+p�Ϻ������o��a����b��s~��¦����j?���1`���{�}��5���'��W��w��}jt_������<���� �A�y�I.�������;Վkx¦�-���{G~��Ӵ�^�[gO�Z�un^�'���.�ߐ�U#�@���wWw�ֲ��ѯ�3�¦�/�o��耰Z:¦XZ���#��B��[�YN1�k5���<�K������^^soA�Yv���>�$��@,���S��0@/�d�Y�N�¿��rx�����{]���C��roS�C�e��{~��g�]c�}0�^��8��p4E��1ʵ5�Z��=nC��@oP�{CK~w/����m(��F����w��d�_���uCທ���Ud0�cD������EjBI �yç�2���`�¦v���Z��ObrH�����A)��:�P���\� ��f)�Xy����@�rIEք�TΑ��q�s�߾�=���KAu������r6с��\��Z����w�H���g6�D~���w��v}k����d�6F�/��"�tVe`@FyiJ�Ȳ)m~�>ќA8}�4 %'!2��4� ��k3�a1�b����֨��_�%9̗�r�H�}V�c&�*�m'�q��z�)�&�o�tw��"�y�Ouc�(�Jb�Q?Ay0k,Ob7���n>���(wAmuu�jj���9Dۦ��m=�g��D/�ś���ʞ��?�g�^��4���nQ\�N�o}��Ѝ"��:�Z��h��:4?[J:!*ݑ��+�O�fr֣Z� k�s��z$�8��޹W�'U�j���E�J�^/�-�.��s4/���X���s,���ɐ���ty(�%���&=٫@:�?=����V��U�i/����-٭�(��-.��j�ڒ�](DK^6Ii��I��ST%0�tx�@�mN��5Z8�9֖�!�d����'E*K�*�]r�Ee�v�u(-c��T�Y��S?�^��]��D+Z�*E��*�W@u�+��Ce���Q�I5�>�#Sei7��W�ǘAT�F��΢.1Xj��Zl�8O�P0��,���D���)e1�)��B¦E�k3�h�¦���=0�v�.�ls���+�$�j��J;��w��T7O�,�ћy��¦���7Rę}fM��/Y�����l��WIҼ^PS�S-�꼚��<�"�!���=��<�?����������$��'�i�(�bxD�"�2���$�ɀ�3H�[��L�X�\�p�*����f���zU��~�ɮ}�u卡�۳���E{�3�i��,$/�#0�̎���b���)m�����z׋@���� U+7��)�*FޥV���:�!?a�� �@*_��e������X��yw�d��~{��4�A��o�n�g��#=��S����MZeU�(߂���s�Ҝ)}���[�z�55�Q͜1(�6Q�Ǆ5�j���w�,��o��E�aU��8�¦�Y������?U¦XU���"��r*ƐάM�p�g�Q��a�Z�F���ڀ^���_IS��G��[�J��P�ӱSQk?���cM�%�H��]I��=���0��4endstreamendobj155 0 obj< >endobj156 0 obj< >endobj157 0 obj< >streamH��WM�$5�+ud]8��W� k�l��qr�q�a�����L�S/Ƿ�[+\��^f�=���)�:6H{kM�~JryG�r�hZ�*�;�k&.�8h�\K�}��m?l�l?oFd���֭n=ϰ;ÛW~z�*��N�a��2�D��A�����c��92-a^�k�J�ؿO�Ԓ�f@��Z;�?��N��v�{?v�ՍL�`}�0,1�2�h<�9w��G�9n7�o�^[g,.��w�:&"Y��!/p�\9�B��ҭ��eEt,s��Ls��v���3c1;�@܃z��t�G�X�2�m2��Ġ�����㮽*PE�o�F�F丷9o�w�����q0t,b ���#r�'~���ml"��ƿG�oۏ38ŝ�܂��'�k83XnUiB���؜"���6��f��Dͺ��>����Lt6�p+D˃+/�Lt�rFAB�\gp�gN��ȼK�Trt���Z+\��f��������v�_�q�9&�Jqiig�mnw��̼���L�3��q^���k�>Mv�ݵ`�F��j�Ǆ��iky9f���΄�#`Ђ��Y^q�2$ڣ�[O�I�t��F�����[;����L��H��)nzQ�K]+bq�f��-I��\\��T����`�Y�"�4f#�)5�@ŉZ�� nb*v��؎��(��ߋ}���ݗU��˔����¦$�wo�0;y�B�q�@Î�/p;�����j��ǀ�IO��Ȥ�H���[(X�(�:݂�]�U�b�k�r������.!�=2��:����`������s[�c��ƭP2ʱB8�q�Q?~$��͔��끥S�0��߿��0�=�ǖ�Ը��$��!Q�L�ֆ�^�/����Vco����NEI׏�/Hg�54Ӿ��,�o(!����3<�ڥt�/'����q��.i5BY�+\���[Sl/x�#n��é�H�zD_�ۣU���T�G.�ܨ*q����I�W=���J(�c�.霝@jK-dm�3�>wq��y�?�@�ַ���f�⊉�����fBJ}~�� ��?��Bh���V�YdW�AхD�������}���ˇ� ��i{�������_m�������]��Y�/����e��F£��Ŵ��Se���V&x�0*��F����Xmy(I����ٰ��2��>���F��¦�}���LEan�YCG�Lhj��!W�GT}[O2�kZ^����:����fS�#@q3�v��1�Y�h8^1����yC<�����,�>�YIU'�d��5h�Pi5�g�`Q1q.q�X{����:�RT��֣Q��l�jED����a4`��F�%!���p��4��Vվ���¦M�u-X;��Z�!:з��8�D��`r_}iBg�ޟ�3jo�κ\�jˈ�3/_V����_���e�#J�coow\-Rbz�F�(pM]�(p��H�!M��n��9��,�\dR��i*Y܈j_�o��.z��W���^U����o46�/�@��hQ8���qNf���}9�A���H��o����-�n��z�Y�ϔ�V��I��t��٨�y;�-l4ά�τV9�Գ2�u�0��l)U֫6�)�l�W���<��3B�Ќ���Y�[䔺�ۊ^2E�����(�G2���O�D�:�O&_���M��p�h��Լ�LVS*Lţ�u~NΎS�e#�h�]�y�¦!n���S�]b�T���H~��Y2^��Z������5��_Z��d�n����N6�E`��p%������Pf��bMm2���l�"�5M���~�l�z!6jQS�ܩ�ی��h�">�&ge��8ee)܋��L�L'�"=�$�Jq*I�����_�u�����hNՉ�p���T��Z����W"�gP)�}��,�YYo^h�e]�\O���l�[of����Z�&��~`l�endstreamendobj158 0 obj< >streamH��Wˊd���\�U�Ȍ¦m��0��F��i����<�{�s"ouUk�e�LA�<�fF��q���3�y�Nv.��r���)��W�:�#a�B������f\��rwЛ�Ӆ�@{jY�E�T��V����ڹ�$�xgg+�;n�댗 �K�[�"X�P�g���p,72�.}��J�H�2~����i���e��Y_�u�\��e��^�}k�M\�������.0���}h�E�3o��C��^A���B��SW�x�u�u�΄�9(Z��=h����$�s��P��1Gғ�;��}�V62���T�5Dl- 7�)������lq�mJo��Z�����Xj�]���No�����5�)�!fbM��b��t�ZH`L��ki]��QpP8mP��V�ˣ�*d3�8D�ʶX��Usњ�a#D�)*�"u�ȫ��*r/q�t�%Dk�!�Mk9alja�"�K�5����G�+˒���@���}L�?$}��J����7�3�%\��#((�����y��coRŭ�����My��*_�\-R�۟C��#���Kz��V�b}��=��l��1����z9�T����2�iE�H�'c��T�;V�X� �Z��+t�-�WQ�c�(U����[�}��ov*c�ܮ ��W-�����t�u�u���8�`�q_\�sF�k�f�#ԥ@E�BS�O�λ&l���Rpd��z��"!�xy��><2��ZQ�ш��[&h�u��1��s��8&�y���E�ѻ�M(�%1Կ�\b��@�¦+mLpz/��,;%Mc�{��d����G�����C�4���"�"�C�3�k��ɕIh*-�L�$���~��ǎ�֫jXV�P`��Qz2�;�����gO\����k!~a�Q�w�-^��GOb��¦r���H�ܗ����:;�CN�x@+�#���#���F�ǝ/_��\*�ɠ'\u���}��U��NTB��6��lb�Y;Е�h�9�]�K�h�+ǀQ\�L����~"��1$`��G0���Ɗ!�gD8�QD��逗v$jf�����C2?.����*}��fR����[c��>��ၦ¦�.�6���&� ���X<<�7o�>���g�G�9O�"c}6cF��C_�N�Ⱦ�M����'���\gq3^G�;��S�K���ԣ��}�Q$�2��/v��i��a��(Zp�Ny���Aڟ_��)RT��u��D��C�0�~�U�bG�n�.��c�L�~��3�fRlOi==¦�����ߞ�~x���m��Bۍe�W3�^k�ҟ?<�K�����7��>�gm��10�zQ�B[�~�#B��ڝ�K����d��:=!�У�ɗViî�ʢ��c*ں�Y6]�]�8�ZX�����X�ӏX��!y4TXl�ϋ��਺@��}:�8�9�����7-�9���n+��\�F��X��o���.��Tkc(�E���xi�9$�E��ފ��2*<I���>AM�iO��e�^s>ϓ��h���Ks�߅�g���u����u ԩ�)d�V0AcD�RX��T�=�0�M�ng��5\�8��+<��Ǘ+F��j�ԏFxۘ܎��-<�*�9�f�f��/2�')�/�8�\�<��������;*��N�Y��/�fy�z�3:�<^�`z]_�(���Q��XC����/8.��Q+U����w7gf�S�~q���7k���@Sӿ�_$!¦��8F�g��A*@�<0�� ��B�������WZ˝m�L�¦e�X�g.Q.K����1¦�f��p(�[C�~��r^�^Glm[���p�bH,�`�x챑m����0jճ0�`8V(�=,2�tv�=gW�������t(t9���>��ӿ�oendstreamendobj159 0 obj< >streamH��WK��6��/0J�D�9C�[�,r�MXE��O�E�i�Z_��"�%����Uo]���[U�6�!�R�x9�5��*�90f�g�1f��P}����2��j��-N+ǃ�c�2�?���Z��j<�F�]���Vˊx�k�1���㏣�!���MZ9<,�V¦s�m¦xţ�j<:��/쉗���m柴���SM�Ӡ�2�{oΜ�Ѣ\0��c#�=�Pol0*7m�-p�i¦{���o!f�@�N�VF����pp�n�pĭެ����y����s��5.rҡ��~'U�Q��Fy��.ЃkǱ��n4�z�M$C�C��x%,��a��#̶ܰ��/4�LW�pX�mTkd����W�#^�J��J����ps����=}1A-}�^�$�t[1��3��h�^��isQ������ѰR��yDE��U�7Ү�-řw�Z�������ﮋL�n�g~}d��v��x�q��X����BPm_���D����������g"D�ӱ�l$�!V����~�+\�K�H����m5Q�Lc>ĉ!���͕��Y��`Fl0���-8���lɑ���+"fv��̅V�����&}����M0��w{��~l'S�l�G,_2�.7S��5��HG���NO�t��͍O��W���&oP8}���a)�`d+�_����k�����P(KN%seԽiN����ބPP�¦��� 2����"�$3s�V���*?>���w�$�I�m��d����R�%z�q�eNιѝ���Y�\D�J�~�W[�����k�F��3m��X?w~�ƱN'߻f+8^L/_]~����#�R!�QA��Qj���M�^;5�kو>o��cA�a9��`�=��I��U��9��៍np���¦�̚�p�������[��ŖT�N�3�:4�Ey!������dY��-Y�>X PU��X���٤��M���nZl#�~�E�G!䰰mc�SB�P�v�����'�¦c�z����vpg��S:8����M��g7�K���᲻�o����8����������`L3��ռ�*�&@��y�&�T�)FLr�ͺ�S_ ���T��y���¾��9���$;!���i3���<�SW�a3�n�$���.<¦���X�p�ٷ�k#ݎ�q����^I=H?.qH1o�<��5&Y��,0��!i��F1-=�t3{Y-F�f���$I��s���ԯ��iTO�U���&f�iß"x��R�V/՝=�&���DK�"�:�ב�mug���#/�gȩ3eY�����`j3���<��5d���j�o֕��V�B҅�?C:q�QV�Ԓ�a����=��F)nM7^�Y��K��eǇm��j��߈�p+ɟ^�h���$Uij=-Mpώ�i̲yF`I�1k��iuy�i��sJ�l����qCD2��M�і�7։$!�'��ēvW�A2�m��K��E.+�pۖ�S��"�����A���1}}T��hd�({�<a*l�lt:��2o��R�!K�W&��Z�y�� b#w�(ն�[��fl�3VK[����C�A~^ԕ���YX(��5�/X��Uɝ����,=� �WCVžރ͢o�&)��-j��O��S�IX�Gendstreamendobj160 0 obj< >streamH�lW[�$7�J]`���1�4�7@r����뱓��f�K�e����+V;���c_���iя��O{�֏7�A�+>�bDm�b�����1+Q���X���U����*�G�Ds�����>�f��;_+��N�WI�ly��R���Y��jk�-P�8�Ʌ�d�����eǛ�����-���\[ZCf��b�1W��Es�@!�5��2�>�+�Ȋ��4V��Mh��w�����SlU�uׁ�p��Y���d���Wέ+#M�[��"�jn�䂽Zi������*��m�^-�Nw헡�����V)�*8���!{��&��7�����ZA�3��q�\��l���h���MV¦��ܙpG���������(�.��V�f{���wX�ƺÊ�������$o]\�g�j��2�+�.��]\\���"V���������G�\��qs��zr?���zټ��擋�˺��x�qq1��\�^��E��7�>��u��"��Ņ�\�/W�~]gu%g������<������D�ǩ<���@���M`M���lt�� ���M�80�W�X��aP��V���������0!;Z8>��0�������d`b�'¦�b��I�jK�($�"���Сz�ec���eeL��{���!j{=�>�@��)t�$c'�AUW=�����ؑ�¦�RZ�i<_MV��9+e���s�,W�lRM�}kw8z�ӭDJ������t��/�����/M�0��T�E<o��I���$Y~�zfCS�̝)�@�,:������6�Uj<��d�f���0�Or��Ud9�^3������XY���������H���q+g��q�Ka��C�6��Pd�s\�+�0�*��ƅ�M��c�[[�h�k8�7�/��`���$<���Eu����O���u:�����W�j/g��Z��¦��0)�t`B��p����8��\����?�ߏ�iS�"9��C��W�ȕt��`!��퇅~����A�?'v�2.c}�cX(��s~r�\yc��b�_n������bcCmT�υ�c�r�G�Y����>ߏ�˙R�Kvi*A������-�L��O~�2�Tu���2C���P����[�[� I�"6$>�z('3��"#�*(�����f���D��%_��Q`2��Z�ե�MMobJ�T�DM��;�m�Z5�u���FMpQ��;���KYͯ7E�SE�}��(<�f"m�)�⊫���(m��H�{���%E����4�>QEpF�<45�0��E���qW{84����Y�[�;��w�,�U�=����F�-!�W?�$q��Œo�5��8����Q*&KPE�����n�B��_�T7���q¢��2l��h�y������w�{TJB[����v��s�w��}~������o�.v+]�N���Y��x��J�S�_SM��*��>h@$y����H����F_)���0��5�Ȑ�!rR� /Fj�?'&����v�"&ܫ�*�v�tx����dVۦ_�T�?ԯ���Kuv�@2U;�O�]n��>'�����<1�eM,eu�Ģ٦��ڒ���bX�E���qe(}e�hK�_�J�)u�Es4R��:D%~ �ɶ����N�:��1�:ͱ.m\�f�Y��R0m�Y��`�ֲ�R��=�f��L�$H�`����:vnb�(�J���O��w�n�x���W2��U9���M��&�W6�!e�Į�R!t���(��0�j���)`"������=����r9�D��������&�~2Z��Lm״���J�Ko����X�w��U[UY/[��'+{r4�J!�S<�nl�����2E���n��O�K¦�oendstreamendobj161 0 obj< >streamH�LUyPg�f��i��h��T��X�����*"�*F�ʭ��� Q��A��$j��F�x-DW��G<���G�5�Vm��Tm}U]��{�����>�R;P4M�cc�bC&����ʉ����I�����쎕F��H�4F'`8�xU�������.F;/u�T4��L/}��Y~��~3�!��+�����֬3��I�����_Q��:���m����,Xg�K[��_$/�̍O(�K3�S��)��5���0�5e��P��RS��Q�E�*jM)*���P4k�B�H&N��^�f���_����b�:j��K�/���2v;�TU�C����է�w=3��d:H�'�I���k�&���q��G�w��v*p�Q�ik�jA���������g��\&g�G��g=#u�����3*�Z���"P���v�4c��d�_�a���?�<'�YA�Ce��܅�"�V`�mR�n@�ЂA��Y�#����� �~P�.��/����=S���ݳ�9� �۵�0XO�x����ݿB҉w���#;��>0�y�L������М[�3[��"t^��iexpfv�F���}҇��!p�Щ�H�Vm��7�F��O�ޱ�EБsU�aFqz$����H��� �`��=��Jk��.� \T]n�6��W�J +�*���p��4�E��j�q9�v[_@� X^��Z�d�&�(y��_[���¦�`$A�ɤ��P�Nq����zWC�r��p��!zV��*q�t<%�����8�x/�*�����Ž[E��M�%Ǫ+�#����V����؎�]�y�Vh/�-b��_��1�Ųw=�� �C�cpC������y�EC�7'U]CA�D?d�p��Z�*�Z($��3` 8W�0�͠�$Θ��ҢX�@����H7�w��F>`�L��8���"�N/}d$�J�uV�N21b._��֐�����,Γ�8���`얟M[I��--������#P�����A�85�o@�vK��)t�$���w�}��¦��/<�Ǳ0JvMc4A��{�[�Rْw͒�c^[�ky�T�$�3$��>P��U���x��5����@���S��hA?,�1{N�3����NY�ݐ��F߿�8p��p������E¦��~�p�¦�MVĜ��1�p7d��H�#��$�����O�پ�:M�-�.��d�-M?�k��X���K��ho�1�.��0a�̤ZW�@.Ȋ����W��dH����6��S�4^�Fp���¦��m��k�qW�L�9ԟ����ON�7{�..�V��G��8Ո\xR^��� �-R��J0,.L��*8}~����������Ы`�L�t<_�x����2����v�y�]���,�m�d&��zAo��P?���_�6{���LR�FaW�*��\v� �a�$�3�����^�l5��Q���q���f�5����R�JZ��¦��#�4,������\l��oث4�~�36������\����A��ξݾ���Y�Y^�������^�h$<<����m�4`��ۻ�{�#�x�_]�� �p�;�hI/�ƝA�oW������Z��n�X#�kl���F�8����9�{��ޖ="�VV[`�0E����Ҁ�[���?H^���Ps뾯�荒Vf�6��<��}��ص]�j/�ﴃ�����5�&Kqȗ�v�?5��Ѱ��c�0s�S�Y��KE��+vG�R����h�������&n��^x���$/��Y`eiB��S�%>޸������v��n�)�����u�&��w��0�cp�a��Q���:�o���?���=^AmCK,����oD��q8COL�����w���2{�}�4��+k�E�tY×��É�M���X��:tY�nTR�iЙ�]� >M7��N*i���m{w��.���}�7��^�/�U�ĕ�13���fv8����YJ�j�B==�.Fk5�b�� T�%�ڀ0�[�"ʇX\��@�⡧�J{j$)���Cv�M�z柙7��w�}���ݷނg����Eq4?/*T�5�����J��Ƚ��Q,�6b��Z-����A;��]�QkI���������`f�� �ӿ:H��N�$���Z>}�ŵқXD�.�8#r�svb&i�ƥ��:�E�Z�L0�)nƞ�L!�����/*���T$�b��1��[n��'�ˢ��$�$8ooؼ���4�33�n�:rߑ�R0*.J�¦��U/T��sAԺQ⫚�ή҄���&#�u��-�$e���*CMA�H�0�xx���?1����BlO�B-���kP���N�L�6��-��5L_U$²���qsAz����:����7�)�������BH'��Ki}ꙡG�;��91Aw��ǫ�g��茻U�$m�sB8����Ay�xVv�Nw}Z�RKq�K@�k���X����u�1�5*20��6=G�����,��W�(}������jp�=8=b)8���:�ZH�����mC�m,��;�¦��o����bA�M�%ha̺@��=@Ű�����U�G�W/c��ț��V��#��F���C��l*,�a�%'r����'�]��k�Z`0��-$�c�֥+{p(�Ġ��^��bMJrLl�'=,X�b^N�z�����JeW-Kwf��2E�.���¦;\���k�C1����2`X.�2�B�������Zܧd{V&�FNA2��ט��x��cq�\\�g�S�n��P^H��!��!�=*(E��=��O���M������H9r �Q~چ�@Q��?������&~V�I�x��C�,I]��A8<#i�Y."/k��_�B�� ���q�����U��U �¦��C6.�T����,m�ݵ�K��{z��Lk�����F]����}Z��@���^���O��M�d����G�`#��E���Ȥ����y� ���;�v���%w�һs�_�?ד��_��`��1��}q1���l*��h>S��m)������#EX�ⷮ䢑��l:Sӌ'�~�L�iX�Ǉ��vam�T/�<,��J�@1<��yX���G�t�{~����.NF�ˉ�Ѕ�+�1���������endstreamendobj162 0 obj< >streamH�tVXT���}o���fX\�H�E0ZR'n!�&(�*5�}Y܈*���4)*1��I�Q�5`\@�*���*��3��yM�����w���s��Ͻ�{y9�I��fT�H�¦-��HȌˮ>��(��BL ����D�$����6��CT1�9��X0{�Mg1�w)���߰�u��c�{���}o,��f���~�~��n[�li6w5�'�f�����u��t�sg��w�[�{򃗨w����=��ܳ���QfdC�3�N6�5؋�(�(��P�M(�.�G5݄���Ut7;�ol���I���P����=�¦�s8�Z�#���H�Y��e\�%¦��HF#��*"؂�ЄkH�?�O�C:�0��� �&{8 �-4,,4�74��]�8�!^����rll̫TO��y/�\��tl5V��~F�N�������ÇI��6D�_z��������7Kp��nh��f�����&�or�7�.��j���1_�'w7gq?i؏���s��ڄJə��A����ӯx��<����r�Eu'߷Z�G�L6������GԵg_O��Jr&�-*JI_]�Zw�u��C�li?�e������2]���bq)�J�#%J)c�*T���t'\�́V'r����k:e1�1PA֦��t�C���=kS��W�ӭ3Wm��c�j��;%�`�q����Ȯ���+�����fa��Y`؆�A1�Ȱ�8��=&.1Z�j�#qAF�#���`DEL��������jlR)�hB�4ŨUqi��1������������9s��~����~�1�(͋���&�k��4����2�����r�3'�J������8����]v{def�1c��h�e��,L�U�Qa5���bG�:��o-+\�5p���^6bDmj�����j��}P�3=W1v���e��&kU)�[�}ӱh�K/�O�n:7o?f1ك��$y�̘Xcd'��XcJT�H���Fwb�7,�hx�(MTd��C��ƀ�/�Q�G�ș���_k���+_v�S�J���o=V�!&�H��W���s�F�nK�gNkZ�f���}F�lU嫖,~��O-'��:s�/::�ŕ�55���Tz6o�4/��<��Y����[?~�kn�q3���p�8��x�xEUpJ"PЩÕB���{\;�9r�"��؅Co�S�pj���s8���q�v������N�G��k��5��,�r;N�D2�5,�%c��j�ܑ&�M��5[���JM�>2�EhR?\6����#���9�����&B�����.�lX�~�J���/��6�� �6���"C�=�L!A���َ���'ױ,S�M�_&�O�15��h�U�,]�0�L%kWz���݆�݋O_�q�N�վ�O���y���N5?�v^�$�� �=r)\�-��>F��2>e5��"�+l!jJ�ȇ�¦M2y}9�������Qy30������\=X���/K%ؿ�
https://lithonia.acuitybrands.com/api/products/getasset/lithonia-lighting/47522/c99244b8-068c-45bd-bab6-a387ba5982a7/fgb-t5ho.pdf?abl_version=12%2f01%2f2022+21%3a48%3a45&DOC_Type=SPEC_SHEET | lighting | FEATURES & SPECIFICATIONSINTENDED USE — The SPEC-BEAM™ is an ideal one-for-one replacement of common metal halide high bay sys-tems. Applications include warehousing, manufacturing, commercial facilities and retail. The SPEC-BEAM performs best at mounting heights from 15' to 40'. Certain airborne contaminants can diminish the integrity of acrylic and/or polycarbonate. Click here for Acrylic-Polycarbonate Compatibility table for suitable uses.Attributes: Designed for optimum performance using highly efficient T5HO lamps. Best in applications requiring a rugged full body assembly with excellent fixture performance. Multiple optical systems allow the right distribution for the right application.CONSTRUCTION — Channel, end caps and socket brackets are manufactured from code grade cold rolled steel; fixture assembly is riveted and screwed together for added strength. Access to ballast and wiring compartment is accessed from below and is completely tool-less.Finish: High-gloss white baked enamel, pretreated with five-stage iron phosphate system. Optional polyester powder coat available.OPTICS — Precision formed, high performance, 95% reflective, segmented optics utilizing enhanced specular aluminum warranted for 25 years. Reflector optics are available in a wide variety of distributions and spacing criteria. Reflectors are available with uplight (recommended) or vented top that includes slots for heat management venting (2-3% uplight typical).ELECTRICAL — Thermally protected, resetting Class P, HPF, A+ sound rated electronic ballast. Lamps are secured with rotary locking lamp sockets for ease of relamping and to superior electrical contact. Lamp holders (sockets) are manufactured from PBT(polybutylene terephthalate) material for increased chemical resistance.INSTALLATION — The SPEC-BEAM™ must be suspended by chain, cable or monopoint hanger using the appropriate accessories. Not suitable for surface mounting.LISTINGS — UL Listed to US and Canadian standards. Suitable for damp locations. For use in ambient temperatures from -20°C to 40°C when using up to 6-lamp configuration.WARRANTY — 1-year limited warranty. Complete warranty terms located at: www.acuitybrands.com/CustomerResources/Terms_and_conditions.aspx NOTE: Actual performance may differ as a result of end-user environment and application.Specifications subject to change without notice.54T5HOSeriesNumber of lamps1Lamp typeDistribution/Reflector2Shielding5VoltageFGB14FGB164FGB24234654T5HO 54W T5HODistributionF1Focus (0.9 > SC)T1Task (0.9 < 1.2 SC)N1Normal (1.2 < 1.4 SC)S1Spread (1.4 < 1.8 SC)B1Broad (1.8 < SC)3ReflectorX20Specular aluminumX20USpecular aluminum w/uplightD20White powder coat4D20UWhite powder coat w/uplight4(blank)No shieldingA12125Pattern 12 acrylic, 0.125"A12125WGPattern 12 acrylic, 0.125" w/wireguard in door frame 5ACLClear acrylic, 0.125"ACLWGClear acrylic, 0.125" w/wireguard in door frame 5PCL125Clear polycarbonate, 0.125"PCL125WGClear polycarbonate, 0.125" w/wireguard in door frame 5NLWGNo lens; wireguard in door frame 5MVOLT120-277VHVOLT347-480V6 ORDERING INFORMATION Lead times will vary based on options selected. Consult with your sales representative.Example: FGB24 6 54T5HO T1X20 MVOLT 1/41/2 GEB10PS LP841INDUSTRIAL FGB-T5HOAccessories: Order as separate catalog number.IBAC120 M2010' adjustable aircraft cable, 2-hook, Y hanger (one pair)IBAC240 M2020' adjustable aircraft cable, 2-hook, Y hanger (one pair)HSD363' jack chain with hanger (one pair)THSDMonopoint hanger with 3/4" KO 8THSDHBMonopoint hanger with 3/4" hub8THSDSKSide covers for monopoint hanger (one pair) 8THSD5Monopoint hanger with 3/4" KO (for 5" channel, side covers included) 8,13THSDHB5Monopoint hanger with 3/4" hub (for 5" channel, side covers included) 8,13Catalog NumberNotesTypePatent PendingSPEC-BEAM™FGBFLUORESCENT HIGH BAYT5HO LampsBallast configurationBallast Lamp colorOptions (blank)All 2-lamp ballasts1/3One 3-lamp ballast1/4One 4-lamp ballast1/41/2One 4-lamp and one 2-lamp ballast2/3Two 3-lamp ballastsACRPCool running plus 7GEB10PST5HO electronic, ≤10% THD, programmed rapid start(blank) No lampsLP83085 CRI, 3000°K, standard lifeLP83585 CRI, 3500°K, standard lifeLP84185 CRI, 4100°K, standard lifeLP85085 CRI, 5000°K, standard lifeOUTCTRWiring leads pulled through back center of fixture 8OUTCTR 7/8Wire leads pulled through back of fixture when ordering without a tong hanger PAFPowder coat after fabricationPAF ALAluminum construction, PAF20GA20-gauge steel constructionTCPTop cover panels9WGWireguard, 11-gauge, external mountMSIOccupancy sensor pre-wired (aisle) 10MSI360 Occupancy sensor pre-wired (360°) 10MSIPEOccupancy sensor pre-wired with photocell 10EL14Emergency battery back, CA Title 20 non-compliant (900 lumens) 10,11,12All dimensions are inches (centimeters) unless otherwise indicated.Specifications # Lamps: 2 or 3 4 6 Length: 48 (121.9) 48 (121.9) 48 (121.9) Width: 12 (30.5) 16 (40.6) 24 (61.0) Depth: 4-1/2 (11.4) 4-1/2 (11.4) 4-3/4 (12.1) Weight: 16 lbs (7.26 kg) 17 lbs (7.71 kg) 19 lbs (8.62 kg)Notes1 See Configurations table for availability.2 Every distribution not available in every lamp configuration.3 Not available with prismatic lens option.4 Available with N1 (normal distribution) only.5 Not recommended for use in gymnasiums. Use external wireguard option(WG) for these applications.6 Not available with ACRP option.7 5/55 warranty for open fixtures when used with 49W lamps. Fixtures should be mounted at a minimum plenum height of 18". Not available with 347, 480, or HVOLT.8 Specify OUTCTR when monopoint hanger will be used for wiring compartment.9 Not recommended for high ambient locations.10 Must specify voltage.11 UL listed for 45°C. Output in emergency mode varies with ambient temperature (approx. 944 lumens at 25°C and 911 lumens at 45°C). Single-lamp operation only. Not available with HVOLT or MVOLT. Requires some assembly in the field for six-lamp fixtures.12 5 and 6 lamp fixtures using EL will use a 5"channel.13 Use on 5 or 6-lamp fixtures when ordered with emergency battery pack.DISCONTINUEDFGB T5HO Fluorescent High Bay FGB-T5HOINDUSTRIAL One Lithonia Way Conyers, GA 30012 Phone: 800-315-4963 Fax: 770-981-8191 www.lithonia.com © 2009-2019 Acuity Brands Lighting, Inc. All rights reserved Rev. 03/26/2019DIMENSIONSAll dimensions are in inches (centimeters) unless otherwise indicated.*Number of lamps per 4' section.ConfigurationsSeriesNumber of lamps*WidthHeightLengthFGB142 or 312 (30.5)4-1/2 (11.4)48 (121.9)FGB164416 (40.6)4-1/2 (11.4)48 (121.9)FGB24624 (61.0)4-3/4 (12.1)48 (121.9)Cord Set Option: Add suffix to end of catalog number, specify voltage.All cord sets are 18/3, 6', white unless otherwise noted. Other configurations available, consult factory.SuffixDescriptionCS1WStraight plug, 120VCS3WTwist lock, 120VCS7WStraight plug, 277VCS11WTwist-lock, 277VCS25WTwist-lock, 347VCS97WTwist-lock, 480VCS93W600V SO white cord, no plug (no voltage required)PHOTOMETRICSSee www.lithonia.com.4-1/2(11.4)16(40.6) FGB164FGB144-1/2(11.4)12(30.5)4-3/4(12.1)24(61.0)FGB243-1/4(8.3)5-1/2(14.0)Standard channel with tong hangerWider 5" channel with tong hangerDISCONTINUED
https://lithonia.acuitybrands.com/api/products/getasset/lithonia-lighting/147039/84afd34b-4023-4af7-acee-8a6528da4fd6/fem_led.pdf?abl_version=03%2f16%2f2023+20%3a31%3a51&DOC_Type=SPEC_SHEET | lighting | Page 1 of 6FEATURES & SPECIFICATIONSINTENDED USE — A general purpose and energy-efficient surface-mounted or suspended LED fixture, suitable for wet, damp and/or cold locations. For vapor-tight demanding environments where moisture or dust is a concern and where relatively low fixture mounting heights and wide fixture spacing are common. Not for use or installation in direct outdoor sunlight. Must be installed under canopy or covered ceiling. For direct sunlight installations, please refer to the FEX product family. Typical applications include industrial facilities, parking garages, retail malls, multi-purpose rooms, garden centers, and food processing. Certain airborne contaminants can diminish the integrity of acrylic and/or polycarbonate. Click here for Acrylic-Polycarbonate Compatibility table for suitable use.Certain airborne contaminants may adversely affect the functioning of LEDs and other elec-tronic components, depending on various factors such as concentrations of the contaminants, ventilation, and temperature at the end-user location. Click here for a list of substances that may not be suitable for interaction with LEDs and other electronic components.CONSTRUCTION — One-piece 5VA fiberglass housing with integral perimeter channel utilizing continuous poured-in-place NEMA 4X gasket. Approved for through wiring. Captive polymeric latches are standard. Stainless steel latches (#316) available as an option for food processing or more demanding applications.Power connection is easily accomplished through pre-drilled holes. OPTICS — Injection molded, acrylic lens (.080" thick) provides high impact-resistance comparable to 100% DR. A UV stabilized polycarbonate diffuser is available (.080" thick) in clear or frosted for additional impact strength where vandal protection is desired. Expected service life of 60,000 hours at 80% lumen maintenance (L80); predicted life of more than 100,000 hours.ELECTRICAL — Utilizes high-efficiency LEDs mounted to core circuit boards. High-efficiency drivers operate 120-277 (MVOLT) and 347-480 (HVOLT) offered with 0-10 volt dimming, dims to 10%. Standard Luminaire Surge Protection Level: 6kV/3kA Surge Rated per ANSI C82.77-5-2015. INSTALLATION — A pair of stainless steel surface mount brackets (SMB) are included (unless another mounting option is chosen) allowing for surface (ceiling) or suspension mount applications using included bail with aircraft cable or chain. Optional pair of dual pendant mount brackets (DPMB) are available for sur-face (ceiling) or suspension mount applications using either 3/8" threaded rod or included bail with aircraft cable or chain. Optional pair of angle mounting brackets (ANGBKT) for horizontal wall mount applications.LISTINGS — CSA Certified to UL and C-UL Standards. Suitable for wet location. IP65, IP66, IP67 rated. NSF Splash Zone 2 and Non-Food Zone rated. NEMA 4X rated. Sensors maintain IP65 and IP66 only. See chart on page 5 for Ambient Temperatures.DesignLights Consortium® (DLC) Premium qualified product and DLC qualified product. Not all versions of this product may be DLC Premium qualified or DLC qualified. Please check the DLC Qualified Products List at www.designlights.org/QPL to confirm which versions are qualified.GOVERNMENT PROCUREMENT — BAA – Product with the BAA option qualifies as a domestic end product under the Buy American Act as implemented in the FAR and DFARS. Product with the BAA option also qualifies as manufactured in the United States under DOT Buy America regulations.BABA – Build America Buy America: Product with the BAA option also qualifies as produced in the United States under the definitions of the Build America, Buy America Act.Please refer to www.acuitybrands.com/buy-american for additional information.WARRANTY — 5-year limited warranty. This is the only warranty provided and no other statements in this specification sheet create any warranty of any kind. All other express and implied warranties are disclaimed. Complete warranty terms located at: www.acuitybrands.com/support/warranty/terms-and-conditionsNOTE: Actual performance may differ as a result of end-user environment and application. All values are design or typical values, measured under laboratory conditions at 25 °C. Specifications subject to change without notice.INDUSTRIALFEM LEDLow-Profile Enclosed and Gasketed IndustrialFEM LEDSURFACE/ SUSPENDED/WALL MOUNTCatalog NumberNotesTypeDeep LensLow profile with sensorLow profileCapable LuminaireThis item is an A+ capable luminaire, which has been designed and tested to provide consistent color appearance and out-of-the-box control compatibility with simple commissioning.• All configurations of this luminaire meet the Acuity Brands’ specification for chromatic consistency• This luminaire is part of an A+ Certified solution for nLight® control networks marked by a shaded background*To learn more about A+, visit www.acuitybrands.com/aplus.*See ordering tree for detailsStock configurations are offered for shorter lead times:Standard Part NumberStock Part NumberFEM L48 4000LM LPAFL MD MVOLT GZ10 40K 80CRI FEM L48 4L MVOLTFEM L48 4000LM LPAFL MD MVOLT GZ10 50K 80CRI FEM L48 4L MVOLT 5KItems marked by a shaded background qualify for the Design Select program and ship in 15 days or less. To learn more about Design Select, visit www.acuitybrands.com/designselect.*See ordering tree for detailsFEM LED Low-Profile Enclosed and GasketedFEM LEDINDUSTRIAL: One Lithonia Way, Conyers, GA 30012 Phone: 800-705-SERV (7378) www.lithonia.com © 2012-2024 Acuity Brands Lighting, Inc. All rights reserved. Rev. 04/11/24Page 2 of 6ORDERING INFORMATIONLead times will vary depending on options selected. Consult with your sales representative.Example: FEM L48 4000LM IMAFL WD MVOLT GZ10 40K 80CRISeriesLengthNominal LumensDiffuserDistributionVoltageDriverColor temperatureCRIFEML2424" ‡L4848" ‡L9696" ‡2000LM2,000 lumens3000LM3,000 lumens4000LM4,000 lumens6000LM6,000 lumens3000LM3,000 lumens4000LM4,000 lumens6000LM6,000 lumens8000LM8,000 lumens10000LM10,000 lumens12000LM12,000 lumens9000LM9,000 lumens12000LM12,000 lumens15000LM15,000 lumens18000LM18,000 lumens20000LM 20,000 lumens24000LM24,000 lumensIMAFLAcrylic, lineal ribbed frosted lensIMACDAcrylic, clear deep lensIMAFDAcrylic, deep frosted lensLPAFLAcrylic, low profile frosted lensLPACLAcrylic, low profile clear lensLPPCLPolycarbonate, low profile clear lensLPPFLPolycarbonate, low profile frosted lensMDMediumWDWide PGDParking garageMVOLT 120-277VHVOLT 347-480V ‡ 120120V277277V347347V480480VGZ10 0 - 10V dimming30K3000K35K3500K40K4000K50K5000K80CRI80 CRI90CRI90 CRIOptionsEmergency:E10WMCPEM Self-diagnostics battery pack, MVOLT, 10W, Constant Power Certified in the California Title 20 Modernized Appliance Efficiency Database (MAEDBS) ‡BE6WCPCold Weather EM battery pack, 120/277V, 6W, Constant Power Certified in the California Title 20 Modernized Appliance Efficiency Database (MAEDBS) ‡BGTDGenerator transfer deviceOther Options:ANGBKTAngle bracket shipped with fixture ‡BAABuy America(n) Act CompliantDPMBDual pendant mounting bracket ‡SPDSurge protection device, additional 10kV/6kA STSLStainless steel latchesTRSTamper Resistant Torx® T10 screwsWLFWet location fitting (two outboard, top (L24 - 20 inches off-center, L48 - 48 inches off-center, L96 - 95.7 inches off-center) ‡WLFENDWet location fitting (one end) ‡WLFEND2Wet location fitting (both ends) ‡WLFPMPWet location pendant monopoint ‡Cord Sets: ‡CPSB16YWLBHBrad Harrsion Mini-Change® cordset with straight blade plug, 16 gauge, 3 conductors, 6ft, yellow‡CPSB16YWL12FTBHBrad Harrsion Mini-Change® cordset with straight blade plug, 16 gauge, 3 conductors, 12ft, yellow ‡CRSB16YWLBHBrad Harrison Mini-Change® receptacle ‡CNP16WWLCord only (no plug), 16 gauge, 3 conductors, white, 6ft, wet location ‡CNP16WWL12FTCord only (no plug), 16 gauge, 3 conductors, white, 6ft, wet location ‡CNP164CWWLCord only (no plug), 16 gauge, 4 conductors, white, 6ft, wet location (for use when unswitched circuit is required for battery pack) ‡Individual Controls: ‡SBOR10360° Low mount sensor, (8-15’ mounting heights), outdoor PIR, ON/OFF occupancy (LINK) (formerly MSI10NWL)SBOR10 HL 3V360° Low mount sensor, (8-15’ mounting heights), outdoor PIR, occupancy controlled dimming (bi-level) (LINK) (formerly MSI102L3VWL)SBOR10 P360° Low mount sensor, (8-15’ mounting heights), outdoor PIR, ON/OFF photocell (LINK) (formerly MSI10NWL DSCNWL)nLight Wireless: ‡NLTAIR2 RSBOR10 nLight® Air Generation 2 enabled, 360° low mount sensor, (8-15’ heights) (LINK)NLTAIR2 RIOnLight® Air Generation 2 enabled, fixture embedded network interface, 0-10V dimming output (LINK)NOTE: ‡ indicates option chosen has ordering restrictions. Please reference ordering restrictions chart, page 3. Options are sorted alphanumerically.See Accessories and ordering restrictions on next page.Accessories: Order as separate catalog number.MHCH 363 foot (36 inches) jack chain (pair)MHHK12010 foot (120 inches) single leg air craft cable (ships as pair)MHHK120SS10 foot (120 inches) single leg air craft cable, stainless steel (ships as pair)RK1 T10BIT W/PIN UHex-base driver bit, Torx TX10, for tamper resistant screws with center reject pinFEMDPMBDual pendant mounting bracket (ships as a pair) ‡FEMANGBKTAngle bracket (ships as pair) ‡FEMSMBSurface mount bracket (ships as pair) ‡Design Select options indicated by this color background.FEM LED Low-Profile Enclosed and GasketedFEM LEDINDUSTRIAL: One Lithonia Way, Conyers, GA 30012 Phone: 800-705-SERV (7378) www.lithonia.com © 2012-2024 Acuity Brands Lighting, Inc. All rights reserved. Rev. 04/11/24Page 3 of 6‡ Option Value Ordering RestrictionsOption valueRestrictionANGBKT, FEMANGBKTFor horizontal wall mount applications. If mounted in an upward orientation, fixture will be damp location listed only.BE6WCPUtilizes Bodine BSL36 Cold-Pak emergency driver. Not available with L24 length. Order with CNP164CWWL when unswitched hot is required for battery. Not available with 347V, 480V, HVOLT.CNP16WWL, CNP16WWL12FTNot available with BE6WCP or E10WMCP.CNP164CWWLAvailable with BE6WCP or E10WMCP only. Not NEMA4X rated.Cord SetsNot NEMA4X rated.CPSB16YWLBH, CPSB16YWL12FTBHNot available with BE6WCP or E10WMCP.CRSB16YWLBHNot available with BE6WCP or E10WMCP.E10WMCPUtilizes Power Sentry, PS1055MCP battery pack. Order with CNP164CWWL when unswitched hot is required for battery. Not available with 347V,480V,HVOLT.DPMB, FEMDPMBFor surface (ceiling) or suspension mount applications using either 3/8" threaded rod or included bail with aircraft cable or chain.FEMSMBShips standard with fixture (unless another mounting option is chosen). For surface (ceiling) or suspension mount applications using included bail with aircraft cable or chain.HVOLTWhen ordered with L24, available with 6000LM only. When ordered with L48, not available with 3000LM or 4000LM.Individual ControlsNot NEMA4X rated. IP65 and IP66 rated. L24Not available with BE6WCP.L48Not available with WLFPMP.L96Not available with WLFPMP.nLight® WirelessNot NEMA4X rated. IP65 and IP66 rated. WLFIf cord is ordered, cord will exit from the end of the fixture. Not NEMA4X rated, order WLF4X when NEMA 4X is required.WLFENDIf cord is ordered, cord will exit from the end of the fixture. Not NEMA4X rated, order WLFEND4X when NEMA 4X is required. Available with cord or sensor option. Choose only one.WLFEND2Not available with sensor or cord options. Not NEMA4X rated, order WLFEND24X when NEMA 4X is required.WLFPMPAvailable only with L24. Not NEMA4X rated, order WLFPMP4X when NEMA 4X is required. MOUNTING OPTIONSDPMB Option or FEMDPMB AccessoryMaterial: 304 Stainless Steel pictured less bail wireFEM LED Low-Profile Enclosed and GasketedFEM LEDINDUSTRIAL: One Lithonia Way, Conyers, GA 30012 Phone: 800-705-SERV (7378) www.lithonia.com © 2012-2024 Acuity Brands Lighting, Inc. All rights reserved. Rev. 04/11/24Page 4 of 6OPERATIONAL DATA (80 CRI*, MD**, MVOLT***)LengthPackageInput WattageCCTFrosted Lens' Lumens (LPW)Clear Lens' Lumens (LPW)IMAFLIMAFDLPAFLLPPFLIMACDLPACLLPPCLL242000LM13.430K1962 (147)2083 (156)2076 (155)1861 (139)2112 (158)2105 (158)1890 (142)35K2002 (150)2126 (159)2118 (159)1899 (142)2155 (161)2147 (161)1929 (144)40K2099 (157)2228 (167)2220 (166)1991 (149)2259 (169)2251 (169)2022 (151)50K2122 (159)2252 (169)2244 (168)2013 (151)2284 (171)2276 (170)2044 (153)3000LM19.930K2869 (144)3046 (153)3035 (153)2721 (137)3088 (155)3077 (155)2764 (139)35K2927 (147)3108 (156)3096 (156)2777 (140)3151 (158)3139 (158)2820 (142)40K3069 (154)3258 (164)3246 (163)2911 (146)3303 (166)3291 (166)2956 (149)50K3102 (156)3293 (166)3281 (165)2942 (148)3339 (168)3327 (167)2988 (150)4000LM26.030K3676 (142)3903 (150)3889 (150)3487 (134)3957 (152)3943 (152)3541 (136)35K3751 (145)3982 (153)3968 (153)3558 (137)4037 (156)4023 (155)3613 (139)40K3932 (152)4174 (161)4159 (160)3730 (144)4232 (163)4217 (162)3788 (146)50K3975 (153)4219 (163)4204 (162)3770 (145)4278 (165)4263 (164)3829 (148)6000LM39.230K5287 (135)5613 (143)5593 (143)5015 (128)5691 (145)5671 (145)5093 (130)35K5395 (138)5727 (146)5707 (145)5117 (130)5806 (148)5786 (147)5196 (132)40K5655 (144)6004 (153)5982 (153)5364 (137)6087 (155)6065 (155)5447 (139)50K5717 (146)6069 (155)6047 (154)5422 (138)6153 (157)6131 (156)5506 (140)L483000LM18.030K2689 (149)2855 (158)2844 (158)2551 (141)2894 (160)2884 (160)2590 (144)35K2743 (152)2912 (161)2902 (161)2602 (144)2953 (164)2942 (163)2643 (146)40K2876 (159)3053 (169)3042 (169)2728 (151)3095 (172)3084 (171)2770 (154)50K2907 (161)3086 (171)3075 (170)2758 (153)3129 (173)3118 (173)2800 (155)4000LM23.830K3543 (149)3762 (158)3748 (157)3361 (141)3814 (160)3800 (160)3413 (143)35K3615 (152)3838 (161)3824 (161)3429 (144)3891 (163)3877 (163)3482 (146)40K3790 (159)4023 (169)4009 (168)3595 (151)4079 (171)4064 (171)3650 (153)50K3831 (161)4067 (171)4052 (170)3634 (153)4123 (173)4109 (173)3690 (155)6000LM37.830K5284 (140)5609 (149)5589 (148)5012 (133)5687 (151)5667 (150)5090 (135)35K5391 (143)5723 (152)5703 (151)5114 (135)5802 (154)5782 (153)5193 (138)40K5651 (150)6000 (159)5978 (158)5361 (142)6083 (161)6061 (161)5444 (144)50K5713 (151)6065 (161)6043 (160)5419 (144)6149 (163)6127 (162)5503 (146)8000LM50.530K6952 (138)7380 (146)7354 (146)6594 (131)7482 (148)7456 (148)6696 (133)35K7093 (141)7530 (149)7503 (149)6728 (133)7634 (151)7607 (151)6832 (135)40K7435 (147)7894 (156)7865 (156)7053 (140)8003 (159)7975 (158)7162 (142)50K7516 (149)7979 (158)7950 (158)7129 (141)8090 (160)8061 (160)7240 (144)10000LM62.030K8646 (140)9179 (148)9146 (148)8201 (132)9306 (150)9273 (150)8328 (134)35K8822 (142)9365 (151)9332 (151)8368 (135)9495 (153)9461 (153)8497 (137)40K9248 (149)9817 (158)9782 (158)8772 (142)9953 (161)9918 (160)8908 (144)50K9348 (151)9924 (160)9888 (160)8867 (143)10061 (162)10026 (162)9004 (145)12000LM75.030K10406 (139)11047 (147)11007 (147)9871 (132)11200 (149)11160 (149)10024 (134)35K10617 (141)11271 (150)11231 (150)10071 (134)11427 (152)11387 (152)10227 (136)40K11130 (148)11816 (157)11773 (157)10557 (141)11979 (160)11937 (159)10721 (143)50K11251 (150)11944 (159)11901 (159)10672 (142)12109 (161)12066 (161)10837 (144)L969000LM53.430K7962 (149)8452 (158)8422 (158)7552 (141)8570 (160)8539 (160)7669 (144)35K8124 (152)8624 (161)8593 (161)7706 (144)8743 (164)8713 (163)7825 (146)40K8516 (159)9040 (169)9008 (169)8078 (151)9166 (172)9133 (171)8203 (154)50K8608 (161)9138 (171)9106 (170)8165 (153)9265 (173)9232 (173)8292 (155)12000LM75.530K10570 (140)11221 (149)11181 (148)10026 (133)11377 (151)11337 (150)10182 (135)35K10785 (143)11449 (152)11408 (151)10230 (135)11608 (154)11567 (153)10388 (138)40K11306 (150)12002 (159)11959 (158)10724 (142)12168 (161)12125 (161)10890 (144)50K11428 (151)12132 (161)12089 (160)10840 (144)12300 (163)12257 (162)11008 (146)15000LM94.330K13399 (142)14225 (151)14174 (150)12710 (135)14422 (153)14371 (152)12907 (137)35K13671 (145)14513 (154)14461 (153)12968 (138)14714 (156)14662 (156)13169 (140)40K14331 (152)15214 (161)15160 (161)13594 (144)15425 (164)15370 (163)13805 (146)50K14487 (154)15379 (163)15324 (163)13741 (146)15592 (165)15537 (165)13954 (148)18000LM103.430K15901 (154)16881 (163)16820 (163)15083 (146)17114 (165)17054 (165)15317 (148)35K16224 (157)17223 (167)17161 (166)15389 (149)17462 (169)17400 (168)15627 (151)40K17007 (164)18055 (175)17990 (174)16132 (156)18305 (177)18240 (176)16382 (158)50K17192 (166)18251 (176)18185 (176)16307 (158)18503 (179)18438 (178)16560 (160)20000LM125.530K17549 (140)18630 (148)18564 (148)16646 (133)18888 (150)18822 (150)16904 (135)35K17906 (143)19008 (151)18940 (151)16984 (135)19272 (154)19204 (153)17247 (137)40K18770 (150)19927 (159)19855 (158)17804 (142)20202 (161)20131 (160)18080 (144)50K18974 (151)20143 (160)20070 (160)17997 (143)20421 (163)20349 (162)18276 (146)24000LM149.530K21142 (141)22445 (150)22364 (150)20055 (134)22756 (152)22675 (152)20365 (136)35K21571 (144)22900 (153)22818 (153)20461 (137)23217 (155)23135 (155)20779 (139)40K22613 (151)24006 (161)23920 (160)21450 (143)24339 (163)24253 (162)21782 (146)50K22858 (153)24266 (162)24179 (162)21682 (145)24602 (165)24516 (164)22018 (147)* For 90CRI, reduce lumen output by 17.1%** For WD reduce output by 4.7%, PGD reduce output by 5.4%*** For HVOLT use scale factor in HVOLT SCALE FACTOR TABLEFEM LED Low-Profile Enclosed and GasketedFEM LEDINDUSTRIAL: One Lithonia Way, Conyers, GA 30012 Phone: 800-705-SERV (7378) www.lithonia.com © 2012-2024 Acuity Brands Lighting, Inc. All rights reserved. Rev. 04/11/24Page 5 of 6HVOLT SCALE FACTORFactor2000LM0.8143000LM0.8144000LM0.8146000LM0.8358000LM0.8459000LM0.85010000LM0.85012000LM0.84515000LM0.86018000LM0.88020000LM0.84524000LM0.865CONFIGURATION WEIGHTSStandardw/ Sensorw/ BatteryL24899L48111212L96232424NUMBER OF BOARDS AND DRIVERSLumen packageFixture lengthNumber of boardsNumber of drivers2000LML24113000LM114000LM116000LM113000LML48214000LM216000LM218000LM2110000LM2112000LM219000LML964112000LM4215000LM4218000LM4220000LM4224000LM42CSA LISTED AMBIENT RATING*Standard** (surface)"Standard** (suspended)"E10WMCP (surface)E10WMCP (suspended)BE6WCP (surface)BE6WCP (suspended)L242000LM35°C50°C5°C - 25°C5°C - 35°C-20°C - 25°C-20°C - 35°C3000LM35°C50°C5°C - 25°C5°C - 35°C-20°C - 25°C-20°C - 35°C4000LM35°C50°C5°C - 25°C5°C - 35°C-20°C - 25°C-20°C - 35°C6000LM35°C50°C5°C - 25°C5°C - 35°C-20°C - 25°C-20°C - 35°CL483000LM35°C50°C5°C - 25°C5°C - 35°C-20°C - 25°C-20°C - 35°C4000LM35°C50°C5°C - 25°C5°C - 35°C-20°C - 25°C-20°C - 35°C6000LM35°C50°C5°C - 25°C5°C - 35°C-20°C - 25°C-20°C - 35°C8000LM35°C50°C5°C - 25°C5°C - 35°C-20°C - 25°C-20°C - 35°C10000LM35°C50°C5°C - 25°C5°C - 35°C-20°C - 25°C-20°C - 35°C12000LM35°C50°C5°C - 25°C5°C - 35°C-20°C - 25°C-20°C - 35°CL969000LM35°C50°C5°C - 25°C5°C - 35°C-20°C - 25°C-20°C - 35°C12000LM35°C50°C5°C - 25°C5°C - 35°C-20°C - 25°C-20°C - 35°C15000LM35°C50°C5°C - 25°C5°C - 35°C-20°C - 25°C-20°C - 35°C18000LM35°C50°C5°C - 25°C5°C - 35°C-20°C - 25°C-20°C - 35°C20000LM35°C50°C5°C - 25°C5°C - 35°C-20°C - 25°C-20°C - 35°C24000LM35°C50°C5°C - 25°C5°C - 35°C-20°C - 25°C-20°C - 35°C*Minimum Ambient is -30°C unless noted.**All options not specifically listed in this table are considered standard FEM LAT / L24Temp (oC)Temp (oF)2000LM3000LM4000LM6000LM-20-41.0641.0651.0671.069-10141.0501.0511.0521.0540321.0361.0371.0381.0395411.0291.0301.0301.03115591.0151.0151.0151.01625771.0001.0001.0001.00030860.9930.9920.9920.99235950.9850.9850.9850.984451130.9700.9690.9690.968501220.9620.9620.9610.960FEM LAT / L48Temp (oC)Temp (oF)3000LM4000LM6000LM8000LM10000LM12000LM-20-41.0651.0661.0681.0711.0731.076-10141.0511.0521.0541.0561.0571.0600321.0371.0371.0391.0401.0411.0435411.0291.0301.0311.0321.0331.03415591.0151.0151.0161.0161.0171.01725771.0001.0001.0001.0001.0001.00030860.9930.9920.9920.9920.9920.99135950.9850.9850.9840.9840.9830.982451130.9700.9690.9680.9670.9660.965501220.9620.9610.9600.9580.9570.956FEM LAT / L96Temp (oC)Temp (oF)9000LM12000LM15000LM18000LM20000LM24000LM-20-41.0711.0751.0801.0821.0871.094-10141.0561.0591.0621.0641.0681.0740321.0401.0431.0451.0461.0491.0535411.0321.0341.0361.0371.0391.04315591.0161.0171.0181.0191.0201.02125771.0001.0001.0001.0001.0001.00030860.9920.9910.9910.9910.9900.98935950.9840.9830.9820.9810.9800.978451130.9670.9650.9630.9620.9600.956501220.9580.9560.9540.9520.9490.945FEM LED Low-Profile Enclosed and GasketedFEM LEDINDUSTRIAL: One Lithonia Way, Conyers, GA 30012 Phone: 800-705-SERV (7378) www.lithonia.com © 2012-2024 Acuity Brands Lighting, Inc. All rights reserved. Rev. 04/11/24Page 6 of 6PHOTOMETRICSSee www.lithonia.com for photometry reports.51-3/4(131.4)100-1/4(254.6)DIMENSIONSSpecifications subject to change without notice. All dimensions are inches (centimeters) unless otherwise indicated.[10.6]4.2[11.1]4.4[14.5]5.7[17.2]6.8[17.2]6.8[17.2]6.8Diffuser Type:LPAFLLPACLLPPFLLPPCLWeight (may vary with options or accessories)FEM L48: 11.9 lbs (5.397kg)FEM L96: 24.3 lbs (11.022kg)Diffuser Type:IMAFLDiffuser Type:IMAFDIMACD27 34 "(703.26)
https://www.pinnacle-ltg.com/sites/default/files/2023-02/F48DI_SUSP_LED_SPEC.pdf | lighting | _ __ _ _ _ _ __ _ _ _ _ __ _ _ _ _ _SHIELDINGDIRECT SOURCE1INDIRECT SOURCE1MOUNTING2A - Flush Satine LensAL - Drop Satine Lens AR - Regress Satine LensShielding pg. 2_27_ _ - 2700K _30_ _ - 3000K _35_ _ - 3500K _40_ _ - 4000K CL_ _ _ _ _ _ - Custom Lumens CW_ _ _ _ _ _ - Custom Watts Lumen Output pg. 2_27_ _ - 2700K _30_ _ - 3000K _35_ _ - 3500K _40_ _ - 4000K CL_ _ _ _ _ _ - Custom Lumens CW_ _ _ _ _ _ - Custom Watts Lumen Output pg. 3AC3_ _ _ _ _ - 3 AC to JB or STAH4_ _ _ _ _ - 4 AC w/hub to JB or STPP_ _ _ _ - Pendant Pipe to JB or STPS_ _ _ _ - Pendant Swivel to JB or STMounting pg. 3_ __ _ _ _FINISHFIXTURE OPTIONSCONTROLS3W - WhiteS - Metallic SilverBL - Textured Black BR - BronzeGR - GraphiteCC - Custom ColorFinish pg. 5AM - Antimicrobial Paint DSP - Customer Supplied Battery/Driver/SensorGMF - Slow Blow FusingFixture Options pg. 5DLMFC - Wattstopper DLM (wired)ENLI - Enlighted IOT (remote)ENLC - Enlighted Connected Lighting (remote)Controls pg. 5_ _ __ _ ___ _ _VOLTAGEDRIVERCIRCUITINGBATTERY & EMERGENCYU - Universal (120 thru 277V)1 - 120V 2 - 277V3 - 347VVoltage pg. 4FSD - Factory Select Driver (1%, 0-10v)PL2 - Advance Xitanium (1%, 0-10v)PS1 - Advance Xitanium (50%/100%)EE1 - eldoLED ECOdrive (1%, 0-10v)ES1 - eldoLED SOLOdrive (0.1%, 0-10v)LH1 - Lutron Hi-lume (1%, EcoSystem)OL2 - Osram (1%, 0-10v)OL4 - Osram 347v (1%, 0-10v)Driver pg. 41 - Single Circuit 2 - Dual CircuitE - Emergency (entire fixture)N - Night Light (entire fixture)Circuiting pg. 40 - None1P - Bodine 10W1I - Iota 10W1IC - Iota 10W (CEC Listed)1G - Bodine GTDFSG - Factory Select ALCRFSB - Factory Select BatteryGI - Iota ETS DRGB - Bodine GTDBattery & Emergency pg. 41When specifying SOURCE the first _ is for specifying either 8 - 80CRI, 9 - 90CRI. The ending _ _ are for specifying output, example HO - High Output. 2Example: AC348JB. AC3 = 3 Aircraft Cables, 48 = 48” long ca-bles, JB = connects to junction box. Standard AC cable lengths are 48” and 120”, field adjustable. Standard pendant lengths are 12”, 18”, or 24”. 3Controls can only be used with Single Circuit (1) or Emergency Circuit (E), cannot be used with any battery options. See Controls chart on page 5 for driver options and more information.Specifications and dimensions subject to change without notice. Specification sheets that appear on pinnacle-ltg.com are the most recent version and supersede all other previously printed or electronic versions.Project NameDateTypeExample Part #: F48DI-A-830-830-AC348JB-U-PL2-1-0-WF48DI ----------SHIELDINGDIRECT SOURCEINDIRECT SOURCEMOUNTINGVOLTAGEDRIVERCIRCUITINGBATTERY & EMERGENCYFINISHFIXTURE OPTIONSFINA F48DI• Aluminum housing is rolled and welded for seamless finish with 1/4” trim• Aluminum top cover conceals all electrical components. Highly reflective die-formed white painted steel reflector• FINA offered with a 5-year limited warranty. Covers LED, driver and fixture• IC Rated, UL and cUL Listed, approved for dry/damp location• Maximum fixture weight is 70 lbs• Room-side maintenance for LED system • Buy American Act compliantKey Features48” Direct / Indirect Suspended Architectural Round4”(101.6mm)45-15/16” (1166.8mm)4-1/4”(108mm)F48DI_LED_SPEC_JAN2023Designed in Denver, CO • USA ¦ pinnacle-ltg.com ¦ O: 303-322-5570Specifications and dimensions subject to change without notice. Specification sheets that appear on pinnacle-ltg.com are the most recent version and supersede all other previously printed or electronic versions.FINA F48DIF48DI_LED_SPEC_JAN2023Architectural Round• White virgin acrylic lens with matte finish, removable for LED access• Lens available in 3 positionsOrdering CodeAALARFlush Satine LensDrop Satine LensRegress Satine Lens3./4” (19mm)3/4” (19mm)• Specify either 80 or 90 CRI• Longer lead-time may apply for 90 CRI. Consult factory• 90 CRI = R9≥50Direct Source: White LEDShieldingCustom Output- Lumens OR WattageCL_ _ _ _ _Specify CRI, CCT and desired lumens (i.e. CL8352000)Specify lumens between standard offering listed below. Lumens are specified per color tempCW_ _ _ _ _ Specify CRI, CCT and desired wattage (i.e. CW94020)Specify watts between standard offering listed below80 CRIColorShieldingA, AL, ARSatine LensLumensWattsLPW830LO3000K908281.5111830MO3000K15653142.6110830HO3000K21947207.4106835LO3500K963882.3117835MO3500K16740143.8116835HO3500K23315208.7112840LO4000K968182.1118840MO4000K16723143.4117840HO4000K23476208.411390 CRI927LO2700K768184.891927MO2700K12982150.486927HO2700K17883221.481930LO3000K791784.394930MO3000K13367149.290930HO3000K18451219.384935LO3500K791784.394935MO3500K13367149.290935HO3500K18451219.384940LO4000K831084.399940MO4000K14051149.594940HO4000K19409220.188Designed and Fabricated in Denver, CO • USA ¦ pinnacle-ltg.com ¦ O: 303-322-5570 F: 303-322-5568pg. 2Specifications and dimensions subject to change without notice. Specification sheets that appear on pinnacle-ltg.com are the most recent version and supersede all other previously printed or electronic versions.FINA F48DIF48DI_LED_SPEC_JAN2023Architectural RoundDesigned and Fabricated in Denver, CO • USA ¦ pinnacle-ltg.com ¦ O: 303-322-5570 F: 303-322-5568Mounting• Aircraft cables and pendants mount directly to a standard junction box or structure• Canopies and pendants match fixture finish, power cords are white, grey, or black depending on fixture finish. See Finish section for additional details.• Must specify overall pendant length of 12”, 18” or 24”• Must specify cable length, either 48” or 120” standard, field adjustable• Maximum fixture weight is 70 lbsAC3___JBAH4___JBPP__JB3 AC cables to fixture to J-Box4 AC cables with hub to fixture to J-BoxPendant Pipe to J-BoxPS__JBPendant Swivel to J-Box AC3___STAH4___STPP__ST3 AC cables to fixture to Structure4 AC cables with hub to fixture to StructurePendant Pipe to StructurePS__STPendant Swivel to Structure• The canopy can be installed either below the ceiling plane or semi-recessed into the ceiling for a flush mount installation• Standard kit can be installed either way• Flush canopy installation is not available for fixtures installed below a grid railCanopies• Specify either 80 or 90 CRI• Longer lead-time may apply for 90 CRI. Consult factory• 80 CRI = R9≥19 and 90 CRI = R9≥61Indirect Source: White LEDCustom Output- Lumens OR WattageCL_ _ _ _ _Specify CRI, CCT and desired lumens (i.e. CL8352000)Specify lumens between standard offering listed below. Lumens are specified per color tempCW_ _ _ _ _ Specify CRI, CCT and desired wattage (i.e. CW94020)Specify watts between standard offering listed below80 CRIColorShieldingLOClear Lens OverlayLumensWattsLPW830LO3000K583740.8143830MO3000K858260.9141830HO3000K1121684.7132835LO3500K607940.7149835MO3500K895460.8147835HO3500K1172284.7138840LO4000K624540.7153840MO4000K918460.8151840HO4000K1192584.714190 CRI927LO2700K483540.8119927MO2700K711060.9117927HO2700K923184.7109930LO3000K509040.8125930MO3000K748660.9123930HO3000K972084.7115935LO3500K509040.8125935MO3500K748660.9123935HO3500K972084.7115940LO4000K541440.8133940MO4000K796260.9131940HO4000K1033884.7122pg. 3Specifications and dimensions subject to change without notice. Specification sheets that appear on pinnacle-ltg.com are the most recent version and supersede all other previously printed or electronic versions.FINA F48DIF48DI_LED_SPEC_JAN2023Architectural Round1Single Circuit2Dual CircuitEEmergency Circuit onlyNNight Light Circuit onlyBattery & EmergencyFor Approximate Battery Lumen Output• Multiply battery wattage X fixture LPW shown on Lumen Table• 10 (watts) x 92.3 (LPW) = 923 battery lumen outputBattery & Emergency Ordering Examples• Single circuit, 10w integral battery Ordering Code: 1-1PB• Emergency circuit only, 10w integral battery Ordering Code: E-1PB• Select battery or emergency options if required• Battery duration is 90 minutes • Test button is integral to fixture• For more Battery options, see Pinnacle Resource Guide on download pages at pinnacle-ltg.comCircuiting• Select fixture circuiting from options below• Some FINA configurations will not accommodate all circuiting options; consult with factoryVoltageDriver• Some FINA configurations will not accommodate all voltage options; consult with factory• Standard Driver Option = FSD • Driver Lifetime: 50,000 hours at 25°C ambient operating conditions• For more Driver options, see Pinnacle Resource Guide on download pages at pinnacle-ltg.com• Some FINA configurations will not accommodate all driver options; consult with factoryUUniversal1120 volt2277 volt3347 volt0-10V DriversFSDFactory Select Driver 1%, 0-10vPL2Advance Xitanium 1%, 0-10vPL4Advance Xitanium 347v 1%, 0-10v, requires 347vOL2Osram Optotronic, 1%, 0-10vOL4Osram Optotronic 347v, 1% 0-10v, requires 347v optionEE1eldoLED ECOdrive 1%, 0-10v LogarithmicEE2eldoLED ECOdrive 1%, 0-10v LinearES1eldoLED SOLOdrive 0-10v, 0.1% LogarithmicES2eldoLED SOLOdrive 0-10v, 0% LinearDALI DriversEE3eldoLED ECOdrive .1%, DALI (logarithmic)ES3eldoLED SOLOdrive .1%, DALI (logarithmic)OD1Osram Optotronic 1%, DEXALOD2Osram Optotronic 1%, DALI 2 ChannelLutron DriversLH1Lutron Hi-lume Soft-on, Fade-to-black 1%, EcoSystem, LDE1LH4Lutron Hi-Lume 1%, 2-wire, Lutron-LTEA2W, 120v onlyAlternate DriversPS1Signify Advance Xitanium Step Dimming 50%/100%0No BatteryFSBFactory Select Battery (10w option)FSBSTFactory Select Battery (Self Testing)1ICIota 10w Integral1ILLIota 10w Integral Lithium, Self Testing1IRHIota 20w Remote1PBodine 10w Integral1PLLBodine 10w Integral Lithium, Self Testing1PRHBodine 20w RemoteFSGFactory Select Automatic Load Control Relay (ALCR), UNVGIEmergency Transfer Switch (ETS) DR Emergency Control Device, UNVGBBodine GTD, Generator Transfer Device, 120v or 277vDesigned and Fabricated in Denver, CO • USA ¦ pinnacle-ltg.com ¦ O: 303-322-5570 F: 303-322-5568pg. 4Construction: Extruded aluminum housing is rolled and welded for seamless finish with minimal trim detail. Aluminum top cover conceals all electrical components. Highly reflec-tive die-formed white painted steel reflector. Wiring access on top of housing. Shielding: Single piece diffuse lens creating a fully luminous housing. Available with standard satine lens.Mounting: Aircraft cable, Pendant, Surface and Wall mount available. Aircraft Cable and pendant supplied with 5” (127mm) canopies. Refer to installation instructions for appropri-ate ceiling detail. Maximum fixture weight is 70 lbs.LED: 25ºC test environment. Lumen output/wattage has a margin of +/- 5%. Luminaire configurations tested in accordance with IES LM-79. Diodes tested in accordance with IES LM-80. Lifetime calculated using IES TM-21. Minimum lifetime greater than 60,000 hours. L70 = 146,500 hours and L90 = 45,000 hours. MacAdam 3-Step Ellipses. Not all products are Lighting Facts listed. For all available IES files, please visit our website at pinnacle-ltg.com.CRI, CCT & Output: Three lumen packages available. Low (LO), Mid (MO) and High (HO). Custom outputs are available. Specify custom lumens or watts between standard of-fering listed on CRI, CCT & Output page. 80 CRI is available for 3000K, 3500K, and 4000K. 90 CRI is available for 2700K, 3000K, 3500K, and 4000K. 90 CRI = R9≥50.Voltage: Universal (U), 120 volt (1), 277 volt (2), 347 volt (3) options available. Must spec-ify OL4 in Driver section when 347 volt (3) is selected. Some FINA configurations will not accommodate all voltage options; consult with factory.Driver: Standard Driver Option is Advance 0-10V, 1% = PL2. Electronic driver, Power factor is >0.9 with a THD <20%. Driver Lifetime: 50,000 hours at 25°C ambient operating conditions. For more driver options, see Pinnacle Resource Guide on download pages at pinnacle-ltg.com. Some FINA configurations will not accommodate all driver options.Circuiting: Select from Single circuit (1), Emergency circuit (E) or Night Light circuit (N). Some FINA configurations will not accommodate all circuiting options, consult with factory. Battery & Emergency: Select battery or emergency options if required. If battery or emergency option is not required, enter 0. Battery duration is 90 minutes as standard. Test button is integral to fixture. For more Battery options, see Pinnacle Resource Guide on download pages at pinnacle-ltg.com.Finish: Standard powder-coat textured white, metallic silver, textured black, graphite, or bronze painted finish, consult factory for chip of standard paint finishes. Contact factory for additional custom color and finish options.Controls: DLM utlizes wired network connections for digital control through switching and dimming with 0-10v LED drivers. Enlighted Smart Sensor provides multi-functionality including daylight harvesting and PIR occupancy; for IOT platform using 0-10v LED drivers. Enlighted Smart Sensor provides multi-functionality including daylight harvesting and PIR occupancy; for Connected platform using 0-10v LED drivers.Labels: ETL Listed conforming to UL1598 in US and CSA 250 in Canada. LO, MO, and HO lumen packages are IC Rated, approved for dry/damp location unless otherwise noted.Fixture Weight: 70 lbs maximumBuy American Act compliantWarranty: FINA LED offered with a 5-year limited warranty. Covers LED, driver and fixture.Specifications and dimensions subject to change without notice. Specification sheets that appear on pinnacle-ltg.com are the most recent version and supersede all other previously printed or electronic versions.FINA F48DIF48DI_LED_SPEC_JAN2023Architectural RoundApprovals & CertificationsFinish• Powder-coat white painted finish on exposed trimWWhite (white cord/white canopy)SMetallic Silver (grey cord/silver canopy) BLTextured Black (black cord/black canopy)BRBronze (white cord/bronze canopy)GRGraphite (white cord/graphite canopy)CCCustom Color (white cord/color match canopy)Fixture Options• Additional options to enhance the fixture and finish of the productAMAntimicrobial PaintDSPCustomer Supplied Battery/Driver/SensorGMFInternal Slow Blow FuseDesigned and Fabricated in Denver, CO • USA ¦ pinnacle-ltg.com ¦ O: 303-322-5570 F: 303-322-5568pg. 5Controls• Pinnacle Lighting offers easy to specify network control solutions that connect to an intelligent centralized system to maximize lighting energy efficiencies or integral sensors for individual fixture control • Pinnacle Lighting fixtures ship technology ready; comissioning by others• Controls can only be used with Single Circuit (1) or Emergency Circuit (E) • Contact factory for any non-standard configurations for layout, placement, or EM options• One sensor per housing typical, contact factory for more informationSolutionComponentsNetwork/SensorConnectionRQD DriversLimitationDLMFCLegrand Wattstopper DLMLMFC-011Digital Lighting Management (DLM)Wired, two RJ45 portsOL2, OL4NoneENLIEnlighted IOTCU-4EEnlighted, RemoteEnlighted CableAny 0-10vNot available with 347 voltENLCEnlighted Connected LightingCU-4EEnlighted, RemoteEnlighted CableAny 0-10vNot available with 347 volt
https://www.pinnacle-ltg.com/sites/default/files/2023-02/LF14DI_SUSP_LED_SPEC.pdf | lighting | 1When specifying SOURCE the first _ is for specifying either 8 - 80CRI, 9 - 90CRI. The ending _ _ are for specifying output, example HO - High Output. See output charts for more information. 2Example: AC4120JB. AC4 = 4 Aircraft Cables, 120 = 120” long cables, JB = connects to junction box. Standard AC cable lengths are 48” and 120”, field adjustable. Standard pendant lengths are 12”, 18”, or 24”. 3Controls can only be used with Single Circuit (1) or Emergency Circuit (E), cannot be used with any battery options. See Controls chart on page 5 for driver options and more information._ _ __ _ _ _ _ __ _ _BATTERY & EMERGENCYFINISHFIXTURE OPTIONSCONTROLS30 - None1PLL - Bodine 10WFSG - Factory Select ALCRFSB - Factory Select BatteryGI - Iota ETS DRGB - Bodine GTDBattery & Emergency pg. 4W - White S - Metallic Silver BL - Textured BlackBR - BronzeGR - GraphiteCC - Custom ColorFinish pg. 5AM - Antimicrobial PaintDSP - Customer Supplied Battery/Driver/SensorGMF - Slow Blow FusingFixture Options pg. 5DLMFC - Wattstopper DLM (wired)ENLI - Enlighted IOT (remote)ENLC - Enlighted Connected Lighting (remote)Controls pg. 5_ _ _ _ _ ___ _ _ _ MOUNTING2VOLTAGEDRIVERCIRCUITINGAS4_ _ _ _ - 4 AC Straight to JB or STAC4_ _ _ _ - 4 AC Centered to JB or STAH4_ _ _ _ - 4 AC w/hub to JB or STPP_ _ _ _ - Pendant Pipe to JB or STPS_ _ _ _ - Pendant Swivel to JB or STS - Surface MountWA - Wall MountMounting pg. 3U - Universal (120 thru 277V)1 - 120V 2 - 277V 3 - 347VVoltage pg. 4FSD - Factory Select Driver (1%, 0-10v)PL2 - Advance Xitanium (1%, 0-10v)EE1 - eldoLED ECOdrive (1%, 0-10v)ES1 - eldoLED SOLOdrive (0.1%, 0-10v)LH1 - Lutron Hi-lume (1%, EcoSystem)OL2 - Osram Optotronics (1%, 0-10v)OL4 - Osram Optotronics 347v (1%, 0-10v)Driver pg. 41 - Single Circuit2 - Dual CircuitE - Emergency (entire fixture)N - Night Light (entire fixture)Circuiting pg. 4_ _LO_ _ _ _ _ __ _ _ _ _ _DIRECT SHIELDINGINDIRECT SHIELDINGDIRECT SOURCE1INDIRECT SOURCE1A - Flush Satine LensAR - Regress Satine LensAL - Drop Satine Lens Shielding pg. 2LO - Clear Lens OverlayShielding pg. 2_27_ _ - 2700K _30_ _ - 3000K _35_ _ - 3500K_40_ _ - 4000KCL_ _ _ _ _ _ - Custom Lumens CW_ _ _ _ _ _ - Custom Watts Direct Source pg. 2_27_ _ - 2700K _30_ _ - 3000K _35_ _ - 3500K_40_ _ - 4000KCL_ _ _ _ _ _ - Custom Lumens CW_ _ _ _ _ _ - Custom Watts Indirect Source pg. 3Specifications and dimensions subject to change without notice. Specification sheets that appear on pinnacle-ltg.com are the most recent version and supersede all other previously printed or electronic versions.Project NameDateTypeLF14DI_SUSPENDED_SPEC_JAN2023Designed in Denver, CO • USA ¦ pinnacle-ltg.com ¦ O: 303-322-5570Example Part #: LF14DI-A-LO-830HO-830-AC448JB-U-PL2-1-0-WLF14DI -- LO----------DIRECT SHIELDINGINDIRECT SHIELDINGDIRECT SOURCEINDIRECT SOURCEMOUNTINGVOLTAGEDRIVERCIRCUITINGBATTERY & EMERGENCYFINISHFIXTURE OPTIONSCONTROLSLiFT LF14DI4”(101.6mm)4-1/4”(108mm)12” (304.8mm)1x4 Direct/Indirect Suspended Architectural Square*Shown with Regress Lens option• Formed and welded extruded aluminum housing for seamless finish with 1/4” trim• Aluminum top cover conceals all electrical components• Highly reflective die-formed white painted steel reflector• Fabricated, captive lens with 3 lens positions• LiFT offered with a 5-year limited warranty. Covers LED, driver and fixture• ETL Listed conforming to UL1598 in US and CSA 250 in Canada• Maximum fixture weight is 30 lbs• Room-side maintenance for LED system • Buy American Act compliantKey FeaturesSpecifications and dimensions subject to change without notice. Specification sheets that appear on pinnacle-ltg.com are the most recent version and supersede all other previously printed or electronic versions.LF14DI_SUSPENDED_SPEC_JAN2023Designed in Denver, CO • USA ¦ pinnacle-ltg.com ¦ O: 303-322-5570 F: 303-322-5568LiFT LF14DIArchitectural Square• Specify either 80 or 90 CRI• Longer lead-time may apply for 90 CRI. Consult factory• 90 CRI = R9≥50Shielding• Fabricated, captive lens with 3 lens positions• Highly reflective white reflectors maintain uniform lens brightnessDirect Source: White LEDDirect ShieldingIndirect ShieldingAALARLOFlush Satine LensDrop Satine LensRegress Satine LensClear Lens Overlay1” (25.4mm)1-3/16” (30.2mm)Custom Output- Lumens OR WattageCL_ _ _ _ _Specify CRI, CCT and desired lumens (i.e. CL8352000)Specify lumens between standard offering listed below. Lumens are specified per color tempCW_ _ _ _ _ Specify CRI, CCT and desired wattage (i.e. CW94020)Specify watts between standard offering listed below80 CRIColorLumensShieldingA, AL, ARSatine LensWattsLPW830LO3000K232520.0116830MO3000K374231.9117830HO3000K512145.3113835LO3500K240820.0120 835MO3500K392431.9123835HO3500K543945.3120840LO4000K252320.1126840MO4000K406832.1127840HO4000K560145.712290 CRI927LO2700K188820.194927MO2700K304432.095927HO2700K417745.592930LO3000K201320.1100930MO3000K325032.0101930HO3000K446945.598935LO3500K201320.1100 935MO3500K325032.0101935HO3500K446945.598940LO4000K212020.0106940MO4000K341332.0107940HO4000K468045.6103pg. 2Specifications and dimensions subject to change without notice. Specification sheets that appear on pinnacle-ltg.com are the most recent version and supersede all other previously printed or electronic versions.LF14DI_SUSPENDED_SPEC_JAN2023Designed in Denver, CO • USA ¦ pinnacle-ltg.com ¦ O: 303-322-5570 F: 303-322-5568LiFT LF14DIArchitectural Square• Specify either 80 or 90 CRI• Longer lead-time may apply for 90 CRI. Consult factory• 90 CRI = R9≥50• Indirect has clear lens overlayIndirect Source: White LEDCustom Output- Lumens OR WattageCL_ _ _ _ _Specify CRI, CCT and desired lumens (i.e. CL8352000)Specify lumens between standard offering listed below. Lumens are specified per color tempCW_ _ _ _ _ Specify CRI, CCT and desired wattage (i.e. CW94020)Specify watts between standard offering listed below80 CRIColorLumensLOClear Lens OverlayWattsLPW830LO3000K210915.2139830MO3000K310122.1140830HO3000K405329.4138835LO3500K219715.2145835MO3500K323622.1147835HO3500K423629.4144840LO4000K225715.2149840MO4000K331922.1150840HO4000K430929.414790 CRI927LO2700K174715.2115927MO2700K256922.1116927HO2700K333629.4113930LO3000K183915.2121930MO3000K270522.1122930HO3000K351229.4119935LO3500K183915.2121935MO3500K270522.1122935HO3500K351229.4119940LO4000K195615.2129940MO4000K287722.1130940HO4000K373629.4127pg. 3Mounting• Aircraft cables and pendants mount directly to a standard junction box or structure• Canopies and pendants match fixture finish, power cords are white, grey, or black depending on fixture finish. See Finish section for additional details.• Must specify overall pendant length of 12”, 18” or 24”• Must specify cable length, either 48” or 120” standard, field adjustable• Tie off fixture to structure with retention wires• Maximum fixture weight is 30 lbsAS4___JBAC4___JBAH4___JBPP__JB4 AC cables straight, fixture to J-Box4 AC cables, center mount, fixture to J-Box4 AC cables with hub, fixture to J-BoxPendant Pipe to J-BoxPS__JBPendant Swivel to J-Box AS4___STAC4___STAH4___STPP__ST4 AC cables straight, fixture to Struc-ture4 AC cables, center mount, fixture to Structure4 AC cables with hub, fixture to Struc-turePendant Pipe to StructurePS__STPendant Swivel to StructureSpecifications and dimensions subject to change without notice. Specification sheets that appear on pinnacle-ltg.com are the most recent version and supersede all other previously printed or electronic versions.LF14DI_SUSPENDED_SPEC_JAN2023UUniversal1120 volt2277 volt3347 voltVoltage• Some LIFT configurations will not accommodate all voltage options; consult with factory1Single Circuit2Dual CircuitEEmergency Circuit onlyNNight Light Circuit onlyBattery & EmergencyFor Approximate Battery Lumen Output• Multiply battery wattage X fixture LPW shown on Lumen Table• 10 (watts) x 92.3 (LPW) = 923 battery lumen outputBattery & Emergency Ordering Examples• Single circuit, 10w integral battery Ordering Code: 1-1P• Emergency circuit only, 10w integral battery Ordering Code: E-1P• Select battery or emergency options if required• Battery duration is 90 minutes • Test button is integral to fixture• For more Battery options, see Pinnacle Resource Guide on download pages at pinna-cle-ltg.comCircuiting• Select fixture circuiting from options below• Some LIFT configurations will not accommodate all circuiting options; consult with factoryDriver• Standard Driver Option = FSD• Driver Lifetime: 50,000 hours at 25°C ambient operating conditions• For more Driver options, see Pinnacle Resource Guide on download pages at pinnacle-ltg.com• Some LIFT configurations will not accommodate all driver options; consult with factory0-10V DriversFSDFactory Select Driver 1%, 0-10vPL2Advance Xitanium 1%, 0-10vPL4Advance Xitanium 347v 1%, 0-10v, requires 347vOL2Osram Optotronic, 1%, 0-10vOL4Osram Optotronic 347v, 1% 0-10v, requires 347v optionEE1eldoLED ECOdrive 1%, 0-10v LogarithmicEE2eldoLED ECOdrive 1%, 0-10v LinearES1eldoLED SOLOdrive 0-10v, 0.1% LogarithmicES2eldoLED SOLOdrive 0-10v, 0% LinearDALI DriversEE3eldoLED ECOdrive .1%, DALI (logarithmic)ES3eldoLED SOLOdrive .1%, DALI (logarithmic)OD1Osram Optotronic 1%, DEXALOD2Osram Optotronic 1%, DALI 2 ChannelLutron DriversLH1Lutron Hi-lume Soft-on, Fade-to-black 1%, EcoSystem, LDE1LH4Lutron Hi-Lume 1%, 2-wire, Lutron-LTEA2W, 120v onlyAlternate DriversOD1Osram Optotronic 1%, DEXAL0No BatteryFSBFactory Select Battery (10w option)FSBSTFactory Select Battery (Self Testing)1ICIota 10w Integral1ILLIota 10w Integral Lithium, Self Testing1IRCIota 10w Remote1PBodine 10w Integral1PLLBodine 10w Integral Lithium, Self Testing1PRHBodine 20w RemoteFSGFactory Select Automatic Load Control Relay (ALCR), UNVGIEmergency Transfer Switch (ETS) DR Emergency Control Device, UNVGBBodine GTD, Generator Transfer Device, 120v or 277vDesigned in Denver, CO • USA ¦ pinnacle-ltg.com ¦ O: 303-322-5570 F: 303-322-5568LiFT LF14DIArchitectural Squarepg. 4Specifications and dimensions subject to change without notice. Specification sheets that appear on pinnacle-ltg.com are the most recent version and supersede all other previously printed or electronic versions.LF14DI_SUSPENDED_SPEC_JAN2023• Pinnacle Lighting offers easy to specify network control solutions that connect to an intelligent centralized system to maximize lighting energy efficiencies or integral sensors for individual fixture control • Pinnacle Lighting fixtures ship technology ready; comissioning by others• Controls can only be used with Single Circuit (1) or Emergency Circuit (E) • Contact factory for any non-standard configurations for layout, placement, or EM options• One sensor per housing typical, contact factory for more informationControlsSolutionComponentsNetwork/SensorConnectionRQD DriversLimitationDLMFCLegrand Wattstopper DLMLMFC-011Digital Lighting Management (DLM)Wired, two RJ45 portsOL2, OL4NoneENLIEnlighted IOTCU-4EEnlighted, RemoteEnlighted CableAny 0-10vNot available with 347 voltENLCEnlighted Connected LightingCU-4EEnlighted, RemoteEnlighted CableAny 0-10vNot available with 347 voltFinishFixture Options• Additional options to enhance the fixture and finish of the productAMAntimicrobial PaintDSPCustomer Supplied Battery/Driver/SensorGMFInternal Slow Blow FuseWWhite (white cord/white canopy)SMetallic Silver (grey cord/silver canopy) BLTextured Black (black cord/black canopy)BRBronze (white cord/bronze canopy)GRGraphite (white cord/graphite canopy)CCCustom Color (white cord/color match canopy)• Standard powder-coat textured white, metallic silver, textured black, graphite or bronze painted finish; consult factory for chip of standard paint finishes• Selecting a fixture finish other than white may impact lumen output; consult factory for more informationDesigned in Denver, CO • USA ¦ pinnacle-ltg.com ¦ O: 303-322-5570 F: 303-322-5568LiFT LF14DIArchitectural SquareApprovals & CertificationsConstruction: Formed 20 gauge cold rolled steel housing. Highly reflective die-formed white painted reflector. Wiring access available on top of housing. Lens is removable for room-side maintenance of lens, driver and LED boards.Shielding: Single piece fabricated diffuse acrylic lens creating a fully luminous fixture. Mounting: Aircraft cable and Pendant. Aircraft Cable and pendant supplied with 5” (127mm) canopies. Refer to installation instructions for appropriate ceiling detail. Maxi-mum fixture weight is 30 lbs.LED: 25ºC test environment. Lumen output/wattage has a margin of +/- 5%. Luminaire configurations tested in accordance with IES LM-79. Diodes tested in accordance with IES LM-80. Lifetime calculated using IES TM-21. Minimum lifetime greater than 60,000 hours. L70 = 146,500 hours and L90 = 45,000 hours. MacAdam 3-Step Ellipses. Not all products are Lighting Facts listed. For all available IES files, please visit our website at pinnacle-ltg.com.Color & Lumen Output: Three lumen packages available. Low (LO), Middle (MO) and High (HO). Custom outputs are available. Specify custom lumens or watts between stan-dard offering listed on CRI, CCT & Output page. 80 CRI is available for 3000K, 3500K, and 4000K. 90 CRI is available for 2700K, 3000K, 3500K, and 4000K.90 CRI = R9≥50.Voltage: Universal (U), 120 volt (1), 277 volt (2) and 347 volt (3) options available. Must specify OL4 in Driver section when 347 volt (3) is selected. Some LiFT configurations will not accommodate all voltage options; consult with factory.Driver: Standard Driver Option is Advance 0-10V, 1% = PL2. Electronic driver, Power factor is >0.9 with a THD <20%. Driver Lifetime: 50,000 hours at 25°C ambient operating conditions. For more driver options, see Pinnacle Resource Guide on download pages at pinnacle-ltg.com. Some LiFT configurations will not accommodate all driver options.Circuiting: Select from single circuit (1), Emergency circuit (E) or Night Light circuit (N). Some LiFT configurations will not accommodate all circuiting options; consult with factory. Battery & Emergency: Select battery or emergency options if required. If battery or emergency option is not required, enter 0. Battery duration is 90 minutes as standard. Test button is integral to fixture. For more Battery options, see Pinnacle Resource Guide on download pages at pinnacle-ltg.com.Finish: Standard powder-coat textured white, metallic silver, textured black, graphite, or bronze painted finish, consult factory for chip of standard paint finishes. Contact factory for additional custom color and finish options.Controls: DLM utlizes wired network connections for digital control through switching and dimming with 0-10v LED drivers. Enlighted Smart Sensor provides multi-functionality including daylight harvesting and PIR occupancy; for IOT platform using 0-10v LED driv-ers. Enlighted Smart Sensor provides multi-functionality including daylight harvesting and PIR occupancy; for Connected platform using 0-10v LED drivers.Labels: ETL Listed conforming to UL1598 in US and CSA 250 in Canada. Approved for dry/damp location unless otherwise noted.Fixture Weight: 30 lbs maximum.Buy American Act CompliantWarranty: LiFT LED offered with a 5-year limited warranty. Covers LED, driver and fixture.pg. 5
https://sensorswitch.acuitybrands.com/api/products/getasset/holophane/1313255/c2e31950-57b6-4619-9a6a-536408aa48bc/phg.pdf?abl_version=02%2f10%2f2023+13%3a28%3a51&DOC_Type=SPEC_SHEET | lighting | Holophane ¦ One Lithonia Way, Conyers GA 30012 ¦ Phone: 866-HOLOPHANE ¦ www.holophane.com ¦ TechSupport-Lighting@AcuityBrands.com© 2016-2024 Acuity Brands Lighting, Inc. All rights reserved. Rev. 04/16/24 Specifications subject to change without notice.PHGPage 1 of 10Phuzion™ PHG LED High Bay Catalog NumberNotesType• Light Manufacturing• Warehousing• Retail• Food Storage • Automotive• GymnasiumTypical ApplicationsDescriptionThe PHG LED luminaire is designed for light industrial applications where environments are less extreme, but comfortable, uniform lighting and dependable performance are still highly desired. Typical applications include manufacturing, warehouses, automotive, retail, food storage and gymnasiums. Certain airborne contaminants can diminish the integrity of acrylic and/or polycarbonate. Click here for Acrylic-Polycarbonate Compatibility table for suitable uses.Certain airborne contaminants may adversely affect the functioning of LEDs and other electronic components, depending on various factors such as concentrations of the contaminants, ventilation, and temperature at the end-user location. Click here for a list of substances that may not be suitable for interaction with LEDs and other electronic components.Optics• One-piece prismatic borosilicate glass reflector and refractor offer the highest levels of uniformity and glare-free performance in its class. Refractor protects LEDs from unwanted dust, helping to maintain delivered lumens. • Borosilicate glass won't fade and offer the highest levels of luminosity over time.• IP65 rated refractor protects LEDs from unwanted dust helps maintain delivered lumens.• Prismatic acrylic available for food storage areas or where glass is not preferred.• Prismpack® optic: Prismatic borosilicate optic with sealed aluminum cover to minimize dirt accumulation and improve optical efficiency. Use when uplight is not desired or required.Mechanical• Hands free wiring design allows for quick and easy installations.• Open ventilated design naturally pulls heat up and away from luminaire, extending the life of critical components.• Robust cast aluminum heat sink (0.6% CU content) and offset aluminum electrical compartment maximize thermal performance.• Super durable TGIC thermoset powder coat finish provides 1500 hours salt fog rating.Electrical• 0-10V dimming driver is standard. Dims to 10%.• Fault-tolerant LED light engine.• XVOLT is an optional robust driver solution designed to assist with power quality issues and a dropped neutral in 277V input as derived from 480V Wye. Supports 277-480V; 6kV surge rated.• Standard Surge Protection Level: Designed to withstand up to 6kV/3kA per ANSI C82.77-5-2015.• Optional Surge Protection Level: Designed to withstand up to 10kV/10kA per ANSI C82.77-5-2015, provided when ordered with any controls, emergency battery or when SPD is specified in the nomenclature.• CCT: 3000K, 3500K, 4000K, 5000K.• CRI: 70CRI, 80CRI & 90CRI.• Dynamic temperature sensing is standard to protect the electronic components in the event the maximum operating ambient temperature is exceeded.Wireless NetworkingnLight® AIR is the ideal solution for retrofit or new construction spaces where additional wiring can be labor intensive. It is available with or without an integral sensor. Integrated smart sensors or dimming and switching modules must be part of each luminaire in the nLight Air network, which can be grouped to control multiple luminaires. It pairs to other luminaires and wall switches through our mobile app. CLAIRITY PRO, which allows for simple sensor adjustment. The granularity of control with the digital PIR occupancy detection and daylight sensing makes this a great solution for any application.Listings• CSA Certified to meet US and Canadian standards.• Suitable for use damp locations.• -40°F (-40°C) up to 131°F (55°C) (see chart on page 6) • NOM certified. • DesignLights Consortium® (DLC) Premium qualified product and DLC qualified product. Not all versions of this product may be DLC Premium qualified or DLC qualified. Please check the DLC Qualified Products List at www.designlights.org/QPL to confirm which versions are qualified.Government ProcurementBAA – Buy America(n) Act: Product with the BAA option qualifies as a domestic end product under the Buy American Act as implemented in the FAR and DFARS. Product with the BAA option also qualifies as manufactured in the United States under DOT Buy America regulations.BABA – Build America Buy America: Product with the BAA option also qualifies as produced in the United States under the definitions of the Build America, Buy America Act.Please refer to www.acuitybrands.com/resources/buy-american for additional information.Warranty5-year limited warranty. This is the only warranty provided and no other statements in this specification sheet create any warranty of any kind. All other express and implied warranties are disclaimed. Complete warranty terms located at: www.acuitybrands.com/support/warranty/terms-and-conditionsNOTE: Actual performance may differ as a result of end-user environment and application. All values are design or typical values, measured under laboratory conditions at 25 °C.Specifications subject to change without notice.Dimensions: Inches (millimeters) unless otherwise noted. Diameter: 19.8" Height: 12.65"Weight: Glass 29 lbs., Acrylic 17 lbs.Emergency Internal: Add 10.5 lbs.Capable LuminaireThis item is an A+ capable luminaire, which has been designed and tested to provide consistent color appearance and out-of-the-box control compatibility with simple commissioning.• All configurations of this luminaire meet the Acuity Brands' specification for chromatic consistency• This luminaire is part of an A+ Certified solution for nLight® or XPoint™ Wireless control networks marked by a shaded background*To learn more about A+, visit www.acuitybrands.com/aplus.*See ordering tree for detailsHolophane ¦ One Lithonia Way, Conyers GA 30012 ¦ Phone: 866-HOLOPHANE ¦ www.holophane.com ¦ TechSupport-Lighting@AcuityBrands.com© 2016-2024 Acuity Brands Lighting, Inc. All rights reserved. Rev. 04/16/24 Specifications subject to change without notice.PHGPage 2 of 1036IN FLEX CONDUITCUSTOMER PROVIDEDSUPPLYWIRE ENTRYBATTERY TEST SWITCH20FT FLEX CONDUITATTACHEDTO LUMINIAREIE20WCPHERIE30WCPHERPhuzion™PHG LED High BayDIMENSIONAL DATAWHK Mounting (36000LM and E10WMCP or E15WMCP options) Top Battery BoxWHK Mounting (NGLR, MGLR, WGLR, MALR options) No ReflectorIE20ECPHER or IE30ECPHER Remote Emergency BatteriesWHK Mounting (IE20WCPHE or IE30WCPHE options) Top Battery BoxWHK Mounting (Wire Hook)PM Mounting (Pendant) 8.82 15.46 6.02 12.91 13.65 19.65 REFLECTOR:Medium/Wide GlassIf Medium/Wide Acrylic6.04If Narrow Glass:5.06If Narrow Acrylic:5.2513.65 8.82 14.84 17.40 4.42 13.86 REFRACTOR:Medium GlassIf Narrow Glass3.81If Wide Glass3.31If Wide Acrylic3.31 8.82 16.52 19.08 Holophane ¦ One Lithonia Way, Conyers GA 30012 ¦ Phone: 866-HOLOPHANE ¦ www.holophane.com ¦ TechSupport-Lighting@AcuityBrands.com© 2016-2024 Acuity Brands Lighting, Inc. All rights reserved. Rev. 04/16/24 Specifications subject to change without notice.PHGPage 3 of 10Phuzion™PHG LED High BayORDERING INFORMATION ‡ Example: PHG 24000LM SEF NGG MVOLT 40K 80CRI WHK DWHXDA+ Capable options indicated by this color background.SeriesLumens ‡Performance packageOptical AssemblyVoltagePHG9000LM9,000 nominal lumens12000LM12,000 nominal lumens15000LM15,000 nominal lumens18000LM18,000 nominal lumens24000LM24,000 nominal lumens26000LM26,000 nominal lumens ‡30000LM30,000 nominal lumens36000LM36,000 nominal lumensSEFStandard efficiencyHEFHigh efficiencyNGGNarrow glass refractor and glass reflectorMGGMedium glass refractor and glass reflectorWGGWide glass refractor and glass reflectorNGGFRFrosted narrow glass refractor and glass reflectorMGGFRFrosted medium glass refractor and glass reflectorWGGFRFrosted wide glass refractor and glass reflectorNAANarrow acrylic refractor and acrylic reflectorWAAWide acrylic refractor and acrylic reflectorNGANarrow glass refractor and acrylic reflectorMGAMedium glass refractor and acrylic reflectorWGAWide glass refractor and acrylic reflectorNGAFRFrosted narrow glass refractor and acrylic reflectorMGAFRFrosted medium glass refractor and acrylic reflectorWGAFRFrosted narrow glass refractor and acrylic reflectorNGLRNarrow glass refractor, no reflectorMGLRMedium glass refractor, no reflectorWGLRWide glass refractor, no reflectorMALRMedium acrylic refractor, no reflectorNGGALPrismpack® Narrow glass reflector with aluminum cover and glass refractorMGGALPrismpack® Medium glass reflector with aluminum cover and glass refractorWGGALPrismpack® Wide glass reflector with aluminum cover and glass refractorMVOLTAuto sensing (120-277V, 50/60Hz)120120V, 50/60Hz208208V, 50/60Hz240240V, 50/60Hz277277V, 50/60HzHVOLTAuto sensing (347-480V, 50/60Hz) ‡347347V, 50/60Hz ‡480480V, 50/60Hz ‡XVOLTEnhanced Power Protection (277-480V, 50/60Hz) ‡277X277V XVOLT driver, 50/60Hz ‡347X347V XVOLT Driver, 50/60Hz ‡480X480V XVOLT Driver, 50/60Hz ‡Color temperatureColor rendering indexMountingOptions30K3000K CCT35K3500K CCT40K4000K CCT50K5000K CCT70CRI80CRI90CRI WHKWire hookPMPendant 3/4" femaleQDQuick disconnect ‡NDTNon-disconnect thru-wire ‡QRQuick disconnect retrofit ‡NRNon-disconnect retrofit ‡AC1010' aircraft cables (ships as pair)AC2020' aircraft cables (ships as pair)Non-Dimming Sensors: ‡LSXR6360° High Mount PIR Sensor, (15-45' mounting heights), on/off occupancy (LINK)LSXR10360° Low Mount PIR Sensor, (7-15' mounting heights), on/off occupancy (LINK)LSXR50High Mount Aisleway PIR Sensor, (40' mounting height, detects 50' in either direction), on/off occupancy (LINK)LSXR6 P360° High Mount PIR Sensor, (15-45' mounting heights), on/off switching photocell (LINK)LSXR10 P360° Low Mount PIR Sensor, (7-15' mounting heights), on/off switching photocell (LINK)LSXR50 PHigh Mount Aisleway PIR Sensor, (40' mounting height, detects 50' in either direction), on/off switching photocell (LINK)Dimming Sensors:‡LSXR6 HL360° High Mount PIR Sensor, (15-45' mounting heights), high/low/off occupancy operation (LINK)LSXR10 HL360° Low Mount PIR Sensor, (7-15' mounting heights), high/low/off occupancy operation (LINK)LSXR50 HLHigh Mount Aisleway PIR Sensor, (40' mounting height, detects 50' in either direction), high/low/off occupancy operation (LINK)Bluetooth® Sensors: ‡LSX45 OCC BTP LT 360° High Mount Sensor, (10-40' mounting heights), on/off occupancy, utilizes smart hub for Bluetooth® programmability, low temp/high humidity (LINK)LSX45 HL BTP LT360° High Mount Sensor, (10-40' mounting heights), high/low/(off) occupancy dimming, utilizes smart hub for Bluetooth® programmability, low temp/high humidity (LINK)LSX45 ADC BTP LT 360° High Mount Sensor, (10-40' mounting heights), on/off occupancy with auto dimming photocell, utilizes smart hub for Bluetooth® programmability, low temp/high humidity (LINK)LSX45 ANL BTP LT 360° High Mount Sensor, (10-40' mounting heights), high/low/(off) occupancy dimming with auto dimming photocell, utilizes smart hub for Bluetooth® programmability, low temp/high humidity (LINK)nLight® Wired: ‡NPP16 DnLight® wired power/relay pack, 0-10VDC dimming output (LINK) ‡NPP16 D ERnLight® wired Power/relay pack, 0-10VDC dimming output, UL924 Emergency operation (LINK) ‡nLight® Air Wireless:NLTAIR2 RLSXR6nLight® Air Generation 2 enabled, 360° high mount sensor, (15 to 45' heights) (LINK) ‡NLTAIR2 RLSXR6 EMnLight® Air Generation 2 enabled, 360° high mount sensor, (15 to 45' heights), UL 924 Emergency Operation via power interrupt detection (not available with battery pack) (LINK) ‡NLTAIR2 RLSXR6 ERnLight® Air Generation 2 enabled, 360° high mount sensor, (15 to 45' heights), UL 924 Emergency Operation utilizing Iota ETS (not available with battery pack) (LINK) ‡NLTAIR2 RLSXR10nLight® Air Generation 2 enabled, 360° low mount sensor, (7 to 15' heights) (LINK) ‡NLTAIR2 RLSXR10 EMnLight® Air Generation 2 enabled, 360° low mount sensor, (7 to 15' heights), UL 924 Emergency Operation via power interrupt detection (not available with battery pack) (LINK) ‡NLTAIR2 RLSXR10 ERnLight® Air Generation 2 enabled, 360° low mount sensor, (7 to 15' heights), UL 924 Emergency Operation utilizing Iota ETS (not available with battery pack) (LINK) ‡NLTAIR2 RIOnLight® Air Generation 2 enabled, fixture embedded, 0-10V dimming output (LINK) ‡NLTAIR2 RIO ERnLight® Air Generation 2 enabled, fixture embedded, 0-10V dimming output, UL 924 Emergency Operation utilizing Iota ETS (not available with battery pack) (LINK) ‡NLTAIR2 RPP20 DnLight® air Generation 2 enabled, power/relay pack, 0-10V dimming output (LINK) ‡NLTAIR2 RPP20 D EMnLight® air Generation 2 enabled, power/relay pack, 0-10V dimming output, UL924 EM operation via power interrupt detection (not available with battery pack) (LINK) ‡NLTAIR2 RPP20 D ERnLight® Air Generation 2 enabled, power/relay pack, 0-10V dimming output, UL 924 Emergency Operation utilizing Iota ETS (not available with battery pack) (LINK) ‡Other Controls:AOAdjustable output (step dimming) ‡Holophane ¦ One Lithonia Way, Conyers GA 30012 ¦ Phone: 866-HOLOPHANE ¦ www.holophane.com ¦ TechSupport-Lighting@AcuityBrands.com© 2016-2024 Acuity Brands Lighting, Inc. All rights reserved. Rev. 04/16/24 Specifications subject to change without notice.PHGPage 4 of 10Accessories: Order as separate catalog number.HAC1010ft aircraft cables (ships as pair)HAC2020ft aircraft cables (ships as pair)HKFD¾” female safety hook (PF-122-A)HKM455¾” aluminum male safety hook (PF-455)HKMAR¾” male anti-rotational hook (PF-129)HKMD¾” male safety hook (PF-121-A)LPFD¾” female loop (PF-116)LPMD¾” male loop (PF-105-B)PHGCHAIN XINX Inch stainless steel safety chain kit ‡PHGWGAZinc plated wire guard ‡UPH 35SM XXX DWHXDUniversal power hook, thru-wire/surface mount, must specify voltage. Available with 120, 208, 240, 277, 348V. PHCB required. ‡UPH 35SM L8480 DWHXDUniversal power hook, thru-wire/surface mount, must specify voltage. Available with 480V. PHCB required. ‡UPH 36PM XXX DWHXDUniversal power hook, pendant mount, must specify voltage. Available with 120, 208, 240, 277, 348V. PHCB required. ‡UPH 36PM L8480 DWHXDUniversal power hook, pendant mount, must specify voltage. Available with 480V. PHCB required. ‡ORDERING INFORMATION (cont'd.) ‡Phuzion™PHG LED High BayOptions (continued)FinishDamp Location Cord Sets: ‡CPSB16WCord with 15-amp NEMA straight blade plug, 16-gauge, 3 conductors, white, 6ft (120V only) ‡CPTL16WCord with 15-amp NEMA twist lock plug, 16-gauge, 3 conductors, white, 6ft (120-277V only) ‡CPTL20A16W Cord with 20-amp NEMA twist lock plug, 16-gauge, 3 conductors, white, 6ft (120-480V) ‡*see page 8 for additional cord set options.Damp Location Cords (no plug): ‡CNP16WCord only, 16-gauge, 3 conductors, white, 6ftCNP16Cord only, 16-gauge, 3 conductors, black, 6ftCNP164CWCord only, 16-gauge, 4 conductors, white, 6ft ‡CNP164CCord only, 16-gauge, 4 conductors, black, 6ft ‡CNP165CDWCord only, 16-gauge, 5 conductors, includes 0-10V dimming leads, white, 6ft ‡CNP165CDCord only, 16-gauge, 5 conductors, includes 0-10V dimming leads, black, 6ft ‡CNP165CWCord only, 16-gauge, 5 conductors for use with ER controls or ETS option with 2 power sources, white, 6ft ‡CNP165CCord only, 16-gauge, 5 conductors for use with ER controls or ETS option with 2 power sources, black, 6ft ‡*see page 8 for additional cord options.UPH Cord Sets: ‡PHCBCord with locking plug for use with power hook (UPH) only, 16-guage, 3 conductors, white, 2ft (120-347V only), includes LPMD loopPHCBL8480Cord with locking plug for use with power hook (UPH) only, 16-guage, 3 conductors, white, 2ft (480V only), includes LPMD loopUPH Hangers: ‡UPH35Thru-way powerhook for use with PHCB, surface mountUPH36Thru-way powerhook for use with PHCB, pendant mountModular Wiring: ‡OCSReloc® One Pass circuit selector drop cable, 18-gauge, 3 conductors, 6ft (LINK) ‡Emergency:E10WMCPPower Sentry® PS1055MCP, 10 watt internal constant power emergency driver, self-diagnostic, 5°C min, UL924 Compliant, Certified in CA Title 20 MAEDBS (120-277) (LINK) ‡E15WMCPPower Sentry® PS1555MCP, 15 watt internal constant power emergency driver, self-diagnostic, 5° C min, UL924 Compliant, Certified in CA Title 20 MAEDBS (120-277V) (LINK) ‡IE20WCPHEIOTA® ILBHI CP20 HE SD HV B, 20 watt internal constant power emergency driver, self-diagnostic, 0° C min, UL924 Compliant, Certified in CA Title 20 MAEDBS, (347-480V) (LINK) ‡IE30WCPHEIOTA® ILBHI CP30 HE SD HV B, 30 watt internal constant power emergency driver, self-diagnostic, 0° C min, UL924 Compliant, Certified in CA Title 20 MAEDBS, (347-480V) (LINK) ‡IE20WCPHERIOTA® ILBLP CP20 HE SD HV S, 20 watt remote constant power emergency driver, self-diagnostic, 0° C min, UL924 Compliant, Certified in CA Title 20 MAEDBS (120-277) (LINK) ‡IE30WCPHERIOTA® ILBLP CP30 HE SD HV S 30 watt remote constant power emergency driver, self-diagnostic, 0° C min, UL924 Compliant, Certified in CA Title 20 MAEDBS (120-277V) (LINK) ‡IE18WCPHECW IOTA® ILB CP18 HE CW 1LA, 18 watt internal constant power emergency driver, cold weather, -20° C min, UL924 compliant, Certified in CA Title 20 MAEDBS (120-277) (LINK) ‡ETSIOTA® ETS DR, Automatic load control relay device (ALCR) for UL924 compliance when using an auxiliary generator or central inverter (LINK) ‡Hooks: ‡HKM455¾” aluminum male safety hook (PF-455)HKMAR¾” male anti-rotational hook (PF-129)HKMD¾” male safety hook (PF-121-A)LPMD¾” male loop (PF-105-B)Other Options:2PA72 Inch stainless steel safety chain attached in two places, factory installed ‡BAABuy America(n) Act and/or Build America Buy America QualifiedGRRRod and ring optic assembly ‡NSGNon-silicone gasket (EPDM)SCKXX Inch stainless steel safety chain, factory installed ‡SPDSecondary surge device, 10kV ‡WGXZinc plated wire guard ‡DGXDGray, super durableDWHXDWhite, super durableDNXDSatin nickel, super durableDBXDBlack, super durableDGRXDGraphite, super durableNOTE: ‡ indicates option chosen has ordering restrictions or notes. Please reference ordering restrictions and notes chart, page 5. Options are sorted alphanumerically.Holophane ¦ One Lithonia Way, Conyers GA 30012 ¦ Phone: 866-HOLOPHANE ¦ www.holophane.com ¦ TechSupport-Lighting@AcuityBrands.com© 2016-2024 Acuity Brands Lighting, Inc. All rights reserved. Rev. 04/16/24 Specifications subject to change without notice.PHGPage 5 of 10Phuzion™PHG LED High Bay‡ Option Value Ordering Restrictions and NotesOption valueRestriction26000LMAvailable with 50K 80CRI only277X, 347X, 480XUtilizes Xvolt Driver. Ships standard with SPD. SPD is not called out in the nomenclature. Not available with RIO or LSX BTP controls.347, 480Ships standard with SPD. SPD is not called out in the nomenclature.AOAvailable with 3 conductor cords with or without plug. Available with 4 conductor cords without plug when utilizing a battery pack. Available with non-dimming sensors only. 2PANot available with SCKX, safety chain already included.Bluetooth SensorsShips standard with SPD. SPD is not called out in the nomenclature. Available with 3 conductor cords with or without plug. Not available with XVOLT, 277X, 347X, 480X or other controls. Available with ER option by adding to sensor nomenclature. Example: LSX45 OCC BTP LT ER. Utilizes IOTA ETS device, not available with emergency battery options. ER version is available with MVOLT, 120, 208, 240, 277, 277X only. If cord is required with ER, Available with (CNP165W or CNP165C) 5 conductor dual input cord. CNP164CW, CNP164CAvailable with Emergency battery only. CNP165CDW, CNP165CD5 Conductor cord for dimming. Not available with Dimming Sensors, Bluetooth Sensors, nLight Wired, nLight Wireless or AO. CNP165CW, CNP165C5 Conductor dual input cord for emergency. Available with ETS, ER sensors or ER controls only. CPSB16WNEMA plug configuration: 120 = 5-15P.CPTL16WNEMA plug configurations: 120 = L5-15P, 208 or 240 = L6-15P, 277 = L7-15P.CPTL20A16WNEMA plug configurations: 120 = L5-20P, 208 or 240 = L6-20P, 277 = L7-20P, 347 = L24-20P, 480 = L8-20P.Damp Location Cords (no plug)6' is standard, but other lengths are available. Must specify length in the nomenclature. Example: CNP16W10FT. See page 8 for more information.Damp Location Cordsets6' is standard, but other lengths are available. Must specify length in the nomenclature. Example: CPTL16W3FT. See page 8 for more information.Dimming SensorsShips standard with SPD. SPD is not called out in the nomenclature. Available with 3 conductor cords with or without plug. Not available with other controls. Available with ER option by adding to sensor nomenclature. Example: LSXR50 HL ER. Utilizes IOTA ETS device, not available with emergency battery options. ER version is available with MVOLT, 120, 208, 240, 277, 277X. If cord is required with ER, available with (CNP165CW or CNP165C) 5 conductor cord. E10WMCPAvailable with MVOLT, 120, 208, 240, 277, 277X. Ships standard with SPD. SPD is not called out in the nomenclature. Not available with ETS or ER controls. Available with (CNP164CW or CNP164C) 4 conductor cord, but not required. When ordered with 36000LM package, fixture will utilize top battery box.E15WMCPAvailable with MVOLT, 120, 208, 240, 277, 277X. Ships standard with SPD. SPD is not called out in the nomenclature. Not available with ETS or ER controls. Available with (CNP164CW or CNP164C) 4 conductor cord, but not required. When ordered with 36000LM package, fixture will utilize top battery box.ETSAvailable with MVOLT, 120, 208, 240, 277, 277X only. Ships standard with SPD. SPD is not called out in the nomenclature. Not available with other controls. Available with (CNP165CW or CNP165C) 5 conductor dual input cord. GRRAvailable with NGG, MGG, WGG, NGGFR, MGGFR, WGGFR, NGGAL, MGGAL or WGGAL only. Not available with Acrylic reflectors. HooksAvailable with PM only. HVOLTShips standard with SPD. SPD is not called out in the nomenclature.IE18WCPCWAvailable with MVOLT, 120, 208, 240, 277, 277X. Ships standard with SPD. SPD is not called out in the nomenclature. Not available with ETS or ER controls. Available with (CNP164CW or CNP164C) 4 conductor cord, but not required. IE20WCPHEAvailable with HVOLT, 347, 480, 347X, 480X. Ships standard with SPD. SPD is not called out in the nomenclature. Not available with ETS or ER controls. Available with (CNP164CW or CNP164C) 4 conductor cord, but not required. Will utilize top battery box.IE20WCPHERAvailable with MVOLT, 120, 208, 240, 277, 277X. Ships standard with SPD. SPD is not called out in the nomenclature. Not available with ETS or ER controls. Available with (CNP164CW or CNP164C) 4 conductor cord, but not required. IE30WCPHEAvailable with HVOLT, 347, 480, 347X, 480X. Ships standard with SPD. SPD is not called out in the nomenclature. Not available with ETS or ER controls. Available with (CNP164CW or CNP164C) 4 conductor cord, but not required. Will utilize top battery box.IE30WCPHERAvailable with MVOLT, 120, 208, 240, 277, 277X. Ships standard with SPD. SPD is not called out in the nomenclature. Not available with ETS or ER controls. Available with (CNP164CW or CNP164C) 4 conductor cord, but not required. LumensSee Ambient chart for ambient ratings.Modular WiringAvailable with WHK, PM or NDT only. Must Specify voltage. Dry listed. NDTThe NDT (non-disconnect thru-wiring) system is made up of 2 parts. The top portion is removable and is meant to be installed in the ceiling. The bottom portion is factory installed to the fixture. The 2 part junction box used on top of the fixture will be empty.nLight WiredShips standard with SPD. SPD is not called out in the nomenclature. Available with 120, 277 or 347 only. Not available with Emergency Batteries or any other controls. Available with 3 conductor cords with or without plug. Available with ER option by adding to power pack nomenclature. Example: NPP16 D ER. If cord is required with ER, Available with (CNP165CW) 5 conductor dual input cord. NLTAIR RIO ERShips Standard with SPD. SPD is not called out in the nomenclature. Available with MVOLT, 120, 208, 240, 277, 277X only. Utilizes Iota ETS. Available with (CNP165CW or CNP165) 5 conductor dual input cord. Not available with other controls. NLTAIR2 RIOShips Standard with SPD. SPD is not called out in the nomenclature. Available with 3 conductor cords with or without plug. Not available with XVOLT, 277X, 347X, 480X or other controls. NLTAIR2 RLSXR6 ER, NLTAIR2 RLSXR10 ERShips Standard with SPD. SPD is not called out in the nomenclature. Available with MVOLT, 120, 208, 240, 277, 277X only. Utilizes Iota ETS. Available with (CNP165CW or CNP165) 5 conductor dual input cord. Not available with other controls. NLTAIR2 RLSXR6, NLTAIR2 RLSXR10Ships Standard with SPD. SPD is not called out in the nomenclature. Available with 3 conductor cords with or without plug. Not available with other controls. Normal luminaires (non-emergency) can be used as a normal power sensing device for nearby nLight AIR devices and luminaires with EM emergency options.NLTAIR2 RLSXR6 EM, NLTAIR2 RLSXR10 EM Ships Standard with SPD. SPD is not called out in the nomenclature. Available with 3 conductor cords with or without plug. Not available with other controls. NLTAIR2 RPP20DShips Standard with SPD. SPD is not called out in the nomenclature. Available with 3 conductor cords with or without plug. Not available with other controls. Normal luminaires (non-emergency) can be used as a normal power sensing device for nearby nLight AIR devices and luminaires with EM emergency options.NLTAIR2 RPP20D EMShips Standard with SPD. SPD is not called out in the nomenclature. Available with 3 conductor cords with or without plug. Not available with other controls. NLTAIR2 RPP20D ERShips Standard with SPD. SPD is not called out in the nomenclature. Available with MVOLT, 120, 208, 240, 277, 277X only. Utilizes Iota ETS. Available with (CNP165CW) 5 conductor dual input cord. Not available with other controls. NPP16 DShips standard with SPD. SPD is not called out in the nomenclature. Available with 120, 277 or 347 only. Not available with Emergency Batteries or any other controls. Available with 3 conductor cords with or without plug.NPP16 D ERShips standard with SPD. SPD is not called out in the nomenclature. Available with 120, 277 or 347 only. Not available with Emergency Batteries or any other controls. Available with 5 conductor cord only.NROrdering this option assumes the top portion of the QD option (QDH) or the top portion of the NDT option is already installed. This is a for retrofit applications only.Non-Dimming SensorsShips standard with SPD. SPD is not called out in the nomenclature. Available with 3 or 5 (dimming type) conductor cords with or without plug. Available with ER option by adding to sensor nomenclature. Example: LSXR50 ER. Utilizes IOTA ETS device, not available with emergency battery options. ER version is available with MVOLT, 120, 208, 240, 277, 277X only. If cord is required with ER, Available with (CNP165W or CNP165) 5 conductor dual input cord. OCSPlease note all modular wiring options are dry listed and fixture will have a dry listed label. Actual Reloc® System Drop Cable used depends upon voltage chosen in the fixture nomenclature. Example: 277V = OCS 277.PHGCHAIN XINX denotes length. Chain shipped separately as an accessory. Available in multiple sizes. Replace X with size in inches. Example: PHGCHAIN 120IN = 120 inches or 10 feet.PHGWGACannot be field installed on a fixture that utilizes an NGLR, MGLR, WGLR, MALR Optical assembly.QDNot available with emergency battery pack options. The QD (quick disconnect) system is made up of 2 parts. The top portion "QDH" ships separately to be installed in the ceiling. The Bottom portion is factory installed to the fixture. The 2 part quick disconnect will include components to allow voltage to pass between the top and bottom portions. QROrdering this option assumes the top portion of the QD option (QDH) or the top portion of the NDT option is already installed. This is a for retrofit applications only.SCKXX denotes length. Safety Chain is available in multiple sizes. Replace X with size in inches. Example: SCK120 = 120 inches or 10 feetSPDNot available with HVOLT, 347, 480, XVOLT, 277X, 347X, 480X, any emergency battery option listed or any control option listed (sensors, power packs or controllers). SPD is already included anytime you order one of these options. UPH 35SM L8480 DWHXD,UPH 36PM L8480 DWHXDAvailable with PHCBL8480 option only.UPH 35SM XXX DWHXD, UPH 36PM XXX DWHXDXXX denotes voltage. Available with PHCB option only.UPH Cord SetsAvailable with PM only. Must Specify voltage. For new installation, order matching UPH accessory. For existing installation, match PHCB voltage to existing UPH. UPH HangersAvailable with PHCB or PHCBL8480 only. Must Specify voltage. WGXNot available with NGLR, MGLR, WGLR, MALR Optical assemblies.XVOLTUtilizes Xvolt Driver. Ships standard with SPD. SPD is not called out in the nomenclature. Not available with RIO or LSX BTP controls.Holophane ¦ One Lithonia Way, Conyers GA 30012 ¦ Phone: 866-HOLOPHANE ¦ www.holophane.com ¦ TechSupport-Lighting@AcuityBrands.com© 2016-2024 Acuity Brands Lighting, Inc. All rights reserved. Rev. 04/16/24 Specifications subject to change without notice.PHGPage 6 of 10PRODUCT DATAPhuzion™PHG LED High BayLATOPERATING AMBIENT CHARTADJUSTABLE OUTPUT (AO)Ambient Temp25C30C35C40C45C50C55C100%LAT Multiplier1.000.990.990.980.970.970.9699%LumenStandardLSXR, rLSXR, LSX BTP, SBOR, rSBORRIONPP16 DRPP20 DETS900055 C55 C55 C35 C45 C35 C1200055 C55 C55 C35 C45 C35 C1500055 C55 C55 C35 C45 C35 C1800055 C55 C55 C35 C45 C35 C2400055 C55 C55 C35 C45 C35 C2600055 C55 C55 C35 C45 C35 C3000055 C55 C55 C35 C45 C35 C3600050 C50 C50 C35 C45 C35 CAO Position% Lumen Output% Wattage119%19%229%27%342%40%455%53%570%68%681%79%795%94%8100%100%LumenE10WMCP E15WMCPIE18WCPHECWIE20WCPHE IE30WCPHEIE20WCPHER IE30WCPHER900025 C30 C30 C55 C (remote mount)1200025 C30 C30 C55 C (remote mount)1500025 C30 C30 C55 C (remote mount)1800025 C30 C30 C55 C (remote mount)2400025 C30 C30 C55 C (remote mount)3000025 C30 C30 C55 C (remote mount)3600025 C30 C30 C50 C (remote mount)SEFE10WMCPE15WMCPIE18WCPHECWIE20WCPHE/RIE30WCPHE/R900018082622307736895385120001812262730833696539415000177525873044361152891800017732583304036065282240001800263030993752543630000183426803159382455413600018612724321338725617HEFE10WMCPE15WMCPIE18WCPHECWIE20WCPHE/RIE30WCPHE/R900019152777325839105708120001876273432173818559415000186027133194379355701800019672873338639955866240001960286433754087592230000202229593491420861053600019592870338740685908Nominal Emergency LumensHolophane ¦ One Lithonia Way, Conyers GA 30012 ¦ Phone: 866-HOLOPHANE ¦ www.holophane.com ¦ TechSupport-Lighting@AcuityBrands.com© 2016-2024 Acuity Brands Lighting, Inc. All rights reserved. Rev. 04/16/24 Specifications subject to change without notice.PHGPage 7 of 10PRODUCT DATAPhuzion™PHG LED High BayOPERATIONAL DATAPHG SEFLumen PackageWattage (120V)Lumen OutputLPWSEF 5000K, 80CRI MGG9000 LM59925715712000 LM811225215215000 LM1011517315018000 LM1231794414524000 LM1582430615426000LM1672602015630000 LM2013053915236000 LM23736453154PHG HEFLumen PackageWattage (120V)Lumen OutputLPWHEF 5000K, 80CRI MGG9000 LM55923216912000 LM751231016515000 LM941506916118000 LM1081825417024000 LM1442447117026000LM1612790917330000 LM1783106817436000 LM21936538167CCT/CRI MultipliersSEF70 CRI80 CRI90 CRI5000K1.061.000.884000K1.050.980.863500K1.030.960.813000K1.020.940.78CCT/CRI MultipliersHEF70 CRI80 CRI90 CRI5000K1.001.000.834000K0.990.980.823500K0.970.930.803000K0.960.920.77SCALING FACTOR TABLESOpticMultiplierNA1.06WAA1.05NAA1.04MG1.03WG1.03NG1.03WGA1.02MGA1.02WGG1.00MGG1.00NGA1.00NGG0.98NGAFR0.91WGGAL0.90MGAFR0.89MGGAL0.89NGGFR0.87NGGAL0.86MGGFR0.86WGAFR0.84WGGFR0.81Projected Lumen Maintenance - SEF (Standard Efficiency)Ambient015,00030,00045,00060,000100,00025° C1.000.970.940.910.890.82Projected Lumen Maintenance - HEF (High Efficiency)Ambient015,00030,00045,00060,000100,00025° C1.000.970.950.930.90.85LUMEN MAINTENANCENote: Table shown is accurate for all available lumen packages. Lumen PackagePerformance PackageNumber of LED BoardsNumber of drivers9000LMSEF11HEF1112000LMSEF11HEF1115000LMSEF11HEF1118000LMSEF11HEF1124000LMSEF11HEF1126000LMSEF11HEF1130000LMSEF12HEF1136000LMSEF12HEF12NUMBER OF LED BOARDS AND DRIVERS USEDHolophane ¦ One Lithonia Way, Conyers GA 30012 ¦ Phone: 866-HOLOPHANE ¦ www.holophane.com ¦ TechSupport-Lighting@AcuityBrands.com© 2016-2024 Acuity Brands Lighting, Inc. All rights reserved. Rev. 04/16/24 Specifications subject to change without notice.PHGPage 8 of 10Phuzion™PHG LED High Bay‡ Notes4C
https://www.acuitybrands.com/api/products/getasset/holophane/1822857/dd1fc645-f983-480b-a36b-668f791435a7/hexs.pdf?abl_version=02%2f22%2f2023+15%3a31%3a14&DOC_Type=SPEC_SHEET | lighting | Holophane ¦ One Lithonia Way, Conyers GA 30012 ¦ Phone: 866-HOLOPHANE ¦ www.holophane.com ¦ TechSupport-Lighting@Acuitybrands.com© 2023-2024 Acuity Brands Lighting, Inc. All rights reserved. Rev. 05/06/24 Specifications subject to change without notice.HEXS Page 1 of 3HEXSExplosion Proof LED LinearCatalog NumberNotesTypeFEATURES• High Lumen output up to 120 Lm/W• Shock and Vibration resistant• Thermal Shock and impact resistant lens• Mounting: Wall (Standard), Pole, Hanging, and Pendant• Light weight compact design• 30° Yoke Adjustments (180° total)INTENDED USEThe HEXS is designed and listed for CI D1 explosion, hazardous, marine and wet locations. This product is ideal for retrofitting High Pressure Sodium (HPS) and Metal Halide (MH) fixtures for increased energy savings and maintenance.CONSTRUCTION• Copper-free aluminum housing• Silicone-free gaskets• Powder coat black• All exposed fasteners are stainless steel• Thermal shock and impact resistant glass lens• Three 3/4” Hub locations• Weights: 2Ft.-16 lbs. / 4Ft.-24 lbs.ELECTRICAL• 120-277 / 347-480VAC• 10Kv surge protector built in - Standard• 3Ft. 3-Wire whip standard, factory installed• 0-10V dimming driver is standard, dims to 10%LISTINGS• UL844 / CSA-C22.2 No.137 (Hazardous)• CI D1 Grps C,D• CI D2 Grps A,B,C,D• Simultaneous Presence• Paint Spray Listed• T-Code: CI D1=T6• -40°C to 60°C Ambient• RH Ambient Humidity 10% to 90%• UL1598 / CSA-C22.2 No.250 (Wet/Damp)• UL1598A (Marine Outside)• Lumen Maintenance (L70) >60,000 hrs. (reported)• IP66• NEMA 3 and NEMA 4XOPTICAL• CRI >70• Clear or diffused tempered glass lens options available• Two distributions: NEMA Type 4 (60˚) and Type VI (110˚)• Up to 130Lm/Watt• Three available CCT: 3000K, 4000K and 5000KWarranty5-year limited warranty on the fixture. This is the only warranty provided and no other statements in this specification sheet create any warranty of any kind. All other express and implied warranties are disclaimed. Complete warranty terms located at: www.acuitybrands.com/support/warranty/terms-and-conditionsNote: Actual performance may differ as a result of end-user environment and application.All values are design or typical values, measured under laboratory conditions at 25 °C.The product images shown are for illustration purposes only and may not be an exact representation of the product. Specifications subject to change without notice.ORDERING INFORMATION Example: HEXS L2 MV 4K T4M CLSeriesLED Performance PackageVoltageColor TemperatureOpticsLensHEXS ‡L24,480 nominal Lumens at 4000K CCTL49,560 nominal Lumens at 4000K CCTMVMultiple voltage (120V - 277V)HV347V/480V3K3000K CCT4K4000K CCT5K5000K CCTT4MType IV medium ‡T6MType VI mediumCLClear glass lensFGDiffused glass lensAccessories: Order as separate catalog number.HEXSUB11-7/8" Pole mount KitHEXSUB22-3/8" Pole mount KitHEXSIBCHanging Mount KitNOTE: ‡ indicates option chosen has ordering restrictions. Options are sorted alphanumerically.‡ Option Value Ordering Restrictions & NotesOption valueRestrictionHEXS0-10V dimming driver is standard. Dimming leads are capped inside the driver compartment. T4MAvailable with CL lens option only.Holophane ¦ One Lithonia Way, Conyers GA 30012 ¦ Phone: 866-HOLOPHANE ¦ www.holophane.com ¦ TechSupport-Lighting@Acuitybrands.com© 2023-2024 Acuity Brands Lighting, Inc. All rights reserved. Rev. 05/06/24 Specifications subject to change without notice.HEXS Page 2 of 3HEXSExplosion Proof LED LinearPerformanceSourceVoltage (VAC)50/60HzInput Current(A)Wattage(W)CCTLumen Output* (Lm)Clear LensDiffused LensL2120-277.33 - .14403,000K444035104,000K44803520347-480.11 - .085,000K50403800L4120-277.66 - .29803,000K955076004,000K95607520347-480.23 - .165,000K102607750*Nominal valuesClear LensDiffused LensAccessories: Order separately, field installedPart NumberDescriptionHEXSUB1Pole Mount Pipe Clamp KitStainless Steel1-7/8” Dia.Includes: 2 ClampsHEXSUB2Pole Mount Pipe Clamp KitStainless Steel2-3/8” Dia.Includes: 2 ClampsHEXSIBCHanging Mount KitStainless SteelM10 Eyebolts and nutsIncludes: 2 EyeboltsNote: Stainless steel accessories not for use in paint spray applicationsConduit shown for illustration purposes onlySUGGESTED MOUNTINGCEILING / WALL / PENDENTHanging & Pole Mount AccessoriesField Installed. Order SeparatelyHANGINGPole shown for illustration purposes onlyPOLEHEXSUB1 (1-7/8” Dia.)HEXSUB2 (2-3/8” Dia.)HEXS 80WHolophane ¦ One Lithonia Way, Conyers GA 30012 ¦ Phone: 866-HOLOPHANE ¦ www.holophane.com ¦ TechSupport-Lighting@Acuitybrands.com© 2023-2024 Acuity Brands Lighting, Inc. All rights reserved. Rev. 05/06/24 Specifications subject to change without notice.HEXS Page 3 of 3HEXSExplosion Proof LED LinearDIMENSIONS
https://cdn.currentlighting.com/site/specsheet/COL_VTH_spec.pdf | lighting | VTHHAZARDOUS LOCATION VAPORTITEPage 1 of 3 Rev 05/11/22COL_VTH_speccurrentlighting.com/columbialighting© 2022 HLI Solutions, Inc. All rights reserved. Information and specifications subject to change without notice. All values are design or typical values when measured under laboratory conditions.FEATURES• Efficiently lights any application requiring enclosed and gasketed fixtures, such as catwalks, manufacturing areas, and refineries• High quality, long life light fixture that only uses a total of 25 watts• Four available mounts (Pendant, Ceiling, Wall and Stanchion)• -30˚C to 40˚C rated for ambient temperature• Up to 71 LPWDATE:LOCATION:TYPE:PROJECT:CONSTRUCTION• Four available mounts (Pendant, Ceiling, Wall and Stanchion)• Die-cast socket body containing the LED driver and circuit board• High quality gray polyester powder coat • Low copper alloy die-cast aluminumOPTICS• Frosted glass globe for general lighting needsCERTIFICATIONS• CSA tested to UL1598 Wet Location• UL844 Class I, Division 2, Group A, B, C & DWARRANTY• 5 year warrantySPECIFICATIONSELECTRICAL• High quality COB LEDs • Single LED driver • 25 Watts• 120–277V universal voltage• Thermal code of T6KEY DATALumen Range1402–1940Wattage27.4Efficacy Range (LPW)51–71Reported Life (Hours)60,000/L70CATALOG #:*Shown with optional cast guardORDERING GUIDEExample: VTH–5K–G–U–P2–GRCATALOG #VTH– 5K– G– U––– GRModelColor TempOpticsVoltageMountHubGuardColor5K5000KG Frosted Glass GlobeU 120–277VPPendantXCeilingW WallDStanchion11/2" (for P, X & W)2 3/4" (for P, X & W)4 1 1/4" (for D only)G Die-cast Guard (Optional)GR GrayVTHHazardous Location VaportiteAccessories (Order Separately)93084724Frosted Glass LensVCG-15Die-cast Globe GuardVTHHAZARDOUS LOCATION VAPORTITEPage 2 of 3 Rev 05/11/22COL_VTH_speccurrentlighting.com/columbialighting© 2022 HLI Solutions, Inc. All rights reserved. Information and specifications subject to change without notice. All values are design or typical values when measured under laboratory conditions.DATE:LOCATION:TYPE:PROJECT:CATALOG #:DIMENSIONS5.54.57.12.45.5CEILING MOUNT (CM) OPTION1121415264711118115116112191311041411311/2" OR 3/4"CONDUIT INLETAVAILABLE OPTIONS172PENDENT MOUNT (PM) OPTION14.04.52.45.1132ETPTIONSWALL MOUNT (WM) OPTION3.53.514.216.95.55.55.58.07.14.52.61121314161547181911041111/2" OR 3/4"CONDUIT INLETAVAILABLE OPTIONSPENDENT MOUNT (PM) OPTION14.04.52.45.1132TIONS5.54.57.12.45.5CEILING MOUNT (CM) OPTION1121415264711118115116112191311041411311/2" OR 3/4"CONDUIT INLETAVAILABLE OPTIONS172STANCHION MOUNT (SM) OPTION1 1/4" CONDUITINLET13.26.06.111214164117181911011213141215213225°10.0132PENDANT MOUNTCEILING MOUNTSTANCHION MOUNTWALL MOUNTPHOTOMETRYZONAL LUMEN SUMMARY ZoneLumens% Luminaire0–3026213.50–4047324.40–60109456.40–90166986.10–1801940100.0VTH-5K-G-U-P2-GRLUMINAIRE DATA Test No. 19046DescriptionVaportight Led Hazardous Location, Specialty Cast aluminum housing with frosted glass lens enclosureDelivered Lumens1940Watts27.42Efficacy71MountingSurfaceSpacing Criterion0° = 1.33 90° = 1.33POLAR GRAPH Horiz 0-18020040020040001530459075601051201801651501350.0DELIVERED LUMENSFixtureTest NumberTotal LumensInput WattsLumens Per WattColor TempCRISpacing RatioAmp Draw120V280V240V277VVTH-5K-G-U-P2-GR19046194025715000K701.30.230.130.120.1VTH-5K-G-U-P2-G-GR190471402511.0VTHHAZARDOUS LOCATION VAPORTITEPage 3 of 3 Rev 05/11/22COL_VTH_speccurrentlighting.com/columbialighting© 2022 HLI Solutions, Inc. All rights reserved. Information and specifications subject to change without notice. All values are design or typical values when measured under laboratory conditions.DATE:LOCATION:TYPE:PROJECT:CATALOG #:ZONAL LUMEN SUMMARY ZoneLumens% Luminaire0–3017212.20–4031522.50–6077855.50–90118784.60–1801402100.0VTH-5K-G-U-P2-G-GRLUMINAIRE DATA Test No. 19047DescriptionVaportight Led Hazardous Location, Specialty Cast aluminum housing with frosted glass lens enclosureDelivered Lumens1402Watts27.44Efficacy51MountingSurfaceSpacing Criterion0° = 1.02 90° = 1.02POLAR GRAPH Horiz 0-18015030015030001530459075601051201801651501350.0ADDITIONAL INFORMATIONCONE OF LIGHT TABULATIONPHOTOMETRY (CONTINUED)13.416.118.85.378.0510.721.5Mounting Height (Feet)Footcandles at NadirDiameter (Feet)12.014.016.023.410.45.853.752.601.911.464.006.008.0010.0
https://cdn.currentlighting.com/site/specsheet/COL_HBLHO_spec.pdf | lighting | HBLHOHEAVY INDUSTRIAL HIGH OUTPUT HIGH BAYPage 1 of 4 Rev 05/20/22COL_HBLHO_spec_R01currentlighting.com/columbialighting© 2022 HLI Solutions, Inc. All rights reserved. Information and specifications subject to change without notice. All values are design or typical values when measured under laboratory conditions.FEATURES• The HBLHO LED High Bay is designed to efficiently light any large interior space such as heavy industrial settings, warehouses, gyms, churches, swimming pools/natatorium and shopping malls. • Well sealed design works well for food processing applications.• High performance LED design delivering up to 100 lumens per watt• UL Sanitation Certified per NSF Standards • Ambient operating temperature range of -40˚C to 45˚C• Three distinct distributions: aisle, narrow and wideDATE:LOCATION:TYPE:PROJECT:CONSTRUCTION• LED count is 72 driven at 920 mA• Input watts: 213• Fixture weight: 29 lbs. Shipped weight: 33 lbs.OPTICS• Custom engineered LED optics providing optimally controlled and evenly distributed light• Sealed optic for long life and durability• 2700–5000K Color Temperature (see ordering logic for more information)• 68 CRI on 5000K and 80 CRI on 27K, 3K, 35K and 4K optionsCERTIFICATIONS• CSA tested to UL 1598 Wet Location, IP56• UL Sanitation listed for food processing• IP66 with factory installed ENCG option• This product qualifies as a “designated country construction material” per FAR 52.225-11 Buy American-Construction Materials under Trade Agreements effective 06/01/2020.WARRANTY• 5 year warrantySPECIFICATIONSELECTRICAL• High output LEDs• 60,000 hours, long life at L70• Circuit Loading Information• 1.50 amps @ 120v 60 Hz• 0.75 amps @ 240v 60 Hz• 0.65 amps @ 277v 60 Hz• Power factor greater than 0.90• Standard 0–10V dimmable drivers• FCC 47CFR Part 15 Class B Compliant• 72 LED units @ 40˚C CONTROLS• Dimming control sensor for occupancy and ambient light level detectionKEY DATALumen Range15,358–21,010Wattage Range213Efficacy Range (LPW)72–98Reported Life (Hours)60,000/L70CATALOG #:See Certiﬁcation SpeciﬁcationsBUY AMERICANSOLUTIONSSee Certiﬁcation SpeciﬁcationsBUY AMERICANSOLUTIONSHBLHOHEAVY INDUSTRIAL HIGH OUTPUT HIGH BAYPage 2 of 4 Rev 05/20/22COL_HBLHO_spec_R01currentlighting.com/columbialighting© 2022 HLI Solutions, Inc. All rights reserved. Information and specifications subject to change without notice. All values are design or typical values when measured under laboratory conditions.ORDERING GUIDEORDERING INFORMATIONFactory installed; order with fixture by adding suffix.Example: HBLHO–72LU–A2–5K–N–ND–WHCATALOG #DATE:LOCATION:TYPE:PROJECT:CATALOG #:HBLHO – 72–––– 092––Model# of LEDsVoltage 1MountHubColor Temp 6DistributionDrive CurrentDImming72L72 High Performance LEDsU120–277V1120V2208V3240V4277V5480V 2APendantCConeSStraight stanchionXCeilingYYoke23/4" 331" 441 1/4"51 1/2" 527K2700K3K3000K35K3500K4K4000K5K5000KNNarrowWWideAAisle092 920 mACDContinuous DimmingND Non Dimming–ColorsOptionsBLBlackGRGrayWHWhiteF(x)Fusing (replace "x" with voltage) 7ENCAFrosted Acrylic Protective LensENCGGlass Protective LensOCS360Occupancy Detector 360° Pattern 1,8OCSAOccupancy Detector Aisle Pattern 1,8WGBottom Wire Guard 9WIHWireless Control System 10SLSag Lens, Translucent whiteFPUL Sanitation for Food ProcessingNotes:1Voltage must be specified for Fusing and Occupancy Sensor compatibility2480V only available with separate step-down transformer3 Available with A, C, X and Y Mount4 Available with A, C, X Mount5 Available with S Mount6See Color Temp De-Rating factors table on pg.37F(X) Fixture fuse. Replace X with voltage: 1 = 120V, 2 = 208V, 3 = 240V, 4 = 277V8OCS unavailable with SL, ENCA or ENCG. OCS and WIH options can not be specified together9Wire Guard and SL Lens cannot be used together10WIH only available with 120V or 277VHBLHOSevere Location High BayAccessories (Order Separately)HOOK/LOOPFixture Mounting HookBLA-C4HLPXCord and Plug SetLG250Dual-Lite 250 VA LiteGear® Emergency Lighting InverterCORD, HOOK/LOOP -C4HL4' Cord, Hook/Loop-C6HL6' Cord, Hook/Loop-C8HL8' Cord, Hook/Loop-C10HL10' Cord, Hook/Loop-C12HL12' Cord, Hook/LoopCORD, HOOK/LOOP & 20A PLUG Length x =120V208V240V277V-C4HLP (X)4'1234-C6HLP (X)6'1234-C8HLP (X)8'1234-C10HLP (X)10'1234-C12HLP (X)12'1234CORD, HOOK/LOOP & 15A PLUG Length x =120V208V240V277V-C4HLP(X)-15a4'1234-C6HLP(X)-15a6'1234-C8HLP(X)-15a8'1234-C10HLP(X)-15a10'1234-C12HLP(X)-15a12'1234NOTE: 1. Plugs are Twist-Lock® type as manufactured by Hubbell Wiring Devices 2. -A (Pendants) and -C (Cone) mount only with option 2 Hubb (3/4")MOUNTING ACCESSORIES Order separately. Plugs are Twist-Lock® type as manufactured by Hubbell Wiring Devices.BLA-C4HLP-14' Cord, Hook/Loop and 120V 20A Twist-Lock® PlugBLA-C4HLP-44' Cord, Hook/Loop and 277V 20A Twist-Lock® PlugBLA-C4HLP1-15A4' Cord, Hook/Loop and 120V 15A Twist-Lock® PlugBLA-C4HLP4-15A4' Cord, Hook/Loop and 277V 15A Twist-Lock® PlugHOOK/LOOP 1Hook - cast aluminum 3/4” NPS male; includes safety screw; converts to Loop with strap included1 Cord, Hook/Loop and Plug must be added to fixture as option. Example: -C2HLP4. NOTE: Cord used with above accessories is 16/3 SOWA 105°C NEMA configurations.WARNING: Improper selection, installation, operation, servicing, removal, and disposal of lighting products may create serious hazards including fires, explosions, shock, burns, cuts, impaired vision, falling objects and environmental contamination. Reduce risks by using luminaire retainers/safety cables of equipment, the guidance of licensed professionals throughout the product life cycle and following individual product, component, and accessory safety instructions and labels. We offer this in the interest of safety for our customers, who may not be aware of the potentially high risk involved in the misuse of these products.HBLHOHEAVY INDUSTRIAL HIGH OUTPUT HIGH BAYPage 3 of 4 Rev 05/20/22COL_HBLHO_spec_R01currentlighting.com/columbialighting© 2022 HLI Solutions, Inc. All rights reserved. Information and specifications subject to change without notice. All values are design or typical values when measured under laboratory conditions.DATE:LOCATION:TYPE:PROJECT:CATALOG #:COLOR TEMPERATURE DE-RATING FACTORSColor Temp72 LEDsNarrowAisleWide5000K2101019149202084000K1743915894167733500K1722915703165703000K1659815128159642700K159681455315358PHOTOMETRYZONAL LUMEN SUMMARY ZoneLumens% Luminaire0–30870345.30–401372271.40–601901498.90–9019223100.00–18019223100.0HBL-72LU-5K-N-070-WHLUMINAIRE DATA Test No. 9277DescriptionHBLHO High Output Severe Location, Highbay 18" diameter LED with custom engineered TIR opticsDelivered Lumens19223Watts213.80Efficacy90MountingSpecialtySpacing Criterion0° = 1.02 90° = 1.02POLAR GRAPH Horiz 0-18066001320001530459075600.0DIMENSIONSAABCABCDAABCABCD A B C 18" 11" 6"HBLHOHBLHOHEAVY INDUSTRIAL HIGH OUTPUT HIGH BAYPage 4 of 4 Rev 05/20/22COL_HBLHO_spec_R01currentlighting.com/columbialighting© 2022 HLI Solutions, Inc. All rights reserved. Information and specifications subject to change without notice. All values are design or typical values when measured under laboratory conditions.ADDITIONAL INFORMATIONMOUNTING OPTIONS347V / 480V MOUNTING — Consult factory for availabilityCone MountStanchion (0˚) MountPendant MountCeiling MountYoke (0˚) MountDATE:LOCATION:TYPE:PROJECT:CATALOG #:347V/480V to 277V Step-Down Power Hook277V HBL Fixture17.5”
https://www.acuitybrands.com/api/products/getasset/mark-architectural-lighting/1777921/41cc37ad-3176-4f31-a501-413d6ece5370/s4ld-pendant.pdf?abl_version=03%2f14%2f2023+15%3a19%3a49&DOC_Type=SPEC_SHEET | lighting | Page 1S4LD PENDANT 03/01/22 marklighting.com ¦ 800-705-SERV (7378) ¦ ©2014-2022 Acuity Brands Lighting, Inc. All Rights Reserved. We reserve the right to change design, materials and finish in any way that will not alter installed appearance or reduce function and performance.MARK ARCHITECTURALLIGHTINGTMSlot 4 LED Direct PendantThe Slot LED family of luminaires offers an unparalleled package of performance and features for your next lighting project. Precision lumen DIRECTIR optics deliver optimized light where needed for ceilings and walls. With other key features such as simplified installation, seamless controls integration and superior LED color constancy, the Slot LED family from Mark Lighting offers exceptional quality and design flexibility.Technical DrawingType:Project:Catalog Number:DO NOT TYPE HERE. Autopopulated field.HousingNominal 3.5” x 3.75” extruded aluminum housing FinishWhite, Black or Silver powdercoat ReflectorFormed steel with high reflectance white.Distribution/ShieldingExtruded 90% transmissive acrylic lens with a textured surface providing diffuse illumination and a uniform appearance for direct lambertian distribution (No Optics). Wall Wash (WW) and Wall Graze (WG) distribution options incorporate co-extruded lenses. Shielding is available as an external blade louver for WW or WG options, or an internal blade louver in lieu of lambertian distribution diffuser.LED ComponentsLinear: Nichia®- 757 series LED chips (>80 CRI)ElectricalLong-life LEDs, coupled with high-efficiency drivers, provide superior quantity and quality of illumination for extended service life. 80% LED lumen maintenance at 60,000 hours (L80/60,000).Color ConsistencyThe Acuity Brands circuit boards for the linear LED components use a precise binning algorithm which creates a consistent color temperature from board to board. The color a variation of no greater than a 2.5 Step MacAdam (2.5SDCM) along the black body locus from board to board.DriverFactory tuned constant current electronic dimming driver is standard. Flicker free dimming available down to <1%. LED drivers perform within the recommended operating areas for flicker as a function of frequency and modulation (%) IEEE Standard 1789-2015 (IEEE Recommended Practices for Modulating Current in High-Brightness LEDs for Mitigating Health Risks to Viewers), in typical operating conditions at representative dimming levels. Electrical specifications at maximum driver load: PF > 0.9 and THD <20%. Meets FCC Title 47 Class A or Class B. Other available drivers include Lutron, DMX and DALI protocol drivers.Certification CSA tested to UL 1598 standards, assembled in the USA. Damp location listed.Listings DesignLights Consortium® (DLC) Premium qualified product. Not all versions of this product may be DLC Premium qualified. Please check the DLC Qualified Products List at www.designlights.org/QPL to confirm which versions are qualified.Warranty5-year limited warranty. This is the only warranty provided and no other statements in this specification sheet create any warranty of any kind. All other express and implied warranties are disclaimed. Complete warranty terms located at: www.acuitybrands.com/support/warranty/terms-and-conditionsNote: Actual performance may differ as a result of end-user environment and application. All values are design or typical values, measured under laboratory conditions at 25 °C. Specifications subject to change without notice.Specification Features4FT INDIVIDUAL (35K)DIRECTLumens Output400LMF600LMF800LMF1000LMF Delivered Lumens1800270735714103 Input Watts15.423.531.937.3 Lumen/Watt117115112110Fixture Performance* Consult factory for customized lumen output and wattage between 350LMF and 1050LMF.Direct Pendant3 1/23 3/4A+ Capable Luminaire This item is an A+ capable luminaire, which has been designed and tested to provide consistent color appearance and out-of-the-box control compatibility with simple commissioning.• All configurations of this luminaire meet the Acuity Brands’ specification for chromatic consistency• This luminaire is part of an A+ Certified solution for nLight® control networks when ordered with drivers marked by a shaded background*• This luminaire is part of an A+ Certified solution for nLight control networks, providing advanced control functionality at the luminaire level, when selection includes driver and control options marked by a shaded background*To learn more about A+, visit www.acuitybrands.com/aplus.*See ordering tree for detailsBuy American:Product with the BAA option is assembled in the USA and meets the Buy America(n) government procurement requirements under FAR, DFARS and DOT. Please refer to www.acuitybrands.com/buy-american for additional information.SM DISCONTINUEDPage 2S4LD PENDANT 03/01/22 marklighting.com ¦ 800-705-SERV (7378) ¦ ©2014-2022 Acuity Brands Lighting, Inc. All Rights Reserved. We reserve the right to change design, materials and finish in any way that will not alter installed appearance or reduce function and performance.MARK ARCHITECTURALLIGHTINGTMSlot 4 LED Direct PendantA+ Capable options indicated by this color background.OrderingExample: S4LD 32FT MSL8 80CRI 30K 400LMF MIN1 MVOLT WHT ZT F1/36A RDCY WHTCY WCRDNotes:1. Limited to 350LMF to 1050LMF in 50LMF increments. Not available with ECOD, ECOD2, ECOD5 or DMX control input.2. Not available with NLTAIR23. Not available with Control Input.4. Not available with Sensor Options.5. Not available with sensors on 2’, 3’ & 5’ units.6. 347V not available with ZT & sensors, NLTAIR2, emergency options, NLIGHT in 5’ units, & NLIGHT with downlights. Only available with WCRD.7. Not available with 2’ or 3’ units. Not available with DMX control op-tion. One battery pack per unit. Only available on 8’ unit with ECOD, ECOD2, ECOD5. If with ZT & API, APD, or NLTAIR2 only available in 7’ & 8’ units. 8. Powers entire direct unit. Not available with DMX. Not available on individual units with NLTAIR2.9. Must select 120 or 277 volt. Remote mounted. Not available with sensors. Not available with DMX. Not available with sensor and BGTD in same unit.10. Comes with white CAT5 cord in addition to the standard power cord. Will require remote mounted nIO on 2’ unit. One NLIGHT device per zone or sensor, for multiple zones consult factory.11. Must select MIN1 or DARK Dim Level. Not available with WW & 2’ or 3’ units. If ordered with E10WLCP, only available in 7’ & 8’ units. One NLTAIR2 device per zone or sensor, for multiple zones consult factory.12. Must select DARK Dim Level.13. Not available with 347V.14. Must select MIN1 Dim Level. Not available on 2’, 3’ or 5’ units.15. 120V only.16. Requires ZT or NLIGHT Control Input.17. Requires ZT, NLIGHT or NLTAIR2 Control Input. 18. Longer lead time item.SeriesPlanTotal Run LengthMax Section LengthDirect Light Source Color RenderingDirect LED Color TempDirect LED Light OutputDirect Distribution (Optics)S4LDSlot 4 Pendant - Direct LCBLinear center balancedLLPLinear longest possible__FTSpecify continuous run length (in whole feet, 2’ minimum)Unit length may affect available options. 2’ & 3’ only available as individual unitsFor runs longer than 8FT: ALWAYS order the run by the TOTAL RUN LENGTH. Ordering the sections individually will not provide the correct joining hardware to allow connection in the field.MSL44’MSL55’MSL66’MSL77’MSL88’80CRI80 CRI90CRI90 CRI27K2700K30K3000K35K3500K40K4000K50K5000K400LMF400 Lumens per FT600LMF600 Lumens per FT800LMF800 Lumens per FT1000LMF1000 Lumens per FT_LMF 1## Lumens per FT (blank) Standard Lambertian Distribution WW 2Wallwash DistributionWGWall Graze DistributionWW and WG not available with Downlights, EGLD, LVRR or LVRRA.DownlightDownlight ShapeDownlight Color RenderingDownlight Color TempMinimum Dimming LevelOptional ShieldingVoltage(blank)No Downlight modules in fixture2DLLED Downlights (2 per unit)_DLLED Downlights per run (3DL, 4DL, etc)(blank)No Downlight modules in fixtureRDDRound SQDSquare(blank)No Downlight modules in fixtureS80CRI80CRI(blank)No Downlight modules in fixtureS27K2700KS30K3000KS35K3500KS40K4000KNODIM 3Non - dimmingMIN1Constant current, dimming to 1%DARKConstant current, dimming to 0.1%(blank)No louverLVRD 4Dropped louverLVRR 5Regressed louver painted to match fixture finishLVRRA 5Regressed louver, aluminum finishEGLD 4Edge View direct lensNot available with Downlights. Not available with NLTAIR2MVOLTMulti-volt, 120-277V120120V277277V347 7347VMust select all Downlight options.Specify number of downlights modules.Not available on 2’ or 3’ units. Not available with 347V.Maximum of 2DL in 4’ & 5’ units.Not available with emergency options. Not available with DCT & NLIGHT. Not available with any sensors on the same unit.FinishEmergency OptionsControl InputSensorSecondary SensorWHTWhite (gloss)BLKBlack (gloss)SLVSilver (gloss)WHTTWhite (textured)BLKTBlack (textured)SLVTSilver (textured)RALTBDRAL paint finishesE10WLCP 74' emergency section w/battery pack, 1250 lumens_E10WLCP 74' emergency section w/battery pack, 1250 lumens_EC 8# of emergency circuitsBGTD 8,9Generator transfer deviceNot available with 347V.(blank)Non-dimming, line voltageZT0-10V controlNLIGHT 10nLight enabledNLTAIR2 11nLight AIR (wireless) enabledDALI 12DALI compatibleDMX 12,13DMX compatibleECOD 13,14Lutron Hi-Lume digital driverECOD2 13,14,15Lutron Hi-Lume 2-wire (1% dimming)ECOD5 13,14Lutron 5-series digital driver (5% dimming)(blank)Select if single zone/no zone without sensorNSSelect if multi-zone fixture with no sensor in main zonePDT_ 16Occupancy sensor - dual technology (passive infrared & microphonics)ADC_ 16Photocell-daylight dimming sensorAPI_ 17PIR occupancy sensor & photocellAPD_ 17PDT occupancy sensor & photocellNot available with Downlights.Not available with 347V & nLight. (Use ZT or NLTAIR2 Control Inputs where applicable.)Not available on 2’ or 3’ units.(blank)No additional zones/sensorsSNSSelect if multi-zone fixture with no sensor in secondary zoneSPDT_ 17Occupancy sensor - dual technology (passive infrared & microphonics)SADC_ 17Photocell-daylight dimming sensorSAPI_ 18PIR occupancy sensor & photocellSAPD_ 18PDT occupancy sensor & photocellNot available with Downlights.Not available with 347V & nLight. (Use ZT or NLTAIR2 Control Inputs where applicable.)Not available on 2’ or 3’ units.Tertiary SensorMounting TypeOverall SuspensionCanopy FormCanopy ColorCord ColorOptions(blank)No additional zones/sensorsTNSSelect if multi-zone fixture with no sensor in tertiary zoneF1/T-bar ceiling (universal mounting bracket)F1A/T-bar ceiling (UMB with integrated J-box)F2/Hard ceiling (horizontal J-box)36A36" adjustable72A72" adjustable144A144" adjustable* Measured from ceiling to bottom of luminaire.RDCYRound canopySQCYSquare canopyBLKCYBlack canopyWHTCYWhite canopySLVCYSilver canopyWCRDWhite cordCCRDClear cordBCRD 18 Black cordBAABuy America(n) CompliantDPLDamp location listingGLR 13Fast-blow fuseGMF 13Slow-blow fuseMCS5" support canopy to match feed canopyPIFPower Feed InstalledDISCONTINUEDPage 3S4LD PENDANT 03/01/22 marklighting.com ¦ 800-705-SERV (7378) ¦ ©2014-2022 Acuity Brands Lighting, Inc. All Rights Reserved. We reserve the right to change design, materials and finish in any way that will not alter installed appearance or reduce function and performance.ShieldingCo-Extruded WG (Standard)Co-Extruded WG(Standard)Co-Extruded WW (Standard)Co-Extruded WW(Standard)Edge View Lens (Optional)Edge Glow Lens(Standard)External Louver WW (Painted to Match Housing)External Louver WW(Painted to Match Housing)Regressed Louver (Natural Aluminum or Painted to Match Housing)Regressed Louver(Natural Aluminum OR Painted to Match HousingPHOTOMETRICSMARK ARCHITECTURALLIGHTINGTMSlot 4 LED Direct PendantTest Report: ISF 37228P0 IES LM 79-08S4LD 4FT 80CRI 30K 400LMFLumens: 1730Wattage: 15.37WEfficacy: 112.5Zonal Lumen SummaryZoneLumens% Luminaire0-30472.927%0-4077344.70%0-601359.478.60%60-9037021.40%70-1001599.20%90-1200.30%0-901729.4100%90-1800.60%0-1801730100%AngleCandlepower DistributionPlane022.54567.590112.5135157.5180059159159159159159159159159155805895975945975965965955881057458459059159259359459258315565576579582585584587583577205525595675695735725735705602553253954954955154955155254130501509515514519520519518509354664734804804794804844834754042743644344144344144344343445388394400401401400405402396503463533553563563553583603515530231031031031330931631430560254263262261261261262266259652082142132122132132142172107016216516516616716516416516175116118116117117116116116115806970717272727170698530323233333230292790120001011Test Report: ISF 37775P0 IES LM 79-08S4LD 4FT 80CRI 30K 400LMF WWLumens: 1138Wattage: 14.51WEfficacy: 78.4Zonal Lumen SummaryZoneLumens% Luminaire0-30424.237.30%0-40657.757.80%0-601003.188%60-90134.911.90%0-901138100.00%AngleCandlepower DistributionPlane022.54567.590112.5135157.51800509509509509509509509509509573070865959050943337133732610922898813676501351256214202151008989916743489283184147138209619709497834712321421151092582886291479744819211599963067371382377942115999908835533569698727383134898381404264535686393411148276754533736245752929198756968502612823564152378566626255201214274308182735754546015115920221913360474545651091151421489146383635707578949561342826267546485756362218181880242630281812121111858910108666590121222222Co-Extruded WGCo-Extruded WWEdge View LensExternal LouverRegressed LouverEXPECTED LIFE: L85 @ 60,000CALCULATED LIFE: L70 @ 120,000DISCONTINUEDPage 4S4LD PENDANT 03/01/22 marklighting.com ¦ 800-705-SERV (7378) ¦ ©2014-2022 Acuity Brands Lighting, Inc. All Rights Reserved. We reserve the right to change design, materials and finish in any way that will not alter installed appearance or reduce function and performance.Run ConfigurationsBOR FIXTUREEOR FIXTUREINT FIXTURERUN LAYOUT (MOUNTING)LENGTH"A-1" O.A.L."B" O.C."C" FROM END4FT5FT6FT7FT8FT4'-0 5/16"5'-0 5/16"6'-0 5/16"7'-0 5/16"8'-0 5/16"4'-0"5'-0"6-0"7'-0"8'-0"5/16"5/16"5/16"5/16"5/16""A-2" O.A.L.4'-0"5'-0"6'-0"7'-0"8'-0"Individual Fixture ConfigurationsINDIVIDUAL UNITS (MOUNTING)LENGTH"A" O.A.L."B" O.C."C" FROM END2FT3FT4FT5FT6FT7FT8FT2'- 5/8"3'- 5/8"4'- 5/8"5'- 5/8"6'- 5/8"7'- 5/8"8'- 5/8"2'-0"3'-0"4'-0"5'-0"6-0"7'-0"8'-0"5/16"5/16"5/16"5/16"5/16"5/16"5/16"MARK ARCHITECTURALLIGHTINGTMSlot 4 LED Direct PendantThis system is not modular. Runs longer that 8FT will be automatically conﬁgured with Starter, Middle and Ender sections, based on how you specify the TOTAL RUN LENGTH and MAXIMUM SECTION LENGTH parameters in the ordering information. Always order the total run length, not the individual sections32FT8FT8FT8FT8FTExample: This run must be ordered as 1pc "S4LD LLP 32FT MSL8..."PRIMARY ZONE:ADC (DAYLIGHT SENSOR). SINCE THERE IS NO NUMBER AFTER THE ADC SENSOR NOMENCLATURE, THE SENSOR WILL CONTROL THE ENTIRE RUN.TOTAL RUN LENGTHThe run will be broken out using as many sections at the chosen MSL length as possible. Shorter sections will then complete the desired run length.Examples: S4LD LLP 21FT MSL5... = 5FT / 4FT / 4FT / 4FT / 4FTS4LD LLP 21FT MSL6... = 6FT / 6FT / 5FT / 4FTS4LD LLP 21FT MSL7... = 7FT / 7FT / 7FTS4LD LLP 21FT MSL8... = 8FT / 8FT / 5FT8FTMAXIMUM SECTION LENGTH8FT8FT8FTExample: If you order as 4pcs "S4LD LLP 8FT MSL8... you will receive these INDIVIDUAL sections that cannot be joined togetherLINEAR PLAN:Mark Lighting offers the ability to provide a continuous run plan to suit your requirements by optionally offering three different methods of configuration.LLP- Linear Longest PossibleIn this configuration, the longest length available is optimized, resulting in the fewest segments and mounting locations. Caution, should be used where balanced appearance is a concern. Example: 20 FT run would have 2, 8 FT segment and 1, 4 FT segment at the end of the run.LCB- Linear Center Balanced:This configuration incorporates the longest center segment(s) along with any additional lengths required to fill the run length, added to the run ends. Example: 16 FT run would have 2, 4 FT segments (one at each end) and 1, 8 FT segment in the center.8 FT8 FT4FTLLP4 FT8 FT4FTLCBDISCONTINUEDPage 5S4LD PENDANT 03/01/22 marklighting.com ¦ 800-705-SERV (7378) ¦ ©2014-2022 Acuity Brands Lighting, Inc. All Rights Reserved. We reserve the right to change design, materials and finish in any way that will not alter installed appearance or reduce function and performance.Run Patterns, Corners and JunctionSlot 4 LED patterns can be configured in 1’ increments with illuminated 90° inside and outside corners, T junctions, and X junctions with standard 2’ corner and junction lengths. For custom angles, corner or junction lengths, consult factory.See separate patterns spec sheet for details.X JunctionT Junction90° CornerDownlights Optional downlights powered by Xicato Spot Modules are available with 4’, 5’, 6’, and 8’ length luminaires, maximum (2) Xicato downlights per length. Each downlight module is 10W with 700 lumens delivered, 28 degree beam spread. Downlights are supplied with a dedicated feed-point and will be controlled separately.Standard Downlight LocationOther Downlight Configuration (consult factory)Square Downlight Plate (SQ)Round Downlight Plate (RD)312"312"312"312"Downlight ModuleMARK ARCHITECTURALLIGHTINGTMSlot 4 LED Direct PendantDISCONTINUEDPage 6S4LD PENDANT 03/01/22 marklighting.com ¦ 800-705-SERV (7378) ¦ ©2014-2022 Acuity Brands Lighting, Inc. All Rights Reserved. We reserve the right to change design, materials and finish in any way that will not alter installed appearance or reduce function and performance.Feed Point LocationsCDIRECT or INDIRECTCBBCDirect, Dimming* or Non-DimmingDirect, nLight Controls (wired)Direct, w/ Downlights**, Dimming* or Non-DimmingDirect, w/ Downlights**, nLight Controls (wired)***Direct, Battery (E10WLCP), Dimming* or Non-DimmingDirect, Battery (E10WLCP), nLight Controls (wired)Non-Power Feed Point / Aircraft CablePower FeedBattery Power FeedCAT5Downlight Power FeedCBDCIndirect, Dimming* or Non-DimmingIndirect, nLight Controls (wired)D * 2-Wire Dimming (ZT, DALI, and Lutron EcoSystem) ** Downlights are supplied with a dedicated feed-point and will be controlled separately.*** Downlights with nLight wired controls will use a J-Box mounted control module outside of fixture.DSingle Feed Points5” Square5” RoundFeed and Cat 5 points5” Square5” RoundNon-Feed Points for T-Bar Mounting2” Square2” RoundRefer to page 7 for mounting details.Continuous RunsSlot 4 LED continuous rows can be configured in 1’ increments and featuring the AEL precision joiner to create a hairline seam between luminaires, providing a monolithic visual aesthetic. For custom run lengths less than a 1’ increment, consult factory.Joiners AEL Precision Row-Mount 3-step fixture-to-fixture connection methodStep 1: AlignStep 2: EngageStep 3: LockCDIRECT or INDIRECTCBBCDirect, Dimming* or Non-DimmingDirect, nLight Controls (wired)Direct, w/ Downlights**, Dimming* or Non-DimmingDirect, w/ Downlights**, nLight Controls (wired)***Direct, Battery (E10WLCP), Dimming* or Non-DimmingDirect, Battery (E10WLCP), nLight Controls (wired)Non-Power Feed Point / Aircraft CablePower FeedBattery Power FeedCAT5Downlight Power FeedCBDCIndirect, Dimming* or Non-DimmingIndirect, nLight Controls (wired)D * 2-Wire Dimming (ZT, DALI, and Lutron EcoSystem) ** Downlights are supplied with a dedicated feed-point and will be controlled separately.*** Downlights with nLight wired controls will use a J-Box mounted control module outside of fixture.DMARK ARCHITECTURALLIGHTINGTMSlot 4 LED Direct PendantDISCONTINUEDPage 7S4LD PENDANT 03/01/22 marklighting.com ¦ 800-705-SERV (7378) ¦ ©2014-2022 Acuity Brands Lighting, Inc. All Rights Reserved. We reserve the right to change design, materials and finish in any way that will not alter installed appearance or reduce function and performance.✓✓✓✓✓✓MOST COMMON MOUNTING TYPES AND OPTIONS Options available for this specific luminaire are checked in the boxes below.Mounting TypeF1/ For use with most T-Bar and screw slot grid ceilings. Designed for on-grid and off-grid applications.F2/ For use with recessed or surface mount horizontal J-box applications.F1A/ For use with most T-Bar and ceilings. Designed for on-grid and. Comes complete with J-box with built-in wire way. See also CP.Mounting OptionsMCS Matching canopy at support for aesthetics.■ F1/ ordered with MCS■ F2/■ F2/ ordered with MCS■ F1A/■ F1A/ ordered with MCSF1Power FeedSupportF1 / MCSPower FeedSupportF1APower FeedSupportF1A / MCSPower FeedSupportF2Power FeedSupportF2 / PoweSup■ F1/■ ✓ Indicates mounting options available with this luminaire.F1Power FeedSupportF1 / MCSPower FeedSupportF1APower FeedSupportF1A / MCSPower FeedSupportF2Power FeedSupportFPF1Power FeedSupportF1 / MCSPower FeedSupportF1APower FeedSupportF1A / MCSPower FeedSupportF2Power FeedSupportPF1Power FeedSupportF1 / MCSPower FeedSupportF1APower FeedSupportF1A / MCSPower FeedSupportF2Power FeedSupportF2Power FeedSupportF2 / MCSPower FeedSupportF2Power FeedSupportF2 / MCSPower FeedSupportMARK ARCHITECTURALLIGHTINGTMSlot 4 LED Direct PendantDISCONTINUEDPage 8S4LD PENDANT 03/01/22 marklighting.com ¦ 800-705-SERV (7378) ¦ ©2014-2022 Acuity Brands Lighting, Inc. All Rights Reserved. We reserve the right to change design, materials and finish in any way that will not alter installed appearance or reduce function and performance.INTEGRATED SENSOR LAYOUTAt the 7.5 ft (2.9 m) hanging height of a typical pendant mount fixture the sensor provides 10 ft (3.05 m) radial detection of small motion. At a 9 ft (2.74 m) hanging height the radius is 12 ft (3.66 m) for small motion.Adequate for walking motion detection from mounting heights between 7.5 ft (2.29 m) and 20 ft (6.10 m).Initial detection will occur earlier when walking across sensor’s field of view than when walking directly at sensor.Initial detection of walking motion into long coverage segment will occur at distances of 2x the mounting height up to 15 ft (4.57 m) and 1.75x up to 20 ft (6.10 m). Lens assembly rotates 15° to enable adjustment in order to line up long segments.Lens rotates 15° to enable adjustment1512.510752.50 ft2.5571012.5154.53.832.51.50.750 m0.751.52.533.84.5OCCUPANCY DETECTION COVERAGEOccupancy Sensor and/or PhotocellIntegrated ControlsOptional nLight® integrated controls make Slot LED luminaires addressable- allowing them to digitally communicate with other nLight enabled controls such as dimmers, switches, occupancy sensors and photocontrols. Simply connect all the nLight enabled control devices using standard CAT5 Cabling.MARK ARCHITECTURALLIGHTINGTMSlot 4 LED Direct Pendant32FT8FT8FT8FT8FT32FT MSL8 RUN WITH 2 SENSORS WITH PRIMARY ZONE 24FT AND SECONDARY ZONE 8FT -- PDT24 SADC8PRIMARY ZONE:PDT24 (DUAL TECH SENSOR, 24FT ZONE)32FT8FT8FT8FT8FT32FT MSL8 RUN WITH 1 SENSOR ALL ONE ZONE -- ADCPRIMARY ZONE:ADC (DAYLIGHT SENSOR). SINCE THERE IS NO NUMBER AFTER THE ADC SENSOR NOMENCLATURE, THE SENSOR WILL CONTROL THE ENTIRE RUN.32FT8FT8FT8FT8FT32FT MSL8 RUN WITH 1 SENSOR ALL ONE ZONE -- PDT16DOES NOT WORK BECAUSE THE LENGTH OF THE ZONE SPECIFIED (16FT),DOES NOT MATCH THE ENTIRE RUN (32FT)32FT8FT8FT8FT8FT32FT MSL8 RUN WITH 2 SENSORS WITH PRIMARY ZONE 20FT AND SECONDARY ZONE 12FT -- PDT20 SADC12INCORRECT:NOTE: IF THERE IS ONLY ONE ZONE, LEAVE THE NUMBERS AFTER THE SENSOR NOMENCLATURE BLANK. EXAMPLE: NO PDT16, USE PDTDOES NOT WORK BECAUSE THE LENGTH OF THE ZONES SPECIFIED (20FT AND 12FT),DOES NOT WORK FOR 8FT FIXTURE SECTIONS, ZONES CANNOT SPLIT A FIXTURE SECTIONPRIMARY ZONE: 20FTSECONDARY ZONE: 12FTNotes: • Only one sensor per zone • At the most, the entire run can only have 2 sensors (thus 2 sensors zones at the most) • Sensor zone can not split ﬁxture sections • No overlapping zonesCORRECT:SECONDARY ZONE:SADC (DAYLIGHT SENSOR, 8FT ZONE)Total Run Length to OrderTotal Run Length to OrderFor runs longer than 8FT: ALWAYS order the run by the TOTAL RUN LENGTH. Ordering the sections individually will not provide the correct joining hardware to allow connection in the field.DISCONTINUEDPage 9S4LD PENDANT 03/01/22 marklighting.com ¦ 800-705-SERV (7378) ¦ ©2014-2022 Acuity Brands Lighting, Inc. All Rights Reserved. We reserve the right to change design, materials and finish in any way that will not alter installed appearance or reduce function and performance.Choose nomenclature from these columnsDriver ConfigurationsMinimum Dimming LevelControl InputDriverDimming RangeNotesNODIM+(blank)=0-10V Generic Driver-Includes no 0-10V leads from the driver.MIN10+ZT=0-10V Generic Driver100 to 10%Linear dimmingMIN1 +ZT=0-10V eldoLED ECOdrive100 to 1%Formerly (EZ1) nomenclature. Linear dimmingMIN1 +NLIGHT=0-10V eldoLED ECOdrive100 to 1%Logarithmic dimmingMIN1+ECOD2=Lutron forward phase control100 to 1%LUTRON Hi-lume 1% 2-wire (model LTEA4U1U)MIN1+ECOD5=Lutron Ecosystem100 to 5%LUTRON 5-Seires EcoSystem LED Driver (model LDE5)MIN1ECODLutron Ecosystem100 to 1%LUTRON Hi-lume 1% EcoSystem LED Driver with Soft-on, Fade-to-Black (model LDE1)DARKZT0-10V eldoLED SOLOdrive100 to 0.1%Formerly (EZB) nomenclature. Linear dimmingDARKNLIGHT0-10V eldoLED SOLOdrive100 to 0.1%Logarithmic dimmingDARKDALIDALI compatible eldoLED SOLOdrive100 to 0.1%"Compatible with DALI. Formerly (EDB & EDAB) nomenclature." Logarithmic dimmingDARKDMXDMX compatible eldoLED POWERdrive100 to 0.1%"Compatible with DMX / Remote Device Management. Formerly (EXB & EDXB) nomenclature." Linear dimmingIntelligent Luminaire Technology GuideChoose nomenclature from these columnsControl / Sensor Configurations Control InputSensorSensorNotesZT+API=MSD 7 ADCXIndividual fixture control only. PIR integral occupancy sensor with automatic dimming control photocell. (Old nomenclature: ZT + PIR + ADC)ZT+APD=MSD PDT 7 ADCXIndividual fixture control only. PDT integral occupancy sensor with automatic dimming control photocell. (Old nomenclature: ZT + PDT + ADC)NLIGHT+(blank)=nIO EZ PHnLight enabled only. No onboard sensor.NLIGHTEMG=nIO EZ PH EREmergency nLight enabled only. No onboard sensor.NLIGHT+API=nIO EZ PH + nES 7 ADCXnLight nES 7 ADCX PIR integral occupancy sensor with automatic dimming photocell. (Old nomenclature: NLIGHT + PIR + ADC)NLIGHT+PDT=nIO EZ PH + nES PDT 7nLight nES PDT 7 dual technology integral occupancy sensor. (Old nomenclature: NLIGHT + PDT)NLIGHT+APD=nIO EZ PH + nES PDT 7 ADCXnLight nES PDT 7 dual technology integral occupancy sensor with automatic dimming photocell. (Old nomenclature: NLIGHT + PDT + ADC)NLTAIR2(blank)RIO EZDL 90D G2https://www.acuitybrands.com/products/detail/778845/nLight/rIO/Fixture-embedded-nLight-AIR-network-interfaceNLTAIR2APIRES7 G2https://www.acuitybrands.com/products/detail/593899/nLight/RES7-Sensor/nLight-AIR-Fixture-Integrated-Wireless-SensorNLTAIR2APDRES7 PDT G2https://www.acuitybrands.com/products/detail/593899/nLight/RES7-Sensor/nLight-AIR-Fixture-Integrated-Wireless-SensorMARK ARCHITECTURALLIGHTINGTMSlot 4 LED Direct PendantDISCONTINUEDPage 10S4LD PENDANT 03/01/22 marklighting.com ¦ 800-705-SERV (7378) ¦ ©2014-2022 Acuity Brands Lighting, Inc. All Rights Reserved. We reserve the right to change design, materials and finish in any way that will not alter installed appearance or reduce function and performance.Remote BGTD Mounting OptionRecessed in sheetrock ceiling; rod mounted to structure. Consult factory for other ceiling types or canopy options. 6 foot flexible conduit included, BGTD option should be mounted within 6 feet of junction box above fixture.Accessible CeilingMARK ARCHITECTURALLIGHTINGTMSlot 4 LED Direct PendantEmergency Battery PacksThe PS1055LCP battery is integral to the fixture and comes standard with a remote test switch and self-diagnostics.DISCONTINUED
https://www.signify.com/api/assets/v1/file/Signify/content/ce1ca392d36941f9a791ac8700aed343/G3_LED.pdf | lighting | G3 LED Garage and canopy luminaireG3 LuminaireGarage & CanopyLuminairesG3G3_LED 05/24 page 1 of 41. Choose only 1 option: either DLEA or BILV or PCB. 0-10V dimming driver standard.2. For DLEA option luminaire has 0-10V dimming wires exiting the luminaire for dimming controls by others.3. Dimming Controls BILV must be combined with one of the Sensing options either L2 or L3.4. Available with 120V, 208V, 240V, or 277V (BILV, and PCB) or UNV (BILV) only.5. For Fusing and PCB must specify applicable specific input voltage, not available with UNV or HVU.6. Must contact factory prior to ordering - these items are ETO Specials.Accessories (order separately)FSIR-100Hand-held Wireless Remote Programming Tool (For use with BILV-L2 or BILV-L3 motion response when field programming is required). Only one is needed per job.BX-16L BX-32LBird Excluding Shroud (field installed, for use with PB-NP pendant mount only - requires 12" minimum pendant length, pendant by others). Choose for either 1 array 16L or 2 array 32L.PB-NPBalanced Offset J-box for Pendant Mount (field installed, Medium Gray paint).Project: Location: Cat.No: Type: Lamps: Qty: Notes: Gardco LED parking garage luminaire G3 combines excellent performance with value, providing one of the most energy efficient lighting solutions for the energy and budget conscious. A complete selection of optical systems are available, including a concentrated downlight for use at entrances or at higher mounting heights. G3 luminaires are available with dimming, as well as motion response technology to expand potential energy savings.Ordering guideOptionsPrefixG3Configuration (nominal lumens shown)Color TemperatureDistributionMountingVoltageDimming Controls1SensingFusingOptionsFinishG3 G3 LED Parking Garage luminaireA01 3,000 (1 LED array)A02 4,800 (1 LED array)A03 6,300 (1 LED array)A04 8,600 (2 LED arrays)A05 10,900 (2 LED arrays)A06 12,900 (2 LED arrays) 730 70CRI 3000K740 70CRI 4000K750 70CRI 5000K5SQ Type 5 Square5CD Type 5 Concentrated DownlightT1R Type 1 RectangularT3A Type 3 AsymmetricSUR Surface/indirect pendant Mount (pendant and junction box by others)SBO Surface Mount, Bridge/Overpass vibration rated120208240277347480UNV (120-277V)HVU (347-480V)none leave blank (0-10V dimming driver standard)DLEA1,2 0-10V Dimming Leads Externally Accessible (controls by others)BILV1,3,4 Bi-level with motion sensornone leave blankL23 Integral Sensing, #2 lensL33 Integral Sensing, #3 lens (factory customizable, contact factory6)none leave blankFS15 Single Fuse (120, 277, 347V)FS25 Double Fuse (208, 240, 480V)FS35 Double Fuse Canadian double pull (208, 240, 480V)none 10kV / 10kA surge protection standardPCB1,4,5 Photocontrol ButtonBXS Bird Excluding Shroud (for standard surface mount only, factory installed)MG Medium GrayBZ BronzeBK BlackWH WhiteExample: G3-A05-740-5SQ-SUR-UNV-BILV-L2-MG G3_LED 05/24 page 2 of 4G3 LED Garage and canopy luminaireG3 LuminaireLED Wattage and Lumen ValuesValues from photometric tests performed in accordance with IESNA LM-79 and are representative of the configurations shown. Actual performance may vary due to installation and environmental variables, LED and driver tolerances, and field measurement considerations. It is highly recommended to confirm performance with a photometric layout.NOTE: Some data may be scaled based on tests of similar (but not identical) luminaires. Contact factory for configurations not shown.Order CodeColor Temp (K)Ave System Watts (W)51R3CDLumen OutputBUG RatingEfficacy (lm/W)Lumen OutputBUG RatingEfficacy (lm/W)Lumen OutputBUG RatingEfficacy (lm/W)Lumen OutputBUG RatingEfficacy (lm/W)G3-A01-7303000232,751B2-U0-G11202,766B2-U0-G21212,675B1-U0-G11172,838B2-U0-G0124G3-A02-7303000404,444B3-U0-G11114,469B3-U0-G31124,322B2-U0-G21084,585B2-U0-G0115G3-A03-7303000555,883B3-U0-G11075,916B3-U0-G31075,721B2-U0-G21046,070B3-U0-G0110G3-A04-7303000627,951B3-U0-G21297,994B3-U0-G31307,731B3-U0-G31268,203B3-U0-G0133G3-A05-73030008210,090 B4-U0-G212410,146B4-U0-G41249,812B3-U0-G312010,410B3-U0-G0128G3-A06-730300010311,933B4-U0-G211611,999B4-U0-G411611,604B3-U0-G311212,312B3-U0-G0119G3-A01-7404000232,958B2-U0-G11292,974B2-U0-G21302,876B1-U0-G11263,052B2-U0-G0133G3-A02-7404000404,778B3-U0-G11194,805B3-U0-G31204,647B2-U0-G21164,930B2-U0-G0123G3-A03-7404000556,327B3-U0-G11156,362B3-U0-G31166,153B2-U0-G21126,528B3-U0-G0119G3-A04-7404000628,549B3-U0-G21398,596B3-U0-G31408,313B3-U0-G31358,820B3-U0-G0143G3-A05-74040008210,850B4-U0-G213310,910B4-U0-G413410,550B3-U0-G312911,194B3-U0-G0137G3-A06-740400010312,831B4-U0-G212412,901B4-U0-G412512,477B3-U0-G312113,238B4-U0-G0128G3-A01-7505000232,958B2-U0-G11252,974B2-U0-G21282,876B1-U0-G11333,052B2-U0-G0132G3-A02-7505000404,778B3-U0-G11384,805B3-U0-G31414,647B2-U0-G21464,930B2-U0-G0146G3-A03-7505000556,327B3-U0-G11166,362B3-U0-G31186,153B2-U0-G21236,528B3-U0-G0122G3-A04-7505000628,549B3-U0-G21408,596B3-U0-G31438,313B3-U0-G31488,820B3-U0-G0148G3-A05-75050008210,850B4-U0-G213210,910B4-U0-G413510,550B3-U0-G314011,194B3-U0-G0140G3-A06-750500010312,831B4-U0-G212512,901B4-U0-G412812,477B3-U0-G313313,238B4-U0-G0133Dimensions - G3 Standard (EZ hanger plate mount shown)2 LED Array Top View10.68”(27.12 cm)3.20”(8.13 cm)1.18”(2.99 cm)15.59”(39.6 cm)3.2”(8.1 cm)1.18”(2.99 cm)2 LED Array Side View1 LED Array Top View1 LED Array Side ViewApproximate luminaire Weight: 9.75 Lbs (4.42 Kg)Approximate luminaire Weight: 12.5 Lbs (5.67 Kg)15.59”(39.6 cm)13.31”(33.8 cm)10.68”(27.12 cm)13.31”(33.8 cm)G3_LED 05/24 page 3 of 4G3 LED Garage and canopy luminaireG3 LuminaireSpecificationsHousingModular die-cast driver housing with one to two die-cast LED array heatsink assemblies. Made of low copper die cast Aluminum alloy for high resistance to corrosion.IP RatingIP66 rated luminaire with seal around entire perimeter of the lens and seal around entire perimeter of electrical housing. All electrical components within entire perimeter of IP66 seal.MountingSUR: Surface mount. A die formed 16 ga. galva-nized steel EZ-hang plate supplied for mounting to a recessed or surface-mounted 4” (10.16 cm) junction box (by others) – flush ceiling mount to a recessed junction box, or direct mount to a surface-mounted junction box. Integral hanger tabs on the plate support the luminaire during wiring. Single screw secures luminaire for quick and easy installation. Includes minimum 8" (20.32 cm) SEOOW cord exiting luminaire. For indirect pendant mounting, mount to a wet location junction box (by others) which you then direct mount onto rigid pendant (by others).SBO: Surface mount for higher Bridge / Overpass vibration rating. A die formed 16 ga. galvanized steel EZ-hang plate with integral strengthening feet supplied for mounting to junction box (by others), integral hanger tabs on plate support luminaire during wiring. Single screw secures luminaire for quick and easy installation. Includes minimum 8" (20.32 cm) SEOOW cord exiting luminaire.All pendants, including rigid pendants and swiv-el pendants (utilized with the balanced j-box PB-NP option), are supplied by others.Light EngineComposed of these main components: Heat Sink, LED Module, Optical System, Driver. Electrical components are RoHS compliant. LEDs tested by ISO 17025 2005 accredited lab in accordance with IESNA LM-80 guidelines, extrapolations in accordance with IESNA TM-21. Metal core board ensures greater heat trans-fer and longer lifespan. Heat Sink: Housing acts as heat sink, designed to ensure high efficacy and superior cooling by natural convection air flow always close to LEDs and driver(s) optimizing their efficiency and life. Product does not use any cooling device with moving parts (only passive cooling).LED Module: Composed of high performance white LEDs. Color temperature as per ANSI/NEMA bin 3000K nominal (3045K +/-175K), 4000K nominal (3985K +/- 275K) or 5000K nominal (5029K +/- 283K), all CRI 70 min.Optical System: Composed of high performance UV stabilized optical grade polymer refractor lenses to achieve desired distribution optimized to get maximum spacing, target lumens and a superior lighting uniformity. Performance shall be tested per LM-63, LM-79 and TM-15 (IESNA) certifying its photometric performance. Type 1R Rectangular, Type 3 Asymmetric, Type 5 Square Symmetrical and Concentrated Downlight distributions available, designed for compliance to IES RP-8. Consider Type 1R for one luminaire per bay applications, ramps, and drive lanes leading up to or exiting parking stall decks; Type 3 for perimeter mounted luminaires to throw light into parking garage away from property line (LEED compliance, property cut-off, avoid light trespass); Type 5 for general use in parking bays; Concentrated Downlight and/or higher lumen configurations when enhanced lighting is required for entries and exits, ramps, payment areas, lobbies and waiting areas, etc. and for security lighting per IES G-1.Driver: High power factor of 90% min. Electron-ic driver, operating range 50/60 Hz. Auto ad-justing universal voltage input from 120 to 277 or 347 to 480 VAC rated for both application line to line or line to neutral, Class I, THD of 20% max. The current supplying the LEDs will be reduced by the driver if the driver experiences internal overheating as a protection to the LEDs and the electrical components. Output is protected from short circuits, voltage overload and current overload. Automatic recovery after correction. Standard built in driver surge pro-tection of 2.5k (min). Driver enables setting LED drive current to meet your specific total watt-age consumption, lumen output and/or efficacy needs - ETO Specials, contact factory.Integrated FeaturesPlease note that these integrated features always come with this luminaire standard at no additional cost. 0-10V dimming driver included as standard, dimming leads pre-wired to Dimming Controls option except when DLEA external controls option is selected.SP1: Surge protection device tested in accor-dance with ANSI/IEEE C62.45 per ANSI/IEEE C62.41.2 Scenario I Category C High Expo-sure 10kV/10kA waveforms for Line-Ground, Line-Neutral and Neutral-Ground. Surge pro-tection device wired in parallel so that if it fails open the luminaire will remain lit/powered on.Controls OptionsPlease note that other controls can be inte-grated as ETO Specials - contact factory.DLEA: 0-10V dimming driver with dimming wires externally accessible for connecting dimming controls by others.BILV: Motion Response luminaires include a WattStopper passive infrared (PIR) motion sensor. Motion sensor standby power is 0.5 watts. In Motion Response luminaires, when no motion is detected for 10 minutes, the Motion Response system reduces the wattage by 80%, to 20% of the normal constant wattage per RP-8, reducing the light level accordingly. When motion is detected by the PIR, the luminaire returns to full wattage and full light output. Motion Response includes light sensor feature called Photocell On/Off which is disabled by default. This feature can be enabled in the field using the hand-held Wireless Remote Program-ming Tool FSIR-100 (ordered separately) - this allows for daylight harvesting (California Title 24 compliant). Motion sensor also includes reading/measuring feature called Light Level that can be used to establish a baseline for daylight harvesting. See FSIR-100 User Guide for details.Predicted Lumen Depreciation DataAmbient Temperature °CDrive CurrentCalculated L70 hrsL70 per TM21Lumen Maintenance @ 60,000hrs25 °C1000 mA >100,000>60,00099%Predicted performance derived from LED manufacturer’s data and engineering design estimates, based on IESNA LM-80 methodology. Actual experience may vary due to field application conditions.L70 is the predicted time when LED performance depreciates to 70% of initial lumen output. Calculated per IESNA TM21-11. Published L70 hours limited to 6 times actual LED test hours.30'27'20'12'6'3'3'6'12'20'27'30'0'60'0'10'20'30'40'0'20'10'10'20'40'10'20'0'15'5'0'8'3' 0' 3'7'7'11'2 '41 '124'30'20'10'10'20'0'10'0'10'20'20'0'10'10'20'20'44 ft 27' 20' 12' 6' 3' 0 3' 6' 12' 20' 27' 30' 30' 20' 12' 6' 0 6' 12' 20' 30' 20' 18' 15' 12' 9' 6' 3' 0 3' 6' 9' 12' 15' 18' 20'with L2 #2 lenswith L3 #3 lens30'27'20'12'6'3'3'6'12'20'0'60'0'10'20'30'0'20'10'10'20'40'10'20'0'15'5'0'8'3' 0' 3'7'7'11'2 '41 '124'30'20'10'10'20'0'10'0'10'20'20'0'10'10'20'20'44 ft 20' 18' 15' 12' 9' 6' 3' 0 3' 6' 9' 12' 15' 18' 20'30'27'20'12'6'3'3'6'12'20'27'30'0'60'0'10'20'30'40'0'20'10'10'20'40'10'20'0'15'5'0'8'3' 0' 3'7'7'11'2 '41 '124'30'20'10'10'20'0'10'0'10'20'20'0'10'10'20'20'44 ft 27' 20' 12' 6' 3' 0 3' 6' 12' 20' 27' 30' 30' 20' 12' 6' 0 6' 12' 20' 30' 20' 18' 15' 12' 9' 6' 3' 0 3' 6' 9' 12' 15' 18' 20'G3_LED 05/24 page 4 of 4G3 LED Garage and canopy luminaireG3 LuminaireSpecifications (continued)Luminaire OptionsFS1: Fusing, single (120, 277 or 347VAC) installed in electrical compartmentFS2: Fusing, double (208, 240 or 480VAC) installed in electrical compartmentFS3: Fusing, Canadian Double Pull (208, 240 or 480VAC) installed in electrical compartment.PCB: Photocell Button (a.k.a. button photoeye).BXS: Bird Excluding Shroud, factory installed for standard surface mount only.Luminaire Useful LifeRefer to IES files for energy consumption and delivered lumens for each option. Based on ISTMT in situ thermal testing in accordance with UL1598 and UL8750, Signify System Reliability Tool, Advance driver data and LED manufac-turer LM-80/TM-21 data, expected to reach 100,000 + hours with L70 lumen maintenance @ 25°C. Luminaire Useful Life accounts for LED lumen maintenance AND all of these addition-al factors including: LED life, driver life, PCB substrate, solder joints, on/off cycles, burning hours and corrosion.LED Products Manufacturing StandardThe electronic components sensitive to electrostatic discharge (ESD) such as LEDs are assembled in compliance with EC61340-5-1 and ANSI/ESD S20.20 standards so as to eliminate ESD events that could decrease the useful life of the product.Wiring#16-#18 AWG wires from the primary circuit, located inside the housing. Due to the inrush current that occurs with electronic drivers, recommend using a time-delay or slow blow fuse to avoid unwanted fuse blowing (false tripping)that can occur with normal or fast acting fuses.Hardware and SealsAll exposed hardware shall be stainless steel and/or corrosion resistant and shall be captive. All seals and sealing devices are made and/or lined with EPDM and/or silicone and/or rubber.Vibration ResistanceWhen ordered with SBO option the surface mount luminaire meets the ANSI C136.31-2018 specifications for Bridge / Overpass applica-tions, as noted in Ordering guide on page 1, tested by independent lab over 100,000 cycles in all three axes.Certifications and CompliancecULus Listed for Canada and U.S. to the UL1598 and UL8750 standards, suitable for Wet Locations. Suitable for use in ambients from -40°C (-40°F) to +40°C (+104°F). The quality systems of the facility where manufactured have been registered by UL to the ISO 9001 series standards. Configurations are Design-Lights Consortium qualified, consult DLC QPL Qualified Products List for more details. Con-trols options enable compliance with Outdoor lighting energy codes including ASHRAE 90.1, California Title 24, and IECC.FinishEach standard color luminaire receives a fade and abrasion resistant, electrostatically ap-plied, thermally cured, triglycidal isocyanurate (TGIC) textured polyster powdercoat finish on lower housing.Limited Warranty5-year limited warranty.See signify.com/warranties for complete details and exclusions.© 2024 Signify Holding. All rights reserved. The information provided herein is subject to change, without notice. Signify does not give any representation or warranty as to the accuracy or completeness of the information included herein and shall not be liable for any action in reliance thereon. The information presented in this document is not intended as any commercial offer and does not form part of any quotation or contract, unless otherwise agreed by Signify.G3_LED 05/24 page 4 of 4 Signify North America Corp. 400 Crossing Blvd, Suite 600 Bridgewater, NJ 08807 Telephone: 800-555-0050Signify Canada Ltd. 281 Hillmount Road, Markham, ON, Canada L6C 2S3 Telephone: 800-668-9008All trademarks are owned by Signify Holding or their respective owners.www.gardcolighting.com
https://lithonia.acuitybrands.com/api/products/getasset/lithonia-lighting/1717125/3a80ef03-f7a9-41c1-af15-d8dcec167df2/vcvl-led.pdf?abl_version=03%2f13%2f2023+13%3a32%3a15&DOC_Type=SPEC_SHEET | lighting | One Lithonia Way • Conyers, Georgia 30012 • Phone: 800-705-SERV (7378) • www.lithonia.com© 2021-2024 Acuity Brands Lighting, Inc. All rights reserved.VCVL LEDRev. 07/29/24VCVL LEDArchitectural LuminaireSpecificationsCatalog NumberNotesTypeIntroductionThe VCVL LED, Visually Comfortable Versatile Luminaire, is designed to bring glare control, optical performance and energy savings into one package. The recessed lens design of VCVL LED minimizes high angle glare, while its precision molded acrylic lens eliminates LED pixilation and delivers uniform distribution. The dedicated up-light module option reduces the contrast between the luminaire and the ceiling creating a more visually comfortable environment.Diameter:19"Height:3.75"(4.85" with Up-Light)Weight (max, with no options):18 lbsHit the Tab key or mouse over the page to see all interactive elements.19"19"4.85"3.75"Ordering InformationEXAMPLE: VCVL LED V4 P4 40K 70CRI T5M MVOLT AC6 DNAXDVCVL LED SeriesLED Light EnginesPackageColor temperatureColor Rendering IndexDistributionVoltageMountingVCVL LEDV4 4 Light EnginesV8 8 Light EnginesP1 P2 P3 P4 P5 P6 P7 (with V8 only)30K3000 K35K3500 K40K4000 K50K5000 K70CRI80CRIT5EConcentratedT5MMediumT5WWideT5R 1RectangularMVOLT347480Shipped includedSRMSurface mount (24-inch length supply leads)Shipped separatelyAC6Aircraft cable with white 6' cord (adjustable, max 6')HC5Male cast hook with black 5' cord (sealed, no plug)OptionsFinish (required)Shipped installedUPL1Up-Light: 500 lumens 2UPL2Up-Light: 700 lumens 3E8WCEmergency battery backup, Certified in CA Title 20 MAEDBS (8W, -20°C min) 4,5,6E10WHEmergency battery backup, Certified in CA Title 20 MAEDBS (10W, 5°C min) 4,5,6HAHigh ambient (50°C, only P1-P4)DMGExternal 0-10V leads (no controls) 7Shipped SeparatelyWGWire GuardStandalone Sensors/Controls 1PIRMotion/ambient sensor for 8-15' mounting heightsPIRHMotion/ambient sensor for 15-30' mounting heightsPIR3FC3VMotion/ambient sensor for 8-15’ mounting heights, pre programmed to 3fc and 35% light outputPIRH3FC3VMotion/ambient sensor for 15-30’ mounting heights, pre programmed to 3fc and 35% light outputNetworked Sensors/Controls 1NLTAIR2 PIRnLIGHT AIR Wireless enabled motion/ambient sensor for 8-15' mounting heightsNLTAIR2 PIRHnLIGHT AIR Wireless enabled motion/ambient sensor for 15'-30' mounting heightsNLTAIREM2 PIRnLIGHT AIR Wireless enabled, UL 924 Listed motion/ambient sensor for emergency circuits for 8-15' mounting heights 8NLTAIREM2 PIRHnLIGHT AIR Wireless enabled, UL 924 Listed motion/ambient sensor for emergency circuits for 15-30' mounting heights 8DWHXD WhiteDNAXDNatural aluminumDDBXDDark bronzeDBLXDBlackA+ Capable options indicated by this color background.One Lithonia Way • Conyers, Georgia 30012 • Phone: 800-705-SERV (7378) • www.lithonia.com© 2021-2024 Acuity Brands Lighting, Inc. All rights reserved.VCVL LEDRev. 07/29/24Lumen values are from photometric tests performed in accordance with IESNA LM-79-08. Data is considered to be representative of the configurations shown, within the tolerances allowed by Lighting Facts. Contact factory for performance data on any configurations not shown here.Performance DataLumen OutputPower PackageSystem WattsCurrent (A) 120V208V240V277V347V480VP127W0.220.130.120.100.080.06P234W0.280.160.140.130.100.08P343W0.370.210.180.160.130.09P456W0.480.280.240.210.160.12P582W0.680.400.350.300.240.18P6108W0.910.520.450.390.320.23P7124W1.030.590.510.440.370.27Up-light OptionWattsLumensUPL16.5W519UPL28.5W715Electrical LoadUp-light Lumen OutputUse these factors to determine relative lumen output for average ambient temperatures from 0-40°C (32-104°F).Data references the extrapolated performance projections for the platforms noted in a 25°C ambient, based on 10,000 hours of LED testing (tested per IESNA LM-80-08 and projected per IESNA TM-21-11).To calculate LLF, use the lumen maintenance factor that corresponds to the desired number of operating hours below. For other lumen maintenance values, contact factory.Lumen Ambient Temperature (LAT) MultipliersProjected LED Lumen MaintenancePerformance PackageWattsDistribution Type30K(3000K, 70 CRI)35K(3500K, 70 CRI)40K(4000K, 70 CRI)50K(5000K, 70 CRI)LumensLPWLumensLPWLumensLPWLumensLPWP127WT5E3,5811353,6701383,8151443,876146T5M3,6201363,7101403,8561453,917147T5W3,5921353,6811393,8271443,888146T5R3,4641303,5501343,6901393,749141P234WT5E4,5771354,6911384,8761444,954146T5M4,6261364,7411404,9281455,007147T5W4,5911354,7051394,8911444,968146T5R4,4271304,5371344,7161394,791141P343WT5E5,8081345,9521376,1871436,286145T5M5,8701356,0151396,2531446,353146T5W5,8251345,9701386,2051436,304145T5R5,6171305,7571335,9841386,079140P456WT5E7,3911317,5751357,8741407,999142T5M7,4701337,6561367,9581418,085144T5W7,4141327,5971357,8981408,023143T5R7,1491277,3261307,6151357,737137P582WT5E10,18912410,44212710,85413211,027134T5M10,29812510,55312810,97013411,145136T5W10,22012410,47312810,88713311,060135T5R9,85512010,09912310,49812810,665130P6108WT5E12,87812013,19712313,71912713,937129T5M13,01512113,33812413,86512914,086131T5W12,91712013,23712313,76012813,979130T5R12,45511612,76411913,26812313,480125P7122WT5E15,50312515,88712816,51513316,778135T5M15,66812616,05712916,69113516,957137T5W15,54912515,93512916,56413416,828136Operating Hours025,00050,000100,000Lumen Maintenance Factor1.00.970.940.89Ordering Information Cont.AmbientLumen Multiplier0˚C32˚F1.0310˚C50˚F1.0220˚C68˚F1.0125˚C77˚F130˚C86˚F0.9940˚C104˚F0.98CCTMultiplier30K0.92635K0.94540K0.96750K0.965Lumen Multiplier for 80CRINOTES1 Not available in P7 package or with V8 option.2 UPL1 not available with dim-to-off functionality.3 UPL2 available with dim-to-off upon request.4 Not available with 347V, 480V, AC6 or HC5.5 E8WC and E10WH only rated up to 35°C ambient.6 E8WC & E10WH only available with P1-P4 packages.7 DMG option not available with AC6, HC5 and standalone or networked sensors/controls.8 Needs an nLight AIR Normal Power Sensing (NPS) device in the group.AccessoriesOrdered and shipped separately. VCPGSRM USurface mount kitVCPGWG UWire guardSLVSQQuick mount pendant swivel kit, squareSLVRDQuick mount pendant swivel kit, roundVCVLSC120Safety cable 120"VCVLSC240Safety cable 240"One Lithonia Way • Conyers, Georgia 30012 • Phone: 800-705-SERV (7378) • www.lithonia.com© 2021-2024 Acuity Brands Lighting, Inc. All rights reserved.VCVL LEDRev. 07/29/24Photometric DiagramsTo see complete photometric reports or download .ies files for this product, visit the Lithonia Lighting VCVL LED homepage. Tested in accordance with IESNA LM-79 and LM-80 standards VCVL LED V4 P4 T5M 40KVCVL LED V4 P4 T5E 40KVCVL LED V4 P4 T5R 40KVCVL LED V4 P4 T5W 40KPIRHTOP VIEW20100 ft10206.130 m36.120 0 ft 206.1 0 m 6.1SIDE VIEW0 ft102030400 m36.19.112.2TOP VIEW20100 ft10206.130 m36.120 0 ft 206.1 0 m 6.1SIDE VIEW0 ft102030400 m36.19.112.2PIRHIGH VIEW0 ft150 m4.6 30 24 18 12 6 0 ft 6 12 18 24 30 9.2 7.4 5.4 3.6 1.8 0 m 1.8 3.6 5.4 7.4 9.23024181260 ft6121824309.27.45.43.61.80 m1.83.65.47.49.2LOW VIEW0 ft90 m2.7 18 15 12 9 6 3 0 ft 3 6 9 12 15 18 5.4 4.6 3.6 2.7 1.8 0.9 0 m 0.9 1.8 2.7 3.6 4.6 5.41815129630 ft3691215185.54.63.72.71.80.90 m0.91.82.73.74.65.5Motion/Ambeint sensor (Sensor Switch MSOD, nLight AIR RMSOD) is integrated into the luminaire. The sensor provides both Motion and Daylight based dimming of the luminaire. For motion detection, the sensor utilizes 100% Digital Passive Infrared (PIR) technology that is tuned for walking size motion while preventing false tripping from the environment. The integrated photocell enables additional energy savings during daytime periods when there is sufficient daylight. Optimize sensor coverage by either selecting PIR or PIRH option. PIR option comes with a sensor lens that is optimized to provide maximum coverage for mounting heights between 8-15ft, while PIRH is optimized for 15-40ft mounting height.Motion/Ambient Sensor (PIR_, PIRH)Control/Sensor OptionsnLight® AIR is a wireless lighting controls platform that allows for seamless integration of both indoor and outdoor luminaires. Five-tier security architecture, 900 MHz wireless communication and app (CLAIRITY™+) based configurability combined together make nLight® AIR a secure, reliable and easy to use platform.Networked Control (NLTAIR2)Option Dim LevelHigh Level (when triggered)Photocell OperationMotion Time DelayRamp-down TimeRamp-up TimePIR or PIRHMotion - 3V (37% of full output)Photocell - 0V (turned off)10V (100% output)Enabled @ 5fc5 min5 minMotion - 3 secPhotocell - 45 secPIR3FC3V or PIRH3FC3VMotion - 3V (37% of full output)Photocell - 0V (turned off)10V (100% output)Enabled @ 3fc5 min5 minMotion - 3 secPhotocell - 45 secMotion/Ambient Sensor Default SettingsOne Lithonia Way • Conyers, Georgia 30012 • Phone: 800-705-SERV (7378) • www.lithonia.com© 2021-2024 Acuity Brands Lighting, Inc. All rights reserved.VCVL LEDRev. 07/29/24Mounting, Options & AccessoriesAC6 – Aircraft CableD = 19"H = 12" - 72"SRM – Surface MountD = 19"H = 4.1"PIR & PIRH – Motion/ Ambient sensorD = 19"H = 4.6" or +1.2" (with up-light) +2" (with nLight AIR)WG – Wire guardD = 19"H = 4.9" (no up-light) or 5.9" (with up-light)FEATURES & SPECIFICATIONS INTENDED USE The sleek styling and versatility offered by VCVL and VCVL Ultimate (VCVLX) makes them ideal for wide range of applications such as commercial offices, retail spaces, school gymnasiums, large conference rooms or any large open areas. And with VCVL’s array of mounting options, you can install them in any building style or architectural design. CONSTRUCTION Two-piece die-cast aluminum housing has integral heat sink fins to optimize thermal management through conductive and convective cooling. The LED driver is separated from the heat generating light engines and mounted in direct contact with the casting to promote low operating temperatures, higher lumen maintenance and long life. The housing is completely sealed against moisture and environmental contaminants (IP66) and is suitable for hose-down application. FINISH Exterior painted parts are protected by a zinc-infused Super Durable TGIC thermoset powder coat finish that provides superior resistance to corrosion and weathering. A tightly controlled multi-stage process ensures a 3 mils thickness for a finish that can withstand extreme climate changes without cracking or peeling. OPTICS Light guide technology provides a diffused light source, reducing glare from direct view of the LEDs. The light source is recessed into the luminaire, further reducing the high angle glare from the luminaire. A combination of precision molded micro prismatic acrylic lenses and back reflectors provide five different photometric distributions that allow you to create uniform distribution, no matter the application. Up-light option comes with a dedicated light engine and custom optic designed to efficiently spread light on to the ceiling, thus reducing the cave effect. ELECTRICAL Light engine consists of high-efficacy LEDs mounted to metal-core circuit boards to maximize heat dissipation and promote long life (up to L89/100,000 hours at 25°C). The electronic driver has a power factor of >90%, THD <20%, and a minimum 6.0 KV surge rating. Luminaire is 0-10V dimmable down to 10% or lower. INSTALLATION Standard configuration accepts a rigid or free-swinging 3/4" NPT stem for pendant mounting. Aircraft cable and hook & cord options allow the luminaire to be suspended from the ceiling and come with a cord for easy wiring. The surface mount option attaches to a 4x4" recessed or surface mount outlet box using a quick-mount kit (included); kit contains galvanized steel luminaire and outlet box plates and a full pad gasket. Kit has an integral mounting support that allows the luminaire to hinge down for easy electrical connections. Luminaire and plates are secured with set screws. Supply leads are 24" in length as standard. Longer supply leads are available as additional options. LISTINGS CSA certified to U.S. and Canadian standards. IP66 rated for outdoor applications. PIR options are rated for wet location. Rated for -40°C minimum ambient. GOVERNMENT PROCUREMENT BAA – Buy America(n) Act: Product qualifies as a domestic end product under the Buy American Act as implemented in the FAR and DFARS. Product also qualifies as manufactured in the United States under DOT Buy America regulations. BABA – Build America Buy America: Product qualifies as produced in the United States under the definitions of the Build America, Buy America Act. Please refer to www.acuitybrands.com/buy-american for additional information. WARRANTY 5-year limited warranty. This is the only warranty provided and no other statements in this specification sheet create any warranty of any kind. All other express and implied warranties are disclaimed. Complete warranty terms located at: www.acuitybrands.com/support/warranty/terms-and-conditions Note: Actual performance may differ as a result of end-user environment and application. All values are design or typical values, measured under laboratory conditions at 25 °C. Specifications subject to change without notice.HC5 – Hook & CordD = 19"H = 8" (no up-light) or 9.2" (with up-light)
https://marklighting.acuitybrands.com/api/products/getasset/mark-architectural-lighting/1777906/2b0ab725-146b-4129-87c4-9db6fb8c2b4f/s2ld-pendant.pdf?abl_version=03%2f14%2f2023+15%3a17%3a01&DOC_Type=SPEC_SHEET | lighting | Page 1S2LD PENDANT 03/01/22 marklighting.com ¦ 800-705-SERV (7378) ¦ © 2014-2022 Acuity Brands Lighting, Inc. All Rights Reserved. We reserve the right to change design, materials and finish in any way that will not alter installed appearance or reduce function and performance.MARK ARCHITECTURALLIGHTINGTMSlot 2 LED Direct PendantThe Slot LED family of luminaires offers an unparalleled package of performance and features for your next lighting project. Precision lumen DIRECTIR optics deliver optimized light where needed for ceilings and walls. With other key features such as simplified installation, seamless controls integration and superior color constancy, the Slot LED family from Mark Lighting offers exceptional quality and design flexibility.Technical DrawingType:Project:Catalog Number:DO NOT TYPE HERE. Autopopulated field.HousingNominal 2.5" x 3.75" extruded aluminum housing FinishWhite, Black or Silver powdercoat ReflectorFormed steel with high reflectance whiteDistribution/ShieldingExtruded 90% transmissive acrylic lens with a textured surface providing diffuse illumination and a uniform appearance for direct lambertian distribution (No Optics). Wall Wash (WW) and Wall Graze (WG) distribution options incorporate co-extruded lenses. Shielding is available as an external blade louver for WW or WG options, or an internal blade louver in lieu of lambertian distribution diffuser. LED ComponentsLinear: Nichia®- 757 series LED chips (>80 CRI)ElectricalLong-life LEDs, coupled with high-efficiency drivers, provide superior quantity and quality of illumination for extended service life. 80% LED lumen maintenance at 60,000 hours (L80/60,000).Color ConsistencyThe Acuity Brands circuit boards for the linear LED components use a precise binning algorithm which creates a consistent color temperature from board to board. The color a variation of no greater than a 2.5 Step MacAdam (2.5SDCM) along the black body locus from board to board.DriverFactory tuned constant current electronic dimming driver is standard. Flicker free dimming available down to <1%. LED drivers perform within the recommended operating areas for flicker as a function of frequency and modulation (%) IEEE Standard 1789-2015 (IEEE Recommended Practices for Modulating Current in High-Brightness LEDs for Mitigating Health Risks to Viewers), in typical operating conditions at representative dimming levels. Electrical specifications at maximum driver load: PF > 0.9 and THD <20%. Meets FCC Title 47 Class A or Class B. Other available drivers include Lutron, DMX and DALI protocol drivers.Certification CSA tested to UL 1598 standards, assembled in the USA. Damp Location Listed.Listings DesignLights Consortium® (DLC) Premium qualified product. Not all versions of this product may be DLC Premium qualified. Please check the DLC Qualified Products List at www.designlights.org/QPL to confirm which versions are qualified.Warranty5-year limited warranty. This is the only warranty provided and no other statements in this specification sheet create any warranty of any kind. All other express and implied warranties are disclaimed. Complete warranty terms located at: www.acuitybrands.com/support/warranty/terms-and-conditionsNote: Actual performance may differ as a result of end-user environment and application. All values are design or typical values, measured under laboratory conditions at 25 °C. Specifications subject to change without notice.Specification FeaturesDirect Pendant2 1/23 3/44FT INDIVIDUAL (35K)DIRECTLumens Output400LMF600LMF800LMF1000LMF Delivered Lumens1766271035774225 Input Watts14.422.530.637.1 Lumen/Watt122120116113Fixture Performance* Consult factory for customized lumen output and wattage between 350LMF and 1050LMF.A+ Capable Luminaire This item is an A+ capable luminaire, which has been designed and tested to provide consistent color appearance and out-of-the-box control compatibility with simple commissioning.• All configurations of this luminaire meet the Acuity Brands’ specification for chromatic consistency• This luminaire is part of an A+ Certified solution for nLight® control networks when ordered with drivers marked by a shaded background*• This luminaire is part of an A+ Certified solution for nLight control networks, providing advanced control functionality at the luminaire level, when selection includes driver and control options marked by a shaded background*To learn more about A+, visit www.acuitybrands.com/aplus.*See ordering tree for detailsBuy American:Product with the BAA option is assembled in the USA and meets the Buy America(n) government procurement requirements under FAR, DFARS and DOT. Please refer to www.acuitybrands.com/buy-american for additional information.SM DISCONTINUEDPage 2S2LD PENDANT 03/01/22 marklighting.com ¦ 800-705-SERV (7378) ¦ © 2014-2022 Acuity Brands Lighting, Inc. All Rights Reserved. We reserve the right to change design, materials and finish in any way that will not alter installed appearance or reduce function and performance.MARK ARCHITECTURALLIGHTINGTMSlot 2 LED Direct PendantA+ Capable options indicated by this color background.Notes:1. Limited to 350LMF to 1050LMF in 50LMF increments. Not available with ECOD, ECOD2, ECOD5 or DMX control input.2. Not available with Control Input.3. Not available with Sensor Options.4. Not available with sensors on 2’, 3’ & 5’ units.5. DCT & 347V not available with 2’ & 3’ units, 347V also not available with ZT & sensors, emergency options, NLIGHT in 5’ units, & NLIGHT with downlights. Only available with WCRD.6. Not available with 2’ or 3’ units. Not available with DMX control option. One battery pack per unit. Only available on 8’ unit with ECOD, ECOD2, ECOD5. If with ZT & API or APD, only available in 7’ & 8’ units. 7. Powers entire direct unit. Not available with DMX. 8. Must select 120 or 277 volt. Remote mounted. Not available with sensor and BGTD in same unit. Not available with DMX.9. Comes with white CAT5 cord in addition to the standard power cord. Will require remote mounted nIO on 2’ unit. One nLight device per zone or sensor, for multiple zones consult factory.10. Must select DARK Dim Level.11. Not available with 347V.12. Must select MIN1 Dim Level. Not available on 2’, 3’ or 5’ units.13. 120V only.14. Requires ZT or NLIGHT Control Input.15. Longer lead time item.16. Must select MIN1 or DARK Dim Level. Not available with 347. Not available with 347, WW, 2’ or 3’ units. If ordered with E10WLCP, only available in 7’ & 8’ units. One NLTAIR2 device per zone or sensor, for multiple zones consult factory. For antenna location, see page 10.17. Requires ZT, NLIGHT or NLTAIR2 Control Input.SeriesPlanTotal Run LengthMax Section LengthDirect Light Source Color RenderingDirect LED Color TempDirect LED Light OutputDirect Distribution (Optics)S2LDSlot 2 Pendant - Direct LCBLinear center balancedLLPLinear longest possible__FTSpecify continuous run length (in whole feet, 2’ minimum)Unit length may affect available options. 2’ & 3’ only available as individual unitsFor runs longer than 8FT: ALWAYS order the run by the TOTAL RUN LENGTH. Ordering the sections individually will not provide the correct joining hardware to allow connection in the field.MSL44’MSL55’MSL66’MSL77’MSL88’80CRI80 CRI90CRI90 CRI27K2700K30K3000K35K3500K40K4000K50K5000K400LMF400 Lumens per FT600LMF600 Lumens per FT800LMF800 Lumens per FT1000LMF1000 Lumens per FT_LMF 1## Lumens per FT (blank) Standard Lambertian Distribution WWWallwash DistributionWGWall Graze DistributionWW and WG not available with Downlights, EGLD, LVRR or LVRRA.DownlightDownlight ShapeDownlight Color RenderingDownlight Color TempMinimum Dimming LevelOptional ShieldingVoltage(blank)No Downlight modules in fixture2DLLED Downlights (2 per unit)_DLLED Downlights per run (3DL, 4DL, etc)(blank)No Downlight modules in fixtureRDDRound SQDSquare(blank)No Downlight modules in fixtureS80CRI80CRI(blank)No Downlight modules in fixtureS27K2700KS30K3000KS35K3500KS40K4000KNODIM 2Non - dimmingMIN1Constant current, dimming to 1%DARKConstant current, dimming to 0.1%(blank)No louverLVRD 3Dropped louverLVRR 4Regressed louver painted to match fixture finishLVRRA 4Regressed louver, aluminum finishEGLD 3Edge View direct lensNot available with Downlights.Not available with NLTAIR2 MVOLTMulti-volt, 120-277V120120V277277V347 5347VMust select all Downlight options.Specify number of downlights modules.Not available on 2’ or 3’ units. Not available with 347V.Maximum of 2DL in 4’ & 5’ units.Not available with emergency options. Not available with any sensors on the same unit.FinishEmergency OptionsControl InputSensorSecondary SensorWHTWhite (gloss)BLKBlack (gloss)SLVSilver (gloss)WHTTWhite (textured)BLKTBlack (textured)SLVTSilver (textured)RALTBDRAL paint finishesE10WLCP 64' emergency section w/battery pack, 1250 lumens_E10WLCP 64' emergency section w/battery pack, 1250 lumens_EC 7# of emergency circuitsBGTD 7,8Generator transfer deviceNot available with 347V.(blank)Non-dimming, line voltageZT0-10V controlNLIGHT 9nLight enabledNLTAIR2 16nLight Air Wireless EnabledDALI 10DALI compatibleDMX 10,11DMX compatibleECOD 11,12Lutron Hi-Lume digital driverECOD2 11,12,13Lutron Hi-Lume 2-wire (1% dimming)ECOD5 11,12Lutron 5-series digital driver (5% dimming)(blank)Select if single zone/no zone without sensorNSSelect if multi-zone fixture with no sensor in main zonePDT_ 14Occupancy sensor - dual technology (passive infrared & microphonics)ADC_ 14Photocell-daylight dimming sensorAPI_ 17PIR occupancy sensor & photocellAPD_ 17PDT occupancy sensor & photocellNot available with Downlights.Not available with 347V & nLight. (Use ZT Control Inputs where applicable.)Not available on 2’ or 3’ units.(blank)No additional zones/sensorsSNSSelect if multi-zone fixture with no sensor in secondary zoneSPDT_ 14Occupancy sensor - dual technology (passive infrared & microphonics)SADC_ 14Photocell-daylight dimming sensorSAPI_ 17PIR occupancy sensor & photocellSAPD_ 17PDT occupancy sensor & photocellNot available with Downlights.Not available with 347V & nLight. (Use ZT Control Inputs where applicable.)Not available on 2’ or 3’ units.Tertiary SensorMounting TypeOverall SuspensionCanopy FormCanopy ColorCord ColorOptions(blank)No additional zones/sensorsTNSSelect if multi-zone fixture with no sensor in tertiary zoneF1/T-bar ceiling (universal mounting bracket)F1A/T-bar ceiling (UMB with integrated J-box)F2/Hard ceiling (horizontal J-box)36A36" adjustable72A72" adjustable144A144" adjustable* Measured from ceiling to bottom of luminaire.RDCYRound canopySQCYSquare canopyBLKCYBlack canopyWHTCYWhite canopySLVCYSilver canopyWCRDWhite cordCCRDClear cordBCRD 15Black cordBAABuy America(n) CompliantDPLDamp location listingGLR 13Fast-blow fuseGMF 13 Slow-blow fuseMCS5" support canopy to match feed canopyPIFPower Feed InstalledOrderingExample: S2LD 32FT MSL8 80CRI 30K 400LMF MIN1 MVOLT WHT ZT F1/36A RDCY WHTCY WCRDDISCONTINUEDPage 3S2LD PENDANT 03/01/22 marklighting.com ¦ 800-705-SERV (7378) ¦ © 2014-2022 Acuity Brands Lighting, Inc. All Rights Reserved. We reserve the right to change design, materials and finish in any way that will not alter installed appearance or reduce function and performance.MARK ARCHITECTURALLIGHTINGTMSlot 2 LED Direct PendantPHOTOMETRICSTest Report: ISF 37224P0 IES LM 79-08S2LD 4FT 80CRI 30K 400LMFLumens: 1697Wattage: 14.44Efficacy: 117.5Test Report: ISF 37225P0IES LM 79-08S2LD 4FT 80CRI 30K 400LMF WWLumens: 1047Wattage: 14.5Efficacy: 72.2Zonal Lumen SummaryZoneLumens% Luminaire0-30559.633%0-4087951.80%0-601415.183.40%60-90281.416.60%70-100115.56.80%90-1200.30%0-901696.6100%90-1800.40%0-1801697100%Zonal Lumen SummaryZoneLumens% Luminaire0-30390.837.30%0-40605.757.90%0-60921.188%60-90119.611.40%70-10044.54.20%90-1203.10.30%0-901040.799.40%90-1806.30.60%0-1801047100%AngleCandlepower DistributionPlane022.54567.590112.5135157.51800753753753753753753753753753574574874974975374975175174710734739737735735736740742738157127147107057087067117217182068468567666266266367768968925643642627606603610630649653306015965745445355455756026093554853951047546247451254855740490479443408393406447488500454284163793393283443844274385036635431428227128432236337855308295257231223233263303314602482362051831771872122442566519318416114213714316319020170143133117105102107122141151759689787269738495101805351464141444955598520191919192022242490001112222AngleCandlepower DistributionPlane022.54567.590112.5135157.518004934934934934934934934934935652637603558493443391362353107967737156194903782962502361586685379166647932122217816420843843818693464270172136128257457667926974392251381141083062064571867240819111610097354995256166143671611019089403924205065383221369083814531133140044827011479737350241255314353217966965645517719123826516679585454601261361711911236147434365859111713186473634337057607684563426242475363845503522171616802020232519119998588887544590110000011ShieldingCo-Extruded WGCo-Extruded WG (Standard)Co-Extruded WG(Standard)Co-Extruded WWCo-Extruded WW (Standard)Co-Extruded WW(Standard)Edge View Lens (Optional)Edge Glow Lens(Standard)Edge View LensExternal Louver WW (Painted to Match Housing)External Louver WW(Painted to Match Housing)External LouverRegressed Louver (Natural Aluminum or Painted to Match Housing)Regressed Louver(Natural Aluminum OR Painted to Match HousinRegressed LouverEXPECTED LIFE: L85 @ 60,000CALCULATED LIFE: L70 @ 120,000DISCONTINUEDPage 4S2LD PENDANT 03/01/22 marklighting.com ¦ 800-705-SERV (7378) ¦ © 2014-2022 Acuity Brands Lighting, Inc. All Rights Reserved. We reserve the right to change design, materials and finish in any way that will not alter installed appearance or reduce function and performance.MARK ARCHITECTURALLIGHTINGTMSlot 2 LED Direct PendantLINEAR PLAN:Mark Lighting offers the ability to provide a continuous run plan to suit your requirements by optionally offering three different methods of configuration.LLP- Linear Longest PossibleIn this configuration, the longest length available is optimized, resulting in the fewest segments and mounting locations. Caution, should be used where balanced appearance is a concern. Example: 20 FT run would have 2, 8 FT segment and 1, 4 FT segment at the end of the run.LCB- Linear Center Balanced:This configuration incorporates the longest center segment(s) along with any additional lengths required to fill the run length, added to the run ends. Example: 16 FT run would have 2, 4 FT segments (one at each end) and 1, 8 FT segment in the center.8 FT8 FT4FTLLP4 FT8 FT4FTLCBIndividual Fixture ConfigurationsINDIVIDUAL UNITS (MOUNTING)LENGTH"A" O.A.L."B" O.C."C" FROM END2FT3FT4FT5FT6FT7FT8FT2'- 5/8"3'- 5/8"4'- 5/8"5'- 5/8"6'- 5/8"7'- 5/8"8'- 5/8"2'-0"3'-0"4'-0"5'-0"6-0"7'-0"8'-0"5/16"5/16"5/16"5/16"5/16"5/16"5/16"Run ConfigurationsBOR FIXTUREEOR FIXTUREINT FIXTURERUN LAYOUT (MOUNTING)LENGTH"A-1" O.A.L."B" O.C."C" FROM END2FT3FT4FT5FT6FT7FT8FT2'-0 5/16"3'-0 5/16"4'-0 5/16"5'-0 5/16"6'-0 5/16"7'-0 5/16"8'-0 5/16"2'-0"3'-0"4'-0"5'-0"6-0"7'-0"8'-0"5/16"5/16"5/16"5/16"5/16"5/16"5/16""A-2" O.A.L.2'-0"3'-0"4'-0"5'-0"6'-0"7'-0"8'-0"RUN LAYOUT (MOUNTING)LENGTH"A-1" O.A.L."B" O.C."C" FROM END4FT5FT6FT7FT8FT4'-0 5/16"5'-0 5/16"6'-0 5/16"7'-0 5/16"8'-0 5/16"4'-0"5'-0"6-0"7'-0"8'-0"5/16"5/16"5/16"5/16"5/16""A-2" O.A.L.4'-0"5'-0"6'-0"7'-0"8'-0"This system is not modular. Runs longer that 8FT will be automatically conﬁgured with Starter, Middle and Ender sections, based on how you specify the TOTAL RUN LENGTH and MAXIMUM SECTION LENGTH parameters in the ordering information. Always order the total run length, not the individual sections32FT8FT8FT8FT8FTExample: This run must be ordered as 1pc "S2LD LLP 32FT MSL8..."PRIMARY ZONE:ADC (DAYLIGHT SENSOR). SINCE THERE IS NO NUMBER AFTER THE ADC SENSOR NOMENCLATURE, THE SENSOR WILL CONTROL THE ENTIRE RUN.TOTAL RUN LENGTHThe run will be broken out using as many sections at the chosen MSL length as possible. Shorter sections will then complete the desired run length.Examples: S2LD LLP 21FT MSL5... = 5FT / 4FT / 4FT / 4FT / 4FTS2LD LLP 21FT MSL6... = 6FT / 6FT / 5FT / 4FTS2LD LLP 21FT MSL7... = 7FT / 7FT / 7FTS2LD LLP 21FT MSL8... = 8FT / 8FT / 5FT8FTMAXIMUM SECTION LENGTH8FT8FT8FTExample: If you order as 4pcs "S2LD LLP 8FT MSL8... you will receive these INDIVIDUAL sections that cannot be joined togetherDISCONTINUEDPage 5S2LD PENDANT 03/01/22 marklighting.com ¦ 800-705-SERV (7378) ¦ © 2014-2022 Acuity Brands Lighting, Inc. All Rights Reserved. We reserve the right to change design, materials and finish in any way that will not alter installed appearance or reduce function and performance.MARK ARCHITECTURALLIGHTINGTMSlot 2 LED Direct PendantRun Patterns, Corners and JunctionSlot 2 LED patterns can be configured in 1’ increments with illuminated 90° inside and outside corners, T junctions, and X junctions with standard 2’ corner and junction lengths. For custom angles, corner or junction lengths, consult factory.See separate patterns spec sheets for more details.X JunctionT Junction90° CornerDownlights Optional downlights powered by Xicato Spot Modules are available with 4’, 5’, 6’, and 8’ length luminaires, maximum (2) Xicato downlights per length. Each downlight module is 10W with 700 lumens delivered, 28 degree beam spread. Downlights are supplied with a dedicated feed-point and will be controlled separately.Standard Downlight LocationOther Downlight Configuration (consult factory)Square Downlight Plate (SQ)Round Downlight Plate (RD)312"312"312"312"Downlight ModuleDISCONTINUEDPage 6S2LD PENDANT 03/01/22 marklighting.com ¦ 800-705-SERV (7378) ¦ © 2014-2022 Acuity Brands Lighting, Inc. All Rights Reserved. We reserve the right to change design, materials and finish in any way that will not alter installed appearance or reduce function and performance.MARK ARCHITECTURALLIGHTINGTMSlot 2 LED Direct PendantFeed Point LocationsCDIRECT or INDIRECTCBBCDirect, Dimming* or Non-DimmingDirect, nLight Controls (wired)Direct, w/ Downlights**, Dimming* or Non-DimmingDirect, w/ Downlights**, nLight Controls (wired)***Direct, Battery (E10WLCP), Dimming* or Non-DimmingDirect, Battery (E10WLCP), nLight Controls (wired)Non-Power Feed Point / Aircraft CablePower FeedBattery Power FeedCAT5Downlight Power FeedCBDCIndirect, Dimming* or Non-DimmingIndirect, nLight Controls (wired)D * 2-Wire Dimming (ZT, DALI, and Lutron EcoSystem) ** Downlights are supplied with a dedicated feed-point and will be controlled separately.*** Downlights with nLight wired controls will use a J-Box mounted control module outside of fixture.DSingle Feed Points5" Square5" RoundFeed and Cat 5 points5" Square5" RoundNon-Feed Points for T-Bar Mounting2" Square2" RoundRefer to page 7 for mounting details.Continuous RunsSlot 2 LED continuous rows can be configured in 1’ increments and featuring the AEL precision joiner to create a hairline seam between luminaires, providing a monolithic visual aesthetic. For custom run lengths less than a 1’ increment, consult factory.Joiners AEL Precision Row-Mount 3-step fixture-to-fixture connection methodStep 1: AlignStep 2: EngageStep 3: LockCDIRECT or INDIRECTCBBCDirect, Dimming* or Non-DimmingDirect, nLight Controls (wired)Direct, w/ Downlights**, Dimming* or Non-DimmingDirect, w/ Downlights**, nLight Controls (wired)***Direct, Battery (E10WLCP), Dimming* or Non-DimmingDirect, Battery (E10WLCP), nLight Controls (wired)Non-Power Feed Point / Aircraft CablePower FeedBattery Power FeedCAT5Downlight Power FeedCBDCIndirect, Dimming* or Non-DimmingIndirect, nLight Controls (wired)D * 2-Wire Dimming (ZT, DALI, and Lutron EcoSystem) ** Downlights are supplied with a dedicated feed-point and will be controlled separately.*** Downlights with nLight wired controls will use a J-Box mounted control module outside of fixture.DDISCONTINUEDPage 7S2LD PENDANT 03/01/22 marklighting.com ¦ 800-705-SERV (7378) ¦ © 2014-2022 Acuity Brands Lighting, Inc. All Rights Reserved. We reserve the right to change design, materials and finish in any way that will not alter installed appearance or reduce function and performance.MARK ARCHITECTURALLIGHTINGTMSlot 2 LED Direct Pendant✓✓✓✓✓✓MOST COMMON MOUNTING TYPES AND OPTIONS Options available for this specific luminaire are checked in the boxes below.Mounting TypeF1/ For use with most T-Bar and screw slot grid ceilings. Designed for on-grid and off-grid applications.F2/ For use with recessed or surface mount horizontal J-box applications.F1A/ For use with most T-Bar grid ceilings. Designed for on-grid applications. Comes complete with J-box with built-in cutout to go over grid.Mounting OptionsMCS Matching canopy at support for aesthetics.■ F1/ ordered with MCS■ F2/■ F2/ ordered with MCS■ F1A/■ F1A/ ordered with MCSF1Power FeedSupportF1 / MCSPower FeedSupportF1APower FeedSupportF1A / MCSPower FeedSupportF2Power FeedSupportF2 / PoweSup■ F1/■ ✓ Indicates mounting options available with this luminaire.F1Power FeedSupportF1 / MCSPower FeedSupportF1APower FeedSupportF1A / MCSPower FeedSupportF2Power FeedSupportFPF1Power FeedSupportF1 / MCSPower FeedSupportF1APower FeedSupportF1A / MCSPower FeedSupportF2Power FeedSupportPF1Power FeedSupportF1 / MCSPower FeedSupportF1APower FeedSupportF1A / MCSPower FeedSupportF2Power FeedSupportF2Power FeedSupportF2 / MCSPower FeedSupportF2Power FeedSupportF2 / MCSPower FeedSupportDISCONTINUEDPage 8S2LD PENDANT 03/01/22 marklighting.com ¦ 800-705-SERV (7378) ¦ © 2014-2022 Acuity Brands Lighting, Inc. All Rights Reserved. We reserve the right to change design, materials and finish in any way that will not alter installed appearance or reduce function and performance.MARK ARCHITECTURALLIGHTINGTMSlot 2 LED Direct PendantINTEGRATED SENSOR LAYOUT32FT8FT8FT8FT8FT32FT MSL8 RUN WITH 2 SENSORS WITH PRIMARY ZONE 24FT AND SECONDARY ZONE 8FT -- PDT24 SADC8PRIMARY ZONE:PDT24 (DUAL TECH SENSOR, 24FT ZONE)32FT8FT8FT8FT8FT32FT MSL8 RUN WITH 1 SENSOR ALL ONE ZONE -- ADCPRIMARY ZONE:ADC (DAYLIGHT SENSOR). SINCE THERE IS NO NUMBER AFTER THE ADC SENSOR NOMENCLATURE, THE SENSOR WILL CONTROL THE ENTIRE RUN.32FT8FT8FT8FT8FT32FT MSL8 RUN WITH 1 SENSOR ALL ONE ZONE -- PDT16DOES NOT WORK BECAUSE THE LENGTH OF THE ZONE SPECIFIED (16FT),DOES NOT MATCH THE ENTIRE RUN (32FT)32FT8FT8FT8FT8FT32FT MSL8 RUN WITH 2 SENSORS WITH PRIMARY ZONE 20FT AND SECONDARY ZONE 12FT -- PDT20 SADC12INCORRECT:NOTE: IF THERE IS ONLY ONE ZONE, LEAVE THE NUMBERS AFTER THE SENSOR NOMENCLATURE BLANK. EXAMPLE: NO PDT16, USE PDTDOES NOT WORK BECAUSE THE LENGTH OF THE ZONES SPECIFIED (20FT AND 12FT),DOES NOT WORK FOR 8FT FIXTURE SECTIONS, ZONES CANNOT SPLIT A FIXTURE SECTIONPRIMARY ZONE: 20FTSECONDARY ZONE: 12FTNotes: • Only one sensor per zone • At the most, the entire run can only have 2 sensors (thus 2 sensors zones at the most) • Sensor zone can not split ﬁxture sections • No overlapping zonesCORRECT:SECONDARY ZONE:SADC (DAYLIGHT SENSOR, 8FT ZONE)Total Run Length to OrderTotal Run Length to OrderAt the 7.5 ft (2.9 m) hanging height of a typical pendant mount fixture the sensor provides 10 ft (3.05 m) radial detection of small motion. At a 9 ft (2.74 m) hanging height the radius is 12 ft (3.66 m) for small motion.Adequate for walking motion detection from mounting heights between 7.5 ft (2.29 m) and 20 ft (6.10 m).Initial detection will occur earlier when walking across sensor’s field of view than when walking directly at sensor.Initial detection of walking motion into long coverage segment will occur at distances of 2x the mounting height up to 15 ft (4.57 m) and 1.75x up to 20 ft (6.10 m). Lens assembly rotates 15° to enable adjustment in order to line up long segments.Lens rotates 15° to enable adjustment1512.510752.50 ft2.5571012.5154.53.832.51.50.750 m0.751.52.533.84.5OCCUPANCY DETECTION COVERAGEOccupancy Sensor and/or PhotocellIntegrated ControlsOptional nLight® integrated controls make Slot LED luminaires addressable- allowing them to digitally communicate with other nLight enabled controls such as dimmers, switches, occupancy sensors and photocontrols. Simply connect all the nLight enabled control devices using standard CAT5 Cabling.For runs longer than 8FT: ALWAYS order the run by the TOTAL RUN LENGTH. Ordering the sections individually will not provide the correct joining hardware to allow connection in the field.DISCONTINUEDPage 9S2LD PENDANT 03/01/22 marklighting.com ¦ 800-705-SERV (7378) ¦ © 2014-2022 Acuity Brands Lighting, Inc. All Rights Reserved. We reserve the right to change design, materials and finish in any way that will not alter installed appearance or reduce function and performance.MARK ARCHITECTURALLIGHTINGTMSlot 2 LED Direct PendantChoose nomenclature from these columnsDriver ConfigurationsMinimum Dimming LevelControl InputDriverDimming RangeNotesNODIM+(blank)=0-10V Generic Driver-Includes no 0-10V leads from the driver.MIN10+ZT=0-10V Generic Driver100 to 10%Linear dimmingMIN1 +ZT=0-10V eldoLED ECOdrive100 to 1%Formerly (EZ1) nomenclature. Linear dimmingMIN1 +NLIGHT=0-10V eldoLED ECOdrive100 to 1%Logarithmic dimmingMIN1+ECOD2=Lutron forward phase control100 to 1%LUTRON Hi-lume 1% 2-wire (model LTEA4U1U)MIN1+ECOD5=Lutron Ecosystem100 to 5%LUTRON 5-Seires EcoSystem LED Driver (model LDE5)MIN1ECODLutron Ecosystem100 to 1%LUTRON Hi-lume 1% EcoSystem LED Driver with Soft-on, Fade-to-Black (model LDE1)DARKZT0-10V eldoLED SOLOdrive100 to 0.1%Formerly (EZB) nomenclature. Linear dimmingDARKNLIGHT0-10V eldoLED SOLOdrive100 to 0.1%Logarithmic dimmingDARKDALIDALI compatible eldoLED SOLOdrive100 to 0.1%"Compatible with DALI. Formerly (EDB & EDAB) nomenclature." Logarithmic dimmingDARKDMXDMX compatible eldoLED POWERdrive100 to 0.1%"Compatible with DMX / Remote Device Management. Formerly (EXB & EDXB) nomenclature." Linear dimmingIntelligent Luminaire Technology GuideChoose nomenclature from these columnsControl / Sensor Configurations Control InputSensorSensorNotesZT+API=MSD 7 ADCXIndividual fixture control only. PIR integral occupancy sensor with automatic dimming control photocell. (Old nomenclature: ZT + PIR + ADC)ZT+APD=MSD PDT 7 ADCXIndividual fixture control only. PDT integral occupancy sensor with automatic dimming control photocell. (Old nomenclature: ZT + PDT + ADC)NLIGHT+(blank)=nIO EZ PHnLight enabled only. No onboard sensor.NLIGHTEMG=nIO EZ PH EREmergency nLight enabled only. No onboard sensor.NLIGHT+API=nIO EZ PH + nES 7 ADCXnLight nES 7 ADCX PIR integral occupancy sensor with automatic dimming photocell. (Old nomenclature: NLIGHT + PIR + ADC)NLIGHT+PDT=nIO EZ PH + nES PDT 7nLight nES PDT 7 dual technology integral occupancy sensor. (Old nomenclature: NLIGHT + PDT)NLIGHT+APD=nIO EZ PH + nES PDT 7 ADCXnLight nES PDT 7 dual technology integral occupancy sensor with automatic dimming photocell. (Old nomenclature: NLIGHT + PDT + ADC)NLTAIR2(blank)RIO EZDL 90D G2https://www.acuitybrands.com/products/detail/778845/nLight/rIO/Fixture-embedded-nLight-AIR-network-interfaceNLTAIR2APIRES7 G2https://www.acuitybrands.com/products/detail/593899/nLight/RES7-Sensor/nLight-AIR-Fixture-Integrated-Wireless-SensorNLTAIR2APDRES7 PDT G2https://www.acuitybrands.com/products/detail/593899/nLight/RES7-Sensor/nLight-AIR-Fixture-Integrated-Wireless-SensorDISCONTINUEDPage 10S2LD PENDANT 03/01/22 marklighting.com ¦ 800-705-SERV (7378) ¦ © 2014-2022 Acuity Brands Lighting, Inc. All Rights Reserved. We reserve the right to change design, materials and finish in any way that will not alter installed appearance or reduce function and performance.MARK ARCHITECTURALLIGHTINGTMSlot 2 LED Direct PendantRemote BGTD Mounting OptionRecessed in sheetrock ceiling; rod mounted to structure. Consult factory for other ceiling types or canopy options.6 foot flexible conduit included, BGTD option should be mounted within 6 feet of junction box above fixture.Accessible CeilingnLight Air Wireless Antenna LocationNote: Antenna will be shipped separately and will need to be attached to the coax connector.Emergency Battery PacksThe PS1055LCP battery is integral to the fixture and comes standard with a remote test switch and self-diagnostics.DISCONTINUED
https://nlight.acuitybrands.com/api/products/getasset/lithonia-lighting/661864/b1b66061-08f1-4047-b827-78e7fa819cb3/ldn8cyl.pdf?abl_version=12%2f02%2f2022+22%3a08%3a04&DOC_Type=SPEC_SHEET | lighting | LDN8CYL8" CYLINDER Non-IC New Construction DownlightORDERING INFORMATIONExample: LDN8CYL 35/50 LO8AR LSS MVOLT EZ1 FCM DWHG DOWNLIGHTING LDN8CYLLead times will vary depending on options selected. Consult with your sales representative.See accessories and footnotes on page 2.Catalog NumberNotesTypeLDN8CYLSeriesColor temperatureLumensAperture/Trim ColorFinishLDN8CYL8" cylinder27/2700K 30/3000K35/3500K40/4000K505000 lumens606000 lumens808000 lumens10010000 lumens12012000 lumens15015000 lumens20020000 lumensLO8DownlightLW8WallwashARClearWR1WhiteBR1BlackLSSSemi-specularLDMatte diffuseLSSpecularVoltageDriverMountingOptionsArchitectural Colors8MVOLTMulti-volt120120V277277VGZ10 0-10V driver dims to 10%GZ10-10V driver dims to 1%EZ10-10V eldoLED driver with smooth and flicker-free deep dimming perfor-mance down to 1%FCM Flush ceiling mount WM2Wall mount PMPendant 3/8" thread mountACC310ft aircraft cable and cord mountACC180315ft aircraft cable and cord mountSF4Single fuseNPP16D5,6nLight® network power/relay pack with 0-10V dimming for non-eldoLED drivers (GZ10, GZ1).NPP16DER5,6nLight® network power/relay pack with 0-10V dimming for non-eldoLED drivers (GZ10, GZ1). ER controls fixtures on emergency circuit.NPS80EZ5,6nLight® dimming pack controls 0-10V eldoLED drivers (EZ10, EZ1).NPS80EZER5,6nLight® dimming pack controls 0-10V eldoLED drivers (EZ10, EZ1). ER controls fixtures on emergency circuit. WL7Wet locationDWHGMatte whiteDDBDark bronzeDBLBlackDWHGlossy whiteDMBMedium bronzeDNANatural aluminumDSSSandstoneDGCCharcoal greyDTGTennis greenDBRBright redDSBSteel blueDIMMABLEFEATURES & SPECIFICATIONSINTENDED USE — Typical applications include corridors, lobbies, conference rooms and private offices. CONSTRUCTION — Heavy-gauge aluminum housingCeiling mount for direct installation to 4" octagonal or square junction boxPendant mount entry for 3/8" National Pipe Thread stem; wires supplied by othersTextured polyester powder paint finishMultiple ceiling, pendant, cord, and wall mount options available.OPTICS — 3 SDCM; 80 CRI typicalDiffusing lens covers optical chamber 55° cutoff to source and source imageGeneral illumination 1.0 S/MH Self-flanged anodized reflectors in specular, semi-specular, or matte diffuse finishes.ELECTRICAL — Multi-volt 0-10V dimming available.0-10V dimming drivers mounted to junction box, 10% or 1% minimum dimming level0-10V dimming fixture requires two (2) additional low-voltage wires to be pulled70% lumen maintenance at 50,000 hoursLISTINGS — Certified to US and Canadian safety standards. Damp location standard (wet location, covered ceiling optional).GOVERNEMENT PROCUREMENT — BAA – Buy America(n) Act: Product qualifies as a domestic end product under the Buy American Act as implemented in the FAR and DFARS. Product also qualifies as manufactured in the United States under DOT Buy America regulations.BABA – Build America Buy America: Product qualifies as produced in the United States under the definitions of the Build America, Buy America Act.Please refer to www.acuitybrands.com/buy-american for additional information.WARRANTY — 5-year limited warranty. This is the only warranty provided and no other statements in this specification sheet create any warranty of any kind. All other express and implied warranties are disclaimed. Complete warranty terms located at: www.acuitybrands.com/support/warranty/terms-and-conditionsNote: Actual performance may differ as a result of end-user environment and application. All values are design or typical values, measured under laboratory conditions at 25 °C. Specifications subject to change without notice.A+ Capable options indicated by this color background.LDN8CYLDOWNLIGHTING: One Lithonia Way Conyers, GA 30012 Phone: 800-315-4935 Fax: 770-860-3129 www.lithonia.com © 2015-2024 Acuity Brands Lighting, Inc. All rights reserved. Rev. 03/21/24LDN8CYLPHOTOMETRYLDN8 35/120 LO8AR LS, INPUT WATTS: 148.6, DELIVERED LUMENS: 12506.4, LM/W = 84.16, TEST NO. ISF 30850P28LDN8 35/150 LO8AR LS, INPUT WATTS: 184.5, DELIVERED LUMENS: 16024.4, LM/W = 86.85, TEST NO. ISF 30850P25LDN8 35/200 LO8AR LS, INPUT WATTS: 265.4, DELIVERED LUMENS: 20707.9, LM/W = 78.02, TEST NO. ISF 30850P22. Distribution Curve Distribution Data Output Data Coefficient of Utilization Illuminance Data at 30” Above Floor for a Single Luminaire0° 20° 40° 60° 80° 90°0°0°0°90°180°2500500075001000012500Coefficients of Utilizationpf20%pc80%70%50%pw 70%50%30% 50%30%10% 50%30%10%1191131081029792878278747111911110396898378736864611191089990837772676258551161081019488827772686460116106979083777166625855116104948679726762585451111104989286807571676359111103958881757066615854111101928478726762585451RCR012345678910Zonal Lumen SummaryZoneLumens % Lamp % Fixture0° - 30°0° - 40°0° - 60°0° - 90°90° - 180°0° - 180°841311338124961250601250667.390.799.9100.00.0100.067.390.799.9100.00.0100.0CP Summary0°900°5°15°
https://lithonia.acuitybrands.com/api/products/getasset/lithonia-lighting/47208/64c684ba-35ac-4de8-a656-ae44e4157916/uns.pdf?abl_version=01%2f17%2f2022+21%3a24%3a09&DOC_Type=SPEC_SHEET | lighting | COMMERCIAL INDOOR UNS Page 1 of 2Low Bay IndustrialUNS2’, 3’, 4’ or 8’ lengthsT5, T5HO and T8 lamps1, 2 or 3 lampsAll dimensions are inches (centimeters) unless otherwise noted.Notes1. 347 volt only.2. Must specify voltage.3. Not available for fixtures with 1-lamp-cross-section.FEATURES & SPECIFICATIONSINTENDED USE — Ideal for applications requiring high brightness and high illumination levels such as retail, industrial and warehouse areas. Certain airborne contaminants can diminish the integrity of acrylic and/or polycarbonate. Click here for Acrylic-Polycarbonate Compatibility table for suitable uses.CONSTRUCTION — Fixture is assembled with snap and screwed together components. Available in a variety of lengths and lamp configurations. Gripper-back design feature adds superior strength and rigidity.Channel is made of heavy-duty, 20-gauge, cold-rolled steel. Channel cover is secured with quarter-turn fasteners for tool-less access to wireway. Endplates attach with screws.Finish: High-gloss baked white polyester. Five-stage iron-phosphate pretreatment ensures superior paint adhesion and rust resistance. ELECTRICAL — Thermally protected, resetting, Class P, HPF UL listed, CSA certified ballast is standard. Electronic ballasts are sound rated A. AWM, TFN or THHN wire used throughout, rated for required temperatures.INSTALLATION — Fixture may be suspended or surface mounted, as a unit or continuous row installa-tion. Channel connector comes standard.LISTINGS — UL Listed for 25oC ambient temperatures and damp locations. Optional NOM certification (meets Mexican standards) is available.WARRANTY — 1-year limited warranty. Complete warranty terms located at: www.acuitybrands.com/support/warranty/terms-and-conditionsNote: Actual performance may differ as a result of end-user environment and application. Specifications subject to change without notice.SpecificationsLength: 24 (61.0) 36 (91.4) 48 (121.9) 96 (243.8)Width: 4-3/8 (11.1)Depth: 3 (76)SeriesNumber of lampsLamp typeVoltageBallast configurationOptionsUNSFor tandem double length unit, add prefix T. Example: TUNS12T8 lampsT5 lamps1717W (24”)14T514W (22”)2525W (36”)21T521W (34”)3232W (48”)28T528W (46”)Slimline lampsT5HO lamps48T838W (48”)24T5HO24W (22”)48T8HO60W (48”)39T5HO39W (34”)96T859W (96”)54T5HO 54W (46”)96T8HO86W (96”)MVOLTHVOLT120277347(blank) All one or two lamp ballasts1/3One three lamp ballast1/4One four lamp ballast2/3Two three lamp ballasts1/41/2One four lamp and one two lamp ballastsShipped installed in fixtureGEB10IST8 electronic ballast, <10% THD, instant startGEB10ISHT8 electronic ballast, <10% THD, high BF, instant startGEB10PSElectronic ballast, <10% THD, program startGEB10RSElectronic ballast, <10% THD, rapid start1ELEmergency battery pack2GLRInternal fast-blow fuse2GMFInternal slow-blow fuse2PLRPlug-in wiringTILWTandem in-line wiring3NOMNOM CertifiedORDERING INFORMATIONFor shortest lead times, configure products using standard options (shown in bold). Example: UNS 2 32 MVOLT GEB10ISAccessories: Order as separate catalog number.SQ_Swivel stem hanger (specify length in 2"increments up to 48")1BCeiling spacer, 1.5" to 2.5" from ceilingHC36 M12Hanger chain, 36" (1 pair)THUN J2Tong Hanger (1 pair)HRUNS1 J2 HookerTM T-bar hanger, 1-1/2" from ceiling (1 pair)WGCUN NST 4' white wireguard (order two for 8' fixtures)Catalog NumberNotesTypeWH UNSCOMMERCIAL INDOOR: One Lithonia Way Conyers, GA 30012 Phone: 1-800-705-SERV (7378) techsupport-commercialindoor@acuitybrands.com www.lithonia.com © 2010-2021 Acuity Brands Lighting, Inc. All rights reserved. Rev. 11/16/21 UNS Low Bay IndustrialsMOUNTING DATAFor unit or row installation, surface or suspended mounting. Use hanger appropriate for fixture width.Unit installation — Minimum of two hangers required.Row installation — One hanger per channel plus one per row required.Hooker® (HRUNS1), HC36 and THUN Hangers — Minimum two per channel (unit and row).See ACCESSORIES below for hanging devices.DIMENSIONSInches (millimeters). Subject to change without notice.A = 11/16 (18) Dia. K.O.B = 7/8 (22) Dia. K.O.C = 2 (51) Dia. K.O.C2-1/2(6.4)3(7.6)4-3/8(11.1)6(15.2)AABBACBAABBA4-1/4(10.8)4-1/4(10.8)4-1/4(10.8)ABB48(121.9)48(121.9)96(243.8)4-3/8(11.1)4-3/8(11.1)24(61.0)24(61.0)43(109.2)24(61.0)43(109.2)19(48.3)5-1/2(14.0)3-1/4(8.3)3-1/4(8.3)3-1/4(8.3)5-1/2(14.0)5-1/2(14.0)3-1/4(8.3)ACB19ABBA4-1/4(10.8)PHOTOMETRICSCalculated using the zonal cavity method in accordance with IESNA LM41 procedure. Floor reflectances are 20%. Lamp configurations shown (2 54T5HO) are typical. All data based on 25°C. Full photometric data on these and other configurations available upon request.Coefficients of Utilizationpf20%pc80%50%30%pw 70% 50% 30% 50% 30% 10% 50% 30% 10%106948476696358545046431068976655751454137343110684685748423632292623937866575044403633302893746151433733292623219371564538322824211917867160524641373330282686685647403531272422208666524235302623201816RCR012345678910Zonal Lumen SummaryZoneLumens % Lamp % Fixture0° - 30°0° - 40°0° - 60°0° - 90°90° - 180°0° - 180°8421436281043631021538414.524.848.475.217.692.815.626.752.281.019.0100.0Report: LUMENS PER LAMP: LTL125712900Luminaire Efficiency: 92.8%UNS 2 32Coefficients of Utilizationpf20%pc80%50%30%pw 70% 50% 30% 50% 30% 10% 50% 30% 10%108948576696358545047441088975655750454137343110883685648413632282623957866575045403633302895746151433733292624219571564538322724211917887261534641373431282688695647403531272522208866524235302623201816RCR012345678910Zonal Lumen SummaryZoneLumens % Lamp % Fixture0° - 30°0° - 40°0° - 60°0° - 90°90° - 180°0° - 180°45577014902393452284614.925.348.878.514.893.316.027.152.484.115.9100.0Report: LUMENS PER LAMP: LTL125703050Luminaire Efficiency: 93.3%UNS 1 32HRUNSHRUNS1SQTHUNTHUN1B1BHC36HC36
https://nlight.acuitybrands.com/api/products/getasset/holophane/1319879/b8c05568-451c-4521-9636-2e2089e20bf4/phz_.pdf?abl_version=02%2f27%2f2023+16%3a58%3a20&DOC_Type=SPEC_SHEET | lighting | Holophane ¦ One Lithonia Way, Conyers, GA 30012 ¦ Phone: 866-HOLOPHANE ¦ www.holophane.com ¦ TechSupport-Lighting@AcuityBrands.com© 2014-2024 Acuity Brands Lighting, Inc. All rights reserved. Rev. 04/16/24 Specifications subject to change without notice.PHZPage 1 of 14Phuzion™ LED High Bay Wet location listed Catalog NumberNotesTypeDimensions: Inches (millimeters) unless otherwise noted. Diameter: 21.22 (538.99)Height: 19.02-23.46 (483.11-595.88)Weight: 33-38 lbs. (15.0-17.2 kg)• Heavy industrial• Manufacturing• Warehousing• Large indoor• NatatoriumTypical ApplicationsDescriptionThe Phuzion LED luminaire takes high-bay lighting to new levels of lumen output and temperature tolerance. By marrying the latest in LED technology with the legendary illuminating dynamics of Holophane’s prismatic glass, the Phuzion high bay delivers un-paralleled performance and reliability. Phuzion is highly versatile and can be installed with the optics facing down or inverted for maximum uplight.Optics• Prismatic borosilicate glass maintains highest levels of luminosity over time.• Glass doesn’t fade, discolor or otherwise degrade in harsh environments. • Six distributions available to achieve results from any mounting height.• Prismatic optics combined with high efficiency LED's achieve maximum spacing and superior uniformity.• IP65 rated optics.• Injection molded acrylic lens available.• Optional non-silicone gaskets, ideal for automotive production.• Certain airborne contaminants can diminish the integrity of acrylic and/or polycarbonate. Click here for Acrylic-Polycar-bonate Compatibility table for suitable uses.• Certain airborne contaminants may adversely affect the functioning of LEDs and other electronic components, depending on various factors such as concentrations of the contaminants, ventilation, and temperature at the end-user location. Click here for a list of substances that may not be suitable for interaction with LEDs and other electronic components.Mechanical• Robust cast aluminum housing with low copper content (0.6% CU content) withstands hot and dirty environments.• Super durable TGIC thermoset powder coat finish provides 1500 hours salt fog rating. The optional CR (corrosion resistant) finish is a five-stage pre-treating and painting process that yields over 5,000 hours salt rating per ASTM B117.• Pendant mount standard.• Stainless steel screws ship standard when ordered with the PM mounting option.Electrical• 0-10V Dimming driver is standard, dims to 10%.• XVOLT is an optional robust driver solution designed to assist with power quality issues and a dropped neutral in 277V input as derived from 480V Wye. Supports 277-480V; 6kV surge rated.• Luminaire Surge Protection Level: Designed to withstand up to 10kV/5kA per ANSI C82.77-5-2015.• 70, 80, 90 CRI available.• 3000K, 3500K, 4000K or 5000K CCT available.• Aluminum core printed circuit board.Listings• CSA Certified to meet US and Canadian standards.• Suitable for use in wet locations.• -40°F (-40°C) to 158°F (70°C) (see chart on page 5).• .5G vibration rated.• IK rated (see chart on page 5).• DesignLights Consortium® (DLC) Premium qualified product and DLC qualified product. Not all versions of this product may be DLC Premium qualified or DLC qualified. Please check the DLC Qualified Products List at www.designlights.org/QPL to confirm which versions are qualified.Government ProcurementBAA – Buy America(n) Act: Product with the BAA option qualifies as a domestic end product under the Buy American Act as implemented in the FAR and DFARS. Product with the BAA option also qualifies as manufactured in the United States under DOT Buy America regulations.BABA – Build America Buy America: Product with the BAA option also qualifies as produced in the United States under the definitions of the Build America, Buy America Act.Please refer to www.acuitybrands.com/resources/buy-american for additional information.Warranty5-year limited warranty. This is the only warranty provided and no other statements in this specification sheet create any warranty of any kind. All other express and implied warranties are disclaimed. Complete warranty terms located at: www.acuitybrands.com/support/warranty/terms-and-conditionsNOTE: Actual performance may differ as a result of end-user environment and application. All values are design or typical values, measured under labora-tory conditions at 25 °C.Capable LuminaireThis item is an A+ capable luminaire, which has been designed and tested to provide consistent color appearance and out-of-the-box control compatibility with simple commissioning.• All configurations of this luminaire meet the Acuity Brands’ specification for chromatic consistency• This luminaire is part of an A+ Certified solution for nLight® control networks marked by a shaded background*To learn more about A+, visit www.acuitybrands.com/aplus.*See ordering tree for detailsHolophane ¦ One Lithonia Way, Conyers, GA 30012 ¦ Phone: 866-HOLOPHANE ¦ www.holophane.com ¦ TechSupport-Lighting@AcuityBrands.com© 2014-2024 Acuity Brands Lighting, Inc. All rights reserved. Rev. 04/16/24 Specifications subject to change without notice.PHZPage 2 of 14Phuzion™LED High BayIE30WCPHERLength 17-26/32"IE30WCPHER REMOTE EMERGENCY BATTERYBATTERY TEST SWITCH36" FLEX CONDUIT20FT FLEX CONDUIT ATTACHED TO LUMINAIRECUSTOMER PROVIDED SUPPLY WIRE ENTRYHEIGHT22/32"WIDTH28/32"DIMENSIONAL DATA19.06”484.12mm22.42”569.47mm23.42”594.87mm.70”17.78mm21.22”538.99mmHKMAR Hook (PF-129)Quick Disconnect (QD) or Non-Disconnect Thru-Wiring (NDT)Wire Guard (WGX)Diameter19.06”484.12mmPendant (PM)8.14”7.98”16.92”18.12”Ø.375”3.13”BSL722CR Remote Emergency BatteryE15WCPR REMOTE EMERGENCY BATTERY2FT FLEX CONDUIT ATTACHED TO LUMINAIRE2FT FLEX CONDUIT TO TEST SWITCH(self-diagnostic test switch can be mounted up to 25' from battery, junction box not supplied)Holophane ¦ One Lithonia Way, Conyers, GA 30012 ¦ Phone: 866-HOLOPHANE ¦ www.holophane.com ¦ TechSupport-Lighting@AcuityBrands.com© 2014-2024 Acuity Brands Lighting, Inc. All rights reserved. Rev. 04/16/24 Specifications subject to change without notice.PHZPage 3 of 14Phuzion™LED High BaySeriesLumensDistributionVoltageColor TemperatureColor Rendering IndexMountingPHZ12000LM12,000 nominal lumens18000LM18,000 nominal lumens24000LM24,000 nominal lumens30000LM30,000 nominal lumens35000LM35,000 nominal lumens40000LM40,000 nominal lumens45000LM45,000 nominal lumens50000LM50,000 nominal lumens60000LM60,000 nominal lumens ‡FDFocus GlassFDFRFocus Frosted GlassFSMGFocus Smooth GlassMDMedium GlassMDFRMedium Frosted GlassNDNarrow GlassNDANarrow AcrylicNDFRNarrow Frosted GlassWDWide GlassWDAWide AcrylicWDFRWide Frosted GlassMVOLTAuto sensing (120-277V, 50/60Hz)120120V, 50/60Hz208208V, 50/60Hz240240V, 50/60Hz277277V, 50/60HzHVOLTAuto sensing (347-480V, 50/60Hz)347347V, 50/60Hz480480V, 50/60HzXVOLTEnhanced Power Protection (277-480V, 50/60Hz) ‡277X277V XVOLT driver, 50/60Hz ‡347X347V XVOLT Driver, 50/60Hz ‡480X480V XVOLT Driver, 50/60Hz ‡30K3000K CCT35K3500K CCT40K4000K CCT50K5000K CCT70CRI70 CRI80CRI80 CRI90CRI90 CRIPM3/4" NPT Pendant ‡QDQuick disconnect ‡NDTNon-disconnect thru-wiring ‡QRQuick disconnect retrofit ‡NRNon-disconnect thru-wiring retrofit ‡OptionsFinishIndividual Non-Dimming Sensors: ‡SBGR6360° High Mount sensor, (15-30’ mounting heights), on/off occupancy (LINK)SBGR10360° Low Mount Sensor, (8-15’ mounting heights), on/off occupancy (LINK)SBGR6 P360° High Mount Sensor, (15-30’ mounting heights), on/off photocell (LINK)SBGR10 P360° Low Mount Sensor, (8-15’ mounting heights), on/off photocell (LINK)Individual Dimming Sensors: ‡SBGR6 D 3V360° High Mount sensor, (15-30’ mounting heights), high/low occupancy dimming (LINK)SBGR10 D 3V360° Low Mount sensor, (8-15’ mounting heights), high/low occupancy dimming (LINK)Bluetooth® Sensors: ‡SBG6 OCC BTP360° High Mount Sensor, (15-45’ mounting heights), on/off occupancy, utilizes smart hub for Bluetooth® programmability (LINK)SBG10 OCC BTP360° Low Mount Sensor, (7-15’ mounting heights), on/off occupancy, utilizes smart hub for Bluetooth® programmability (LINK)SBG6 HL BTP360° High Mount Sensor, (15-45’ mounting heights), high/low/(off) occupancy dimming, utilizes smart hub for Bluetooth® programmability (LINK)SBG10 HL BTP360° Low Mount Sensor, (7-15’ mounting heights), high/low/(off) occupancy dimming, utilizes smart hub for Bluetooth® programmability (LINK)SBG6 ADC BTP360° High Mount Sensor, (15-45’ mounting heights), on/off occupancy with auto dimming photocell, utilizes smart hub for Bluetooth® programmability (LINK)SBG10 ADC BTP360° Low Mount Sensor, (7-15’ mounting heights), on/off occupancy with auto dimming photocell, utilizes smart hub for Bluetooth® programmability (LINK)SBG6 ANL BTP360° High Mount Sensor, (15-45’ mounting heights), high/low/(off) occupancy dimming with auto dimming photocell, utilizes smart hub for Bluetooth® programmability (LINK)SBG10 ANL BTP360° Low Mount Sensor, (7-15’ mounting heights), high/low/(off) occupancy dimming with auto dimming photocell, utilizes smart hub for Bluetooth® programmability (LINK)Damp Location Cords (no plug): ‡CNP16WCord only, 16-gauge, 3 conductors, white, 6ftCNP165CDCord only, 16-gauge, 5 conductors, includes 0-10V dimming leads, black, 6ft ‡CNP165CDWCord only, 16-gauge, 5 conductors, includes 0-10V dimming leads, white, 6ft ‡Damp Location Cord Sets: ‡CPSB16WCord with 15-amp straight blade plug, 16-gauge, 3 conductors, white, 6ft (120V only)CPTL16WCord with 15-amp twist lock plug, 16-gauge, 3 conductors, white, 6ft (120, 208, 240 or 277V only)CPTL20A16WCord with 20-amp twist lock plug, 16-gauge, 3 conductors, white, 6ft (347 or 480V only)nLight® Wired: ‡NPP16 DPower/relay pack, 0-10VDC dimming output (LINK)NPP16 D ERPower/relay pack, 0-10VDC dimming output, UL924 Emergency operation (not available with a battery pack) (LINK)nLight® Wireless:NLTAIR2 RPP20 DnLight® Air Generation 2 enabled, power/relay pack, 0-10V dimming output (LINK) ‡NLTAIR2 RPP20 D ER nLight® Air Generation 2 enabled, power/relay pack, 0-10V dimming output, UL924 EM operation via power sense leads (not available with battery pack) (LINK) ‡NLTAIR2 RSBG6nLight® Air Generation 2 enabled, 360° high mount sensor, (15-30’ mounting heights), IP66 rated (LINK) ‡NLTAIR2 RSBG6 ERnLight® Air Generation 2 enabled, 360° high mount sensor, (15 to 30' mounting heights), UL924 Emergency Operation utilizing Iota ETS (not available with battery pack) (LINK) ‡NLTAIR2 RSBG10nLight® Air Generation 2 enabled, 360° low mount sensor, (8-15’ mounting heights) (LINK) ‡NLTAIR2 RSBG10 ERnLight® Air Generation 2 enabled, 360° low mount sensor, (8-15' mounting heights), UL924 Emergency Operation utilizing Iota ETS (not available with battery pack) (LINK) ‡NLTAIR2 RSBG40nLight® Air Generation 2 enabled, 360° high bay sensor, (40’ mounting heights) (LINK) ‡NLTAIR2 RSBG40 ERnLight® Air Generation 2 enabled, 360° high bay sensor, (40' mounting heights), UL924 Emergency Operation utilizing Iota ETS (not available with battery pack) (LINK) ‡NLTAIR2 RIOnLight® Air Generation 2 fixture embedded network interface, 0-10V dimming output (LINK) ‡NLTAIR2 RIO ERnLight® Air Generation 2 fixture embedded network interface, 0-10V dimming output, includes ETS for UL924 operation when using auxiliary generator or central inverter (LINK) ‡UPH Cord Sets: ‡PHCBCord with locking plug for use with power hook (UPH) only, 16-guage, 3 conductors, white, 2ft (120-347V only), includes LPMD loopPHCBL8480Cord with locking plug for use with power hook (UPH) only, 16-guage, 3 conductors, white, 2ft (480V only), includes LPMD loopModular Wiring: OCSReloc® One Pass® circuit selector system drop, 18-gauge, 3 conductors, 6ft (120-480V) (LINK) ‡Wet Location Cords (no plug): ‡CNP16WWLCord only, 16-gauge, 3 conductors, white, 6ftWet Location Cord Sets: ‡CPTL16WWLCord with 15-amp twist lock plug, 16-gauge, 3 conductors, white, 6ft (120-277V only)Hooks:HKMARAnti-rotational hook, 3/4" male (PF-129) ‡LPMDLoop, 3/4" male (PF-105) ‡HKMDSafety hook, 3/4" male (PF121-A) ‡HKMWGasketed hook, 3/4" male (PF-291) ‡Emergency: E10WCPPower Sentry® 10 watt internal constant power emergency driver, self-diagnostic test switch/pilot light, 5°C min, UL924 Compliant, Certified in CA Title 20 MAEDBS (120-277V) (LINK) ‡E15WCPRPower Sentry® 15 watt remote constant power emergency LED driver, 5°C min, self-diagnostic test switch/pilot light, Certified in CA Title 20 MAEDBS (120-277) (LINK) ‡IE30WCPHERIOTA® 30 watt remote constant power emergency driver, 0° C min, self-diagnostic test switch/pilot light, Certified in CA Title 20 MAEDBS (120-480V) (LINK) ‡BSL722CR23.1 watt remote emergency LED driver, low voltage test switch, cold rated -20°C min, UL924 Compliant, CA title 20 non-compliant (120-277V) ‡ETSIOTA® ETS DR, automatic load control relay device (ALCR) for UL924 operation when using auxiliary generator or central inverter (LINK) ‡UPH Hangers: ‡UPH35Thru-way powerhook for use with PHCB, surface mount UPH36Thru-way powerhook for use with PHCB, pendant mountOther Options:AOField adjustable output dimming ‡BAABuy America(n) Act and/or Build America Buy America QualifiedCRCorrosion resistant paintDIMExternal dimming terminal ‡IVOInverted optical assembly ‡NSG Non-silicone gasket (EPDM)SCKXX Inch stainless steel safety chain factory installed ‡WGX Wire guard factory installedDBXDBlack super durableDGRXDGraphite super durableDGXDGray super durableDNXDSatin nickel super durable DWHXD White super durableORDERING INFORMATION Example: PHZ 45000LM ND MVOLT 40K 70CRI PM DBXDSEE NEXT PAGE FOR ACCESSORIES AND NOTESA+ Capable options indicated by this color background.Holophane ¦ One Lithonia Way, Conyers, GA 30012 ¦ Phone: 866-HOLOPHANE ¦ www.holophane.com ¦ TechSupport-Lighting@AcuityBrands.com© 2014-2024 Acuity Brands Lighting, Inc. All rights reserved. Rev. 04/16/24 Specifications subject to change without notice.PHZPage 4 of 14Phuzion™LED High BayAccessories: Order as separate catalog number.PHZCHAIN XINX Inch stainless steel safety chain kit ‡WGPHZWire guard accessoryUPH 35SM XXX DWHXDUniversal power hook for use with PHCB accessory, thru-wire/surface mounting. (120-347V) ‡UPH 35SM L8480 DWHXDUniversal power hook for use with PHCB accessory, thru-wire/surface mounting. (480V) ‡UPH 36PM XXX DWHXDUniversal power hook for use with PHCB accessory, pendant mount. (120-347V) ‡UPH 36PM L8480 DWHXDUniversal power hook for use with PHCB accessory, pendant mount. (480V) ‡HKFDSafety hook, 3/4" female, (PF-122-A)HKMARAnti-rotational hook, 3/4" male, (PF-129-A)HKMDSafety hook, 3/4" male , (PF-121-A)LPFDLoop, 3/4" female, (PF-116-A)LPMDLoop, 3/4" male, (PF-105-B)‡ Option Value Ordering Restrictions & NotesOption valueRestriction277X, 347X, 480XNot available with 60000LM.60000LMNot available with XVOLT, 277X, 347X, 480X, Bluetooth® Sensors (SBG BTP) or select nLight® air wireless sensors or controls (NLTAIR2 RSBG, NLTAIR2 RIO). AONot available with DIM, any other controls or dimming sensor options.Bluetooth® SensorsNot available with 60000LM, AO, DIM, XVOLT, 277X, 347X, 480X, any other controls or sensors.BSL722CRBodine®BSL722CR emergency driver. DL (damp location) option required. Available with MVOLT, 120, 208, 240, 277 or 277X voltages, requires PM mount and only suitable for 30000LM-60000LM lumen packages. Caution, customer to connect to unswitched power only and the fixture cannot be switched off without integral controls. CNP165CD, CNP165CDWDL (damp location) option required. Not available with HKMW (PF-291) hook.Damp Location Cord SetsDL (damp location) option required. Available with PM, QD or NDT. Must specify voltage and hook option. 6' is standard, but other lengths are available. Must specify length in the nomenclature. Example: CPTL16W3FT. NEMA plug configurations: CPTL style with 120V = L5-15P, 208V or 240V = L6-15P, 277V = L7-15P, CPTL20A style with 347V = L24-20P, 480V = L8-20P, CPSB style with 120V = 5-15P.Damp Location Cords (no plug)DL (damp location) option required. Available with PM, QD or NDT. 6' is standard, but other lengths are available. Must specify length in the nomenclature. Example: CNP16W3FT.DIMDL (damp location) option required. Not available with AO, any other controls or dimming sensor options. Screw used to attached terminal to fixture will not be stainless steel. Low voltage terminal located on top of the fixture for 0-10V dimming wiring.E10WCPPower Sentry® PS1055CP emergency driver. Available with MVOLT, 120, 208, 240, 277 or 277X voltages, requires PM mounting and only suitable for 12000LM-24000LM lumen packages. Available with AO, DIM, NPP16 and RPP20 power packs, SBGR sensors and nLight Air RSBG or RIO controls. Not available with HVOLT, 347, 347X, XVOLT, 347X, 480X, ETS or ER controls. Available with 4 conductor cord by special order. Customer to connect switched and unswitched power. E15WCPRPower Sentry® PS1555CP FMC emergency driver. DL (damp location) option required. Available with MVOLT, 120, 208, 240, 277 or 277X voltages. Available with AO, DIM, NPP16 and RPP20 power packs, SBGR sensors and nLight Air RSBG or RIO controls. Not available with HVOLT, 347, 347X, XVOLT, 347X, 480X, ETS or ER controls. Available with 4 conductor cord by special order. Customer to connect switched and unswitched power in fixture. Customer to install test switch in remote junction box (not included).ETSAvailable with MVOLT, 120, 208, 240, 277, PM NR or NDT only. Available with NLTAIR2 RSBG sensors or RIO only. Not available with wet or damp cords (no plug), cord sets, UPH cords sets, modular wiring or HKMW.HKMAR, LPMD, HKMDDL (damp location) option required. Available with PM, NDT or QD.HKMWAvailable with PM only. Gasketed hook for use in wet locations. If combined with damp listed options, DL (damp location) option will be required.IE30WCPHERIOTA® ILBLP CP30 HE SD HV S (120-277V) or ILBHI CP30 HE SD HV S (347-480) emergency driver depending upon voltage selected. DL (damp location) option required. Not available with XVOLT, ETS or ER controls. Utilizes 2 SPD surge protection devices. Available with 4 conductor cord by special order. Customer to connect switched and unswitched power. Individual Dimming SensorsNot available with AO, DIM, XVOLT, any other controls or sensors.Individual Non-Dimming SensorsAvailable with AO, DIM. Not available with XVOLT, any other controls or sensors.IVOAvailable with 12000-24000LM and PM mounting only. Not available with NDA or WDA (acrylic) lenses, E10WCP or E15WCPR or BSL722CR batteries, ETS load control relay, individual sensors, bluetooth sensors, and nLight wired or wireless controllers/sensors. DL (damp location) option will be required.NDTDL (damp location) option required. The NDT (non-disconnect thru-wiring) system is made up of 2 parts. The top portion is removable and is meant to be installed in the ceiling. The bottom portion is factory installed to the fixture. The 2 part junction box used on top of the fixture will be empty. Not available with stainless steel screws.QR, NRDL (damp location) option required. Ordering this option assumes the top portion of the QD option (QDH) or the top portion of the NDT option is already installed. This is a for retrofit applications only. Not available with stainless steel screws.nLight® WiredDL (damp location) option required. Available with PM, 120, 277, 277X, 347 or 347X. Not available with AO, DIM, any other controls or sensors. Damp listed. NLTAIR2 RPP20 DDL (damp location) option required. Available with PM and all voltage options. Not available with AO, DIM any other controls or sensor options. Damp Listed. Normal luminaires (non-emergency) can be used as a normal power sensing device for nearby nLight AIR devices and luminaires with EM emergency options.NLTAIR2 RPP20 D ERDL (damp location) option required. Available with PM and all voltage options. Not available with AO, DIM any other controls or sensor options. Damp Listed. NLTAIR2 RSBG6, NLTAIR2 RSBG10, NLTAIR2 RSBG40, NLTAIR2 RIONot available with AO, DIM, XVOLT, 277X, 347X, 480X, 60000LM, any other controls or sensor options. NLTAIR2 RSBG6 ER, NLTAIR2 RSBG10 ER, NLTAIR2 RSBG40 ER, NLTAIR2 RIO ERNot available with AO, DIM, HVOLT, 347, 480, XVOLT, 277X, 347X, 480X, 60000LM, any other controls or sensor options. Utilizes ETS ALCR device to bypass controls when fixture is connected to a auxiliary generator or central inverter. Available with 5 conductor dual voltage by special order.OCSPlease note all modular wiring options are dry listed and fixture will have a dry listed label. Available with PM or NDT only. Must specify voltage. Actual Reloc® System Drop Cable used depends upon voltage chosen in the fixture nomenclature. Example: 277V = OCS 277. 6 foot is standard. Not available with HKMW.PHZCHAIN XINX denotes length. Chain shipped separately as an accessory. Available in multiple sizes. Replace X with size in feet. Example: PHZCHAIN 120IN = 120 inches or 10 feet.PMWhen the fixture is ordered with a wet location cord (CNP16WWL), a hook or loop is not required to retain the wet location listing, but the customer is responsible to ensure the fixture is sealed properly to maintain the fixture's wet listing. When the fixture is ordered with a cord and plug (CPTL16W or CPTL16WWL), a hook or loop is required. Ships standard with stainless steel screws.QDDL (damp location) option required. Not available with PS30250, E10WCP, E15WCPR or BSL722C. The QD (quick disconnect) system is made up of 2 parts. The top portion "QDH" ships separately to be installed in the ceiling. The Bottom portion is factory installed to the fixture. The 2 part quick disconnect will include components to allow voltage to pass between the top and bottom portions. Not available with stainless steel screws.SCKXX denotes length. Safety Chain is available in multiple sizes. Replace X with size in inches. Example: SCK120 = 120 inches or 10 feet.UPH 35SM L8480 DWHXD,UPH 36PM L8480 DWHXDAvailable with PHCBL8480 option only.UPH 35SM XXX DWHXD, UPH 36PM XXX DWHXDAvailable with PHCB option only.UPH Cord SetsDL (damp location) option required. Available with PM, QD or NDT. Must specify voltage. For new installation, order matching UPH accessory. For existing installation, match PHCB voltage to existing UPH. UPH HangersMust specify voltage. Not available MVOLT, HVOLT or XVOLT. PHCB or PHCBL8480 option required on luminaire.Wet Location Cord SetsAvailable with PM only. Must specify voltage and hook option. 6' is standard, but other lengths are available. Must specify length in the nomenclature. Example: CPTLWWL10FT. If combined with damp listed options, DL (damp location) option will be required. NEMA plug configurations: 120V = L5-15P, 208V or 240V = L6-15P, 277V = L7-15P. If combined with damp listed options, DL (damp location) option will be required.Wet Location Cords (no plug)Available with PM only. 6' is standard, but other lengths are available. Must specify length in the nomenclature. Example: CNP16WWL3FT. If combined with damp listed options, DL (damp location) option will be required.XVOLTNot available with 60000LM.Holophane ¦ One Lithonia Way, Conyers, GA 30012 ¦ Phone: 866-HOLOPHANE ¦ www.holophane.com ¦ TechSupport-Lighting@AcuityBrands.com© 2014-2024 Acuity Brands Lighting, Inc. All rights reserved. Rev. 04/16/24 Specifications subject to change without notice.PHZPage 5 of 14Phuzion™LED High BayOPERATIONAL DATAImpact Resistance (IK Ratings)Lens MaterialRatingGlassIK06AcrylicIK07MountingOcc SensorSBGR BTPEmergency BatteryVoltageMax AmbientMin. Supply Wire Temp.BSL722CRE10WCPE15WCPRIE30WCPHER12000LM18000LM24000LM30000LM35000LM40000LM45000LM50000LM60000LMAllNoNoNoNoNoNoAll70°C70°C70°C65°C65°C60°C60°C60°C55°C90°CAllYesNoNoNoNoNoAll55°C55°C55°C45°C45°C40°C40°C40°C40°C90°CAllYesYesNoNoNoNo120V-277V55°C55°C55°
https://sensorswitch.acuitybrands.com/api/products/getasset/lithonia-lighting/1293627/4ec70ad2-a90e-4a17-b3a5-6323069d79a1/cphb.pdf?abl_version=03%2f15%2f2023+15%3a56%3a36&DOC_Type=SPEC_SHEET | lighting | Page 1 of 14FEATURES & SPECIFICATIONSINTENDED USE — Ideal one-for-one replacement of conventional lighting systems such as HID and fluorescent. For use in light Industrial applications such as, warehousing and other large indoor spaces with mounting heights ranging from 10' – permitted. Certain airborne contaminants can diminish integrity of acrylic and LED's. Click here for Acrylic Environmental Compatibility table for suitable uses. Certain airborne contaminants, including condensation, may adversely affect the functioning of LEDs and other electronic components, depending on various factors such as concentrations of the contaminants, ventilation, and temperature at the end-user location. Click here for a list of substances that may not be suitable for interaction with LEDs and other electronic components. CONSTRUCTION — Extruded aluminum channels enable superior thermal performance. Glare Control acrylic lens diffuses light source and reduces glare while protecting LEDs. Lens meets DLC 5.1 standards for UGR (Unified Glare Rating).ELECTRICAL — 70% lumen maintenance at > 100,000 hours. Thermally protected driver standard with 0-10V dimming. Luminaire surge protection level: designed to withstand up to 6kV/3kA per ANSI C82.77-5-2015 Multi-volt driver, 120-277V standard.INSTALLATION — Fixture is suitable for mounting by chain, cable, surface-mount bracket, pendant monopoint, or hook monopoint. Utilizing appropriate mounting accessory. Designed for use in ambient temperatures ranging from -40°C to 55°C when suspended 18" off ceiling. Surface mount to 45°C ambient operation. Note: Temperature cycling, or variations can potentially produce condensation; please consult factory.LISTINGS — CSA listed. Damp location listed. DesignLights Consortium® (DLC) Premium qualified product. Not all versions of this product may be DLC Premium qualified. Please check the DLC Qualified Products List at www.designlights.org/QPL to confirm which versions are qualified. GOVERNMENT PROCUREMENT — BAA – Product with the BAA option qualifies as a domestic end product under the Buy American Act as implemented in the FAR and DFARS. Product with the BAA option also qualifies as manufactured in the United States under DOT Buy America regulations.BABA – Build America Buy America: Product with the BAA option also qualifies as produced in the United States under the definitions of the Build America, Buy America Act.Please refer to www.acuitybrands.com/buy-american for additional information.WARRANTY — 5-year limited warranty. This is the only warranty provided and no other statements in this specification sheet create any warranty of any kind. All other express and implied warranties are disclaimed. Complete warranty terms located at: www.acuitybrands.com/support/warranty/terms-and-conditionsNote: Actual performance may differ as a result of end-user environment and application. All values are design or typical values, measured under laboratory conditions at 25 °C. The product images shown are for illustration purposes only and may not be an exact representation of the product. Specifications subject to change without notice.LED High BayCOMPACT PRO™9,000 through 60,000 LumensCatalog NumberNotesTypeINDUSTRIALCPHBStandard Part NumberStock Part NumberStock Part Number CI CodeDLC Product IDDLC Premium?CPHB 12000LM SEF GCL MD MVOLT GZ10 40K 80CRI DWHCPHB 12LM MVOLT 40K*268SAHPAMXQBT8YesCPHB 12000LM SEF GCL MD MVOLT GZ10 50K 80CRI DWHCPHB 12LM MVOLT 50K*2681J0P0Q23DMQYesCPHB 15000LM SEF GCL MD MVOLT GZ10 40K 80CRI DWHCPHB 15LM MVOLT 40K*2681J2PLPPHUFGYesCPHB 15000LM SEF GCL MD MVOLT GZ10 50K 80CRI DWHCPHB 15LM MVOLT 50K*2681J5PJ97Z0F9YesCPHB 18000LM SEF GCL MD MVOLT GZ10 40K 80CRI DWHCPHB 18LM MVOLT 40K*268SAJPWHG1EO1YesCPHB 18000LM SEF GCL MD MVOLT GZ10 50K 80CRI DWHCPHB 18LM MVOLT 50K*2681J9PSRNYSS1YesCPHB 24000LM SEF GCL MD MVOLT GZ10 40K 80CRI DWHCPHB 24LM MVOLT 40K*2681JEPC2IBASDYesCPHB 24000LM SEF GCL MD MVOLT GZ10 50K 80CRI DWHCPHB 24LM MVOLT 50K*2681JLP7DUT85IYesCPHB 30000LM SEF GCL MD MVOLT GZ10 40K 80CRI DWHCPHB 30LM MVOLT 40K*2681JMPRXQVN2QYesCPHB 30000LM SEF GCL MD MVOLT GZ10 50K 80CRI DWHCPHB 30LM MVOLT 50K*2681JPPDAUAO8PYesItems marked by a shaded background qualify for the Design Select program and ship in 15 days or less. To learn more about Design Select, visit www.acuitybrands.com/designselect.*See ordering tree for detailsCPHBINDUSTRIAL: One Lithonia Way, Conyers, GA 30012 Phone: 1-800-705-SERV (7378) TechSupport-Lighting@AcuityBrands.com www.lithonia.com © 2020-2024 Acuity Brands Lighting, Inc. All rights reserved. Rev. 05/21/24Page 2 of 14CPHB LED High BayDIGITAL NAVIGATION ¦ Home ¦ Ordering ¦ nLight Platform ¦ Controls ¦ Performance DataCPHBGCLGZ10SeriesLumensPerformance PackageLensDistributionVoltageDriverColor TemperatureColor Rendering IndexCPHBCompact Pro High Bay9000LM9,000 lumens12000LM12,000 lumens15000LM15,000 lumens18000LM18,000 lumens24000LM24,000 lumens30000LM30,000 lumens36000LM36,000 lumens48000LM48,000 lumens60000LM60,000 lumensSEF Standard EfficiencyHEF High EfficiencyGCL Glare Control LensMDMedium DistributionNDNarrow DistributionWDWide DistributionMVOLT120-277V120120V208208V240240V277277V347347V ‡480480V ‡HVOLT347-480V ‡GZ10 0-10V dimming driver35K3500 K40K4000 K50K5000 K70CRI70 CRI 80CRI80 CRI 90CRI90 CRIDWHOptionsFinishBAABuy America(n) Act and/or Build America Buy America QualifiedEmergency Options: ‡E10WCP10W emergency battery pack, Certified in CA Title 20 MAEDBS ‡E15WMCP15W emergency battery pack, Certified in CA Title 20 MAEDBS ‡IE10WMCP10W emergency battery pack, Certified in CA Title 20 MAEDBS ‡IE15WMCP15W emergency battery pack, Certified in CA Title 20 MAEDBS ‡IE20WCPHEIota 20W emergency battery pack, Certified in CA Title 20 MAEDBS ‡ETSGenerator Transfer Device ‡WGXWireguard installedIMPIntegrated modular plug ‡SPDAdditional 10kV surge protection device ‡RRL_RELOC®-Ready luminaire. (Not available with Haleon sensor options). See page 13 for ordering informationOCSRELOC® OnePass selectable cable 6' installed ‡OCS4CRELOC® One Pass® selectable cable 6' installed. ‡247OP24/7 operation, factory installed battery with 3-conductor cordset or Reloc, with on/off controlled by sensor rather than switch, the normal hot and unswitched hot wired together in the fixture. Consult local codes to determine if this is allowableJPJob Pack ‡Cord Sets: ‡CPSBW6' white damp location cord with straight blade plug (voltage will match fixture, 120V or 277V only)CPTLW6' white damp location cord with 15 amp twist-lock plug (voltage will match fixture)CPTL20AW6' white damp location cord with 20 amp twist lock plug (voltage will match fixture) ‡CNPW6' white cord, no plugCNP4CW6' white cord , 4 conductors (for use with battery)CNP5CDW6' white cord, 5 conductors (includes dimming leads)Individual Controls (LSXR): ‡LSXR6360°integral high mount motion sensor with standard on/off operationLSXR6 HL360°integral high mount motion sensor with high/low/(off) occupancy operation. For High/Low/(never off)LSXR6 P360°integral high mount motion sensor with on/off switching photocellLSXR6 ADC360°integral high mount motion sensor with dimming & switching photocellLSXR6 ANL360°integral high mount motion sensor with High/Low occupancy dimming & auto-dimming photocell*For 360° integral LOW MOUNT sensors, replace "6" in nomenclature with "10". For High Mount AISLEWAY sensors, replace "6" in nomenclature with "50". Ex: LSXR50 HLIndividual Controls with Bluetooth Programming (Haleon): ‡HLN45 OCC360° integral high mount motion sensor; Bluetooth enabled LINKHLN45 HL360° integral high mount motion sensor with High/Low (Off) occupancy detection; Bluetooth enabledHLN45 ADC360° integral high mount motion sensor. High / Low / Off occupancy operation with photocell; Bluetooth enabledHLN45 ANL360° integral high mount motion sensor with High/Low occupancy and auto dimming / off functionality due to photocell; Bluetooth enablednLight AIR Wireless Controls: NLTAIR2 RLSXR6nLight AIR (wireless) gen 2 control device with high mount occupancy and daylight sensorNLTAIR2 RPP20 DnLight AIR (wireless) gen 2 control device (dimming & switching power pack)*For 360° integral LOW MOUNT sensors, replace "6" in nomenclature with "10". For High Mount AISLEWAY sensors, replace "6" in nomenclature with "50". Ex: RLSXR50NLTAIR2 RMSOD45Embedded nLight AIR (wireless) gen 2 control device with high mount occupancy and daylight sensor LINK ‡*For 360° integral Low Mount sensors, replace "45" in nomenclature with "7". DWHGloss WhiteLooking for Contractor Select readily available configurations? Click here to visit Contractor Select™ spec sheet or go to www.contractorselect.comORDERING INFORMATIONLead times will vary depending on options selected. Consult with your sales representative.Example: CPHB 24000LM SEF GCL MD 120 GZ10 40K 80CRI CPSBW LSXR6 HL DWHAccessories: Order as separate catalog number.Mounting:IBAC120 M100Aircraft cable 10' with hook (one pair)IBAC240 M75Aircraft cable 20' with hook (one pair)IBHMPHook monopointCPHBPMPSMPendant Monopoint splice box with 3/4" hub (for 9000LM - 18000LM)CPHBPMPMDPendant Monopoint splice box with 3/4" hub (for 24000LM - 30000LM)CPHBPMPLGPendant Monopoint splice box with 3/4" hub (for 36000LM - 60000LM)ZACVHAircraft 10' V hanger (one pair)HC36Hanger chain, 36" (one pair)THUN J2Tong hanger surface mount bracket ‡Wire guards:WGCPHBSMWire guard for CPHB (9000LM - 18000LM)WGCPHBMDWire guard for CPHB (24000LM - 30000LM)WGCPHBLGWire guard for CPHB (36000LM - 60000LM)Cord sets for IMP option: ‡CS1WIMPStraight plug, 120VCS3WIMPTwist-lock, 120VCS7WIMPStraight plug, 277VCS11WIMPTwist-lock, 277VCS93WIMP600V SO white cord, no plug (no voltage required) Design Select options indicated by this color background.CPHBINDUSTRIAL: One Lithonia Way, Conyers, GA 30012 Phone: 1-800-705-SERV (7378) TechSupport-Lighting@AcuityBrands.com www.lithonia.com © 2020-2024 Acuity Brands Lighting, Inc. All rights reserved. Rev. 05/21/24Page 3 of 14CPHB LED High BayDIGITAL NAVIGATION ¦ Home ¦ Ordering ¦ nLight Platform ¦ Controls ¦ Performance Data ‡ Option Value Ordering RestrictionsOption ValueOrdering Restrictions18000LMNot available with HVOLT. When 18000LM requires 347 or 480 volt; the fixture utilizes a step-down transformer.247OPRequires cord or reloc, battery and sensor options. Not available with 4 conductor cord sets or Individual controls with dimming options. CPHB will be wired from the factory for 24/7 operation (via cord or Reloc), with on/off controlled by sensor rather than switch. Consult local codes to determine if this is allowable.347Fixture includes an additional 10kV surge protector. When ordered with 18000LM, includes step down transformer.480Fixture includes an additional 10kV surge protector. When ordered with 18000LM, includes step down transformer.Cord SetsMust specify voltage on cord sets with plugs.Cord Sets for IMPFixture must be ordered with IMP option. All cord sets are 18/3, 6' white. CPHBPMPSM/MD/LGPendant monopoint splice boxes will require wiring from access plate to splice box KO if power is being dropped through pendant conduit. Fixture does not have a KO in center to pull power out of driver channel through splice box.CPTL20AWRequired on 347 and 480 volt.Emergency OptionsMay alter fixture construction. Consult line art for dimensions. Batteries not for use with pendant mount option. If cord set is needed, use CNP4CW which will have normal hot and unswitched hot exiting cord set. Not available with IMP, ETS, or THUN options.E10WCPMVOLT only. Max ambient operating temperature of 35°C. Includes an additional 10kV surge protector on the unswitched, battery hot.E15WMCPMVOLT only. Factory installation only. Not approved for field installation. Max ambient operating temperature of 35°C. Includes an additional 10kV surge protector on the unswitched, battery hot.ETSMVOLT only. Not available with cord sets or batteries. When sensor is required, use "ER" sensor option. Utilizes ETS 924 DR component. Includes an additional 10kV surge protectorHVOLT Fixture includes an additional 10kV surge protector. Not valid with 18000LM. Not available with Haleon sensor options.IE10WMCPAvailable with 347 or 480 only. Not available with 18000LM.IE15WMCPAvailable with 347 or 480 only. Not available with 9000LM, 12000LM, 15000LM, or 18000LM.IE20WCPHEMVOLT only. Not available for 9LM, 12LM, 15LM and 18LM. Not available with RPP20 and Cordset together. Not for use with THUN.IMPNot available with battery options, NLTAIR2 RPP20 D options, LSXR ER options, ETS, or NLTAIR2 RLSXR ER options. Sensors will be fixture pre-wired to fixture. Not for use with THUN mounting option.Individual Controls (LSXR)Comes standard with SPD. This sensor configuration is suitable for minimum ambient temperature of 14°F (-10°C). Not available with other controls.Individual Controls with Bluetooth Programming (Haleon)Not available with HVOLT.JPConsult table on page 7 for details.NLTAIR2 RMSODWhen HVOLT, 347, and 480 are ordered fixture utilizes fixture back pack. Not available with battery options when 347, 480 or HVOLT are ordered. Not available with ER when ordered with 9000LM, 12000LM, 15000LM or 18000LM lumen packages (ER option utilizes ETS).OCSMust specify voltage. Dry Location listed only.OCS4CDry location listed only. Use when unswitched hot is required for battery pack options.SPD10kV surge protector standard with HVOLT, 347, 480, ETS, LSXR, RLSXR, RPP20, and battery options (on the unswitched, battery hot).THUN J2Order quantity required in multiples of two. 9000LM - 18000LM requires one per fixture, 24000LM - 60000LM requires two per fixture. Not for use with IMP or battery pack options.Plug OptionPlug typeAmperage**Gauge# of conductorsColorLocationLength****CNPCord OnlyCPCord with Plug(blank)No Plug Option (for Cord Only option)TLLocking TypeSBStraight blade*(blank)15 amps20A20 amps***(blank)18 gauge standard(blank)3 conductors (blk/wht/grn)4C4 conductors; Use with Battery option when unswitched hot is needed5C5 conductors; Use when fixture has 2 drivers and separate operation is required5CD ****5 conductors; Use with dimming driver when dimming leads are desired (Not for use with dimming sensors)WWhite(blank) Damp Location(blank)6 feet3FT3 feet10FT10 feet12FT12 feet15FT15 feet20FT20 feetCORD SET ORDERING INFORMATION ‡* Straight blade on available with 120, 208, 240, and 277 volt.** Amperage is only configurable for cords with plugs.*** 20A required with 347 and 480 volt.**** Not available with plugs. ***** Available in 1' increments from 1 to 30 feet.Cord sets cannot be ordered as accessoriesCPHBINDUSTRIAL: One Lithonia Way, Conyers, GA 30012 Phone: 1-800-705-SERV (7378) TechSupport-Lighting@AcuityBrands.com www.lithonia.com © 2020-2024 Acuity Brands Lighting, Inc. All rights reserved. Rev. 05/21/24Page 4 of 14CPHB LED High BayDIGITAL NAVIGATION ¦ Home ¦ Ordering ¦ nLight Platform ¦ Controls ¦ Performance DataPERFORMANCE TABLEGlare Control Lens, Medium DistributionCPHB SEFLumen PackageWattageLumen OutputLPWDelivered Lumens 4000K, 80CRI9000LM61 9,123 15012000LM87 12,273 14115000LM102 15,343 15018000LM133 18,199 13724000LM174 24,873 14330000LM210 29,825 14236000LM235 36,289 16348000LM324 48,342 15360000LM421 58,946 140Delivered Lumens 5000K, 80CRI9000LM61 9,183 15012000LM88 12,354 14015000LM105 15,444 14718000LM133 18,319 13824000LM174 25,037 14430000LM210 30,081 14336000LM235 36,529 15548000LM324 48,661 15060000LM421 59,452 141Glare Control Lens, Medium DistributionCPHB HEFLumen PackageWattageLumen OutputLPWDelivered Lumens 4000K, 80CRI9000LM55 8,861 16112000LM75 12,056 16115000LM96 14,875 15518000LM127 18,936 14924000LM150 23,740 15830000LM196 29,644 15236000LM210 35,409 16948000LM292 47,480 16360000LM378 59,274 157Delivered Lumens 5000K, 80CRI9000LM55 9,002 16412000LM75 12,248 16315000LM96 15,111 15718000LM127 19,236 15124000LM150 24,117 16130000LM196 30,115 15436000LM210 35,971 17148000LM292 48,234 16560000LM378 60,215 159MultipliersND1.037WD1.004WGX0.95SCALING FACTOR TABLES*Values shown are at 120V.PHOTOMETRICSSee www.lithonia.com.Operating hours10,00020,00030,00040,00050,00060,00070,00080,00090,000100,000 Lumen maintenance factor0.980.960.930.910.890.870.850.830.810.79PROJECTED LUMEN MAINTENANCELumen packageWattageLength WidthDepthWeightComparable light sourceStandard Efficiency (SEF)High Efficiency (HEF)120V277V347V480V120V277V347V480VDimensions shown in inches (centimeters)Shown in pounds (kg)9000LM616060605554545414.4 (36.6)11.5 (29.2)2.3 (5.8)5 (2.2)100W MH, 4-lamp T8 NBF12000LM888888877574747414.4 (36.6)11.5 (29.2)2.3 (5.8)5 (2.2)175W MH, 4-lamp T8 HBF, 2-lamp T5HO15000LM1051041041039695959414.4 (36.6)11.5 (29.2)2.3 (5.8)5 (2.2)200W MH, 6-lamp T8 NBF18000LM13313214414412712613813814.4 (36.6)11.5 (29.2)2.3 (5.8)6.5 (2.9)250W MH, 6-lamp T8 HBF, 4-lamp T5HO24000LM17417417317315014914914922.8 (57.9)11.5 (29.2)2.3 (5.8)8 (3.6)400W MH, 6-lamp T5HO30000LM21020920820819619419419422.8 (57.9)11.5 (29.2)2.3 (5.8)8 (3.6)575W MH, 10-lamp T8 HBF36000LM23523523423421020820820844 (111.8)11.5 (29.2)2.3 (5.8)14 (6.35)750W MH, 8-lamp T5HO48000LM32432232032028928728628544 (111.8)11.5 (29.2)2.3 (5.8)14 (6.35)875W MH, 10-lamp T5HO60000LM42142141941937437237137044 (111.8)11.5 (29.2)2.3 (5.8)14 (6.35)1000W MHCPHB CHARACTERISTICS*Dimensions & weights shown for standard product configurations without optional componentsCPHBINDUSTRIAL: One Lithonia Way, Conyers, GA 30012 Phone: 1-800-705-SERV (7378) TechSupport-Lighting@AcuityBrands.com www.lithonia.com © 2020-2024 Acuity Brands Lighting, Inc. All rights reserved. Rev. 05/21/24Page 5 of 14CPHB LED High BayDIGITAL NAVIGATION ¦ Home ¦ Ordering ¦ nLight Platform ¦ Controls ¦ Performance DataBATTERY INFORMATIONNomenclaturePart NumberUtilizes BPK optionField installable (remote mount only)E10WCP (MVOLT only)PS1055CPYesYesE15WMCP (MVOLT only)PS1555MCPYesNoIE10WMCP (HVOLT only)ILBHI CP10 HE SD LCSTICKYesNoIE15WMCP (HVOLT only)ILBHI CP15 HE SD LCSTICKYesNoIE20WCPHE (MVOLT only)ILBLP CP20 HE SDNoYesEMERGENCY BATTERY PACK OPTIONSEMERGENCY LUMENS GCL, MD (5000K, 80CRI)Lumen PackageE10WCPE15WMCPSEF90001784273812000177827291500017342701180001796274424000184728453000018842868360001890291548000188829126000018722853EMERGENCY LUMENS GCL, MD (5000K, 80CRI)Lumen PackageE10WCPE15WMCPHEF90001916291112000191429091500019192914180001916289824000196629843000019452952360002058312548000205731246000020653137Emergency Batteries & Cord Sets - WIRINGWhen battery is ordered with a 3-conductor cord set and 24/7 operationWhen battery is ordered with a 4-conductor cord set… Blk (Hot)Wht (Neutral)Grn (Ground)Blk (Unswitched Hot, labeled)Cord setBlk (Hot)Wht (Neutral)Grn (Ground)Red (Unswitched Hot)Cord setIdeal for use with battery + SENSOR to control fxture on/of based on occupancy. Order option 247OP to receive wired for this scenario. When 247OP is ordered driver black (Hot) and battery red (Hot) will be wired together inside driver channel.Emergency Batteries & Cord Set NotesWhen a battery is ordered with a 3 conductor cord set, 247OP option is required. •The 3 conductor cord set will include the hot (BLK), neutral (WHT), and ground (GRN) conductors. 24/7 operation means the design intent is for the ﬁxture to always receive power and never be switched oﬀ. This ensures the battery is always being charged. When 247OP is ordered with a 3/c cord set, the red battery hot will be wired to the normal hot inside the driver channel, and the new hot wire lead will exit the ﬁxture with the ground and neutral wires. Consult local codes to determine if this is allowable. When a battery is ordered with a 4 conductor cord set… •The unswitched hot will be included in the cord set as a separate conductor (RED).CPHBINDUSTRIAL: One Lithonia Way, Conyers, GA 30012 Phone: 1-800-705-SERV (7378) TechSupport-Lighting@AcuityBrands.com www.lithonia.com © 2020-2024 Acuity Brands Lighting, Inc. All rights reserved. Rev. 05/21/24Page 6 of 14CPHB LED High BayDIGITAL NAVIGATION ¦ Home ¦ Ordering ¦ nLight Platform ¦ Controls ¦ Performance Data 22.84 21.50 14.44 13.10 ABCD88776655443322DO NOT SCALE DRAWING802-00024UNLESS OTHERWISE SPECIFIED:SDSTITNAMEDATECOMMENTS:Q.A.MFG APPR.ENG APPR.CHECKEDDRAWNFINISHMATERIALINTERPRET GEOMETRICTOLERANCING PER:DIMENSIONS ARE IN INCHESTOLERANCES:FRACTIONALANGULAR: MACH BEND TWO PLACE DECIMAL THREE PLACE DECIMAL APPLICATIONUSED ONNEXT ASSYPROPRIETARY AND CONFIDENTIALTHE INFORMATION CONTAINED IN THISDRAWING IS THE SOLE PROPERTY OF<INSERT COMPANY NAME HERE>. ANY REPRODUCTION IN PART OR AS A WHOLEWITHOUT THE WRITTEN PERMISSION OF<INSERT COMPANY NAME HERE> IS PROHIBITED.Side View: 24000LM, 30000LM 11.52 8.67 2.42 ABCD8877665544End View: CPHB 9000LM - 60000LM 22.84 21.50 14.44 13.10 ABCD887766554433NEXT ASSPROPRIETARY AND CONFIDENTIALTHE INFORMATION CONTAINED IN THISDRAWING IS THE SOLE PROPERTY OF<INSERT COMPANY NAME HERE>. ANY REPRODUCTION IN PART OR AS A WHOLEWITHOUT THE WRITTEN PERMISSION OF<INSERT COMPANY NAME HERE> IS PROHIBITED.Side View: 9000LM, 12000LM, 15000LM, 18000LM44.04 42.70 44.04 20.35 CPHB 36-60L WITH E10WCP/E15WMCP 44.04 17.72 16.75 CPHB 36-60L WITH IE20WCPHESide View: 36000LM, 48000LM, 60000LMCPHBINDUSTRIAL: One Lithonia Way, Conyers, GA 30012 Phone: 1-800-705-SERV (7378) TechSupport-Lighting@AcuityBrands.com www.lithonia.com © 2020-2024 Acuity Brands Lighting, Inc. All rights reserved. Rev. 05/21/24Page 7 of 14CPHB LED High BayDIGITAL NAVIGATION ¦ Home ¦ Ordering ¦ nLight Platform ¦ Controls ¦ Performance Data 14.44 13.68 22.84 20.33 22.84 17.92 16.75 5.08 11.52 1.82 .84 5.67 11.52 2.38 .84 1.50 CPHB 9000LM - 18000LM WITH E10WCP/E15WMCPCPHB 9000LM - 60000LM with E10WCP/E15WMCPCPHB 24000LM - 30000LM WITH E10WCP/E15WMCPCPHB 24000LM - 30000LM WITH IE20WCPHE 44.04 42.70 44.04 20.35 CPHB 36000LM - 60000LM WITH E10WCP/E15WMCP 44.04 17.72 16.75 CPHB 36000LM - 60000LM WITH IE20WCPHECPHBINDUSTRIAL: One Lithonia Way, Conyers, GA 30012 Phone: 1-800-705-SERV (7378) TechSupport-Lighting@AcuityBrands.com www.lithonia.com © 2020-2024 Acuity Brands Lighting, Inc. All rights reserved. Rev. 05/21/24Page 8 of 14CPHB LED High BayDIGITAL NAVIGATION ¦ Home ¦ Ordering ¦ nLight Platform ¦ Controls ¦ Performance Data*Representative of Job Pack design for 14” standard units. JOB PACK DETAILSSeriesPerformanceLumensStandard Fixture Cord Set or RELOC® JPWireguard JP Sensor JPCPHBSEF/HEF9000LM14414414490*12000LM15000LM18000LM24000LM96969660*30000LM36000LM45*30*30*30*48000LM60000LM*Traditional Job Pack Breakout Example: Ordered Line:Qty: 200CPHB 24000LM SEF GCL MD MVOLT GZ10 40K 80CRI CNPW DWH JP*Above configuration shows 96 units for Job PackBreakout Line 1: Qty: 192CPHB 24000LM SEF GCL MD MVOLT GZ10 40K 80CRI CNPW DWH JP96*Will have 2 pallets of 96 units each in job packsBreakout Line 2: Qty: 8CPHB 24000LM SEF GCL MD MVOLT GZ10 40K 80CRI CNPW DWH*Balance will ship in unit cartonsNote: If quantity ordered is less than Job Pack quantity for that configuration, the breakout line will default to unit packs.CPHBINDUSTRIAL: One Lithonia Way, Conyers, GA 30012 Phone: 1-800-705-SERV (7378) TechSupport-Lighting@AcuityBrands.com www.lithonia.com © 2020-2024 Acuity Brands Lighting, Inc. All rights reserved. Rev. 05/21/24Page 9 of 14CPHB LED High BayDIGITAL NAVIGATION ¦ Home ¦ Ordering ¦ nLight Platform ¦ Controls ¦ Performance DataStandard Sensor or Control Device (commonly used with Battery Pack Option)EM Solution (Used when switching single incoming hot to generator power)ER Solution (Used when switching to generator power via a 2nd hot lead)Emergency Operation ScenariosEmergency Lighting Strategy*Luminaire-integral battery pack and emergency driver*Generator transfer device*Diesel genset emergency backup supply*Slow transfer inverter (>30ms) emergency backup supply*Fast Transfer (FT) inverter emergency backup supply*Uninterruptible Power System (UPS) emergency Recommended Control Device Option*Not specifically listed for emergency use. *Wired such that a separately listed emergency device provides emergency lighting power and/or control during loss of normal power scenarios.*UL 924 listed*EM devices will remain at their high-end trim and ignore wireless lighting control commands, such as in the event of a normal power failure, unless a normal-power-sensed (NPS) broadcast is received at least every 8 seconds.* Using the CLAIRITY+ mobile app, EM devices must be associated with a group that includes a normal power sensing device to receive NPS broadcasts.*Only non-emergency rPP20, rLSXR, rSBOR, rSDGR, and nLight AIR luminaires with version 3.4 or later firmware can provide normal power sensing for EM devices. See specification sheets for control devices and luminaires for more information on options that support normal power sensing.*UL 924 listed*Utilizes dedicated Normal Power sensing leads to initiate lighting control override during loss of normal power scenarios.*Requires connections to both emergency and normal power circuits.FunctionSequence of OperationsStandard Sensor or Control DeviceEM Solution (Generator / Inverter powered with 1 hot)ER Solution (Generator / Inverter on separate emergency circuit - 2 hots)CPHB Standard Sensor SettingsVacancy Time OutDim to Off Time DelayHigh TrimLow TrimPhotocell Set PointStandalone Sensors(Individual control per fixture)On/OffLights turn on when motion detected; Upon vacancy, Lights turn off after timeout.LSXR6-LSXR6 ER10 min----High/Low (Off)Lights turn on to high trim when presence is detected; Upon vacancy, the lights dim to low trim after timeout and turn off after “Dim To Off" Time Delay. For High/Low (Never Off) function, bypass the relay by bringing power directly into driver rather than wiring hot through LSXR device.LSXR6 HL-LSXR6 HL ER10 min2.5 min100%10% (Driver Low)"-PhotocellLights turn on unless ambient light level is above set point; If ambient light levels in the space exceed the photocell set point, lights will turn off even during occupancy.LSXR6 P-LSXR6 P ER----4 fcDimming + PhotocellLights turn on when presence is detected unless ambient light level is above set point; Upon vacancy, the lights dim to low trim , then turn off after timeout; During occupancy, automatically raise and lower electric light level to maintain set point and turn off, depending on ambient light.LSXR6 ADC-LSXR6 ADC ER10 min2.5--4 fcDimming + Photocell + High/LowLights turn on when presence is detected unless ambient light level is above set point; Upon vacancy, lights dim to low trim after timeout and remain at low trim until presence is detected; Automatically raise and lower electric light level to maintain set point during occupancy and during vacancy keeps lights at low trim if ambient light is not sufficient. LSXR6 ANL-LSXR6 ANL ER10 min-100%10%4 fcNote: For 360° integral Low Mount sensors, replace "6" in nomenclature with "10". Ex. LSXR10 P. For High Aisle Mount sensors, replace "6" with "50". Bluetooth Sensors(Configurable via mobile Bluetooth app)On/OffLights turn on when motion detected; Upon vacancy, Lights turn off after timeout.HLN45 OCC-HLN45 OCC ER10 min----High/Low (Off)Lights turn on to high trim when presence is detected; Upon vacancy, the lights dim to low trim after timeout and turn off after “Dim To Off" Time Delay.HLN45 HL-HLN45 HL ER10 min2.5 min100%10%-Dimming + PhotocellLights turn on when presence is detected unless ambient light level is above set point; Upon vacancy, the lights dim to low trim during timeout; During occupancy, automatically raise and lower electric light level to maintain set point and turn off, depending on ambient light.HLN45 ADC-HLN45 ADC ER10 min2.5 min-10%50 fcDimming + Photocell + High/Low (Never Off)Lights turn on when presence is detected unless ambient light level is above set point; Upon vacancy, lights dim to low trim after timeout and remain at low trim until presence is detected; Automatically raise and lower electric light level to maintain set point during occupancy and during vacancy keeps lights at low trim if ambient light is not sufficient. HLN45 ANL-HLN45 ANL ER10 minNever off due to occupancy100%10%50 fcnLight AIRWireless SensorsDimming + Photocell + OccupancyWirelessly programmable network sensor - On/Off control with dimming, occupancy detection, and daylight harvesting (Sensor embedded in fixture)NLTAIR2 RMSOD45RLSXR 6 EMNLTAIR2 RMSOD45 ER7.5 min-100%30%50 fcDimmingWirelessly programmable On/Off control with dimming - no sensor (Device embedded in fixture)NLTAIR2 RIORPP20D EMNLTAIR2 RIO ER--100%10% (driver low)-Note: For 360° integral Low Mount sensors, replace "45" in nomenclature with "7". EM sensors/controls are KO-mounted; all others integral. RPP20 D EM de-rates fixture to Damp Location.*All ER solutions include standard sensor or control device with a factory-installed Iota ETS##-DR (UL924 bypass device). This device is integral to the fixture and will include a hot and neutral lead for the dedicated emergency circuit. MVOLT , 120-277 only. ER solutions are not available with the IMP option.STANDARD SENSORCPHBINDUSTRIAL: One Lithonia Way, Conyers, GA 30012 Phone: 1-800-705-SERV (7378) TechSupport-Lighting@AcuityBrands.com www.lithonia.com © 2020-2024 Acuity Brands Lighting, Inc. All rights reserved. Rev. 05/21/24Page 10 of 14CPHB LED High BayDIGITAL NAVIGATION ¦ Home ¦ Ordering ¦ nLight Platform ¦ Controls ¦ Performance DataLSXR – Fixture Mount Occupancy Sensor (see www.AcuityControls.com for additional information)• Three interchangeable lens options to satisfy multiple mounting heights and coverage pattern requirements.• Integrated mounting bracket drops lens down 3" from chase nipple.• Single or dual relay versions — designed with robust protection from the harsh switching requirements of T5 and LED loads.• Photocell and 0-10VDC dimming options.• No PIR field calibration or sensitivity adjustments required.• Sensor ambient temperature rating of 14°F (-10°C) to 131°F (55°C).LSXR configurationComparable CMRB sensorOld style sensor nomenclatureFor shortest lead times use one of the following LSXR configurationsLSXR50 / LC0ZUCMRB 50MSILSXR50 HL / LCH0SZUCMRB 50 DMSIDLSXR50 P / LCPZUCMRB 50 PMSIPEDLSXR6 / LA0ZUCMRB 6 MSI360LSXR6 HL / LAH0SZUCMRB 6 DMSI360DLSXR6 P / LAPZUCMRB 6 PMSI360PEDLSXR COVERAGE PATTERNSSIDE VIEW0 ft102030400 m369.112.270 ft72.10 m2.1 50 25 0 ft 25 50 15.2 7.6 0 m 7.6 15.2 50 25 0 ft 25 50 15.2 7.6 0 m 7.6 15.2TOP VIEWHIGH MOUNT AISLEWAY LENS (#50)• Provides a bi-directional coverage pattern ideal for warehouse racking• 1.2x mounting height equals approximate detection range in either direction• Typical 40 ft (12.19 m) mounting detects 50 ft (15.24 m) in either direction• Superior aisleway coverage compared to a masked 360º lensHIGH MOUNT 360º LENS (#6)• Best choice for 15 to 45 ft (4.57 to 13.72 m) mounting heights• 15 to 20 ft (4.57 to 6.10 m) radial coverage overlaps area lit by a typical high bay fixture• Excellent detection of large motion (e.g. walking) up to a 35 ft (10.76 m) mounting height• Excellent detection of extra large motion (e.g. forklifts) up to a 45 ft (13.72 m) mounting height30 20 10 0 ft 10 20 309.1 6 3 0 m 3 6 9.10 ft1530450 m4.69.113.7LOW VIEWHIGH VIEW0 ft150 m4.6 20 10 0 ft 10 20 6 3 0 m 3 6• Best choice for large motion detection (e.g. walking)• 360º conical shaped pattern• Provides ~24 ft (7.32 m) radial coverage (~2000 ft2) when mounted at 9 ft (2.74 m) • 7 to 15 ft (2.13 to 4.57 m) mounting heights provide 16 to 36 ft (4.88 to 10.97 m) radial coverage• Detection range improves when walking across beams compared to into beamsLOW MOUNT 360º LENS (#10)0 ft90 m2.7 28 21 14 7 0 ft 7 14 21 28 8.5 6.4 4.3 2.1 0 m 2.1 4.3 6.4 8.5SIDE VIEWTOP VIEW28140 ft14288.54.30 m4.38.5CPHBINDUSTRIAL: One Lithonia Way, Conyers, GA 30012 Phone: 1-800-705-SERV (7378) TechSupport-Lighting@AcuityBrands.com www.lithonia.com © 2020-2024 Acuity Brands Lighting, Inc. All rights reserved. Rev. 05/21/24Page 11 of 14CPHB LED High BayDIGITAL NAVIGATION ¦ Home ¦ Ordering ¦ nLight Platform ¦ Controls ¦ Performance DataHALEON COVERAGE PATTERNS45- HIGH MOUNT 360° • Optimized full coverage pattern for 10 – 50 ft. (3.1 – 12 m)• Reliable detecti
https://www.acuitybrands.com/api/products/getasset/lithonia-lighting/914317/d000f1e4-48bd-4e85-bf6a-1bd18dc1002c/vcpgx-led.pdf?abl_version=02%2f22%2f2023+15%3a11%3a00&DOC_Type=SPEC_SHEET | lighting | One Lithonia Way • Conyers, Georgia 30012 • Phone: 1-800-705-SERV (7378) • www.lithonia.com© 2018-2024 Acuity Brands Lighting, Inc. All rights reserved.VCPGX LEDRev. 07/29/24COMMERCIAL OUTDOORVCPG Ultimate LEDParking GarageSpecificationsCatalog NumberNotesTypeIntroductionThe all new VCPGX LED (Visually Comfortable Parking Garage) luminaire is the ultimate solution for parking garage applications. The deep recessed lens design of VCPGX LED minimizes high angle glare, while its patent pending transition zone reduces the contrast ratio between the luminaire and the dark ceiling. The dedicated up-light module option further reduces this contrast, creating a more visually comfortable environment.The VCPGX LED delivers up to 87% in energy savings when replacing 175W metal halide luminaires. With over 100,000 hour life expectancy (12+ years of 24/7 continuous operation), the VCPGX LED luminaire provides significant maintenance savings over traditional luminaires.Diameter:19"Height:4.95"(6" with Up-Light)Weight (max, with no options):25 lbsHit the Tab key or mouse over the page to see all interactive elements.Ordering InformationEXAMPLE: VCPGX LED V8 P3 40K 70CRI T5M MVOLT PM UPL2 DWHXDVCPGX LED SeriesLED Light EnginesPackageColor temperatureColor Rendering IndexDistributionVoltageMountingVCPGX LEDV44 Light EnginesV88 Light EnginesP1P2P3P4P5P6P7 (with V8 only)30K3000 K35K3500 K40K4000 K50K5000 K70CRI80CRIT5MType V, mediumT5R1Type V, rectangularT5WType V, wideT5EType V entryLANE1 Drive laneMVOLT347480For ordering with fuse120208240277347480Shipped includedPM Pendant mount standard (24-inch length supply leads)SRMSurface mount (24-inch length supply leads)ARMArm mount (use RSXWBA accessory to mount to a wall)Shipped separatelyYKYoke/trunnion mount2OptionsFinish (required)Shipped installedUPL1Up-Light: 500 lumens 3UPL2Up-Light: 700 lumens 4E8WCEmergency battery backup, CEC compliant (8W, -20°C min)5,6,7E10WHEmergency battery backup, CEC compliant (10W, 5°C min)5,6,7HAHigh ambient (50°C, only P1-P4)SFSingle fuse (120V, 277V, 347V)DFDouble fuse (208V, 240V, 480V)SPD10KV10KV Surge PackLDS3636in (3ft) lead lengthLDS7272in (6ft) lead lengthLDS108108in (9ft) lead lengthDMGExternal 0-10V leads (no controls)8TPTamper proof screwsShipped SeparatelyBDSBird ShroudBSW Bird SpikesStandalone Sensors/ControlsPIRMotion/ambient sensor for 8-15' mounting heightsPIRHMotion/ambient sensor for 15-30' mounting heightsPIR3FC3VMotion/ambient sensor for 8-15' mounting heights, pre programmed to 3fc and 35% light outputPIRH3FC3VMotion/ambient sensor for 15-30' mounting heights, pre programmed to 3fc and 35% light outputNetworked Sensors/ControlsNLTAIR2 PIRnLIGHT AIR Wireless enabled motion/ambient sensor for 8-15' mounting heightsNLTAIR2 PIRHnLIGHT AIR Wireless enabled motion/ambient sensor for 15'-30' mounting heightsNLTAIREM2 PIR nLIGHT AIR Wireless enabled, UL924 Listed motion/ambient sensor for 8-15' mounting heights 9NLTAIREM2 PIRH nLIGHT AIR Wireless enabled, UL924 Listed motion/ambient sensor for 15'-30' mounting heights 9DWHXDWhiteDNAXDNatural aluminumDDBXDDark bronzeDBLXDBlackA+ Capable options indicated by this color background.19"19"5.97"4.95"One Lithonia Way • Conyers, Georgia 30012 • Phone: 1-800-705-SERV (7378) • www.lithonia.com© 2018-2024 Acuity Brands Lighting, Inc. All rights reserved.VCPGX LEDRev. 07/29/24COMMERCIAL OUTDOORLumen values are from photometric tests performed in accordance with IESNA LM-79-08. Data is considered to be representative of the configurations shown, within the tolerances allowed by Lighting Facts. Contact factory for performance data on any configurations not shown here.Performance DataPower PackageSystem WattsCurrent (A) 120V208V240V277V347V480VP127W0.220.130.120.100.080.06P234W0.280.160.140.130.100.08P343W0.370.210.180.160.130.09P456W0.480.280.240.210.160.12P582W0.680.400.350.300.240.18P6108W0.910.520.450.390.320.23P7124W1.030.590.510.440.370.27Electrical LoadUse these factors to determine relative lumen output for average ambient temperatures from 0-40°C (32-104°F).Data references the extrapolated performance projections for the platforms noted in a 25°C ambient, based on 10,000 hours of LED testing (tested per IESNA LM-80-08 and projected per IESNA TM-21-11).To calculate LLF, use the lumen maintenance factor that corresponds to the desired number of operating hours below. For other lumen maintenance values, contact factory.Lumen Ambient Temperature (LAT) MultipliersProjected LED Lumen MaintenanceOperating Hours025,00050,000100,000Lumen Maintenance Factor1.00.970.940.89NOTES1 Not available in P7 package or with V8 option.2 Only vertical height adjustment. No angle adjustment. Use PM and SLVSQ or SLVRD for mounting to angled ceiling or canopies.3 UPL1 not available with dim-to-off functionality.4 UPL2 available with dim-to-off upon request.5 Not available with 347V or 480V.6 E8WC and E10WH only rated up to 35°C ambient.7 E8WC & E10WH only available with P1-P4 packages.8 DMG option not available with standalone or networked sensors/controls.9 Needs an nLight AIR Normal Power Sensing (NPS) device in the group.AccessoriesOrdered and shipped separately. Ordering Information Cont.AmbientLumen Multiplier0˚C32˚F1.0310˚C50˚F1.0220˚C68˚F1.0125˚C77˚F130˚C86˚F0.9940˚C104˚F0.98Photometric DiagramsTo see complete photometric reports or download .ies files for this product, visit the VCPG Ultimate LED Parking Garage Luminaire homepage. Tested in accordance with IESNA LM-79 and LM-80 standards VCPG LED P4 T5M 40KVCPG LED P4 T5E 40KVCPG LED P4 T5R 40KVCPG LED P4 LANE 40KVCPGBDS DWHXD UBird shroud for PM (specify finish)VCPGBDS YK DWHXD UBird shroud for YK (specify finish)VCPGUBDS DWHXD UBird shroud for PM with Up-Light (specify finish)VCPGUBDS YK DWHXD UBird shroud for YK with Up-Light (specify finish)VCPGSRM USurface mount kit, with no Up-LightVCPGUSRM USurface mount kit, with Up-LightVCPGWG UWire guardSLVSQQuick mount pendant swivel kit, squareSLVRDQuick mount pendant swivel kit, roundVCPG YK DWHXD UYoke mount kit (specify finish)RSXWBA DWHXD URSX WBA wall bracket (specify finish)VCPGXSC120Safety cable 120"VCPG LED P4 T5W 40KOne Lithonia Way • Conyers, Georgia 30012 • Phone: 1-800-705-SERV (7378) • www.lithonia.com© 2018-2024 Acuity Brands Lighting, Inc. All rights reserved.VCPGX LEDRev. 07/29/24COMMERCIAL OUTDOORLumen values are from photometric tests performed in accordance with IESNA LM-79-08. Data is considered to be representative of the configurations shown, within the tolerances allowed by Lighting Facts. Contact factory for performance data on any configurations not shown here.Performance DataLumen Output, V4 OptionLumen Output, V8 OptionPerformance PackageWattsDistribution Type30K(3000K, 70 CRI)35K(3500K, 70 CRI)40K(4000K, 70 CRI)50K(5000K, 70 CRI)LumensLPWLumensLPWLumensLPWLumensLPWP127WT5E 3,546 133 3,634 137 3,778 142 3,838 144T5M 3,573 134 3,662 138 3,807 143 3,867 146T5W3,5091323,5961353,7381413,798143T5R 3,421 129 3,506 132 3,645 137 3,703 139LANE 3,380 127 3,464 130 3,601 136 3,658 138P234WT5E 4,532 133 4,644 137 4,828 142 4,905 144T5M 4,567 134 4,680 138 4,865 143 4,942 146T5W4,4841324,5951354,7771414,853143T5R 4,372 129 4,481 132 4,658 137 4,732 139LANE 4,320 127 4,427 130 4,602 136 4,676 138P343WT5E 5,750 133 5,893 136 6,126 141 6,223 143T5M 5,795 134 5,938 137 6,173 142 6,271 145T5W5,6901315,8321346,0621406,158142T5R 5,548 128 5,686 131 5,910 136 6,004 138LANE 5,482 126 5,618 130 5,840 135 5,933 137P456WT5E 7,318 130 7,500 133 7,796 138 7,920 141T5M 7,375 131 7,558 134 7,856 140 7,981 142T5W7,2421297,4211327,7141377,837139T5R 7,061 125 7,236 129 7,522 134 7,641 136LANE 6,977 124 7,150 127 7,432 132 7,550 134P582WT5E 10,088 123 10,339 126 10,747 131 10,918 133T5M 10,166 124 10,418 127 10,830 132 11,002 134T5W9,98212210,23012510,63412910,803132T5R 9,733 118 9,974 121 10,368 126 10,534 128LANE 9,617 117 9,856 120 10,245 125 10,408 127P6108WT5E 12,751 118 13,067 121 13,583 126 13,799 128T5M 12,849 119 13,168 122 13,688 127 13,906 129T5W12,61711712,93012013,44112513,655127T5R 12,302 114 12,607 117 13,105 122 13,313 124LANE 12,155 113 12,457 116 12,948 120 13,155 122Performance PackageWattsDistribution Type30K(3000K, 70 CRI)35K(3500K, 70 CRI)40K(4000K, 70 CRI)50K(5000K, 70 CRI)LumensLPWLumensLPWLumensLPWLumensLPWP126WT5E 3,639 140 3,729 143 3,876 149 3,938 151T5M 3,667 141 3,758 145 3,906 150 3,968 153T5W3,6001383,6901423,8351483,897150P233WT5E 4,650 140 4,765 143 4,954 149 5,033 151T5M 4,686 141 4,802 144 4,992 150 5,071 152T5W4,6011384,7151424,9011474,980150P342WT5E 5,900 139 6,047 143 6,286 148 6,386 151T5M 5,946 140 6,093 144 6,334 149 6,435 152T5W5,8391385,9841416,2201476,319149P455WT5E 7,509 136 7,696 139 7,999 145 8,127 147T5M 7,567 137 7,755 140 8,061 146 8,189 148T5W7,4311357,6151387,9161438,042146P581WT5E 10,351 129 10,608 132 11,027 137 11,203 139T5M 10,431 130 10,690 133 11,112 138 11,289 140T5W10,24212710,49713010,91113611,085138P6106WT5E 13,083 124 13,408 127 13,937 132 14,159 134T5M 13,184 125 13,511 128 14,045 133 14,268 135T5W12,94612313,26712613,79113114,011133P7124WT5E 15,350 124 15,730 127 16,351 132 16,612 134T5M 15,468 125 15,851 128 16,477 133 16,740 135T5W15,18912215,56612616,18013016,438133Up-light OptionWattsLumensUPL16.5W519UPL28.5W715Up-light Lumen OutputLumen Multiplier for 80CRICCTMultiplier30K0.92635K0.94540K0.96750K0.965One Lithonia Way • Conyers, Georgia 30012 • Phone: 1-800-705-SERV (7378) • www.lithonia.com© 2018-2024 Acuity Brands Lighting, Inc. All rights reserved.VCPGX LEDRev. 07/29/24COMMERCIAL OUTDOORPIRHPIRTOP VIEW20100 ft10206.130 m36.120 0 ft 206.1 0 m 6.1SIDE VIEW0 ft102030400 m36.19.112.2TOP VIEW20100 ft10206.130 m36.120 0 ft 206.1 0 m 6.1SIDE VIEW0 ft102030400 m36.19.112.2HIGH VIEW0 ft150 m4.6 30 24 18 12 6 0 ft 6 12 18 24 30 9.2 7.4 5.4 3.6 1.8 0 m 1.8 3.6 5.4 7.4 9.23024181260 ft6121824309.27.45.43.61.80 m1.83.65.47.49.2LOW VIEW0 ft90 m2.7 18 15 12 9 6 3 0 ft 3 6 9 12 15 18 5.4 4.6 3.6 2.7 1.8 0.9 0 m 0.9 1.8 2.7 3.6 4.6 5.41815129630 ft3691215185.54.63.72.71.80.90 m0.91.82.73.74.65.5Motion/Ambeint sensor (Sensor Switch MSOD, nLight AIR RMSOD) is integrated into the luminaire. The sensor provides both Motion and Daylight based dimming of the luminaire. For motion detection, the sensor utilizes 100% Digital Passive Infrared (PIR) technology that is tuned for walking size motion while preventing false tripping from the environment. The integrated photocell enables additional energy savings during daytime periods when there is sufficient daylight. Optimize sensor coverage by either selecting PIR or PIRH option. PIR option comes with a sensor lens that is optimized to provide maximum coverage for mounting heights between 8-15ft, while PIRH is optimized for 15-40ft mounting height.nLight® AIR is a wireless lighting controls platform that allows for seamless integration of both indoor and outdoor luminaires. Five-tier security architecture, 900 MHz wireless communication and app (CLAIRITY™+) based configurability combined together make nLight® AIR a secure, reliable and easy to use platform.Motion/Ambient Sensor (PIR_, PIRH)Networked Control (NLTAIR2)Control/Sensor OptionsOption Dim LevelHigh Level (when triggered)Photocell OperationMotion Time DelayRamp-down TimeRamp-up TimePIR or PIRHMotion - 3V (37% of full output) Photocell - 0V (turned off)10V (100% output)Enabled @ 5fc5 min5 minMotion - 3 sec Photocell - 45 secPIR3FC3V or PIRH3FC3VMotion - 3V (37% of full output) Photocell - 0V (turned off)10V (100% output)Enabled @ 3fc5 min5 minMotion - 3 sec Photocell - 45 secMotion/Ambient Sensor Default SettingsOne Lithonia Way • Conyers, Georgia 30012 • Phone: 1-800-705-SERV (7378) • www.lithonia.com© 2018-2024 Acuity Brands Lighting, Inc. All rights reserved.VCPGX LEDRev. 07/29/24COMMERCIAL OUTDOORMounting, Options & AccessoriesBDS – Bird shroud for yoke mountD = 19"H (Yoke) = 10"-18"PIR & PIRH – Motion/ Ambient sensorL = 20.4"W = 19"H = 5.65" (no up-light)or 6.45" (with up-light)BDS – Bird shroud for pendant mountD = 19"H = 8.85"FEATURES & SPECIFICATIONS INTENDED USE The visually comfortable optics, energy savings, and long life of the VCPGX LED Parking Garage luminaire make it an ideal choice for new commercial installations and retrofit parking garage opportunities. It is designed to meet or exceed recommended illuminance criteria when installed as a direct replacement of most HID parking garage luminaires. Its modern dayform and aesthetics also make it appealing for indoor low-bay applications. CONSTRUCTION Two-piece die-cast aluminum housing has integral heat sink fins to optimize thermal management through conductive and convective cooling. The LED driver is separated from the heat generating light engines and mounted in direct contact with the casting to promote low operating temperatures, higher lumen maintenance and long life. The housing is completely sealed against moisture and environmental contaminants (IP66) and is suitable for hose-down application. FINISH Exterior painted parts are protected by a zinc-infused Super Durable TGIC thermoset powder coat finish that provides superior resistance to corrosion and weathering. A tightly controlled multi-stage process ensures a 3 mils thickness for a finish that can withstand extreme climate changes without cracking or peeling. OPTICS Light guide technology provides a diffused light source, reducing glare from direct view of the LEDs. The light source is recessed into the luminaire, further reducing the high angle glare from the luminaire. A combination of precision molded micro prismatic acrylic lenses and back reflectors provide five different photometric distributions tailored specifically to parking garage applications. Up-light option comes with a dedicated light engine and custom optic designed to efficiently spread light on to the ceiling, thus reducing the cave effect. ELECTRICAL Light engine consists of high-efficacy LEDs mounted to metal-core circuit boards to maximize heat dissipation and promote long life (up to L89/100,000 hours at 25°C). The electronic driver has a power factor of >90%, THD <20%, and a minimum 6.0 KV surge rating. When ordering the SPD10KV option, a separate 10kV (5kA) surge protection device is installed within the luminaire which meets a minimum Category C low operation (per ANSI/IEEE C62.41.2). Luminaire is 0-10V dimmable down to 10% or lower. INSTALLATION Standard configuration accepts a rigid or free-swinging 3/4" NPT stem for pendant mounting. The surface mount option attaches to a 4x4" recessed or surface mount outlet box using a quick-mount kit (included); kit contains galvanized steel luminaire and outlet box plates and a full pad gasket. Kit has an integral mounting support that allows the luminaire to hinge down for easy electrical co nnections. Luminaire and plates are secured with set screws. Also, available with a yoke/trunnion mount option with 3/4" NPT provision for flexible conduit entry (conduit by others); height can be adjusted from 10-18". Supply leads are 24" in length as standard. Longer supply leads are available as additional options. Design can withstand up to a 3.0 G vibration load rating per ANSI C136.31. LISTINGS CSA certified to U.S. and Canadian standards. IP66 rated for outdoor applications. PIR options are rated for wet location. Rated for -40°C minimum ambient. DesignLights Consortium® (DLC) Premium qualified product and DLC qualified product. Not all versions of this product may be DLC Premium qualified or DLC qualified. Please check the DLC Qualified Products List at www.designlights.org/QPL to confirm which versions are qualified. Government Procurement BAA – Buy America(n) Act: Product qualifies as a domestic end product under the Buy American Act as implemented in the FAR and DFARS. Product also qualifies as manufactured in the United States under DOT Buy America regulations BABA - Build America Buy America: Product qualifies as produced in the United States under the definitions of the Build America, Buy America Act Please refer to www.acuitybrands.com/resources/buy-american for additional information. WARRANTY 5-year limited warranty. This is the only warranty provided and no other statements in this specification sheet create any warranty of any kind. All other express and implied warranties are disclaimed. Complete warranty terms located at: www.acuitybrands.com/support/warranty/terms-and-conditions Note: Actual performance may differ as a result of end-user environment and application. All values are design or typical values, measured under laboratory conditions at 25 °C. Specifications subject to change without notice.SRM – Surface Mount with Up-LightD = 19"H = 5.3"YK – Yoke/Trunnion MountD = 19"H (Yoke) = 10"-18"PM – Pendant Mount(compatible with ¾ NPT, pendant stem provided by others)D = 19"H = 4.1"SRM – Surface MountD = 19"H = 4.1"ARM – Arm MountL = 28"W = 19"H = 8"
https://lithonia.acuitybrands.com/api/products/getasset/lithonia-lighting/846006/de3d6d6e-9e71-4882-8073-b449c4e56212/vcpg-led.pdf?abl_version=02%2f27%2f2023+22%3a53%3a02&DOC_Type=SPEC_SHEET | lighting | One Lithonia Way • Conyers, Georgia 30012 • Phone: 800-705-SERV (7378) • www.lithonia.com© 2012-2024 Acuity Brands Lighting, Inc. All rights reserved.VCPG LEDRev. 07/29/24COMMERCIAL OUTDOORVCPG LEDParking GarageSpecificationsCatalog NumberNotesTypeIntroductionThe all new VCPG LED (Visually Comfortable Parking Garage) luminaire is designed to bring glare control, optical performance and energy savings into one package. The recessed lens design of VCPG LED minimizes high angle glare, while its precision molded acrylic lens eliminates LED pixilation and delivers the required minimums, verticals and uniformity. The dedicated up-light module option reduces the contrast between the luminaire and the ceiling creating a more visually comfortable environment. The VCPG LED delivers up to 87% in energy savings when replacing 175W metal halide luminaires. With over 100,000 hour life expectancy (12+ years of 24/7 continuous operation), the VCPG LED luminaire provides significant maintenance savings over traditional luminaires.Diameter:19"Height:3.75"(4.85" with Up-Light)Weight (max, with no options):18 lbsHit the Tab key or mouse over the page to see all interactive elements.19"19"4.85"3.75"Ordering InformationEXAMPLE: VCPG LED V4 P4 40K 70CRI T5M MVOLT SRM DNAXDVCPG LED SeriesLED Light EnginesPackageColor temperatureColor Rendering IndexDistributionVoltageMountingVCPG LEDV44 Light EnginesV88 Light EnginesP1P2P3P4P5P6P7 (with V8 only)30K3000 K35K3500 K40K4000 K50K5000 K70CRI80CRIT5MType V, mediumT5R1Type V, rectangularT5WType V, wideT5EType V entryLANE1Drive laneMVOLT347480For ordering with fuse120208240277347480Shipped includedPM Pendant mount standard (24-inch length supply leads)SRMSurface mount (24-inch length supply leads)ARMArm mount (use RSXWBA accessory to mount to a wall)Shipped separatelyYKYoke/trunnion mount2OptionsFinish (required)PackagingShipped installedUPL1Up-Light: 500 lumens 3UPL2Up-Light: 700 lumens 4E8WCEmergency battery backup, Certified in CA Title 20 MAEDBS (8W, -20°C min)5,6,7E10WHEmergency battery backup, Certified in CA Title 20 MAEDBS (10W, 5°C min)5,6,7HAHigh ambient (50°C, only P1-P4)SFSingle fuse (120V, 277V, 347V)DFDouble fuse (208V, 240V, 480V)SPD10KV10KV Surge PackLDS3636in (3ft) lead lengthLDS7272in (6ft) lead lengthLDS108108in (9ft) lead lengthDMGExternal 0-10V leads (no controls)8TPTamper proof screwsCCECoastal ConstructionShipped SeparatelyWGWire GuardBDSBird ShroudHSHouse Side ShieldBSWBird SpikesStandalone Sensors/Controls1PIRMotion/ambient sensor for 8-15' mounting heightsPIRHMotion/ambient sensor for 15-30' mounting heightsPIR3FC3VMotion/ambient sensor for 8-15’ mounting heights, pre programmed to 3fc and 35% light outputPIRH3FC3VMotion/ambient sensor for 15-30’ mounting heights, pre programmed to 3fc and 35% light outputNetworked Sensors/Controls1NLTAIR2 PIRnLIGHT AIR Wireless enabled motion/ambient sensor for 8-15' mounting heightsNLTAIR2 PIRHnLIGHT AIR Wireless enabled motion/ambient sensor for 15'-30' mounting heightsNLTAIREM2 PIRnLIGHT AIR Wireless enabled, UL924 Listed motion/ambient sensor for 8-15' mounting heights 9NLTAIREM2 PIRHnLIGHT AIR Wireless enabled, UL924 Listed motion/ambient sensor for 15'-30' mounting heights 9DWHXDWhiteDNAXDNatural aluminumDDBXDDark bronzeDBLXDBlack(blank)Job Pack/Units (ships as job pack of 18pcs per; balance in units)UUnit packs onlyA+ Capable options indicated by this color background.One Lithonia Way • Conyers, Georgia 30012 • Phone: 800-705-SERV (7378) • www.lithonia.com© 2012-2024 Acuity Brands Lighting, Inc. All rights reserved.VCPG LEDRev. 07/29/24COMMERCIAL OUTDOORLumen values are from photometric tests performed in accordance with IESNA LM-79-08. Data is considered to be representative of the configurations shown, within the tolerances allowed by Lighting Facts. Contact factory for performance data on any configurations not shown here.Performance DataLumen OutputPower PackageSystem WattsCurrent (A) 120V208V240V277V347V480VP127W0.220.130.120.100.080.06P234W0.280.160.140.130.100.08P343W0.370.210.180.160.130.09P456W0.480.280.240.210.160.12P582W0.680.400.350.300.240.18P6108W0.910.520.450.390.320.23P7124W1.030.590.510.440.370.27Up-light OptionWattsLumensUPL16.5W519UPL28.5W715Electrical LoadUp-light Lumen OutputUse these factors to determine relative lumen output for average ambient temperatures from 0-40°C (32-104°F).Data references the extrapolated performance projections for the platforms noted in a 25°C ambient, based on 10,000 hours of LED testing (tested per IESNA LM-80-08 and projected per IESNA TM-21-11).To calculate LLF, use the lumen maintenance factor that corresponds to the desired number of operating hours below. For other lumen maintenance values, contact factory.Lumen Ambient Temperature (LAT) MultipliersProjected LED Lumen MaintenancePerformance PackageWattsDistribution Type30K(3000K, 70 CRI)35K(3500K, 70 CRI)40K(4000K, 70 CRI)50K(5000K, 70 CRI)LumensLPWLumensLPWLumensLPWLumensLPWP127WT5E3,5811353,6701383,8151443,876146T5M3,6201363,7101403,8561453,917147T5W3,5921353,6811393,8271443,888146T5R3,4641303,5501343,6901393,749141LANE3,5071323,5941353,7361413,796143P234WT5E4,5771354,6911384,8761444,954146T5M4,6261364,7411404,9281455,007147T5W4,5911354,7051394,8911444,968146T5R4,4271304,5371344,7161394,791141LANE4,4821324,5941354,7751414,851143P343WT5E5,8081345,9521376,1871436,286145T5M5,8701356,0151396,2531446,353146T5W5,8251345,9701386,2051436,304145T5R5,6171305,7571335,9841386,079140LANE5,6881315,8291346,0591406,155142P456WT5E7,3911317,5751357,8741407,999142T5M7,4701337,6561367,9581418,085144T5W7,4141327,5971357,8981408,023143T5R7,1491277,3261307,6151357,737137LANE7,2381297,4181327,7111377,834139P582WT5E10,18912410,44212710,85413211,027134T5M10,29812510,55312810,97013411,145136T5W10,22012410,47312810,88713311,060135T5R9,85512010,09912310,49812810,665130LANE9,97812110,22612410,62912910,799131P6108WT5E12,87812013,19712313,71912713,937129T5M13,01512113,33812413,86512914,086131T5W12,91712013,23712313,76012813,979130T5R12,45511612,76411913,26812313,480125LANE12,61111712,92412013,43512513,649127P7122WT5E15,50312515,88712816,51513316,778135T5M15,66812616,05712916,69113516,957137T5W15,54912515,93512916,56413416,828136Operating Hours025,00050,000100,000Lumen Maintenance Factor1.00.970.940.89Ordering Information Cont.AmbientLumen Multiplier0˚C32˚F1.0310˚C50˚F1.0220˚C68˚F1.0125˚C77˚F130˚C86˚F0.9940˚C104˚F0.98CCTMultiplier30K0.92635K0.94540K0.96750K0.965Lumen Multiplier for 80CRINOTES1 Not available in P7 package or with V8 option.2 Only vertical height adjustment. No angle adjustment. Use PM and SLVSQ or SLVRD for mounting to angled ceiling or canopies.3 UPL1 not available with dim-to-off functionality.4 UPL2 available with dim-to-off upon request.5 Not available with 347V or 480V.6 E8WC and E10WH only rated up to 35°C ambient.7 E8WC & E10WH only available with P1-P4 packages.8 DMG option not available with standalone or networked sensors/controls.9 Needs an nLight AIR Normal Power Sensing (NPS) device in the group.AccessoriesOrdered and shipped separately. VCPGBDS DWHXD UBird shroud for PM (specify finish)VCPGWG UWire guardVCPGBDS YK DWHXD UBird shroud for YK (specify finish)SLVSQQuick mount pendant swivel kit, squareVCPGUBDS DWHXD UBird shroud for PM with Up-Light (specify finish)SLVRDQuick mount pendant swivel kit, roundVCPGUBDS YK DWHXD UBird shroud for YK with Up-Light (specify finish)VCPG YK DWHXD UYoke mount kit (specify finish)VCPGSRM USurface mount kit, with no Up-LightRSXWBA DWHXD URSX WBA wall bracket (specify finish)VCPGUSRM USurface mount kit, with Up-LightVCPGHS UHouse side shieldVCPGSC120Safety cable 120"One Lithonia Way • Conyers, Georgia 30012 • Phone: 800-705-SERV (7378) • www.lithonia.com© 2012-2024 Acuity Brands Lighting, Inc. All rights reserved.VCPG LEDRev. 07/29/24COMMERCIAL OUTDOORPhotometric DiagramsTo see complete photometric reports or download .ies files for this product, visit the Lithonia Lighting VCPG LED homepage. Tested in accordance with IESNA LM-79 and LM-80 standards VCPG LED P4 T5M 40KVCPG LED P4 T5E 40KVCPG LED P4 T5R 40KVCPG LED P4 T5W 40KVCPG LED P4 LANE 40KPIRHTOP VIEW20100 ft10206.130 m36.120 0 ft 206.1 0 m 6.1SIDE VIEW0 ft102030400 m36.19.112.2TOP VIEW20100 ft10206.130 m36.120 0 ft 206.1 0 m 6.1SIDE VIEW0 ft102030400 m36.19.112.2PIRHIGH VIEW0 ft150 m4.6 30 24 18 12 6 0 ft 6 12 18 24 30 9.2 7.4 5.4 3.6 1.8 0 m 1.8 3.6 5.4 7.4 9.23024181260 ft6121824309.27.45.43.61.80 m1.83.65.47.49.2LOW VIEW0 ft90 m2.7 18 15 12 9 6 3 0 ft 3 6 9 12 15 18 5.4 4.6 3.6 2.7 1.8 0.9 0 m 0.9 1.8 2.7 3.6 4.6 5.41815129630 ft3691215185.54.63.72.71.80.90 m0.91.82.73.74.65.5Motion/Ambeint sensor (Sensor Switch MSOD, nLight AIR RMSOD) is integrated into the luminaire. The sensor provides both Motion and Daylight based dimming of the luminaire. For motion detection, the sensor utilizes 100% Digital Passive Infrared (PIR) technology that is tuned for walking size motion while preventing false tripping from the environment. The integrated photocell enables additional energy savings during daytime periods when there is sufficient daylight. Optimize sensor coverage by either selecting PIR or PIRH option. PIR option comes with a sensor lens that is optimized to provide maximum coverage for mounting heights between 8-15ft, while PIRH is optimized for 15-40ft mounting height.Motion/Ambient Sensor (PIR_, PIRH)Control/Sensor OptionsnLight® AIR is a wireless lighting controls platform that allows for seamless integration of both indoor and outdoor luminaires. Five-tier security architecture, 900 MHz wireless communication and app (CLAIRITY™+) based configurability combined together make nLight® AIR a secure, reliable and easy to use platform.Networked Control (NLTAIR2)Option Dim LevelHigh Level (when triggered)Photocell OperationMotion Time DelayRamp-down TimeRamp-up TimePIR or PIRHMotion - 3V (37% of full output)Photocell - 0V (turned off)10V (100% output)Enabled @ 5fc5 min5 minMotion - 3 secPhotocell - 45 secPIR3FC3V or PIRH3FC3VMotion - 3V (37% of full output)Photocell - 0V (turned off)10V (100% output)Enabled @ 3fc5 min5 minMotion - 3 secPhotocell - 45 secMotion/Ambient Sensor Default SettingsOne Lithonia Way • Conyers, Georgia 30012 • Phone: 800-705-SERV (7378) • www.lithonia.com© 2012-2024 Acuity Brands Lighting, Inc. All rights reserved.VCPG LEDRev. 07/29/24COMMERCIAL OUTDOORMounting, Options & AccessoriesSRM – Surface Mount with Up-LightD = 19"H = 5.3"YK – Yoke/Trunnion MountD = 19"H (Yoke) = 10"-18"PM – Pendant Mount(compatible with ¾ NPT, pendant stem provided by others)D = 19"H = 4.1"SRM – Surface MountD = 19"H = 4.1"BDS – Bird shroud for yoke mountD = 19"H (Yoke) = 10"-18"HS – House side shieldD = 19"H = 7.1" (no up-light) or 8.1" (with up-light)ARM – Arm MountL = 28"W = 19"H = 8" PIR & PIRH – Motion/ Ambient sensorD = 19"H = 4.6" or +1.2" (with up-light) +2" (with nLight AIR)BDS – Bird shroud for pendant mountD = 19"H = 8"WG – Wire guardD = 19"H = 4.9" (no up-light) or 5.9" (with up-light)FEATURES & SPECIFICATIONS INTENDED USE The visually comfortable optics, energy savings, and long life of the VCPG LED Parking Garage luminaire make it an ideal choice for new commercial installations and retrofit parking garage opportunities. It is designed to meet or exceed recommended illuminance criteria when installed as a direct replacement of most HID parking garage luminaires. Its modern dayform and aesthetics also make it appealing for indoor low-bay applications. CONSTRUCTION Two-piece die-cast aluminum housing has integral heat sink fins to optimize thermal management through conductive and convective cooling. The LED driver is separated from the heat generating light engines and mounted in direct contact with the casting to promote low operating temperatures, higher lumen maintenance and long life. The housing is completely sealed against moisture and environmental contaminants (IP66) and is suitable for hose-down application. FINISH Exterior painted parts are protected by a zinc-infused Super Durable TGIC thermoset powder coat finish that provides superior resistance to corrosion and weathering. A tightly controlled multi-stage process ensures a 3 mils thickness for a finish that can withstand extreme climate changes without cracking or peeling. OPTICS Light guide technology provides a diffused light source, reducing glare from direct view of the LEDs. The light source is recessed into the luminaire, further reducing the high angle glare from the luminaire. A combination of precision molded micro prismatic acrylic lenses and back reflectors provide five different photometric distributions tailored specifically to parking garage applications. Up-light option comes with a dedicated light engine and custom optic designed to efficiently spread light on to the ceiling, thus reducing the cave effect. ELECTRICAL Light engine consists of high-efficacy LEDs mounted to metal-core circuit boards to maximize heat dissipation and promote long life (up to L89/100,000 hours at 25°C). The electronic driver has a power factor of >90%, THD <20%, and a minimum 6.0 KV surge rating. When ordering the SPD10KV option, a separate 10kV (5kA) surge protection device is installed within the luminaire which meets a minimum Category C low operation (per ANSI/IEEE C62.41.2). Luminaire is 0-10V dimmable down to 10% or lower. INSTALLATION Standard configuration accepts a rigid or free-swinging 3/4" NPT stem for pendant mounting. The surface mount option attaches to a 4x4" recessed or surface mount outlet box using a quick-mount kit (included); kit contains galvanized steel luminaire and outlet box plates and a full pad gasket. Kit has an integral mounting support that allows the luminaire to hinge down for easy electrical connections. Luminaire and plates are secured with set screws. Also, available with a yoke/trunnion mount option with 3/4" NPT provision for flexible conduit entry (conduit by others); height can be adjusted from 10-18". Supply leads are 24" in length as standard. Longer supply leads are available as additional options. Design can withstand up to a 3.0 G vibration load rating per ANSI C136.31. LISTINGS CSA certified to U.S. and Canadian standards. IP66 rated for outdoor applications. PIR options are rated for wet location. IK08 Rated. Rated for -40°C minimum ambient. DesignLights Consortium® (DLC) Premium qualified product and DLC qualified product. Not all versions of this product may be DLC Premium qualified or DLC qualified. Please check the DLC Qualified Products List at www.designlights.org/QPL to confirm which versions are qualified. GOVERNMENT PROCUREMENT BAA – Buy America(n) Act: Product qualifies as a domestic end product under the Buy American Act as implemented in the FAR and DFARS. Product also qualifies as manufactured in the United States under DOT Buy America regulations. BABA – Build America Buy America: Product qualifies as produced in the United States under the definitions of the Build America, Buy America Act. Please refer to www.acuitybrands.com/buy-american for additional information. WARRANTY 5-year limited warranty. This is the only warranty provided and no other statements in this specification sheet create any warranty of any kind. All other express and implied warranties are disclaimed. Complete warranty terms located at: www.acuitybrands.com/support/warranty/terms-and-conditions Note: Actual performance may differ as a result of end-user environment and application. All values are design or typical values, measured under laboratory conditions at 25 °C. Specifications subject to change without notice.
https://sensorswitch.acuitybrands.com/api/products/getasset/holophane/1313253/4f8d7bde-92dc-44c4-b942-4d9a4f500555/pxhh_.pdf?abl_version=01%2f10%2f2023+19%3a40%3a24&DOC_Type=SPEC_SHEET | lighting | Holophane ¦ One Lithonia Way, Conyers, GA 30012 ¦ Phone: 866-HOLOPHANE ¦ www.holophane.com ¦ TechSupport-Lighting@AcuityBrands.com© 2020-2024 Acuity Brands Lighting, Inc. All rights reserved. Rev. 07/11/24 Specifications subject to change without notice.PXHH Page 1 of 7Petrolux® LED High Bay Hazardous Location for Demanding EnvironmentsPXHHCatalog NumberNotesTypeDimensions: Inches (millimeters) unless otherwise noted. Diameter: 15.75 in. (400.05 mm.)UNM Height: 13.96 in. (354.58 mm.)PM Height: 12.97 in. (329.44 mm.)Weight: 36-39 lbs. (16.6-17.6 Kg.)Pallet Quantity: 12 fixturesEPA: 1.36 ft²• Petroleum refineries• Ethanol facilities• Chemical plants• Power plants• Textile mills• Water and wastewater treatment facilities• Parking GaragesTypical ApplicationsDescription• For demanding environments with higher mounting heights where dust, dirt and moisture are a concern.• Certain airborne contaminants may adversely affect the functioning of LEDs and other electronic components, depending on various factors such as concentrations of the contaminants, ventilation, and temperature at the end-user location. Click here for a list of substances that may not be suitable for interaction with LEDs and other electronic components.Optics• Prismatic borosilicate glass directs light where needed and reduces harsh glare.• Silicone rubber lens available that will not brown, chip, shatter or break.• Six distributions (Type 5 low angle, Type 5 high angle, type 4 forward throw and Type 1 long and narrow) available to maximize versatility.• Highly engineered LED system ensures superior uniformity and maximizes spacing.• Lens assembly secured by stainless steel tamper-resistant Torx® T-20 screws.Electrical• Luminaire Surge Protection Level: Designed to withstand up to 10kV/5kA per ANSI C82.77-5-2015.• 0-10V dimming driver is standard. Dims to 10%.• 3000K, 4000K or 5000K CCT available.• Fault-tolerant LED light engine continues to provide light even in the failure of one LED.Mechanical• Super durable TGIC thermoset powder coat. Corrosion resistant finish is a five-stage pre-treating and painting process that yields over 5,000 hours salt rating per ASTM B117.• Robust cast aluminum housing with low copper content (0.6% CU content) withstands harsh or hostile environments.Mechanical (cont.)• Universal mount high profile top cover (ceiling/pendant). Optional universal arm available for wall/stanchion. Other mountings include, high profile yoke mount.• Precise number of fins dissipate maximum amount of heat. • Universal mount can be wall, stanchion, and angle mounted to accommodate a variety of arms.Listings• UL Listed to US and Canadian standards• Suitable for use in hazardous locations (UL844)Class I, Division 2, Groups A, B, C and D• Zone Equivalency Markings (see chart on page 7)• -40°F (-40°C) to 149°F (65°C) ambient rating (see chart on page 3)• IP65, IP66 and IP67 rated. (see Option Value Ordering Restrictions & Notes on page 3)• 1G vibration rated.• Marine rated (see chart on page 7)• NEMA 4X rated (see chart on page 7)• IK rated (see chart on page 5)• DesignLights Consortium® (DLC) Premium qualified product and DLC qualified product. Not all versions of this product may be DLC Premium qualified or DLC qualified. Please check the DLC Qualified Products List at www.designlights.org/QPL to confirm which versions are qualified.Government ProcurementBAA – Buy America(n) Act: Product with the BAA option qualifies as a domestic end product under the Buy American Act as implemented in the FAR and DFARS. Product with the BAA option also qualifies as manufactured in the United States under DOT Buy America regulations.BABA – Build America Buy America: Product with the BAA option also qualifies as produced in the United States under the definitions of the Build America, Buy America Act.Please refer to www.acuitybrands.com/resources/buy-american for additional information.Warranty5-year limited warranty. This is the only warranty provided and no other statements in this specification sheet create any warranty of any kind. All other express and implied warranties are disclaimed. Complete warranty terms located at: www.acuitybrands.com/support/warranty/terms-and-conditionsNote: Actual performance may differ as a result of end-user environment and application. All values are design or typical values, measured under laboratory conditions at 25 °C.Capable LuminaireThis item is an A+ capable luminaire, which has been designed and tested to provide consistent color appearance and out-of-the-box control compatibility with simple commissioning.• All configurations of this luminaire meet the Acuity Brands’ specification for chromatic consistency• This luminaire is part of an A+ Certified solution for nLight® control networks marked by a shaded background*To learn more about A+, visit www.acuitybrands.com/aplus.*See ordering tree for detailsHolophane ¦ One Lithonia Way, Conyers, GA 30012 ¦ Phone: 866-HOLOPHANE ¦ www.holophane.com ¦ TechSupport-Lighting@AcuityBrands.com© 2020-2024 Acuity Brands Lighting, Inc. All rights reserved. Rev. 07/11/24 Specifications subject to change without notice.PXHH Page 2 of 7Petrolux® LEDHazardous Location for Demanding EnvironmentsSeriesLumensDistributionVoltageColor TemperatureColor Rendering IndexMounting OptionsPXHH12000LM12,000 lumens15000LM15,000 lumens18000LM18,000 lumens24000LM24,000 lumens28000LM 28,000 lumensFWDForward throw, glass lensLNDLong and Narrow, glass lensMD0Medium with minimal uplight, glass lensMDU5Medium with uplight, glass lensMDU5FRMedium with uplight, frosted glass lensWDWide, glass lensWDUWide with uplight, glass lensSOMedium with minimal uplight, silicone optic ‡SOLNDLong and Narrow, silicone optic ‡MVOLT Auto Sensing (120-277V, 50/60Hz)120120V, 50/60Hz208208V, 50/60Hz240240V, 50/60Hz277277V, 50/60HzHVOLTAuto Sensing (347-480V, 50/60Hz)347347V, 50/60Hz480480V, 50/60Hz30K3000K CCT 40K4000K CCT 50K5000K CCT 70CRI70CRI80CRI80CRI90CRI90CRIUNMUniversal Mount, high profile top cap ‡PMPendant Mount, low profile top cap ‡YK90Yoke Mount 0-90 Degree, high profile top cap ‡ OptionsFinishWet Location Cords (no plug): ‡CNP16WWL3FTCord only, 16-gauge, 3 conductors, white, 3ftCNP164CWL3FTCord only, 16-gauge, 4 conductors, black, 3ft ‡CNP164CWWL3FTCord only, 16-gauge, 4 conductors, white, 3ft ‡CNP165CDWL3FTCord only, 16-gauge, 5 conductors, includes 0-10V dimming leads, black, 3ft ‡CNP165CDWWL3FTCord only, 16-gauge, 5 conductors, includes 0-10V dimming leads, white, 3ft ‡Other Options:BAABuy America(n) Act and/or Build America Buy America QualifiedBPButton style photo control, 120V-277V/347V ‡EMDIngress/Egress Marker decalNSGNon-silicone gasket (EPDM) ‡PCPendant Cone ‡UPSUplight Shield ‡WGXZinc coated wire guard, factory installedBluetooth® Sensors: ‡SBG6 OCC BTP360° High Mount sensor, (15-45’ mounting heights), on/off occupancy, utilizes smart hub for Bluetooth® programmability (LINK)SBG6 HL BTP360° High Mount sensor, (15-45’ mounting heights), high/low/(off) occupancy dimming, utilizes smart hub for Bluetooth® programmability (LINK)SBG6 ADC BTP360° High Mount sensor, (15-45’ mounting heights), on/off occupancy with auto dimming photocell, utilizes smart hub for Bluetooth® programmability (LINK)SBG6 ANL BTP360° High Mount Sensor, (15-45’ mounting heights), high/low/(off) occupancy dimming with auto dimming photocell, utilizes smart hub for Bluetooth® programmability (LINK)*For 360° integral Low Mount sensors (8-15’ mounting heights), replace "6" in nomenclature with "10". Ex: SBG10 HL BTPEmergency:BSL310HAZSB10.4W Internal hazardous location emergency driver, 0°C min, UL924 Compliant, Certified in CA Title 20 MAEDBS ‡Mounting Accessories:072331Substation arm for a single luminaire, down orientation only ‡072331CTLSubstation arm for a single luminaire with integral sensor, down orientation only ‡P3USUniversal arm for wall or stanchion mount ‡P3US3535° Universal arm for wall or stanchion mount ‡DBXDBlack super durable, corrosion resistant ‡DGXDGray super durable, corrosion resistant ‡DWHXDWhite super durable, corrosion resistant ‡ORDERING INFORMATION Example: PXHH 18000LM MDU5 MVOLT 30K 80CRI UNM DNXDA+ Capable options indicated by this color background.For Footnotes, see next page.Accessories: Order as separate catalog number.072331 XX CRSubstation arm for a single luminaire, down orientation only, XX denotes color ‡072331 CTL XX CRSubstation arm for a single luminaire with sensor, down orientation only ‡HSCKXX inch safety chain kit ‡P3US XX CRUniversal arm for wall or stanchion mount, XX denotes color ‡P3US35 XX CR35° Universal arm for wall or stanchion mount, XX denotes color ‡PCPXHW XX CRPendant cone, XX denotes color ‡UPSPXHW XX CRUplight shield, XX denotes color ‡WGPXHWZinc coated wire guardHolophane ¦ One Lithonia Way, Conyers, GA 30012 ¦ Phone: 866-HOLOPHANE ¦ www.holophane.com ¦ TechSupport-Lighting@AcuityBrands.com© 2020-2024 Acuity Brands Lighting, Inc. All rights reserved. Rev. 07/11/24 Specifications subject to change without notice.PXHH Page 3 of 7Petrolux® LEDHazardous Location for Demanding Environments‡ Option Value Ordering Restrictions & NotesOption valueRestriction072331 CTL, 072331 CTL XX CRNot available with YK90, cord or cordset. Requires PM or UNM mounting. Includes one 3 conductor input feed cable. Not IP or NEMA4X rated. Wet location rated.072331, 072331 XX CRNot available with YK90, cord or cordset. Requires PM or UNM mounting. Includes one 5 conductor input feed cable with 0-10V dimming. Not IP or NEMA4X rated. Wet location rated.Bluetooth® SensorsNot available with BSL310HAZSB battery, CNP165CDWL, CNP165CDWWL five conductor cords. IP65 and IP66 rated. Not Marine or NEMA4X rated.BPMust specify voltage. Not available with MVOLT, HVOLT or 480. Not Marine or NEMA4X rated.BSL310HAZSBUtilizes Bodine BSL310HAZSB emergency driver. Available with 12000LM, 15000LM, UNM or YK90 mounting only. Not available with 18000LM, 24000LM, 28000LM, PM pendant mount, HVOLT, 347, 480 or Bluetooth SBG BTP sensors. Only available cord options are CNP164CWL or CNP164CDWWL, but not required. Not Marine or NEMA4X rated.CNP164CWL, CNP164CWWLRequires BSL310HAZSB battery option. Not Marine or NEMA4X rated.CNP165CDWL, CNP165CDWWLNot available with Bluetooth SBG BTP sensors or BSL310HAZSB battery. Not Marine or NEMA4X rated.DBXDCorrosion resistant finish is standard. Not Marine or NEMA4X rated.DGXD, DWHXDCorrosion resistant finish is standard.HSCKXX denotes length. Available in multiple sizes. Replace X with size in inches. Example: HSCK120 = 120 inches or 10 feet.NSGNot available with SO, SOLND distributions, any external sensors or controls. Not Marine or NEMA4X rated.P3US, P3US XX CR, P3US35, P3US 35 XX CRNot available with PM, YK90, cord or cordset. Requires UNM mounting. Not IP, Marine or NEMA4X rated. Wet location rated.PC, PCPXHW XX CRNot available with UNM or YK90. Requires PM mounting. Requires minimum 8" customer provided stem.PMNot available with BSL310HAZSB battery. Ships with 3/4" NPT pendant opening.SO, SOLNDIP65 and IP66 rated. Not Marine or NEMA4X rated.UNMIncludes provisions for 3/4" NPT pendant mount and ceiling mount. When ordered with the P3US universal mounting arm, includes provisions for 1.5" NPT stanchion mount and wall mount.UPS, UPSPXHW XX CRWhen paired with any sensor option, the viewing angle will be cutoff.Wet Location Cords (no plug)Available with YK90 mounting only. Not Marine or NEMA4X rated.YK90When used with a sensor, not rated for wet location beyond 35 degree tilt. Not Marine rated.Ambient Temerature RatingsMountingSBG BTP Sensors BP Button PhotocellBSL310HAZSB BatteryVoltageLumensSupply Wire12000LM15000LM18000LM24000LM28000LMPM UNM YK90NONONOAny-40°C to 65°C-40°C to 65°C-40°C to 65°C-40°C to 65°C-40°C to 55°C90°CYESNONOAny-40°C to 65°C-40°C to 65°C-40°C to 65°C-40°C to 65°C-40°C to 55°C90°CYESNOYES120-277V5°C to 25°C5°C to 25°C5°C to 25°C5°C to 25°C5°C to 25°C90°CNOYESNO120-347V-40°C to 50°C-40°C to 50°C-40°C to 50°C-40°C to 50°C-40°C to 50°C90°CNOYESYES120-277V5°C to 25°C5°C to 25°C5°C to 25°C5°C to 25°C5°C to 25°C90°CNONOYES120-277V5°C to 25°C5°C to 25°C5°C to 25°C5°C to 25°C5°C to 25°C90°CHow to Estimate Delivered Lumens in Emergency ModeUse the formula below to estimate the delivered lumens in emergency modeDelivered Lumens = P x LPWP = Output power of emergency driverLPW = Lumen per watt rating of the luminaire. (See charts on page 6)The LPW rating is also available at Designlight ConsortiumP = 10 watts for BSL310HAZSBEmergency Lumen Output Example - 10 Watt Battery Approximate Luminaire EfficacyApproximate Lumens at 1 Minute Approximate Lumens at 45 MinutesApproximate Lumens at 90 Minutes100 LPW100010001000110 LPW110011001100120 LPW120012001200130 LPW130013001300140 LPW140014001400150 LPW150015001500Emergency Lumen OutputNumber of LED Boards and Drivers UsedLumen PackageNumber of LED boards per fixtureNumber of drivers per fixture12000LM1115000LM1118000LM1124000LM1128000LM12Holophane ¦ One Lithonia Way, Conyers, GA 30012 ¦ Phone: 866-HOLOPHANE ¦ www.holophane.com ¦ TechSupport-Lighting@AcuityBrands.com© 2020-2024 Acuity Brands Lighting, Inc. All rights reserved. Rev. 07/11/24 Specifications subject to change without notice.PXHH Page 4 of 7Petrolux® LEDHazardous Location for Demanding EnvironmentsDIMENSIONAL DATA1" NPT (with plug)1" NPT (with plug)3/4" NPT (with plug)2X DIA 10.08mm (.397")Mounting Holes(P3US ordered seperately)1" NPT (with plug)Both Sides1 1/2" NPT (with plug)YOKE MOUNT 0-90 DEGREE (YK90)UNIVERSAL MOUNTING (UNM and P3US)HOOK MOUNTING123.95mm(4.88")PENDANT MOUNT PMSENSOR OPTION UNM and P3USP3US ORDERED SEPERATELYUPLIGHT SHIELD OPTION UNM, P3US, SENSOR and UPS[329.48]12.97To Optic[321.32]12.65[269.26]10.60[400.09]15.75[278.60]10.97[364.92]14.37Sensor housing1" NPT (with plug)1" NPT (with plug)3/4" NPT (with plug)2X DIA 10.08mm (.397")Mounting Holes(P3US ordered seperately)1" NPT (with plug)Both Sides1 1/2" NPT (with plug)YOKE MOUNT 0-90 DEGREE (YK90)UNIVERSAL MOUNTING (UNM and P3US)H123.95mm(4.88")PENDANT MOUNT PMSENSOR OPTION UNM and P3USP3US ORDERED SEPERATELYUPLIGHT SHIELD OPTION UNM, P3US, SENSOR and UPS[321.32]12.65[269.26]10.60[400.09]15.75[278.60]10.97[354.93]13.97[364.92]14.37Sensor housingPENDANT MOUNT PMSENSOR OPTION UNM and P3USP3US ORDERED SEPERATELYUPLIGHT SHIELD OPTION UNM, P3US, SENSOR and UPS[329.48]12.97To Optic[321.32]12.65[269.26]10.60[400.09]15.75[278.60]10.97[354.93]13.97[364.92]14.37Sensor housing [522.48]20.5707233-1-XX (Single Substation Arm)07233-1-CTL-XX (Single Substation Arm with Controls)[522.48]20.57072331 SUBSTATION ARM, DOWN ORIENTATION ONLY (PM)07233-2-XX (Tandem07233-2-CTL-XX (Tan [424.05]16.69 PENDANT CONE OPTION (PM and PC) [369.16]14.53WGX Option[354.63]13.96To OpticWIRE GUARD OPTION (UNM and WGX)UNIVERSAL MOUNT (UNM and P(P3US35 ORDERED SEPARAT[504.24]19.85 [424.05]16.69 PENDANT CONE OPTION (PM and PC)[369.16]14.53WGX Option[354.63]13.96To OpticWIRE GUARD OPTION (UNM and WGX) UNIVERSAL MOUNT (UNM and P3US35)(P3US35 ORDERED SEPARATELY)[504.24]19.851 1/2" NPT (with plug)Holophane ¦ One Lithonia Way, Conyers, GA 30012 ¦ Phone: 866-HOLOPHANE ¦ www.holophane.com ¦ TechSupport-Lighting@AcuityBrands.com© 2020-2024 Acuity Brands Lighting, Inc. All rights reserved. Rev. 07/11/24 Specifications subject to change without notice.PXHH Page 5 of 7Petrolux® LEDHazardous Location for Demanding EnvironmentsOPERATIONAL DATAProjected Lumen Maintenance (TM-21)25°C AmbientLumen Package0 hours15000 hours30000 hours45000 hours60000 hours100000 hours12000LM10.980.960.940.920.8715000LM10.980.960.940.920.8718000LM10.980.960.940.920.8724000LM10.980.960.940.920.8728000LM10.970.950.930.910.8555°C AmbientLumen Package0 hours15000 hours30000 hours45000 hours60000 hours100000 hours12000L10.970.950.920.90.8415000L10.970.940.920.890.8318000L10.970.940.910.880.8124000L10.970.940.910.880.8128000L10.960.930.890.860.78Impact Resistance (IK Ratings)Lens MaterialRatingGlassIK06SiliconeIK10ModelDefault OperationOccupancy Time DelayPhotocell ModePhotocell Set-pointLow TrimHigh TrimDim to Off Time DelaySBG6 OCC BTP On/Off Occupancy Only Disabled10 minutesDisabledn/an/a100%DisabledSBG10 OCC BTP On/Off Occupancy Only Disabled10 minutesDisabledn/an/a100%DisabledSBG6 HL BTP Occupancy w/ 0-10V Dimming (High/Low/Off)10 minutesDisabledn/a10%100%2.5 minutesSBG10 HL BTPOccupancy w/ 0-10V Dimming (High/Low/Off)10 minutesDisabledn/a10%100%2.5 minutesSBG6 ADC BTP On/Off Occupancy with Auto Dimming Photocell10 minutesOn/Off & Auto Dim50 fc10%100%0 secondsSBG10 ADC BTP On/Off Occupancy with Auto Dimming Photocell10 minutesOn/Off & Auto Dim50 fc10%100%0 secondsSBG6 ANL BTP High/Low/(Off) Occupancy Dimming with Auto Dimming Photocell10 minutesOn/Off & Auto Dim50 fc10%100%Stay Dim/ Never OffSBG10 ANL BTP High/Low/(Off) Occupancy Dimming with Auto Dimming Photocell10 minutesOn/Off & Auto Dim50 fc10%100%Stay Dim/ Never OffBTP Default Settings40c50c60c65c12000LMT4AT4T4T3C15000LMT4AT4AT4T418000LMT3CT3AT3AT324000LMT2DT2CT2CT2B28000LMT2AT2T2XT codesHolophane ¦ One Lithonia Way, Conyers, GA 30012 ¦ Phone: 866-HOLOPHANE ¦ www.holophane.com ¦ TechSupport-Lighting@AcuityBrands.com© 2020-2024 Acuity Brands Lighting, Inc. All rights reserved. Rev. 07/11/24 Specifications subject to change without notice.PXHH Page 6 of 7Petrolux® LEDHazardous Location for Demanding EnvironmentsOperating CharacteristicsPackageDistributionDelivered lumens at 3000K CCT 70CRI @ 25CDelivered lumens at 3000K CCT 80CRI @ 25CDelivered lumens at 3000K CCT 90CRI @ 25CDelivered lumens at 4000K CCT 70CRI @ 25CDelivered lumens at 4000K CCT 80CRI @ 25CDelivered lumens at 4000K CCT 90CRI @ 25CDelivered lumens at 5000K CCT 70CRI@ 25CDelivered lumens at 5000K CCT 80CRI@ 25CDelivered lumens at 5000K CCT 90CRI @ 25CWattageLPW @ 4000K 80CRI12000LMFWD1067899578319115951061385811159510678904083128MD118961109392691291811823956112918118961007283142MDU511582108009024125771151193081257711582980583138MDU5FR1020795187953110831014482031108310207864183123LND1030896138032114941024582851119410309872883123WD11429106588905124111135991851241111429967683137WDU11707109179121127121163594091271211707991183140SO11719109299131127261164894191272611719992283140SOLND1072199978353116421065510478116421072190778312815000LMFWD135171260510532146781343410864146781351711444106127MD150601404311734163531496712103163531506012750106141MDU5146611367211423159211457111783159211466112413106138MDU5FR129211204910067140301284110384140301292110939106121LND130501216910168141711297010488141711305011048106122WD144681349211273157111437911628157111446812249106136WDU148201382011547160931472911910160931492012547106140SO148361383411559161101474511923161101483612560106139SOLND13571126561057414737134881090714737135711149010612718000LMFWD155031445712079168341540812459168341550313125119129MD172721610613457187551716613881187551727214623119144MDU5168151568013101182591671213514182591681514236119140MDU5FR148191381911546160911472811909160911481912546119124LND149671395711661162521487512028162521496712671119125WD165931547312928180181649113336180181659314048119139WDU169971585013243184561689213660184561699714390119142SO170151586613257184761691013674184761701514405119142SOLND15565145151212716902154691250916902155651317811913024000LMFWD211151969016451229282098516969229282111517876163129MD235242193618328255442337918906255442352419916163143MDU5229022135617844248692276118406248692290219389163140MDU5FR201831882115725219162005916220219162018317087163123LND203841900915882221352025916383221352038517258163124WD225602107517608245412246118163245412260019134163138WDU231492158718036251372300718604251372314919599163141SO231742161018056251642303218624251642317419649163141SOLND21199197691651723020210691703723020211191794816312928000LMFWD244342278519038265332428419637265332443420686210116MD272222538521210295602705521878295602722223047210129MDU5265022471420649287782633921299287782650222437210125MDU5FR233562177918197253622321218770253622355619773210111LND235892199718379256152344418958256152358919971210112WD261532438820377283992599221018283992615322141210124WDU267882498020872290892662421529290892678822680210127SO2681725007208942912026652215522912026817220704210127SOLND245322287619114266392438119716266392453220769210116Holophane ¦ One Lithonia Way, Conyers, GA 30012 ¦ Phone: 866-HOLOPHANE ¦ www.holophane.com ¦ TechSupport-Lighting@AcuityBrands.com© 2020-2024 Acuity Brands Lighting, Inc. All rights reserved. Rev. 07/11/24 Specifications subject to change without notice.PXHH Page 7 of 7Petrolux® LEDHazardous Location for Demanding EnvironmentsMarine/NEMA4X CompatibilityOption GroupOptionsMarineNEMA4XDistributionFWD, MD0, MDU5, MDU5FR, LND, WD, WDUYESYESSO, SOLNDNONOMountingPM, UNMYESYESYK90NOYESFinishDBXDNONODGXD, DWHXDYESYESCordsetsAny CordsetNONOBluetooth SensorsSBG OCC BTP, SBG HL BTP, SBG ADC BTP, SBG ANL BTPNONOEmergencyBSL310HAZSBNONOOptionsBPNONOEMDYESYESNSGNONOPC, PCPXLWYESYESUPS, UPSPXLWYESYESWGX, WGPXLWYESYESMounting Accessories072331, 072331CTLYESNOP3US, P3US35NONOOptions and AccessoriesSBG BTP Sensor and BTP Smarthub Control ModulePM Pendant Mount and WGX Wire GuardUNM Universal MountYK90 Yoke MountZone Equivalency MarkingsCLASS I, DIV 2, GROUP DCLASS I, ZONE 2 GROUP IIACLASS I, DIV 2, GROUP CCLASS I, ZONE 2 GROUP IIBCLASS I, DIV 2, GROUP BCLASS I, ZONE 1 GROUP IIB PLUS HYDROGENCLASS I, DIV 2, GROUP A & CLASS I, DIV 2, GROUP BCLASS I, ZONE 2 GROUP IIC
https://www.acuitybrands.com/api/products/getasset/holophane/1649334/bcfca2cf-282b-4dbf-a58a-a8e3e6b993d6/holophane-care222-hldmps-cylinder-pendant-with-stem.pdf?abl_version=01%2f12%2f2023+16%3a53%3a44&DOC_Type=SPEC_SHEET | lighting | HLDMPS Page 1 of 12Holophane ¦ One Lithonia Way, Conyers, GA 30012 ¦ Phone: 866-HOLOPHANE ¦ www.holophane.com ¦ TechSupport-Lighting@Acuitybrands.comHolophane, nLight, and the Acuity Brands logo are registered trademarks of Acuity Brands Lighting. Violet Defense is a registered trademark of Violet Defense LLC. Care222 is a registered trademark of Ushio America, Inc. Products herein may be covered by one or more U.S. Patents and Patents Pending. Specifications subject to change without notice. © 2021-2024 Acuity Brands Lighting, Inc. All Rights Reserved. Rev. 05/06/24HLDMPSFAR-UVC Filtered 222nm Disinfection Technology Pendant with StemDescription• Featuring Care222® far-UVC disinfection* technology with patented filter for narrow band 222nm emission• Care222 technology operates continually and meets exposure guidelines for occupied space established by the American Conference of Governmental Industrial Hygienists (ACGIH)1• Targets the air and surfaces for pathogen control.2• LED status indicator visible from room.• Discreet form factor for merging into existing interior spaces.• Single stem support can be field cut; no threading required.• Recessed or surface junction box mounting configurations available.• Ideal applications include nonresidential hospitality, healthcare facilities, offices, conference rooms, educational facilities, and other public spaces.• UV module designed for easy replacement.• Multiple paint color finishes standard.UV Disinfection* Technology• Reference pages 5-6 of this document under Projected Virus Inactivation and Projected Bacteria Inactivation.• Application design layout and associated projected reduction of pathogenic bioburden available by requesting a consultation with an Acuity Brands UV Lighting SpecialistElectrical• Single circuit; Not intended for use with wall switches. Connect to an unswitched circuit intended for 24/7/365 continuous operation.• 120-277 V, 50/60HZ, consuming 14 watts.• Requires no external controls or startup commissioning.Dosing Duration • UV lamp module will operate on 12-minute cycles for a duration of between 10 and 50 seconds per cycle. The duration will depend on the specific dose chosen to meet the application design requirements.Source • Care222® mercury-free far-UVC excimer lamp. Emits a soft violet glow from 1.75" x 2.38" [44.5mm x 60.3mm] opening when powered.Wavelength• Emitted Wavelength Range is 200 nm ~ 230 nm with Peak Wavelength at 222 nm far-UVC.Power Factor• At 120volt = 99% with a maximum input current of .14 amps and at 277volt = 91% with a maximum input current of .06 amps.Mechanical• Painted in durable polyester powder coat paint with anti-microbial** additive. Available in six standard solid colors.• Extruded aluminum cylinder housing construction.• For new or existing ceiling construction types. Designed for installation to 4" [101.6mm] recessed or surface octagon or square junction box with adapter plate accessory.• Patented short pass filter for narrow band 222nm emission that removes longer wavelengths that can penetrate the living tissue in skin or beyond the top layer of cornea in the eye. Enables operation that can meet ACGIH® guidelines for occupied space.Listings• UL certified to meet U.S. standards as germicidal equipment for use in occupied spaces.• Suitable for damp locations.• For use in ambient temperatures ranging from +32°F to +104°F [+0°C to +40°C].Registration Information• EPA Est. No.: 97727-IN-1Precautionary Statements• Emitters used in this fixture are in the EXEMPT RISK GROUP for photobiological risk, as described in IEC 62471, when correctly commissioned and properly installed in accordance with written instructions. • See Installation Instructions [link] for proper usage guidelines and warnings regarding risks resulting from misuse. • See below for information about potential limited photodegradation of materials. • This fixture may generate ozone. Each emitter in the fixture has an ozone emission maximum concentration of 0.001 ppm over an 8-hour period, as tested in accordance with UL 867. Precautions that can be taken, if needed, to ensure that ozone concentration stays within applicable permissible exposure limits are described in the Installation Instructions [link].Buy American ActThis product is assembled in the USA and meets the Buy America(n) government procurement requirements under FAR, DFARS and DOT regulations. Please refer to www.acuitybrands.com/buy-american for additional information.Warranty2-year limited warranty. This is the only warranty provided and no other statements in this specification sheet create any warranty of any kind. All other express and implied warranties are disclaimed. Complete warranty terms are located under Acuity Brands UV Lighting: www.acuitybrands.com/support/warranty/terms-and-conditionsNote: Actual performance may differ as a result of end-user environment and application.All values are design or typical values, measured under laboratory conditions.Specifications subject to change without notice.Disclaimer*All references to “disinfection” are referring generally to bioburden reduction and are not intended to refer to any specific definition of the term as may be used for other purposes by the U.S. Food and Drug Administration or the U.S. Environmental Protection Agency. Bioburden reduction is a function of fixture run time and the distance to the UV light source, airflow, room size, shadow areas and/or other factors, and the level of reduction will vary within a specific space. These fixtures are not intended for use in the cure, mitigation or prevention of disease and are not certified or approved for use as or for the disinfection of medical devices by the FDA. It is the obligation of the end-user to consult with appropriately qualified Professional Engineer(s), a Certified Infection Control professional and a Certified Industrial Hygienist, as applicable, to determine whether these fixtures meet the applicable requirements for system performance, code compliance, safety (including safety and hazard alerting signs), suitability and effectiveness for use in a particular application design. **Antimicrobial properties are built in to inhibit the growth of bacteria that may affect this product. The antimicrobial properties do not protect users or others against bacteria, viruses, germs or other pathogens.1. ACGIH® 2021 TLVs® and BEIs® - Based on the Documentation of the Threshold Limit Values for Chemical Substances and Physical Agents & Biological Exposure Indices; when installed and used in accordance with written instructions.2 Reference pages 5-6 of this document under Projected Virus Inactivation and Projected Bacteria InactivationDimensions: Inches (millimeters) unless otherwise noted. Diameter: 5.5 (139.7)Height: 6 3/8 (161.9)Weight: Approx. 8 lbs. (3.63kg) (CJB) 9.2 lbs. (4.17 kg) (CJBSC)• Nonresidential Hospitality• Healthcare Facilities• Offices• Conference Rooms• Educational facilities• Public SpacesTypical ApplicationsCatalog NumberNotesTypeHLDMPS Page 2 of 12HLDMPSFAR-UVC Filtered 222nm Disinfection Technology Pendant with StemHolophane ¦ One Lithonia Way, Conyers, GA 30012 ¦ Phone: 866-HOLOPHANE ¦ www.holophane.com ¦ TechSupport-Lighting@Acuitybrands.comHolophane, nLight, and the Acuity Brands logo are registered trademarks of Acuity Brands Lighting. Violet Defense is a registered trademark of Violet Defense LLC. Care222 is a registered trademark of Ushio America, Inc. Products herein may be covered by one or more U.S. Patents and Patents Pending. Specifications subject to change without notice. © 2021-2024 Acuity Brands Lighting, Inc. All Rights Reserved. Rev. 05/06/24SeriesFixture LengthSuspension LengthWavelengthProgrammingVoltageMount AdapterHLDMPS Healthcare Disinfect Pendant with StemL66 Inch NominalH2424 Inch Nominal Stem LengthH4848 Inch Nominal Stem LengthH7272 Inch Nominal Stem LengthH9696 Inch Nominal Stem LengthH120120 Inch Nominal Stem LengthH144144 Inch Nominal Stem Length(Finish to match HLDMPS housing)UV222 222nmD108Dose Level for 108 inch (min) to 113.9 inch (max) Height from Floor to Module FaceD114Dose Level for 114 inch (min) to 119.9 inch (max) Height from Floor to Module FaceD120Dose Level for 120 inch (min) to 125.9 inch (max) Height from Floor to Module FaceD126Dose Level for 126 inch (min) to 131.9 inch (max) Height from Floor to Module FaceD132Dose Level for 132 inch (min) or Greater Height from Floor to Module FaceMVOLT 120-277 Volt(blank) Not RequiredHJBASquare Junction Box AdapterMounting (See Table 1)Canopy TypeCanopy ColorPrimary FinishCJBCanopy over Recessed or Surface J-BoxCJBSCCanopy over Surface J-Box with Conduit ConnectorsP5DStem Canopy with 5 degree swivelP45DStem canopy with 45 degree swivelDWAMCYGloss White AntimicrobialDNAMCYGloss Silver AntimicrobialDBLAMCYGloss Black AntimicrobialDMBAMCYMatte Black AntimicrobialDMWAMCYMatte White AntimicrobialDDBAMCYBronze AntimicrobialDWAMGloss White AntimicrobialDNAMGloss Silver AntimicrobialDBLAMGloss Black AntimicrobialDMBAMMatte Black AntimicrobialDMWAMMatte White AntimicrobialDDBAMBronze Anti-MicrobialORDERING INFORMATION Example: HLDMPS L6 H48 UV222 D120 MVOLT HJBA CJB P5D DWAMCY DWAMTable 1Junction Box Compatibility MatrixJunction Box (by others)Canopy TypeCJBCJBSC4" Octagon 4x4x1.5 deep[101.6mm x 101.6mm x 38.1mm]YesYes4" Octagon 4x4x2.125 deep[101.6mm x 101.6mm x 54.0mm]YesNo4" Square 4x4x1.5 deep[101.6mm x 101.6mm x 38.1mm]Yes*No*Mount adapter HJBA requiredFor sale only in the United States of America and Mexico. HLDMPS Page 3 of 12HLDMPSFAR-UVC Filtered 222nm Disinfection Technology Pendant with StemHolophane ¦ One Lithonia Way, Conyers, GA 30012 ¦ Phone: 866-HOLOPHANE ¦ www.holophane.com ¦ TechSupport-Lighting@Acuitybrands.comHolophane, nLight, and the Acuity Brands logo are registered trademarks of Acuity Brands Lighting. Violet Defense is a registered trademark of Violet Defense LLC. Care222 is a registered trademark of Ushio America, Inc. Products herein may be covered by one or more U.S. Patents and Patents Pending. Specifications subject to change without notice. © 2021-2024 Acuity Brands Lighting, Inc. All Rights Reserved. Rev. 05/06/24HLDMPSCOMPANION UNIT(S)DIMENSIONSWAVELENGTH SPECTRUMCOMPANION LUMINAIRE(S)HLDMPC L6Module in Pendant CableHLDMC L6Module in Surface MountJunction box by others(see Compatibility Table)5/8" [15.9]Ø5 1/4" [133.4]Ø5/8" [15.9]6 3/8" [161.9] Ø5 1/2" [139.7]Ø4 5/8" [117.5]Stem is field cuttable;no threading requiredCare222® delivers a narrow band of 222nm UV at energy levels that do not penetrate living tissue in skin or beyond the top layer of the cornea in the eyes.HLDMPS Page 4 of 12HLDMPSFAR-UVC Filtered 222nm Disinfection Technology Pendant with StemHolophane ¦ One Lithonia Way, Conyers, GA 30012 ¦ Phone: 866-HOLOPHANE ¦ www.holophane.com ¦ TechSupport-Lighting@Acuitybrands.comHolophane, nLight, and the Acuity Brands logo are registered trademarks of Acuity Brands Lighting. Violet Defense is a registered trademark of Violet Defense LLC. Care222 is a registered trademark of Ushio America, Inc. Products herein may be covered by one or more U.S. Patents and Patents Pending. Specifications subject to change without notice. © 2021-2024 Acuity Brands Lighting, Inc. All Rights Reserved. Rev. 05/06/24SUSPENSION LENGTH & PROGRAMMING OPTIONFinish24HIGH48HIGH72HIGH96HIGH120HIGH144HIGHfor L6ChooseProgrammingOption*(C = 11 ft = 132 in)A - C - 6” = B192”-132“-6”= 54” = = SuspensionLengthFind B(Suspension Length)Choose SuspensionLength Option(Round 60” up)A = BC*Example: HLDMPS L6 (mounted from recessed j-box in 16ft ceiling) What Suspension Length and Programming Option should I select given my ceiling height and mounting options? The Programming Option changes the duty cycle of the UV emitter activation to keep UV exposure levels in the occupied space (i.e. the portion that is 7 feet or less above ﬁnished ﬂoor) below ACGIH® published exposure limits. The correct Programming Option to specify depends on the height of the UV emitter module face above the ﬂoor.Programming OptionsSuspension LengthD108D114D120D126D132Start Here(sketch out your installation)HLDMPS L6Height fromﬂoor to module face*Choose the greatest height from ﬂoor to module face that your application will allow that matches one of the available Programming Options, up to 11ft (i.e. 132”), to optimize projected inactivation. See projected inactivation tables below for details.Height from ﬂoor to mounting planeFor this example, choose 72HIGH Suspension Length, D132 Programming OptionJ-box (by others)Mounting Plane (deﬁned by open face of j-box)FloorProjected UV Exposure and Exposure Limits1. ACGIH® 2021 TLVs® and BEIs® - Based on the Documentation of the Threshold Limit Values for Chemical Substances and Physical Agents & Biological Exposure Indices.This chart illustrates mounting height configurations for the HLDMPS fixture, incorporating Care222® technology, that provide a UV exposure dose within the exposure guidelines1 established and published by the American Conference of Governmental Industrial Hygienists (ACGIH®). For the UV exposure dose to remain within the ACGIH guidelines for the level of UV exposure a typical worker can be exposed to without adverse health effects, the maximum exposure dose must not exceed 23 mJ/cm2 (millijoules per square centimeter) for an 8-hour period of time. Per the UL 8802 standard, the upper limit of occupied space is defined to be a test plane 7’ Above Finished Floor (AFF). This calculated maximum exposure dose represents the dose an individual would receive over an 8-hour period at 7’ Above Finished Floor (AFF) even if stationary in the location of maximum dose.The levels of exposure in the ACGIH guidelines are quantified as Threshold Limit Values (TLVs®) and are expressed as Time-Weighted Averages (TWAs). The TLVs for incoherent ultraviolet (UV) radiation are established for wavelengths between 180 and 400 nm and represent conditions under which it is believed that nearly all healthy workers may be repeatedly exposed without acute adverse health effects such as erythema and photokeratitis. ACGIH guidelines are designed for use by industrial hygienists in making decisions regarding safe levels of exposure to hazards in the workplace.DistanceMaximum 8 hr DoseMeets ACGIH® TLV-TWAMounting Ht.Mounting Ht. to Head Ht.mJ/cm2<23 mJ/cm29' 2' 18.99Yes9'-6"2'-6"20.26Yes10'3'19.7Yes10'-6"3'-6"20.26Yes11'4'19.31Yes11'-6"4'-6"15.26Yes12'5'12.36YesHLDMPS Page 5 of 12HLDMPSFAR-UVC Filtered 222nm Disinfection Technology Pendant with StemHolophane ¦ One Lithonia Way, Conyers, GA 30012 ¦ Phone: 866-HOLOPHANE ¦ www.holophane.com ¦ TechSupport-Lighting@Acuitybrands.comHolophane, nLight, and the Acuity Brands logo are registered trademarks of Acuity Brands Lighting. Violet Defense is a registered trademark of Violet Defense LLC. Care222 is a registered trademark of Ushio America, Inc. Products herein may be covered by one or more U.S. Patents and Patents Pending. Specifications subject to change without notice. © 2021-2024 Acuity Brands Lighting, Inc. All Rights Reserved. Rev. 05/06/244' x 4' Area (X x Y)Calculated Average Dose3Surface Pathogen Inactivation1 ProgrammingMounting Height(Z)mJ/cm2Feline CalicivirusInfluenzaSARS-CoV-2% in 24 HoursHrs to 90%Hrs to 99.9%% in 24 HoursHrs to 90%Hrs to 99.9%% in 24 HoursHrs to 90%Hrs to 99.9%D1089' 4.681.0%33.3100.099.5%10.431.3>99.9%6.318.8D1149'-6"6.891.2%22.768.1>99.9%7.121.3>99.9%4.312.8D12010'8.495.1%18.354.9>99.9%5.717.2>99.9%3.410.3D12610'-6"10.497.7%14.744.1>99.9%4.613.8>99.9%2.88.3D13211'11.798.5%13.239.5>99.9%4.112.4>99.9%2.57.4D13212'9.596.7%16.248.5>99.9%5.115.2>99.9%3.09.16' x 6' Area (X x Y)Calculated Average Dose3Surface Pathogen Inactivation1 ProgrammingMounting Height(Z)mJ/cm2Feline CalicivirusInfluenzaSARS-CoV-2% in 24 HoursHrs to 90%Hrs to 99.9%% in 24 HoursHrs to 90%Hrs to 99.9%% in 24 HoursHrs to 90%Hrs to 99.9%D1089' 3.874.4%40.6121.798.7 %12.738.1>99.9 %7.622.9D1149'-6"5.787.3%26.880.499.9 %8.4 25.2>99.9 %5.015.1D12010'7.392.7%21.163.3>99.9 %6.619.8>99.9 %4.011.9D12610'-6"9.296.4%16.649.9>99.9 %5.215.6>99.9 %3.19.4D13211'10.497.7%14.744.1>99.9 %4.613.8>99.9 %2.88.3D13212'8.795.7%17.652.9>99.9 %5.516.6>99.9 %3.39.98' x 8' Area (X x Y)Calculated Average Dose3Surface Pathogen Inactivation1 ProgrammingMounting Height(Z)mJ/cm2Feline CalicivirusInfluenzaSARS-CoV-2% in 24 HoursHrs to 90%Hrs to 99.9%% in 24 HoursHrs to 90%Hrs to 99.9%% in 24 HoursHrs to 90%Hrs to 99.9%D1089' 2.863.8%54.4163.196.1%17.051.199.6%10.230.6D1149'-6"4.579.9%34.4103.399.4%10.832.4>99.9%6.519.4D12010'5.887.8%26.278.899.9%8.224.7>99.9%4.914.8D12610'-6"7.793.7%20.060.1>99.9%6.318.8>99.9%3.811.3D13211'8.995.9%17.351.8>99.9%5.416.2>99.9%3.29.7D13212'7.793.7%20.060.0>99.9%6.318.8>99.9%3.811.310' x 10' Area (X x Y)Calculated Average Dose3Surface Pathogen Inactivation1 ProgrammingMounting Height(Z)mJ/cm2Feline CalicivirusInfluenzaSARS-CoV-2% in 24 HoursHrs to 90%Hrs to 99.9%% in 24 HoursHrs to 90%Hrs to 99.9%% in 24 HoursHrs to 90%Hrs to 99.9%D1089' 2.051.4%76.6230.090.0%24.072.097.8%14.443.2D1149'-6"3.369.0%47.2141.597.6%14.844.399.8%8.926.6D12010'4.479.7%34.7104.099.4%10.932.6>99.9%6.519.5D12610'-6"6.088.3%25.777.299.9%8.124.2>99.9%4.814.5D13211'7.192.3%21.664.7>99.9%6.820.3>99.9%4.112.2D13212'6.490.2%23.871.4>99.9%7.522.4>99.9%4.513.412' x 12' Area (X x Y)Calculated Average Dose3Surface Pathogen Inactivation1 ProgrammingMounting Height(Z)mJ/cm2Feline CalicivirusInfluenzaSARS-CoV-2% in 24 HoursHrs to 90%Hrs to 99.9%% in 24 HoursHrs to 90%Hrs to 99.9%% in 24 HoursHrs to 90%Hrs to 99.9%D1089' 1.440.5%106.5319.480.9%33.3100.093.7%20.060.0D1149'-6"2.457.4%64.7194.193.5%20.360.898.9%12.236.5D12010'3.369.3%46.7140.297.7%14.643.999.8%8.826.3D12610'-6"4.580.3%34.0102.099.4%10.631.9>99.9%6.419.2D13211'5.586.2%27.983.699.8%8.726.2>99.9%5.215.7D13212'5.284.7%29.588.499.7%9.227.7>99.9%5.516.6Projected Virus Inactivation1. The results presented here are based upon a 12’x12’x15’ high empty room with all surface reflectance assumed to be 5%.2. Reference Pathogen Inactivation Dose Reference List - 222nm, 254nm & Pulsed Xenon UV Light Sources.3. As a result of computational limitations and simplifying modeling assumptions in Visual, variations in actual product performance from tested product samples, and/or variations in field conditions from laboratory testing conditions, the accuracy of calculated output values identifying radiometric quantities and any resulting derived radiation dose predictions may be adversely affected. See complete disclaimer at: VISUAL LIGHTING DISCLAIMERUse this chart to estimate the effectiveness of one HLDMPS fixture, mounted at various mounting heights (Z) and having different areas of coverage (X x Y), at inactivating the pathogens listed below on surfaces. The calculated average dose for each scenario is determined from Visual® Lighting application software radiometric modeling1 and is then correlated with laboratory research2 to derive projected inactivation effectiveness for specific pathogens. The analysis assumes that a horizontal plane positioned 2’-6” Above Finished Floor (AFF) is receiving the dose. For different areas of coverage or multiple fixture layouts, consult an Acuity Brands UV Lighting Specialist.HLDMPS Page 6 of 12HLDMPSFAR-UVC Filtered 222nm Disinfection Technology Pendant with StemHolophane ¦ One Lithonia Way, Conyers, GA 30012 ¦ Phone: 866-HOLOPHANE ¦ www.holophane.com ¦ TechSupport-Lighting@Acuitybrands.comHolophane, nLight, and the Acuity Brands logo are registered trademarks of Acuity Brands Lighting. Violet Defense is a registered trademark of Violet Defense LLC. Care222 is a registered trademark of Ushio America, Inc. Products herein may be covered by one or more U.S. Patents and Patents Pending. Specifications subject to change without notice. © 2021-2024 Acuity Brands Lighting, Inc. All Rights Reserved. Rev. 05/06/244' x 4' Area (X x Y)Calculated Average Dose3Surface Pathogen Inactivation1 ProgrammingMounting Height(Z)mJ/cm2MRSAE-ColiSalmonella% in 24 HoursHrs to 90%Hrs to 99.9%% in 24 HoursHrs to 90%Hrs to 99.9%% in 24 HoursHrs to 90%Hrs to 99.9%D1089' 4.691.0%23.0100.099.5%10.431.3>97.5%14.944.8D1149'-6"6.897.1%15.768.1>99.9%7.121.4>99.6%10.230.5D12010'8.498.7%12.654.9>99.9%5.717.2>99.9%8.224.6D12610'-6"10.499.6%10.144.1>99.9%4.613.8>99.9%6.619.7D13211'11.799.8%9.139.5>99.9%4.112.4>99.9%5.917.7D13212'9.599.3%11.148.5>99.9%5.115.2>99.9%7.221.76' x 6' Area (X x Y)Calculated Average Dose3Surface Pathogen Inactivation1 ProgrammingMounting Height(Z)mJ/cm2MRSAE-ColiSalmonella% in 24 HoursHrs to 90%Hrs to 99.9%% in 24 HoursHrs to 90%Hrs to 99.9%% in 24 HoursHrs to 90%Hrs to 99.9%D1089' 3.886.1%28.083.998.7%12.738.195.2%18.254.5D1149'-6"5.795.0%18.555.4>99.9%8.425.299.0%12.036.0D12010'7.397.8%14.643.7>99.9%6.619.899.7%4.028.4D12610'-6"9.299.2%11.534.4>99.9%5.215.6>99.9%3.122.4D13211'10.499.6%10.130.4>99.9%4.613.8>99.9%2.819.7D13212'8.798.9%12.236.5>99.9%5.516.6>99.9%3.323.78' x 8' Area (X x Y)Calculated Average Dose3Surface Pathogen Inactivation1 ProgrammingMounting Height(Z)mJ/cm2MRSAE-ColiSalmonella% in 24 HoursHrs to 90%Hrs to 99.9%% in 24 HoursHrs to 90%Hrs to 99.9%% in 24 HoursHrs to 90%Hrs to 99.9%D1089' 2.877.1%37.5112.596.1%17.051.189.6%24.473.1D1149'-6"4.590.2%23.871.3>99.4%10.832.497.2%15.446.3D12010'5.895.3%18.154.3>99.9%8.224.7>99.1%11.835.3D12610'-6"7.798.2%13.841.5>99.9%6.318.8>99.8%9.027.0D13211'8.999.0%11.935.8>99.9%5.416.2>99.9%7.723.2D13212'7.798.2%13.841.3>99.9%6.318.8>99.8%9.026.910' x 10' Area (X x Y)Calculated Average Dose3Surface Pathogen Inactivation1 ProgrammingMounting Height(Z)mJ/cm2MRSAE-ColiSalmonella% in 24 HoursHrs to 90%Hrs to 99.9%% in 24 HoursHrs to 90%Hrs to 99.9%% in 24 HoursHrs to 90%Hrs to 99.9%D1089' 2.064.8%52.9158.690.0%24.072.180.0%34.4103.1D1149'-6"3.381.7%32.597.697.6%14.844.492.7%21.163.4D12010'4.490.1%23.971.899.4%10.932.697.1%15.546.6D12610'-6"6.095.6%17.753.299.9%8.124.299.2%11.534.6D13211'7.197.6%14.944.6>99.9%6.820.399.7%9.729.0D13212'6.496.5%16.449.2>99.9%7.522.499.4%10.732.012' x 12' Area (X x Y)Calculated Average Dose3Surface Pathogen Inactivation1 ProgrammingMounting Height(Z)mJ/cm2MRSAE-ColiSalmonella% in 24 HoursHrs to 90%Hrs to 99.9%% in 24 HoursHrs to 90%Hrs to 99.9%% in 24 HoursHrs to 90%Hrs to 99.9%D1089' 1.452.9%73.4220.280.9%33.4100.168.6%47.7143.2D1149'-6"2.471.0%44.6133.893.5%20.360.885.1%29.087.0D12010'3.382.0%32.296.797.7%14.643.992.8%21.062.9D12610'-6"4.590.5%23.470.399.4%10.732.097.3%15.245.7D13211'5.594.4%19.257.799.8%8.726.298.8%12.537.5D13212'5.293.4%20.361.099.7%9.227.798.5%13.239.6Projected Bacteria Inactivation1. The results presented here are based upon a 12’x12’x15’ high empty room with all surface reflectance assumed to be 5%.2. Reference Pathogen Inactivation Dose Reference List - 222nm, 254nm & Pulsed Xenon UV Light Sources.3. As a result of computational limitations and simplifying modeling assumptions in Visual, variations in actual product performance from tested product samples, and/or variations in field conditions from laboratory testing conditions, the accuracy of calculated output values identifying radiometric quantities and any resulting derived radiation dose predictions may be adversely affected. See complete disclaimer at: VISUAL LIGHTING DISCLAIMERUse this chart to estimate the effectiveness of one HLDMPS fixture, mounted at various mounting heights (Z) and having different areas of coverage (X x Y), at inactivating the pathogens listed below on surfaces. The calculated average dose for each scenario is determined from Visual® Lighting application software radiometric modeling1 and is then correlated with laboratory research2 to derive projected inactivation effectiveness for specific pathogens. The analysis assumes that a horizontal plane positioned 2’-6” Above Finished Floor (AFF) is receiving the dose. For different areas of coverage or multiple fixture layouts, consult an Acuity Brands UV Lighting Specialist.HLDMPS Page 7 of 12HLDMPSFAR-UVC Filtered 222nm Disinfection Technology Pendant with StemHolophane ¦ One Lithonia Way, Conyers, GA 30012 ¦ Phone: 866-HOLOPHANE ¦ www.holophane.com ¦ TechSupport-Lighting@Acuitybrands.comHolophane, nLight, and the Acuity Brands logo are registered trademarks of Acuity Brands Lighting. Violet Defense is a registered trademark of Violet Defense LLC. Care222 is a registered trademark of Ushio America, Inc. Products herein may be covered by one or more U.S. Patents and Patents Pending. Specifications subject to change without notice. © 2021-2024 Acuity Brands Lighting, Inc. All Rights Reserved. Rev. 05/06/24Projected Photodegradation EffectPhotodegradation Effect at Dose of 54,000 mJ/cm2*MaterialBefore UV ExposureAfter UV ExposureAverage Δ E**Average Δ - Durometer Hardness***Polyvinyl chloride (PVC)27.273Polypropylene3.86-1Polyethylene5.500Polytetrafluoroethylene (PTFE)1.020Clear polymethyl methacrylate2.503White polymethyl methacrylate9.08-3Polyoxymethylene4.475Polycarbonate6.89-3Acrylonitrile butadiene styrene (ABS)0.900Polyester1.13-1Nylon6.77-4Use the "Years to 54,000 mJ/cm2" data reported on the chart (below left) to estimate the photodegradation effect on surfaces resulting from UV irradiation from one from one HDMC fixture, with the coverage areas (X x Y)1 and at the mounting heights specified in the tables above. The calculated average dose2 for each scenario identified in the chart (below left) is determined from Visual® Lighting application software radiometric modeling and is used to calculate the amount of time required to reach the dose used in independent laboratory photodegradation testing3. The analysis assumes that a horizontal plane positioned 2'-6" Above Finished Floor (AFF) is receiving the dose. Note that the calculated doses as presented in the chart (below left) are average values on the designated calculation plane. Calculated doses at specific points may be higher or lower than the average value. To estimate the photodegradation effect for different areas of coverage, at specific points, or multiple fixture layouts, consult an Acuity Brands UV Lighting Specialist. 1. The results presented here are based upon a 12'x12'x15' high empty room with all surface reflectance assumed to be 5%. 2. As a result of computational limitations and simplifying modeling assumptions in Visual, variations in actual product performance from tested product samples, and/or variations in field conditions from laboratory testing conditions, the accuracy of calculated output values identifying radiometric quantities and any resulting derived radiation dose predictions may be adversely affected. See complete disclaimer at VISUAL LIGHTING DISCLAIMER 3. Independent laboratory photodegradation testing performed by Assured Testing Services, Ridgeway, PA, Test Report 28545, August 12, 2020.4'x4' Area (X x Y)Calculated Avg. 24hr Dose5Years to Dose of 54,000 mJ/cm2*Programming OptionMounting Ht (Z)mJ/cm2D1089'4.632.16D1149.5'6 .821.76D12010'8.417.61D12610.5'10.414.23D13211'11.712.64D13212'9.515.576' x 6' Area (X x Y)Calculated Avg. 24hr Dose5Years to Dose of 54,000 mJ/cm2*Programming OptionMounting Ht (Z)mJ/cm2D1089'3.838.93D1149.5'5.725.96D12010'7.320.27D12610.5'9.216.08D13211'10.414.23D13212'8.717.018' x 8' Area (X x Y)Calculated Avg. 24hr Dose5Years to Dose of 54,000 mJ/cm2*Programming OptionMounting Ht (Z)mJ/cm2D1089'2.852.84D1149.5'4.532.88D12010'5.825.51D12610.5'7.719.21D13211'8.916.62D13212'7.719.2110' x 10' AreaCalculated Avg. 24hr Dose5Years to Dose of 54,000 mJ/cm2*Programming OptionMounting Ht (Z)mJ/cm2D1089'2.073.97D1149.5'3.344.83D12010'4.433.62D12610.5'6.024.66D13211'7.120.84D13212'6.423.1212' x 12' AreaCalculated Avg. 24hr Dose5Years to Dose of 54,000 mJ/cm2*Programming OptionMounting Ht (Z)mJ/cm2D1089'1.4105.68D1149.5'2.461.64D12010'3.344.83D12610.5'4.532.88D13211'5.526.90D13212'5.228.45Photodegradation Testing Results 3HLDMPS Page 8 of 12HLDMPSFAR-UVC Filtered 222nm Disinfection Technology Pendant with StemHolophane ¦ One Lithonia Way, Conyers, GA 30012 ¦ Phone: 866-HOLOPHANE ¦ www.holophane.com ¦ TechSupport-Lighting@Acuitybrands.comHolophane, nLight, and the Acuity Brands logo are registered trademarks of Acuity Brands Lighting. Violet Defense is a registered trademark of Violet Defense LLC. Care222 is a registered trademark of Ushio America, Inc. Products herein may be covered by one or more U.S. Patents and Patents Pending. Specifications subject to change without notice. © 2021-2024 Acuity Brands Lighting, Inc. All Rights Reserved. Rev. 05/06/24Photodegradation Effect at Dose of 54,000 mJ/cm2*MaterialBefore UV ExposureAfter UV ExposureAverage Δ E**Average Δ - Durometer Hardness***Cotton2.12N/AWool2.73N/APine/Fir7.791Oak8.73-14Poplar11.65-7Low grade paper (copy paper)4.15N/ARag paper (stationary writing paper)7.44N/AOil paint on paper1.47N/AWatercolors on rag paper3.12N/AWindow glass0.11N/AVinyl flooring2.13-2Wall paper3.83N/ANewsprint color8.13N/ABarcode paper label1.34N/AIndependent Lab Test Results3 for Determining Photodegradation Effect for Far-UVC Filtered 222nm technology (Care222®)* The independent test lab results compared materials at an initial state of no UV exposure and a final state of UV exposure at 54,000 mJ/cm2.** ΔE is a benchmark used to measure color difference compared to a known set of CIELAB color coordinates defined by the International Commission on Illumination (CIE). The Photodegradation Testing Results table presents data calculated by the CIE76 formula, ΔE*ab. CIE76 is a formula that relates a measured color difference to a known set of CIELAB coordinates. ΔE*ab ~ 2.3 equates to a Just Noticeable Difference*** Durometer Hardness is a benchmark of material hardness, as measured by a Shore Durometer device. The Photodegradation Testing Results table presents the difference in measured material hardness over the exposure dose. For the majority of the materials tested there was no or only a very small change in Durometer Hardness. Unvarnished Oak and Poplar showed some change in Durometer Hardness.Comparing Far-UVC Filtered 222nm Disinfection Technology (Care222®) Photodegradation Effect to General Illumination Photodegradation Effect To compare photodegradation caused by UV to photodegradation caused by general illumination, which also causes a photodegradation effect, a Just Noticeable Difference (ΔE*ab ~ 2.3) in a space illuminated by a white light source to an illuminance of 50 fc would occur as soon as 6 months for highly sensitive materials and as long as 30 years for minimally sensitive materials.* There is recognizable photodegradation of materials caused by almost all light sources including incandescent, fluorescent, halogen, metal halide, LED, and UV. While some UV sources, depending on spectral content and intensity, can cause substantial photodegradation, the information presented in the Photodegradation Testing Results table illustrates specifically the generally minimal photodegradation effect of far-UVC filtered 222nm technology (Care222®) when utilizing these products in typical application.* ANSI/IES RP-30-20 Recommended Practice: Lighting Museums, Table C-23. Independent laboratory photodegradation testing performed by Assured Testing Services, Ridgeway, PA, Test Report 28545, August 12, 2020.Projected Photodegradation Effect (Continued)Photodegradation Testing Results 3HLDMPS Page 9 of 12HLDMPSFAR-UVC Filtered 222nm Disinfection Technology Pendant with StemHolophane ¦ One Lithonia Way, Conyers, GA 30012 ¦ Phone: 866-HOLOPHANE ¦ www.holophane.com ¦ TechSupport-Lighting@Acuitybrands.comHolophane, nLight, and the Acuity Brands logo are registered trademarks of Acuity Brands Lighting. Violet Defense is a registered trademark of Violet Defense LLC. Care222 is a registered trademark of Ushio America, Inc. Products herein may be covered by one or more U.S. Patents and Patents Pending. Specifications subject to change without notice. © 2021-2024 Acuity Brands Lighting, Inc. All Rights Reserved. Rev. 05/06/24HLDMPS*Reference installation document for field cutting cordModuleUshio Care222® Mercury-Free Far-UVC Excimer LampHLDMPS Mount Plate DetailCanopy Covers for Flat or Sloped CeilingsDIMENSIONAL DATA4 3/4" [120.7]3 1/2" [88.9]1/2"[12.7]#8-32 X 5/8" Pan Head, Philips(Supplied as Imperial size only)Pendant HangStraight Mech.P5DPendant SlopeCeiling Mech.P45D6 3/8" [161.9]Ø5 1/2" [139.7]Ø4 5/8" [117.5]9" [228.6]Ø5 1/2" [139.7]Ø4 5/8" [117.5]1 3/4" [44.5]2 3/8" [60.3]4" [101.6]4 3/8"[111.1]Irradiation area4 3/8" [111.1]Junction box by others(see Compatibility Table)Ø5/8" [15.9]Stem is field cuttable;5/8" [15.9]Ø5 1/4" [133.4]Junction box by others(see Compatibility Table)Ø5/8" [15.9]Stem i
https://www.signify.com/api/assets/v1/file/Signify/content/e05963b2720442ddaa5fae6001689d73/FBZ_LED_high_bay.pdf | lighting | FBZ_LED_high_bay 05/24 page 1 of 8FBZ LED high bay8,000 to 60,000 lumensOrdering guide Example: FBZ24L840-UNV-NFamilyLumens1 (nom)CRI / CCTVoltageDistributionOptionsFBZ–––FBZ08L12L18L24L30L36L48L60L8,000 lm12,000 lm18,000 lm24,000 lm30,000 lm36,000 lm48,000 lm60,000 lm83584085080 CRI, 3500K80 CRI, 4000K80 CRI, 5000KUNV 120208240277347480Universal (120-277V)120V208V240V277V347V480V— NMWAGeneral DistributionNarrow MediumWideAisleWP62,3,4WP6/42,3,4WP6D2,3,4WC63,4WC6/43,4WC6/53,4WC6/63,4LCALFA SWZCSH5,6 SRB7,8 MD3605,9MD360D5,9BSL10LST4BSL14B24BSL20B24ER10010,11,12 ER100/HVPS10,11,12 ER100/HVPI10,11,12 GTD/E2,10 SP1GLR6013,146513BAC15Wired 6' 16/3 cord & NEMA twist lock plugWired 6' 16/4 cord & NEMA twist lock plug for line voltage plus unswitched hot for emergencyWired 6' 16/3 cord & NEMA twist lock plug for line voltage with wired 6' 16/3 cord & plug for dimming controlWired 6' 16/3 cordWired 6' 16/4 cord for line voltage plus unswitched hot for emergency Wired 6' 18/5 cord for line voltage plus 0-10V dimming Wired 6' 18/6 cord for line voltage plus unswitched hot for emergency plus 0-10V dimming Clear acrylic lensFrosted acrylic lens (Caution: Frosted lens distorts optical distribution if used together with Narrow, Medium, Wide, or Aisle "Distribution" options.)Interact Pro scalable high bay sensor w/integral daylight & occupancy sensing, advanced grouping w/dwell timeSR Bridge option only used in conjunction with SWZCSH (Required for SWZCSH with any 347V and required for SWZCSH with 36,000lm to 60,000lm except 480V)360 motion detector (ON/OFF)360° Motion detector (ON/DIM to 10%)Factory wired 10W Philips Bodine integral emergency pack, nominal 1300 to 1700 lm (0°C - 45°C)Factory wired 14W Philips Bodine integral emergency pack, nominal 1800 to 2300 lm (0°C - 45°C)Factory wired 20W Philips Bodine integral emergency pack, nominal 2700 to 3400lm (0°C - 45°C)UL924 listed sensor bypass relay, factory installed between driver & sensor (Interact Pro compatible) for 30,000 lumen maximumUL924 listed sensor bypass relay, factory installed between driver & sensor for 347/480V Power Sense (Interact Pro compatible) for 30,000 lumen maximum UL924 listed sensor bypass relay, factory installed between driver & sensor for 347/480V Power Interrupt (Interact Pro compatible) for 30,000 lumen maximum UL924 listed Bodine GTD factory installed on driver input (-20°C - 50°C – ONLY available in 120V or 277V)Optional 10KV surge protectorFusing, fast blow (120-277V only)High ambient (60°C) for above 24,000 up to 36,000 lumen maximumHigh ambient (65°C) for 24,000 lumen maximumMeet the requirements of the Buy American Act of 1933 (BAA)Other lumen packages may be ordered in increments of 1000lm up to 60,000lmFootnotes1. Nominal delivered lumens at 25°C ambient.2. Must specify voltage.3. 6' is standard cord length. For optional 10', 15', or 20' length, replace "6" in the option code with desired length.4. If ordering a cord or cord & plug option, order proper cord option for dimming or emergency.5. High bay motion detector, motion sensing zone is extremely limited if used below 15' mounting height.6. Must order IRT9015 Interact commissioning remotewith each system order.7. Required to add option code SRB when ordering SWZCSH with 347V, and required when ordering SWZCSH with 36,000lm to 60,000lm.8. Not available in 480V or with any emergency option.9. Not for use with SWZCSH option.10. Must be installed in conjuction with a UL1008 device.11. Only used with SWZCSH integral sensing option.12. 30,000 lumens maximum and may not be ordered together with any standard cord option.13. Not available with SWZCSH, BSL options, ER100 options, or GTD/E.14. Not available with LCA or LFA lens above 24,000lm up to 30,000lm15. Failure to properly select the “BAC” suffix could result in you receiving product that is not BAA compliant product with no recourse for an RMA or refund. This BAC designation hereunder does not address (i) the applicability of, or availability of a waiver under, the Trade Agreements Act, or (ii) the “Buy America” domestic content requirements imposed on states, localities, and other non-federal entities as a condition of receiving funds administered by the Department of Transportation or other federal agencies"General Notes• All accessories are field installed.• All options are factory installed.• Many luminaire components, such as reflectors, lenses, sockets, lampholders, and LEDs are made from various types of plastics which can be adversely affected by airborne contaminants. If sulfur based chemicals, petroleum based products, cleaning solutions, or other contaminants are expected in the intended area of use, consult factory for compatibility.Learn more about the FBZ family of productsTo find out more scan this QR Code with your smartphone's camera or visit us at: https://www.signify.com/en-us/products/indoor-luminaires/industrial/industrial-linear/fbz-led-high-bayIndustrialFBZ LED High bay8,000 to 60,000 lumensDay-Brite / CFI LED high bay FBZ is a product that is perfect for a wide range of applications. Featuring a small form factor with a wide range of lumen packages and optical distributions, there is an abundance of both value and performance. The FBZ contains features, options, and accessories, including scalable Interact controls, that allow it to fit into areas from education to warehousing.Project: Location: Cat.No: Type: Qty: Notes: Control options are availableNot all product variations listed on page are DLC qualified. To ensure that a specific model is qualified, visit www.designlights.org/searchFBZ_LED_high_bay 05/24 page 2 of 8FBZ LED high bay8,000 to 60,000 lumensAccessories (order separately)Catalog NumbersDescriptionsHNH5-VHOOK 54" chains & V hooksHCH5-VHOOK 5' cables & V hooksHCH10-VHOOK 10' cables & V hooksHCH15-VHOOK 15' cables & V hooksHCH20-VHOOK 20' cables & V hooksFBZ-PENHGR1Pendant hanger kit (pendant supplied by others)FBY/FBZ-SMKITSurface mount bracket kit (drops fixture 6" from surface)FBZ-WG2 Wire guard for 8000lm to 30000lmFBZ-WG4 Wire guard for 36000lm to 60000lmFBZ-WG-SENSORGuard for sensorFBZ-SLCA-2N Clear acrylic snap lens kit for 8000lm to 30000lmFBZ-SLFA-2N Frosted acrylic snap lens kit for 8000lm to 30000lmFBZ-SLCA-2W Clear acrylic snap lens kit for 36000lm to 60000lmFBZ-SLFA-2W Frosted acrylic snap lens kit for 36000lm to 60000lmIRT9015Handheld remote for grouping and configuration (at least one remote required for any SWZCSH installation)1. For areas where luminaires are subject to high impact (gymnasiums, etc), rigid pendant hanging is not suggested. Use hook or cable/chain assembly for mounting in these areas.Ambient Temperature DataConfigurationAmbientFBZ60L-40°C to 50°CFBZ36L & FBZ48L w/347-SWZCSH-SRB combination-20°C to 50°CSWZCSH optionMinimum temp -30°CSRB optionMinimum temp -20°CMD360 and MD360D optionsMinimum temp -10°CAll Emergency Battery0°C to 45°CAll GTD/E-20°C to 50°CAll others-40°C to 55°CPendant KitSurface KitTop BoxWire GuardPendant KitMD360SWZCSHPendant KitSurface KitTop BoxWire GuardPendant KitMD360SWZCSHChain or Cable KitPendant by othersPendant KitWire guardPendant KitSurface KitTop BoxWire GuardPendant KitMD360SWZCSHPendant KitSurface KitTop BoxWire GuardPendant KitMD360SWZCSHPendant KitSurface KitTop BoxWire GuardPendant KitMD360SWZCSHSurface KitTop box (if needed)Pendant KitSurface KitTop BoxWire GuardPendant KitMD360SWZCSHPendant KitSurface KitTop BoxWire GuardPendant KitMD360SWZCSHMD360SWZCSHApplicationThis luminaire can be used to illuminate retail, cold storage, manufacturing, warehousing and many other large indoor spaces with control and precision.Construction/Finish• Metal housing and reflectors provide excellent thermal transfer to extend component life.• End holes to attach V bracket for chain or cable hanging.• May be cable, chain, or pendant mounted.• 7/8" K.O. at each end of luminaire for wiring or motion detector.• Polyester powder finish for excellent impact and corrosion resistance.• LED light engines and drivers are field replaceable.• 5 Year Limited Warranty, www.signify.com/warranties• Components are RoHS compliant.• cETLus listed to UL 1598 standards. Suitable for use in damp locations. See ambient temperature data table for standard ambient information.• Dimming drivers are standard. Control is 0-10V DC. • Optional motion detector. • 6KV surge protection standard.Emergency Options (ER100)• Power Sensing (Factory default) – Recommended UL924 option requires unswitched power sense line, absence of voltage on the normal circuit triggers luminaire to 100% output.• Power Interruption Detection (Field option) – Detects AC power interruption >30ms triggers 90 minute emergency mode with luminaire at 100% output.• 347V requires step-down transformer and must be ordered indicating Power Sensing or Power Interruption Detection.Wireless Controls OptionsInteract Pro scalable sensor for Foundation, Advanced & Enterprise tiers (SWZCSH and an evolution of SpaceWise)• SWZCSH is a connected sensor with integral occupancy and daylight sensing and supports wireless mesh connectivity. • The sensor works in the Foundation mode (similar to SpaceWise) when configured without a gateway or in an Interact Pro Advanced or Enterprise mode if a compatible gateway is used.• Interact Pro includes an App, a portal and a broad portfolio of wireless luminaires, lamps and retrofit kits all working on the same system.• Startup is implemented via Interact Pro App (Android or iPhone) & BlueTooth connectivity. The App provides flexibility to choose between a gateway or non gateway mode for setup.• Setup with the gateway requires wired internet access to the gateway. It is possible to add a gateway at a later point.• Prepare project configuration steps remotely and use IRT9015 remote onsite to identify and group devices together.• Compatible with: - SWS200 wireless scene switch - Battery powered IP42 presence sensor OCC sensor IA CM WH 10/1 - Battery powered IP42 presence & daylight sensor OCC-DL sensor IA CM IP42 WH - LCN3110/05 battery powered IP65 presence sensor OCC sensor IA CM IP65 WH - LCN3120/05 battery powered IP65 presence & daylight sensor OCC-DL sensor IA CM IP65 WH• For more information on Interact Pro visit: www.interact-lighting.com/interactproscalablesystemFBZ_LED_high_bay 05/24 page 3 of 8FBZ LED high bay8,000 to 60,000 lumensElectro-Connect Modular Wiring SystemElectro-Connect is a pre-assembled modular wiring system designed to simplify the process of wiring and installing fixtures ultimately providing time and cost savings. With only three basic components, EC can be used to supply power in both high bay and low bay applicaions. For more information, visit us online at https://www.signify.com/en-us/products/indoor-luminaires/modular-wiring/wiring-devices/electro-connect-ec-three and https://www.signify.com/en-us/products/indoor-luminaires/modular-wiring/wiring-devices/electro-connect-ec-three-plusDouble Headed Distribution CableDouble Headed Extender CableDistribution CableExtender CableLighting 'T'EC3+ Modular Wiring SystemEC3 Modular Wiring SystemWhip End Fixture DropPhotometric Test ListCatalog NumbersDelivered LumensInput WattsEfficacyFBZ08L840-UNV 837649.0171FBZ08L840-UNV-LFA 778749.0159FBZ08L840-UNV-LCA 811049.0166FBZ08L840-UNV-N 826449.0169FBZ08L840-UNV-N-LCA 803949.0164FBZ08L840-UNV-W 813449.0166FBZ08L840-UNV-W-LCA 784449.0160FBZ08L840-UNV-A 802349.0164FBZ08L840-UNV-A-LCA 774349.0158FBZ08L840-UNV-M 813449.0166FBZ08L840-UNV-M-LCA 789449.0161FBZ12L840-UNV 1267573.3173FBZ12L840-UNV-LFA 1178573.3161FBZ12L840-UNV-LCA 1227373.3167FBZ12L840-UNV-N 1250673.3171FBZ12L840-UNV-N-LCA 1216773.3166FBZ12L840-UNV-W 1231073.3168FBZ12L840-UNV-W-LCA 1187073.3162FBZ12L840-UNV-A 1214173.3166FBZ12L840-UNV-A-LCA 1171973.3160FBZ12L840-UNV-M 1231073.3168FBZ12L840-UNV-M-LCA 1194673.3163FBZ18L840-UNV 17507101.2173FBZ18L840-UNV-LFA 16278101.0161FBZ18L840-UNV-LCA 16951101.0168FBZ18L840-UNV-N 17274101.1171FBZ18L840-UNV-N-LCA 16805100.9167FBZ18L840-UNV-W 17002101.1168FBZ18L840-UNV-W-LCA 16395100.9162FBZ18L840-UNV-A 16769101.1166FBZ18L840-UNV-A-LCA 16186100.9160FBZ18L840-UNV-M 17003101.1168FBZ18L840-UNV-M-LCA 16500100.9164Photometric Scaling FactorColor Temperature (CCT)Multiplier3500K0.9854000K100 Catalog NumbersDelivered LumensInput WattsEfficacyFBZ08L850-UNV 847949.0173FBZ08L850-UNV-LFA 788349.0161FBZ08L850-UNV-LCA 820949.0168FBZ08L850-UNV-N 836649.0171FBZ08L850-UNV-N-LCA 813849.0166FBZ08L850-UNV-W 823449.0168FBZ08L850-UNV-W-LCA 794049.0162FBZ08L850-UNV-A 812149.0166FBZ08L850-UNV-A-LCA 783949.0160FBZ08L850-UNV-M 823449.0168FBZ08L850-UNV-M-LCA 799149.0163FBZ12L850-UNV 1283173.3175FBZ12L850-UNV-LFA 1193073.3163FBZ12L850-UNV-LCA 1242473.3169FBZ12L850-UNV-N 1266073.3173FBZ12L850-UNV-N-LCA 1231673.3168FBZ12L850-UNV-W 1246173.3170FBZ12L850-UNV-W-LCA 1201673.3164FBZ12L850-UNV-A 1229073.3168FBZ12L850-UNV-A-LCA 1186373.3162FBZ12L850-UNV-M 1246173.3170FBZ12L850-UNV-M-LCA 1209373.3165FBZ18L850-UNV 17695100.9175FBZ18L850-UNV-LFA 16350100.8162FBZ18L850-UNV-LCA 17128100.8170FBZ18L850-UNV-N 17423101.0173FBZ18L850-UNV-N-LCA 17011100.9169FBZ18L850-UNV-W 17212101.1170FBZ18L850-UNV-W-LCA 16597100.9164FBZ18L850-UNV-A 16975101.1168FBZ18L850-UNV-A-LCA 16385100.9162FBZ18L850-UNV-M 17212101.1170FBZ18L850-UNV-M-LCA 16703100.9166FBZ_LED_high_bay 05/24 page 4 of 8FBZ LED high bay8,000 to 60,000 lumensPhotometric Test ListCatalog NumbersDelivered LumensInput WattsEfficacyFBZ24L840-UNV 24721150.8164FBZ24L840-UNV-LFA 22985150.8152FBZ24L840-UNV-LCA 23936150.8159FBZ24L840-UNV-N 24391150.8162FBZ24L840-UNV-N-LCA 23728150.8157FBZ24L840-UNV-W 24008150.8159FBZ24L840-UNV-W-LCA 23151150.8154FBZ24L840-UNV-A 23678150.8157FBZ24L840-UNV-A-LCA 22855150.8152FBZ24L840-UNV-M 24008150.8159FBZ24L840-UNV-M-LCA 23298150.8154FBZ30L840-UNV 30654192.1160FBZ30L840-UNV-LFA 28501192.1148FBZ30L840-UNV-LCA 29680192.1155FBZ30L840-UNV-N 30245192.1157FBZ30L840-UNV-N-LCA 29423192.1153FBZ30L840-UNV-W 29770192.1155FBZ30L840-UNV-W-LCA 28707192.1149FBZ30L840-UNV-A 29361192.1153FBZ30L840-UNV-A-LCA 28340192.1148FBZ30L840-UNV-M 29770192.1155FBZ30L840-UNV-M-LCA 28890192.1150FBZ36L840-UNV 37309225.0166FBZ36L840-UNV-LFA 34517224.7154FBZ36L840-UNV-LCA 36156224.7161FBZ36L840-UNV-N 36319224.7162FBZ36L840-UNV-N-LCA 35471224.5158FBZ36L840-UNV-W 36236224.8161FBZ36L840-UNV-W-LCA 35134224.5156FBZ36L840-UNV-A 35890225.1159FBZ36L840-UNV-A-LCA 34860224.4155FBZ36L840-UNV-M 36337224.7162FBZ36L840-UNV-M-LCA 35304224.4157FBZ48L840-UNV 49399302.4163FBZ48L840-UNV-LFA 45702302.4151FBZ48L840-UNV-LCA 47872302.4158FBZ48L840-UNV-N 48087302.4159FBZ48L840-UNV-N-LCA 46966302.4155FBZ48L840-UNV-W 47978302.4159FBZ48L840-UNV-W-LCA 46518302.4154FBZ48L840-UNV-A 47520302.4157FBZ48L840-UNV-A-LCA 46156302.4153FBZ48L840-UNV-M 48112302.4159FBZ48L840-UNV-M-LCA 46744302.4155FBZ60L840-UNV 61503385.6159FBZ60L840-UNV-LFA 56851385.6147FBZ60L840-UNV-LCA 59551385.6154FBZ60L840-UNV-N 59818385.6155FBZ60L840-UNV-N-LCA 58423385.6152FBZ60L840-UNV-W 59682385.6155FBZ60L840-UNV-W-LCA 57866385.6150FBZ60L840-UNV-A 59112385.6153FBZ60L840-UNV-A-LCA 57415385.6149FBZ60L840-UNV-M 59848385.6155FBZ60L840-UNV-M-LCA 58147385.6151 Catalog NumbersDelivered LumensInput WattsEfficacyFBZ24L850-UNV 25025150.8166FBZ24L850-UNV-LFA 23267150.8154FBZ24L850-UNV-LCA 24230150.8161FBZ24L850-UNV-N 24691150.8164FBZ24L850-UNV-N-LCA 24020150.8159FBZ24L850-UNV-W 24303150.8161FBZ24L850-UNV-W-LCA 23436150.8155FBZ24L850-UNV-A 23970150.8159FBZ24L850-UNV-A-LCA 23136150.8153FBZ24L850-UNV-M 24303150.8161FBZ24L850-UNV-M-LCA 23585150.8156FBZ30L850-UNV 31031192.1162FBZ30L850-UNV-LFA 28852192.1150FBZ30L850-UNV-LCA 30045192.1156FBZ30L850-UNV-N 30617192.1159FBZ30L850-UNV-N-LCA 29785192.1155FBZ30L850-UNV-W 30136192.1157FBZ30L850-UNV-W-LCA 29060192.1151FBZ30L850-UNV-A 29723192.1155FBZ30L850-UNV-A-LCA 28689192.1149FBZ30L850-UNV-M 30136192.1157FBZ30L850-UNV-M-LCA 29245192.1152FBZ36L850-UNV 37706225.0168FBZ36L850-UNV-LFA 34935223.8156FBZ36L850-UNV-LCA 36587224.4163FBZ36L850-UNV-N 37106224.3165FBZ36L850-UNV-N-LCA 35908224.5160FBZ36L850-UNV-W 36682224.8163FBZ36L850-UNV-W-LCA 35566224.5158FBZ36L850-UNV-A 36332225.1161FBZ36L850-UNV-A-LCA 35289224.4157FBZ36L850-UNV-M 36784224.7164FBZ36L850-UNV-M-LCA 35739224.4159FBZ48L850-UNV 50006302.4165FBZ48L850-UNV-LFA 46264302.4153FBZ48L850-UNV-LCA 48461302.4160FBZ48L850-UNV-N 48679302.4161FBZ48L850-UNV-N-LCA 47543302.4157FBZ48L850-UNV-W 48569302.4161FBZ48L850-UNV-W-LCA 47091302.4156FBZ48L850-UNV-A 48105302.4159FBZ48L850-UNV-A-LCA 46724302.4155FBZ48L850-UNV-M 48704302.4161FBZ48L850-UNV-M-LCA 47320302.4156FBZ60L850-UNV 62259385.6161FBZ60L850-UNV-LFA 57550385.6149FBZ60L850-UNV-LCA 60283385.6156FBZ60L850-UNV-N 60553385.6157FBZ60L850-UNV-N-LCA 59141385.6153FBZ60L850-UNV-W 60416385.6157FBZ60L850-UNV-W-LCA 58578385.6152FBZ60L850-UNV-A 59839385.6155FBZ60L850-UNV-A-LCA 58121385.6151FBZ60L850-UNV-M 60584385.6157FBZ60L850-UNV-M-LCA 58862385.6153FBZ_LED_high_bay 05/24 page 5 of 8FBZ LED high bay8,000 to 60,000 lumensCurrently supported maximum system sizeTo be able to design the lighting system correctly for the customer, it is important to know the prime characteristics of the system, its possibilities and limitations.System levelTotal number of gatewaysUnlimitedTotal number of devices200 per network• Luminaires with integrated sensors150• Smart TLEDS150• Zones + groups64Total number of ZGP devices (sensors and switches)50• Sensors30• Switches50Group levelRecommended number of lights40 (maximum 150)Number of ZGP devices5Number of scenes16InteractIOT platformIT infrastructureWireless gatewayInteract Pro appSmart LED lamp0-10V control module Phase dimming moduleWireless wall switchWireless switch relay controller(plug load, relay, dimming)Luminaires with wireless integrated sensorExternal battery powered sensor Commissioning remoteWireless gatewayWireless repeater and controller for exterior applicatonsSite & area luminaire with sensorParking garage luminaire with sensorGateway ConnectedStandaloneOption 1Option 2Dimming, grouping, and zoningBluetooth and ZigBee enabledMotion sensing and daylight harvestingIntegration with 0-10V and phase dimming fixturesCode complianceGranular dimming and dwell timeCorrelated color temperature (CCT) tuning by switchNewSupport for sensor-based Tunable White luminairesNewEnergy reporting and monitoringSchedulingDemand responseBMS integration (BACnet)Floor plan visualizationIoT sensors for wellnessIoT Apps for productivityFBZ_LED_high_bay 05/24 page 6 of 8FBZ LED high bay8,000 to 60,000 lumensDimensions8,000lm – 30,000lm8,000lm – 30,000lmw/Emergency plus 347/480V36,000lm – 60,000lmw/Emergency plus 347/480V36,000lm – 60,000lm17 ¼"438mm27 ¾"705mm23 ⅜"594mm705mmm3 ⅜"86mm17 ¼"438mm6 ⅜"86mm6 ⅜"86mm3 ⅜"86mm594mmside viewside viewside viewside view23 ⅜"27 ¾"23 ⅜"594mm594mm23 ⅜"FBZ_LED_high_bay 05/24 page 7 of 8FBZ LED high bay8,000 to 60,000 lumensPhotometryFBZ18L840-UNVLuminaire Lumens17507Luminaire Efficacy Rating (LER)173Total Luminaire Watts101.1Spacing Criterion (0-180)1.30FBZ18L840-UNV-ALuminaire Lumens16769Luminaire Efficacy Rating (LER)166Total Luminaire Watts101.1Spacing Criterion (0-180)1.40FBZ18L840-UNV-MLuminaire Lumens17003Luminaire Efficacy Rating (LER)168Total Luminaire Watts101.1Spacing Criterion (0-180)1.40180135904504590135045901801359045045901350459018013590450459013504590Candela DistributionFlux04590135180Lumens059475947594759475947 559565937591459215906564155784577057595765576416292554355436540654115432250035491749104893489749113068454177418042084283430632595533003302340233653374298965223222952286233323422270751091111711321034961111185156893325191179071314128 Candela DistributionFlux04590135180Lumens01414414144141441414414144514121140041373713520 1342312811514003 130221107296369142315825136471091871305356497337603512757755436543032293334494510368352818151617150724995555051505833723675140965180779256145042474075544425335309296390859492452923829068875Candela DistributionFlux04590135180Lumens08494849484948494849458556852285028521852581615867287008755879387962489259095936395269221905243043576288849103249129821454464527173187336330102888259755839689572511551598657244663383093574137552832622720118728585101641897559035543Coefficients of Utilization % (Based on a floor reflectance of 0.2)Pc---8070500Pw---705030107050305030100 RCR011911911911911611611611111111110011091051009710610299989592852999184799789838680767039080726588787175696359483716255806961676054505766354477462536052464367057484168564754464138765514236635042494136338604738325946384537323095643342955423441342927105339312651393138312624Coefficients of Utilization % (Based on a floor reflectance of 0.2)Pc---8070500Pw---705030107050305030100 RCR01191191191191161161161111111111001112108105102109106103102999790210498938810296919389858039789837895888285807671491817469898074787268645857567628374677266615868069625678686166605653775645651736356625551498715952476959525751474596755484465554854484341106352454062514550444038Coefficients of Utilization % (Based on a floor reflectance of 0.2)Pc---8070500Pw---705030107050305030100 RCR011911911911911611611611111111110011121091061031091061041021009890210599949010297929490878139890847996888386817773491827570898175797369655867568638474687266625968069625778686167615653775645651736356625551498705952476958515751464496654474365544753474240106251443961504349433937Zonal Lumen SummaryZoneLumens%Fixture%Lamp0-30469226.8%26.8%0-40776044.3%44.3%0-601400780.0%80.0%0-9017506100.0%100.0%0-18017507100.0%100.0%Zonal Lumen SummaryZoneLumens%Fixture%Lamp0-30819948.9%48.9%0-401164869.5%69.5%0-601555692.8%92.8%0-9016768100.0%100.0%0-18016769100.0%100.0%Zonal Lumen SummaryZoneLumens%Fixture%Lamp0-30760944.8%44.8%0-401305576.8%76.8%0-601624995.6%95.6%0-9017002100.0%100.0%0-18017003100.0%100.0%Avg. Luminance (cd/m2)04590452557525763263625524908256772546965228632341723988751825018940160748577431628932Avg. Luminance (cd/m2)0459045634781111492275541551628850926518513574343477591045606495785465722421151Avg. Luminance (cd/m2)0459045166322059217681556334431541606574183461366075883237943131855034906329FBZ_LED_high_bay 05/24 page 8 of 8FBZ LED high bay8,000 to 60,000 lumensPhotometryFBZ18L840-UNV-NLuminaire Lumens17274Luminaire Efficacy Rating (LER)171Total Luminaire Watts101.1Spacing Criterion (0-180)0.78FBZ18L840-UNV-WLuminaire Lumens17002Luminaire Efficacy Rating (LER)168Total Luminaire Watts101.1Spacing Criterion (0-180)1.661801359045045901350459018013590450459013504590Candela DistributionFlux04590135180Lumens022642 22642 22642 22642 22642522495 22400 22357 22364 2229821071519131193771974119690 19470541025995010949 12740 13004 12699539635203423953569425644102296458727068131082123175855819445516548587504657084024074744934617533227428629423729385604823129499034544Candela DistributionFlux04590135180Lumens047114711471147114711547424720470747184723452154758475947924854488013672549754985503351435223235535530654195594565657193481454612513363306026566742945535273867544425041288318965160327769994273531334755457883112121564578510392271387290610963Coefficients of Utilization % (Based on a floor reflectance of 0.2)Pc---8070500Pw---705030107050305030100 RCR01191191191191161161161111111111001113110107105111108106104102100932107102989410510096979491863102959086100948991878479497898379958882858177745928377739082778176726968778726886787276716765783746864827368726763618807064607870646863605897667615775666065605655107363575472635762575352Coefficients of Utilization % (Based on a floor reflectance of 0.2)Pc---8070500Pw---705030107050305030100 RCR01191191191191161161161111111111001110106102991071041009997948721019387829891868883797339282756890817478726762484736458827164696257535776556507564556254494667158494369574955484240766524437645143504237358614739335947394538333095743352955433541342927105340322652393138312624Zonal Lumen SummaryZoneLumens%Fixture%Lamp0-301291374.8%74.8%0-401520988.0%88.0%0-601647195.4%95.4%0-9017273100.0%100.0%0-18017274100.0%100.0%Zonal Lumen SummaryZoneLumens%Fixture%Lamp0-30417424.5%24.5%0-40765545.0%45.0%0-601513889.0%89.0%0-9017001100.0%100.0%0-18017002100.0%100.0%Avg. Luminance (cd/m2)04590455340497675355561833892442765725341715046755550479139648529761165459Avg. Luminance (cd/m2)045904528235387533469655266204108697216516424102353614759119520126108551221349382© 2024 Signify Holding. All rights reserved. The information provided herein is subject to change, without notice. Signify does not give any representation or warranty as to the accuracy or completeness of the information included herein and shall not be liable for any action in reliance thereon. The information presented in this document is not intended as any commercial offer and does not form part of any quotation or contract, unless otherwise agreed by Signify.FBZ_LED_high_bay 05/24 page 8 of 8 Signify North America Corp. 400 Crossing Blvd, Suite 600 Bridgewater, NJ 08807 Telephone: 800-555-0050Signify Canada Ltd. 281 Hillmount Road, Markham, ON, Canada L6C 2S3 Telephone: 800-668-9008All trademarks are owned by Signify Holding or their respective owners.www.day-brite.com
https://nlight.acuitybrands.com/api/products/getasset/indy/711292/2183fbfd-0a89-4693-95e4-595772d094c7/e3-g2-led-ac.pdf?abl_version=12%2f14%2f2022+18%3a23%3a18&DOC_Type=SPEC_SHEET | lighting | 1300 S. Wolf Road • Des Plaines, IL 60018 • Phone: 1-800-705-SERV (7378) • Visit us at www.acuitybrands.com/indy Printed in U.S.A. © 2015 - 2020 Acuity Brands Lighting, Inc. Rev. 11/04/201 of 5Type:Catalog No.:Project:Notes:* NOTE: Actual fixture color may vary from what is shown in our printed and electronic formats. Prior to making a color selection, it is highly recommended that color swatches/paint chips be obtained from a factory sales representative or reputable paint retailer.EXETER™ LEDE3 SERIESACRYLIC REFLECTORLED UP TO 10,000 LUMENSPRODUCT DESCRIPTIONThe Exeter™ E3 LED luminaire is designed for open ceiling applications in commercial and retail settings. With a multitude of lumen packages, reflector sizes and materials, colors, and accessories, the Exeter E3 can be customized to fit the specific look and light output today’s lighting designs require. The robust and powerful LED engine adds another dimension to this family of fixtures that has been one of Indy’s most popular since its initial roll out.PRODUCT SPECIFICATIONSConstruction Extruded aluminum housing, pure acrylic reflector optics. Cast and formed accessory bands, rods, and rings can be added to customize the look of the fixture. Tempered glass lenses (deco discs) in clear or frosted finish can also be supplied with or without a center hole for a decorative look. Finish White, black or silver polyester powder coat finishes are standard • Optional custom colors available, for suggestions visit: indy.acuitybrands.com/ral-colors • Deco-Bands and rings are painted to match housing color.Optional Deco-Trim Deco-Bands • Deco-Disc (glass bottom lens with or without handhole) • Deco-Ring for bottom of the luminaire • Deco-Rods.Optics Standard reflectors are clear pristmatic acrylic • 12", 16" and 22" diameter • Aluminum reflectors are also available.Mount Hub for stem • Cable suspension.Passive Cooling Aluminum heat sink integrated with housing provides superior thermal management to ensure an L70 of 50,000 hrs for the life of the LED.Driver Electronic driver with universal 120-277V input • Also available for 347V.Emergency Battery Pack (Optional) output Provides a minimum of 600 (BR), or 1000 (HBR) lumens for a minimum duration of 90 minutes • HBRT20C option is CEC Title 20 compliant.Certification Certified to UL1598/CSA C22.2 250 • Suitable for damp locations.Warranty 5-year limited warranty. Complete warranty terms located at: www.acuitybrands.com/support/warranty/terms-and-conditions.Note: Actual performance may differ as a result of end-user environment and application.All values are design or typical values, measured under laboratory conditions at 25 °C.Specifications subject to change without notice.CABLE SUSPENSION KITMount 1/16" aircraft cable • Secured with an “Auto-Lock" cable grip.Cords Straight black or white • Standard lengths are 18", 48" and 120".Finish Canopy is powder coated steel, suspension hardware is nickel plated • Custom colors available.HANG STRAIGHT KITRemote hang straight kits for decorative luminairesInstallation Mounts on 4" octagonal box • 3/8" stem or 3/4" stem • Suitable for any plumb hanging luminaire • Use 3/8" stem for up to 3 conductors • Fixtures with dimmimg must use 3/4" stem.Cushion Hanger 3/4" hangers feature a spring loaded cushion hanger assembly.E3 G2 LED ACCable Suspension KitHang Straight Kit12" Reflector with Deco-Disc with Center Hole and Deco-Bands Silver Finish12" Reflector with Deco-Disc and Deco-Rods Custom Color RAL 4004*12" Reflector Custom Color RAL 5017*16" Reflector with Deco-Ring and Deco-Bands Silver Finish16" Reflector Silver Finish16" Reflector with Deco-Disc and Deco-Bands Silver Finish16" Reflector with Deco-Disc with Center Hole and Deco-Rods Silver Finish16" Reflector with Deco-Ring and Deco-Rods Custom Color RAL 6029*22" Reflector with Deco-Disc and Deco-Rods Silver Finish22" Reflector Silver FinishDISCONTINUED2 of 51300 S. Wolf Road • Des Plaines, IL 60018 • Phone: 1-800-705-SERV (7378) • Visit us at www.acuitybrands.com/indy Printed in U.S.A. © 2015 - 2020 Acuity Brands Lighting, Inc. Rev. 11/04/20ORDERING INFORMATIONOrdering Example: E3 L 80LM 35K MVOLT G2 80CRI ZT AC16 CL FDR BL STEMSeriesLight SourceLumensCCTVoltageGenerationCRIDriverOptionsE3LLED100LM 10000 Lumens80LM8000 Lumens70LM7000 Lumens50LM5000 Lumens30LM3000 Lumens20LM2000 Lumens27K30K35K40KMVOLT(120V - 277V)347G280CRI90CRIBlankNon-DimmingZT10-10V Dimming, 10% minGZ11,20-10V Dimming, 1% minEZ11,3eldoLED 0-10V ECOdrive. Linear dimming to 1% min.EZ101,3 eldoLED 0-10V ECOdrive. Linear dimming to 10% min.BR2,4Remote Battery PackHBR2,4High Lumen Remote Battery BackHBRT20C2,4High Lumen Remote Battery Pack, Title 20 CompliantNL1nLight® Dimming Pack ControlsNLER1nLight® dimming pack controls. nLER controls fixtures on emergency circuitNLTAIR21,5,6nLight® AIR Dimming Pack Wireless ControlsNLTAIRER21,5,6 nLight® AIR Dimming Pack Wireless Controls. Controls fixtures on emergency circuitEXETER™ LEDE3 SERIESACRYLIC REFLECTORLED UP TO 10,000 LUMENSE3 G2 LED ACReflector OpticsReflectorLens and TrimAC12Acrylic 12 inchAC16Acrylic 16 inchAC22Acrylic 22 inchCLClearOWOpaque WhiteTWTranslucent WhiteCDBClear Decorative Disc with BandsCDBHClear Decorative Disc with Center Hole and BandsCDRClear Decorative Disc with RodsCDRHClear Decorative Disc with Center Hole and RodsCRLBH Decorative Ring with Clear Glass Bottom Lens, Center Hole, and BandsCRLRH Decorative Ring with Clear Glass Bottom Lens, Center Hole, and RodsFDBFrosted Decorative Disc with BandsFDBHFrosted Decorative Disc with Center Hole and BandsFDRFrosted Decorative Disc with RodsFDRHFrosted Decorative Disc with Center Hole and RodsFRLBH Decorative Ring with Frosted Glass Bottom Lens, Center Hole, and BandsFRLRH Decorative Ring with Frosted Glass Bottom Lens, Center Hole, and RodsNLNNo LensROBDecorative Ring Only with BandsRORDecorative Ring Only with RodsPALPrismatic Flat Acrylic Lens (No Rods or Bands)Notes: 1. Requires 3/4" stem or Straight Cable suspension kit with 5C option2. Not compatible with 100LM version3. EZ1, EZ10 drivers only available for 20LM, 30LM, and 50LM versions4. Not compatible with cable suspension kits. Requires 3/4" stem5. Not available with 347V6. Not suitable for metal ceilings7. Not compatible with BR, HBR, HBRT20C optionsFinishMountingBLBlackSLSilverWHWhite*For custom colors, consult factory.CSP7Provision for Cable SuspensionSTEMStem 1/2" or 3/4"A+ Capable options indicated by this color background.DISCONTINUED3 of 51300 S. Wolf Road • Des Plaines, IL 60018 • Phone: 1-800-705-SERV (7378) • Visit us at www.acuitybrands.com/indy Printed in U.S.A. © 2015 - 2020 Acuity Brands Lighting, Inc. Rev. 11/04/20EXETER™ LEDE3 SERIESACRYLIC REFLECTORLED UP TO 10,000 LUMENSE3 G2 LED ACMOUNTING ACCESSORIES ORDERING INFORMATIONHang Straight Pendant KitsStraight Cord Cable KitsSeriesStem DiameterPendant/Cable LengthColorHSKHang Straight Kit3/43/4" diameter, 15° swivel, max 5 conductors3/83/8" diameter, 45° swivel, max 3 conductors12IN12"18IN18"24IN24"36IN36"BLPENBlack PendantSPENSilver PendantWPEN White PendantOrdering Example: HSK 3/4 18IN SPENSeriesCable LengthMax VoltageCord ColorCanopyNumber of WiresCSKCable Suspension Kit18IN18"48IN48"120IN 120"600V600 VoltsSBLStraight Black CordSWHStraight White CordJBBlack CanopyJSSilver CanopyJWWhite Canopy5CFive Wires + Ground; for dimming fixturesOrdering Example: CSK 18IN 600V SBL JB 5CDISCONTINUED4 of 51300 S. Wolf Road • Des Plaines, IL 60018 • Phone: 1-800-705-SERV (7378) • Visit us at www.acuitybrands.com/indy Printed in U.S.A. © 2015 - 2020 Acuity Brands Lighting, Inc. Rev. 11/04/20DIMENSIONSItem NumberSystem WattsDelivered LumensEfficacyE3 L 100LM 35K MVOLT G2 ZT - AC128410,380124E3 L 80LM 35K MVOLT G2 ZT - AC12617,938130E3 L 70LM 35K MVOLT G2 ZT - AC12547,118132E3 L 50LM 35K MVOLT G2 ZT - AC12385,115135E3 L 30LM 35K MVOLT G2 ZT - AC12223,127142E3 L 20LM 35K MVOLT G2 ZT - AC12162,174136E3 L 100LM 35K MVOLT G2 ZT - AC168410,384124E3 L 80LM 35K MVOLT G2 ZT - AC16667,941120E3 L 70LM 35K MVOLT G2 ZT - AC16547,121132E3 L 50LM 35K MVOLT G2 ZT - AC16385,117135E3 L 30LM 35K MVOLT G2 ZT - AC16223,128142E3 L 20LM 35K MVOLT G2 ZT - AC16162,175136E3 L 100LM 35K MVOLT G2 ZT - AC228410,329123E3 L 80LM 35K MVOLT G2 ZT - AC22667,899120E3 L 70LM 35K MVOLT G2 ZT - AC22547,083131E3 L 50LM 35K MVOLT G2 ZT - AC22385,090134E3 L 30LM 35K MVOLT G2 ZT - AC22223,112141E3 L 20LM 35K MVOLT G2 ZT - AC22162,163135Deduct 3/4" when ordered with cable suspensionEXETER™ LEDE3 SERIESACRYLIC REFLECTORLED UP TO 10,000 LUMENSE3 G2 LED ACDiaWith Deco-Bands & Deco-DiscHHDiaWith Deco-Bands & Deco RingHDiaNo TrimPERFORMANCE DATAReflectorTrim SuffixDiameterHeightAC12With Deco-Disc14"18 5/8"With Deco-Ring14 1/2"19 3/4"No Trim12"18"AC16With Deco-Disc18"22 1/4"With Deco-Ring18 3/8"23 5/8"No Trim16"21 7/8"AC22With Deco-Disc24"27 7/8"With Deco-Ring24 5/8"25 1/2"No Trim22"23 1/2"For 90CRI values multiply by0.83For 3000K values multiply by0.98For 2700K values multiply by0.94For 4000K values multiply by1.01DISCONTINUED5 of 51300 S. Wolf Road • Des Plaines, IL 60018 • Phone: 1-800-705-SERV (7378) • Visit us at www.acuitybrands.com/indy Printed in U.S.A. © 2015 - 2020 Acuity Brands Lighting, Inc. Rev. 11/04/20PRINT DATE: TEST NO: MANUFACTURER: LUMINAIRE CATALOG NO.: LUMINAIRE DESCRIPTION: OTHER: LUMENS PER LAMP: [_LAMPTYPE] [_FAMILY] [_PRODUCTID] [_MOUNTING] [_TOTALLUMINAIRELUMENS] [_INPUTWATTAGE] [_PHYSICALDIMENSIONS] October 1, 201818-561-01P5IndyE3 L 100LM 35K XX G2 80CRI XX AC12 CL NLNEXETER E3 PENDANT ACRYLIC 12" NO BOTTOM LENS, CLEAR ,2700K 80CRIINPUT POWER 120V, 83.47W, .997PF 4.3%THDI10389.2LEDE3 LED High Bay5445c99a-d2bb-4384-958e-820327c13eb6PENDANT10389.483.47-1, -1, 00° 20° 40° 60° 80°26005200AveLumens0515253545556575859065876555619852323292170410546491331059662217382374205713391073686155114ZoneLumens% Lamp0° - 30°0° - 40°0° - 60°0° - 90°90° - 120°90° - 130°90° - 150°90° - 180°0° - 180°4733.76790.79202.010156.8197.9207.7221.2232.410389.245.665.488.697.81.92.02.12.2*100.0*EfficiencyCoefficients of Utilizationpf20%pc80%70%50%pw50% 30% 10%50% 30% 10%50% 30% 10%012345678910119107968779726661575349119104918072655954494642119101867566595348444138115104948578716560565249115101897971645853494542115998574665953484441371101009182756963595551481109786776963575248454111095837365585248444037RCR50% beam -55.7°10% beam -88.5°MountingHeightInital FCCenterBeamDiameterFCDiameterFC8.010.012.014.016.0217.7117.173.049.836.15.87.910.012.214.3108.958.536.524.918.110.714.618.522.426.321.811.77.35.03.6Spacing to Mounting Height:1.1PRINT DATE: TEST NO: MANUFACTURER: LUMINAIRE CATALOG NO.: LUMINAIRE DESCRIPTION: OTHER: LUMENS PER LAMP: [_LAMPTYPE] [_FAMILY] [_PRODUCTID] [_MOUNTING] [_TOTALLUMINAIRELUMENS] [_INPUTWATTAGE] [_PHYSICALDIMENSIONS] October 1, 201818-561-03P5IndyE3 L 100LM 35K XX G2 80CRI XX AC16 CL NLNEXETER E3 PENDANT ACRYLIC 12" NO BOTTOM LENS, CLEAR ,2700K 80CRIINPUT POWER 120V, 83.47W, .997PF 4.3%THDI10393.09LEDE3 LED High Bay9231c1eb-fd7d-447b-8a0b-d3e8e0c87323PENDANT10393.383.47-1.29, -1.29, 00° 20° 40° 60° 80°24004800AveLumens0515253545556575859064356432608851803666308958515273727261017092355238921836011648178ZoneLumens% Lamp0° - 30°0° - 40°0° - 60°0° - 90°90° - 120°90° - 130°90° - 150°90° - 180°0° - 180°4673.57062.99846.910169.8181.8193.2211.9223.310393.145.068.094.797.91.71.92.02.1*100.0*EfficiencyCoefficients of Utilizationpf20%pc80%70%50%pw50% 30% 10%50% 30% 10%50% 30% 10%0123456789101191089889827569635854501191059383756761565147441191028978706256514642391161069688807368625854501161039282746761555147431161008877696256514642391101019285787166615652491109989807265605550464311097857668615550464239RCR50% beam -56.6°10% beam -94.9°MountingHeightInital FCCenterBeamDiameterFCDiameterFC8.010.012.014.016.0211.0114.471.348.735.35.98.110.212.414.5105.556.735.424.117.512.016.320.725.129.421.111.37.14.83.5Spacing to Mounting Height:1.1PRINT DATE: TEST NO: MANUFACTURER: LUMINAIRE CATALOG NO.: LUMINAIRE DESCRIPTION: OTHER: LUMENS PER LAMP: [_LAMPTYPE] [_FAMILY] [_PRODUCTID] [_MOUNTING] [_TOTALLUMINAIRELUMENS] [_INPUTWATTAGE] [_PHYSICALDIMENSIONS] October 1, 201818-561-05P5IndyE3 L 100LM 35K XX G2 80CRI XX AC22 CL NLNEXETER E3 PENDANT ACRYLIC 12" NO BOTTOM LENS, CLEAR ,2700K 80CRIINPUT POWER 120V, 83.47W, .997PF 4.3%THDI10338.05LEDE3 LED High Bay9aa3b5ce-0006-4847-bb36-2d9e33060de0PENDANT10338.283.47-1.83, -1.83, 00° 20° 40° 60° 80°24004800AveLumens05152535455565758590648864526312578657311921173996645536141784269232531417179976752ZoneLumens% Lamp0° - 30°0° - 40°0° - 60°0° - 90°90° - 120°90° - 130°90° - 150°90° - 180°0° - 180°5090.68343.89940.110156.9132.9144.3163.5181.110338.149.280.796.298.21.31.41.61.8*100.0*EfficiencyCoefficients of Utilizationpf20%pc80%70%50%pw50% 30% 10%50% 30% 10%50% 30% 10%012345678910119109100918477716661575311910695867871655954504711910391817366605450464211610698908376716561565311610493857770645954504611610190807265595450464211010294878074696459555211010091827569635853494611098887971645954494542RCR50% beam -66.8°10% beam -90.6°MountingHeightInital FCCenterBeamDiameterFCDiameterFC8.010.012.014.016.0209.6113.871.949.135.67.39.912.515.217.8104.859.637.225.418.411.115.119.223.227.321.011.47.14.83.5Spacing to Mounting Height:1.4E3 L 100LM 35K AC12 CL, 3500K LEDs, input watts: 83.47., delivered lumens: 10389.2, LM/W = 124, Spacing Criteria: 1.1, test no. 18-561-01P5, tested in accordance to IESNA LM-79.Distribution Curve Distribution Data Output Data Coefficient of Utilization Illuminance Data at 30" Above Floor for a Single LuminaireE3 L 100LM 35K AC16 CL, 3500K LEDs, input watts: 83.47, delivered lumens: 10393.1, LM/W = 124, Spacing Criteria: 1.1, test no. 18-561-03P5, tested in accordance to IESNA LM-79.E3 L 100LM 35K AC22 CL, 3500K LEDs, input watts: 83.47, delivered lumens: 10338.2, LM/W = 123, Spacing Criteria: 1.4, test no. 18-561-05P5, tested in accordance to IESNA LM-79.PHOTOMETRICSEXETER™ LEDE3 SERIESACRYLIC REFLECTORLED UP TO 10,000 LUMENSE3 G2 LED ACDISCONTINUED
https://sensorswitch.acuitybrands.com/api/products/getasset/holophane/1313259/8b73aec1-2a30-4101-a365-4479fc794abe/phzl_.pdf?abl_version=02%2f27%2f2023+22%3a04%3a38&DOC_Type=SPEC_SHEET | lighting | Holophane ¦ One Lithonia Way, Conyers, GA 30012 ¦ Phone: 866-HOLOPHANE ¦ www.holophane.com ¦ TechSupport-Lighting@AcuityBrands.com© 2014-2024 Acuity Brands Lighting, Inc. All rights reserved. Rev. 05/08/24 Specifications subject to change without notice.PHZLPage 1 of 12PhuzionL™ Large LED High BayCatalog NumberNotesTypeDescriptionThe Phuzion LED luminaire takes high-bay lighting to new levels of lumen output and temperature tolerance. By marrying the latest in LED technology with the legendary illuminating dynamics of Holophane’s prismatic glass, the Phuzion high bay brings to the industrial environment LED lighting of unparalleled performance and reliability.Certain airborne contaminants can diminish integrity of acrylic. Click here for Acrylic Environmental Compatibility table for suitable uses. Certain airborne contaminants may adversely affect the functioning of LEDs and other electronic components, depending on various factors such as concentrations of the contaminants, ventilation, and temperature at the end-user location. Click here for a list of substances that may not be suitable for interaction with LEDs and other electronic components.Optics• Prismatic borosilicate glass maintains highest levels of luminosity over time.• Glass doesn’t fade, discolor or otherwise degrade in harsh environments. • Four distributions with glass; Focus, narrow, medium and wide. Two distributions in Acrylic; narrow and wide to maximize versatility.• Highly engineered LED system ensures superior uniformity and maximizes spacing.Mechanical• Robust cast aluminum housing with low copper content (0.6% CU content) withstands hot and dirty environments.• Stainless steel screws ship standard with the fixture.• Pendant mount standard.• Super durable TGIC thermoset powder coat and corrosion resistant finish is a five-stage pre-treating and painting process that yields over 5,000 hours salt rating per ASTM B117.Electrical• 0-10V dimming driver is standard, dims to 10%.• XVOLT is an optional robust driver solution designed to assist with power quality issues and a dropped neutral in 277V input as derived from 480V Wye. Supports 277-480V; 6kV surge rated.• Luminaire Surge Protection - Designed to withstand up to 10kV/5kA per ANSI C82.77-5-2015.• 70, 80 and 90 CRI available.• 3000K, 3500K, 4000K, 5000K CCT available.• Aluminum core printed circuit board.Listings• CSA Certified to meet US and Canadian standards.• Suitable for use in wet locations. • -40°F (-40°C) to 149°F (65°C) with glass optics and 140°F (60°C) with acrylic optics (see chart on page 9).• IK Rated. (see chart on page 9)• IP66 rated.• DesignLights Consortium® (DLC) Premium qualified product and DLC qualified product. Not all versions of this product may be DLC Premium qualified or DLC qualified. Please check the DLC Qualified Products List at www.designlights.org/QPL to confirm which versions are qualified.Government ProcurementBAA – Buy America(n) Act: Product with the BAA option qualifies as a domestic end product under the Buy American Act as implemented in the FAR and DFARS. Product with the BAA option also qualifies as manufactured in the United States under DOT Buy America regulations.BABA – Build America Buy America: Product with the BAA option also qualifies as produced in the United States under the definitions of the Build America, Buy America Act.Please refer to www.acuitybrands.com/resources/buy-american for additional information.Warranty5-year limited warranty. This is the only warranty provided and no other statements in this specification sheet create any warranty of any kind. All other express and implied warranties are disclaimed. Complete warranty terms located at: www.acuitybrands.com/support/warranty/terms-and-conditionsNOTE: Actual performance may differ as a result of end-user environment and application. All values are design or typical values, measured under laboratory conditions at 25 °C. Specifications subject to change without notice.Capable LuminaireThis item is an A+ capable luminaire, which has been designed and tested to provide consistent color appearance and out-of-the-box control compatibility with simple commissioning.• All configurations of this luminaire meet the Acuity Brands’ specification for chromatic consistency• This luminaire is part of an A+ Certified solution for nLight® control networks marked by a shaded background*To learn more about A+, visit www.acuitybrands.com/aplus.*See ordering tree for details• Heavy industrial• Lighting manufacturing• Steel Mills• Convention Center• Foundries • Pulp Paper MillsTypical ApplicationsDiameter: 28.49 in.Height: 20.98 in.Weight: 55 lbs.Dimensions: Inches (millimeters) unless otherwise noted. Holophane ¦ One Lithonia Way, Conyers, GA 30012 ¦ Phone: 866-HOLOPHANE ¦ www.holophane.com ¦ TechSupport-Lighting@AcuityBrands.com© 2014-2024 Acuity Brands Lighting, Inc. All rights reserved. Rev. 05/08/24 Specifications subject to change without notice.PHZLPage 2 of 12PhuzionL™Large LED High BaySeries LumensDistributionVoltageColor temperatureColor Rendering IndexMountingPHZL50000LM50,000 Nominal lumens60000LM60,000 Nominal lumens70000LM70,000 Nominal lumens80000LM80,000 Nominal lumens90000LM90,000 Nominal lumens ‡100000LM 100,000 Nominal lumens ‡FDFocus, glassFDFRFocus, frosted glassFSMGFocus SmoothMDMedium, glassMDFRMedium, frosted glassNDNarrow, glassNDANarrow, clear acrylicNDFRNarrow, frosted glassWDWide, glassWDAWide, clear acrylicWDFRWide, frosted glassMVOLT Autosensing (120-277V,50/60Hz)120120V, 50/60Hz208208V, 50/60Hz240240V, 50/60Hz277277V, 50/60HzHVOLTAutosensing (347-480V, 50/60Hz) ‡347347V, 50/60Hz480480V, 50/60HzXVOLT Enhanced Power Protection (277-480V, 50/60Hz) ‡277X277V XVOLT Driver, 50/60Hz ‡347X347V XVOLT Driver, 50/60Hz ‡480X480V XVOLT Driver, 50/60Hz ‡30K3000K35K3500K40K4000K50K5000K70CRI70 CRI80CRI80CRI90CRI90CRIPM3/4" NPT pendant ‡QDQuick disconnect ‡NDT Non-disconnect thru -wiring ‡QRQuick disconnect retrofit ‡NRNon-disconnect thru -wiring retrofit ‡OptionsFinishDamp Location Cord Sets: ‡CPTL16WCord with 15-amp twist lock plug, 16-gauge, 3 conductors, white, 6ft (120-277V only)CPTL20A16WCord with 20-amp twist lock plug, 16-gauge, 3 conductors, white, 6ft (347 - 480V only)CPSB16WCord with 15-amp straight blade plug, 16-gauge, 3 conductors, white, 6ft (120V only)Damp Location Cords (no plug):CNP16WCord only, 16-gauge, 3 conductors, white, 6ft ‡CNP165CDCord only, 16-gauge, 5 conductors, includes 0-10V dimming leads, black, 6ft ‡CNP165CDWCord only, 16-gauge, 5 conductors, includes 0-10V dimming leads, white, 6ft ‡UPH Cord Sets: PHCB Cord with locking plug for use with power hook (UPH) only, 16-guage, 3 conductors, white, 2ft (120-347V only), includes LMPD/PF-105 loop ‡PHCBL8480Cord with locking plug for use with power hook (UPH) only, 16-guage, 3 conductors, white, 2ft (480V only), includes LPMD/PF-105 loop ‡Wet Location Cord Sets: ‡CPTL16WWLCord with 15-amp twist lock plug, 16-gauge, 3 conductors, white, 6ft (120-277V only)Wet Locations Cords (no plug): ‡CNP16WWLCord only, 16-gauge, 3 conductors, white, 6ftModular Wiring:OCSReloc® One Pass® circuit selector system drop, 18-gauge, 3 conductors, 6ft (120-480V) (LINK) ‡Hooks:HKMW3/4" wet listed hook male, PF-291 ‡HKMD3/4" damp listed hook male, PF-121-A ‡HKMAR3/4" damp listed anti rotational hook male, PF-129-A ‡LPMD3/4" damp listed loop male, PF-105-B ‡Individual Non-Dimming Sensors: ‡SBGR6360° High Mount sensor, (15-30’ mounting heights), on/off occupancy (LINK)SBGR10360° Low Mount Sensor, (8-15’ mounting heights), on/off occupancy (LINK)SBGR6 P360° High Mount Sensor, (15-30’ mounting heights), on/off photocell (LINK)SBGR10 P360° Low Mount Sensor, (8-15’ mounting heights), on/off photocell (LINK)Individual Dimming Sensors: ‡SBGR6 D 3V360° High Mount sensor, (15-30’ mounting heights), high/low occupancy dimming (LINK)SBGR10 D 3V360° Low Mount sensor, (8-15’ mounting heights), high/low occupancy dimming (LINK)Bluetooth® Sensors: ‡SBG6 OCC BTP360° High Mount Sensor, (15-45' mounting heights), on/off occupancy, utilizes smart hub for Bluetooth® programmability (LINK)SBG10 OCC BTP360° Low Mount Sensor, (7-15’ mounting heights), on/off occupancy, utilizes smart hub for Bluetooth® programmability (LINK)SBG6 HL BTP360° High Mount Sensor, (15-45' mounting heights), high/low/(off) occupancy dimming, utilizes smart hub for Bluetooth® programmability (LINK)SBG10 HL BTP360° Low Mount Sensor, (7-15’ mounting heights), high/low/ (off) occupancy dimming, utilizes smart hub for Bluetooth® programmability (LINK)SBG6 ADC BTP360° High Mount Sensor, (15-45' mounting heights), on/off occupancy with auto dimming photocell, utilizes smart hub for Bluetooth® programmability (LINK)SBG10 ADC BTP360° Low Mount Sensor, (7-15’ mounting heights), on/off occupancy with auto dimming photocell, utilizes smart hub for Bluetooth® programmability (LINK)SBG6 ANL BTP360° High Mount Sensor, (15-45' mounting heights), high/low/(off) occupancy dimming with auto dimming photocell, utilizes smart hub for Bluetooth® programmability (LINK)SBG10 ANL BTP360° Low Mount Sensor, (7-15’ mounting heights), high/low/(off) occupancy dimming with auto dimming photocell, utilizes smart hub for Bluetooth® programmability (LINK)nLight® Wired: ‡NPP16 DnLight® wired power/relay pack (0-10VDC dimming output) (LINK)NPP16 D ERnLight® Wired power/relay pack, 0-10VDC dimming output, UL924 Emergency operation (not available with a battery pack) (LINK)nLight® Air Wireless:NLTAIR2 RPP20 DnLight® Air Generation 2 enabled, power/relay pack, 0-10V dimming output (LINK) ‡NLTAIR2 RPP20 D ERnLight® Air Generation 2 enabled, power/relay pack, 0-10V dimming output, UL924 EM operation via power sense leads (not available with battery pack) (LINK) ‡NLTAIR2 RSBG6nLight® Air Generation 2 enabled, 360° high mount sensor, (15-30’ mounting heights) (LINK) ‡NLTAIR2 RSBG6 ERnLight® Air Generation 2 enabled, 360° high mount sensor, (15 to 30' mounting heights), UL 924 Emergency Operation utilizing Iota ETS (not available with battery pack) (LINK) ‡NLTAIR2 RSBG10nLight® Air Generation 2 enabled, 360° low mount sensor, (8-15’ mounting heights) (LINK) ‡NLTAIR2 RSBG10 ERnLight® Air Generation 2 enabled, 360° low mount sensor, (8-15' mounting heights), UL 924 Emergency Operation utilizing Iota ETS (not available with battery pack) (LINK) ‡NLTAIR2 RSBG40nLight® Air Generation 2 enabled, 360° high bay sensor, (40’ mounting height) (LINK) ‡NLTAIR2 RSBG40 ERnLight® Air Generation 2 enabled, 360° high bay sensor, (40' mounting heights), UL 924 Emergency Operation utilizing Iota ETS (not available with battery pack) (LINK) ‡NLTAIR2 RIOnLight® Air Generation 2 enabled, fixture embedded network interface, 0-10V dimming output (LINK) ‡NLTAIR2 RIO ERnLight® Air Generation 2 fixture embedded network interface, 0-10V dimming output, includes ETS for UL 924 operation when using auxiliary generator or central inverter (LINK) ‡Emergency:E15WCPRPower Sentry® PS1555CP, 15W constant emergency LED driver, 5°C min, self-diagnostic, UL924 compliant, Certified in CA Title 20 MAEDBS (LINK) ‡IE30WCPHERIOTA® ILBHI CP30 HE SD HV, 30 watt remote constant power emergency driver, self-diagnostic, 0° C min, UL924 compliant, Certified in CA Title 20 MAEDBS (347-480V) (LINK) ‡BSL72223.1W internal emergency LED driver, 0°C min, UL924 compliant, CA title 20 non-compliant ‡BSL722R23.1W remote emergency LED driver, 0°C min, UL924 compliant, CA title 20 non-compliant ‡BSL722RC23.1W remote emergency LED driver for cold applications, -20°C min, UL924 compliant, CA title 20 non-compliant ‡ETSIOTA® ETS DR, automatic load control relay device (ALCR) for UL924 operation when using auxiliary generator or central inverter. (LINK) ‡UPH Hangers: ‡UPH35Thru-way powerhook for use with PHCB, surface mountUPH36Thru-way powerhook for use with PHCB, pendant mountOther Options:AOField adjustable output ‡BAABuy America(n) Act and/or Build America Buy America QualifiedDIMDimming terminal ‡DLDamp Location ‡NSGNon-silicone gasket (EPDM)SCKXX Inch stainless steel safety chain factory installed ‡WGXWire guard, factory installedDBXDBlack, corrosion resistant, super durable ‡DGXDGray, corrosion resistant, super durable ‡DNXDSatin nickel, corrosion resistant, super durable ‡DWHXD White, corrosion resistant, super durable ‡ORDERING INFORMATION Example: PHZL 50000LM MD MVOLT 35K 80CRI PM DGXDA+ Capable options indicated by this color background.Holophane ¦ One Lithonia Way, Conyers, GA 30012 ¦ Phone: 866-HOLOPHANE ¦ www.holophane.com ¦ TechSupport-Lighting@AcuityBrands.com© 2014-2024 Acuity Brands Lighting, Inc. All rights reserved. Rev. 05/08/24 Specifications subject to change without notice.PHZLPage 3 of 12PhuzionL™Large LED High BayAccessories: Order as separate catalog number.UPH 35SM XXX DWHXDThru-way powerhook for 120V, 208V, 240V, 277V and 347V (120, 208, 240, 277, 277X, 347 or 347X only) ‡UPH 35SM L8480 DWHXDThru-way powerhook for 480V (480 or 480X only) ‡UPH 36PM XXX DWHXDPendant powerhook for 120V, 208V, 240V, 277V and 347V (120, 208, 240, 277, 277X, 347 or 347X only) ‡UPH 36PM L8480 DWHXDPendant powerhook for 480V (480 or 480X only) ‡HCRTLDW16WWL3FTL515RCord with Connector (Receptacle), Twist Lock, Daniel Woodhead, 16 Gauge, White, Wet Location, 3ft, NEMA L5-15R, (120V) ‡HCRTLDW16WWL3FTL615RCord with Connector (Receptacle), Twist Lock, Daniel Woodhead, 16 Gauge, White, Wet Location, 3ft, NEMA L6-15R (208V or 240V) ‡HCRTLDW16WWL3FTL715RCord with Connector (Receptacle), Twist Lock, Daniel Woodhead, 16 Gauge, White, Wet Location, 3ft, NEMA L7-15R (277V) ‡HKFDSafety hook, 3/4" female PF-122-ALPFDLoop, 3/4" female PF-116-APHZLCHAIN XINX Inch stainless steel safety chain kit ‡WGAPHZLWire guard accessoryOption Value Ordering Restrictions continue next page.‡ Option Value Ordering Restrictions & NotesOption valueRestriction277X, 347X, 480XNot available with 90000LM or 100000LM.90000LM, 100000LMNot available with HVOLT, XVOLT, 277X, 347X or 480X. When ordered with either 347 or 480 voltage options, an MVOLT (120-177V) driver and step down transformer will be included. AONot available with DIM, dimming controls or dimming occupancy sensors. See chart on page 10 for output levels available.Bluetooth® SensorsNot available with AO, DIM, 90000LM, 100000LM, XVOLT, 277X, 347X, 480X, dimming controls or other occupancy sensors. For 360° integral Low Mount sensors, replace "6" in nomenclature with "10". Ex: SBG6 OCC BTPBSL722Available with PM, MVOLT, 120, 208, 240, 277, 277X, 50000LM, 60000LM or 70000LM. Not available with any cord that includes a plug. Not available with NPP16 D ER or RPP20 D ER. Customer to connect to unswitched power in fixture. Please note the fixture will be required to be on 24/7 unless controls are used to turn the fixture off.BSL722R, BSL722RCDL (damp location) option required. Available with PM, MVOLT, 120, 208, 240, 277 or 277X. Not available with any cord that includes a plug. Not available with NPP16 D ER or RPP20 D ER. Customer to connect to unswitched power in fixture. Please note the fixture will be required to be on 24/7 unless controls are used to turn the fixture off.CNP165CD, CNP165CDWDL (damp location) option required. Available with PM or NDT only. Not available with dimming controls, dimming sensors or HKMW. 6' is standard, but other lengths are available. Must specify length in nomenclature. Example: CNP165CD3FTCNP16WDL (damp location) option required. Available with PM, NDT or QD. 6' is standard, but other lengths are available. Must specify length in the nomenclature. Example: CNP16W10FT. Damp Listed.Damp Location Cord SetsDL (damp location) option required. Available with PM, NDT or QD. Must specify hook. 6' is standard, but other lengths are available. Must specify length in the nomenclature. Example: CPTL16W3FT. NEMA plug configurations: CPTL style with 120V = L5-15P, 208V or 240V = L6-15P, 277V = L7-15P, CPTL20A style with 347V = L24-20P, 480V = L8-20P, CPSB style with 120V = 5-15P.DBXD, DGXD, DNXD, DWHXDCorrosion resistant finish is standard.DIMDL (damp location) option required. Not available with AO, dimming controls or dimming occupancy sensors. Screw used to attached to fixture will not be stainless steel.DLRequired when damp location options are chosen. Luminaire is wet location listed only when ordered with wet location options. If luminaire is ordered with wet and additional damp location options, luminaire is damp location listed only.If luminaire is ordered with damp and additional dry location options, luminaire is dry location listed.E15WCPRDL (damp location) option required. Available with PM, 120, 277, 277X only. Not available with any cord that includes a plug. Available with 4 conductor cord by special order, but not required. Customer to connect to switched & unswitched power in fixture. Customer must install test switch in remote junction box (not included). ETSAvailable with PM, NDT, NR, MVOLT, 120, 208, 240, 277, HKMAR, LPMD, HKMD, NLIGHTAIR2: RSBG6, RSBG40, RIO only. Not available with HKMW, 347. 480, HVOLT, 347X, 480X, XVOLT, QD, QR, any cords or emergency driver options.HCRTLDW16WWL3FTL515RConnector (Receptacle) and cord for CPTL16WWLXFT cordset. 3ft. is standard. 120V only. Ships Separately.HCRTLDW16WWL3FTL615RConnector (Receptacle) and cord for CPTL16WWLXFT cordset. 3ft. is standard. 208/240V only. Ships Separately.HCRTLDW16WWL3FTL715RConnector (Receptacle) and cord for CPTL16WWLXFT cordset. 3ft. is standard. 277V only. Ships Separately.HKMAR, HKMD, LPMDDL (damp location) option required. Available with PM, NDT, or QD only.HKMWAvailable with PM only. Gasketed hook for use in wet locations. If combined with damp listed options, DL (damp location) option will be required.HVOLTNot available with 90000LM or 100000LM.IE30WCPHERDL (damp location) option required. Available with PM mount and 347, 480 and HVOLT only. Not available with any cord that includes a plug. Available with 4 conductor cord by special order, but not required.Individual Dimming SensorsNot available with AO, DIM, XVOLT, dimming controls or other occupancy sensors. For 360° integral Low Mount sensors, replace "6" in nomenclature with "10". Ex: SBGR10 D 3VIndividual Non-Dimming SensorsNot available with XVOLT or other occupancy sensors. For 360° integral Low Mount sensors, replace "6" in nomenclature with "10". Ex: SBGR10NDTDL (damp location) option required. The NDT (non-disconnect thru-wiring) system is made up of 2 parts. The top portion is removable and is meant to be installed in the ceiling. The bottom portion is factory installed to the fixture. The 2 part junction box used on top of the fixture will be empty. nLight® WiredDL (damp location) option required. Available with 120, 277, 277X, 347, 347X only. Not available with AO, DIM, dimming controls or other occupancy sensors. NLTAIR2 RPP20DDL (damp location) option required. Not available with AO, DIM or other occupancy sensors. Normal luminaires (non-emergency) can be used as a normal power sensing device for nearby nLight AIR devices and luminaires with EM emergency options.NLIGHTAIR2 RPP20DERDL (damp location) option required. Not available with AO, DIM or other occupancy sensors.NLTAIR2 RSBG6, NLTAIR2 RSBG10, NLTAIR2 RSBG40, NLTAIR2 RIONot available with XVOLT, 277X, 347X, 480X, AO, DIM or other occupancy sensors. If 90000LM or 100000LM is chosen, not available with HVOLT, 347, 480, XVOLT, 277X, 347X or 480X. NLTAIR2 RSBG6 ER, NLTAIR2 RSBG10 ER, NLTAIR2 RSBG40 ER, NLTAIR2 RIO ERNot available with HVOLT, 347, 480, XVOLT, 347X, 480X, AO, DIM, HKMW or other occupancy sensors. Utilizes ETS ALCR device to bypass controls when fixture is connected to a auxiliary generator or central inverter. Available with 5 conductor dual voltage by special orderNRDL (damp location) option required. Fixture is shipped without the top hanger to match existing in the field. Ordering this option assumes the top hanger is already installed. This is a for retrofit applications only.OCSPlease note all modular wiring options are dry listed and fixture will have a dry listed label. Available with PM or NDT only. Must specify voltage. Actual Reloc® System Drop Cable used depends upon voltage chosen in the fixture nomenclature. Example: 277V = OCS 277Holophane ¦ One Lithonia Way, Conyers, GA 30012 ¦ Phone: 866-HOLOPHANE ¦ www.holophane.com ¦ TechSupport-Lighting@AcuityBrands.com© 2014-2024 Acuity Brands Lighting, Inc. All rights reserved. Rev. 05/08/24 Specifications subject to change without notice.PHZLPage 4 of 12PhuzionL™Large LED High Bay‡ Option Value Ordering Restrictions & Notes – continuedOption valueRestrictionPHCB, PHCBL8480DL (damp location) option required. For new installations, order matching UPH accessory. For existing installations with UPH accessory, match PHCB voltage to existing UPH. PHZLCHAIN XINX denotes length. Chain shipped separately as an accessory. Available in multiple sizes. Replace X with size in inches. Example: PHZLCHAIN 120IN = 120 inches or 10 feet.PMWhen ordered without a hook or loop, luminaire will be wet location listed. Customer will be responsible to ensure fixture is mounted appropriately to retain wet listing.QDDL (damp location) option required. Not available with E15WCPR, BSL722, BSL722R, BSL722RC or ETS. The QD (quick disconnect) system is made up of 2 parts. The top portion "QDH" ships separately to be installed in the ceiling. The Bottom portion is factory installed on the fixture. The 2 part quick disconnect will include components to allow voltage to pass between the top and bottom portions. QRDL (damp location) option required. Shipped without top hanger (QDH). to match existing QDH in the field. Ordering this option assumes the top portion of the QD option (QDH) is already installed. This is a for retrofit applications only.SCKXX denotes length. Available in multiple sizes. Replace X with size in inches. Example: SCK120 = 120 inches or 10 feet.UPH 35SM L8480 DWHXD, UPH 36PM L8480 DWHXDAvailable with 480 or 480X voltage only. PHCBL8480 option required on luminaire.UPH 35SM XXX DWHXD, UPH 36PM XXX DWHXDMust specify voltage. Not available MVOLT, HVOLT or XVOLT. XXX denotes voltage. PHCB option required on luminaire.UPH HangersMust specify voltage. Damp Listed. Shipped separately from luminaire, requires PHCB. Wet Location Cord SetsMust specify voltage. Available with PM only. Must specify, HKMW hook required for wet location listing. 6' is standard, but other lengths are available. Must specify length in the nomenclature. Example: CPTL16WWL10FT. NEMA plug configurations: 120V = L5-15P, 208V or 240V = L6-15P, 277V = L7-15P. If combined with damp listed options, DL (damp location) option will be required.Wet Location Cords (no plug)Available with PM only. 6' is standard, but other lengths are available. Must specify length in the nomenclature. Example: CNP16WWL3FT. If combined with damp listed options, DL (damp location) option will be required. XVOLTNot available with 90000LM or 100000LM.ModelDefault OperationOccupancy Time DelayPhotocell ModePhotocell Set-pointLow TrimHigh TrimDim to Off Time DelaySBG6 OCC BTP LTOn/Off Occupancy Only Disabled10 minutesDisabledn/an/a100%DisabledSBG10 OCC BTP LTOn/Off Occupancy Only Disabled10 minutesDisabledn/an/a100%DisabledSBG6 HL BTP LTOccupancy w/ 0-10V Dimming (High/Low/Off)10 minutesDisabledn/a10%100%2.5 minutesSBG10 HL BTP LTOccupancy w/ 0-10V Dimming (High/Low/Off)10 minutesDisabledn/a10%100%2.5 minutesSBG6 ADC BTP LTOccupancy w/ Dim & Switch Photocell10 minutesOn/Off & Auto Dim50 fc10%100%0 secondsSBG10 ADC BTP LTOccupancy w/ Dim & Switch Photocell10 minutesOn/Off & Auto Dim50 fc10%100%0 secondsSBG6 ANL BTP LTDim & Switch Photocell with High/Low Occupancy Operation10 minutesOn/Off & Auto Dim50 fc10%100%Stay Dim/ Never OffSBG10 ANL BTP LTDim & Switch Photocell with High/Low Occupancy Operation10 minutesOn/Off & Auto Dim50 fc10%100%Stay Dim/ Never OffBTP Default SettingsNumber of LED Boards and Drivers UsedLumen PackageNumber of LED BoardsNumber of Drivers50000LM6360000LM6370000LM6380000LM6390000LM63100000LM63Holophane ¦ One Lithonia Way, Conyers, GA 30012 ¦ Phone: 866-HOLOPHANE ¦ www.holophane.com ¦ TechSupport-Lighting@AcuityBrands.com© 2014-2024 Acuity Brands Lighting, Inc. All rights reserved. Rev. 05/08/24 Specifications subject to change without notice.PHZLPage 5 of 12PhuzionL™Large LED High BayDIMENSIONAL DATAHook (PF-129)Wire Guard (PHZLWGA)Bottom DiameterPendant (PM)24.3420.80Ø28.49.6320.98E15WCPR Remote Battery (self-diagnostic test switch can be mounted up to 25' from battery, junction box not supplied) 2FT to Test Switch2FT to LuminaireIE30WCPHER Remote Battery (self-diagnostic test switch will be installed on fixture)2FT to LuminaireHolophane ¦ One Lithonia Way, Conyers, GA 30012 ¦ Phone: 866-HOLOPHANE ¦ www.holophane.com ¦ TechSupport-Lighting@AcuityBrands.com© 2014-2024 Acuity Brands Lighting, Inc. All rights reserved. Rev. 05/08/24 Specifications subject to change without notice.PHZLPage 6 of 12PhuzionL™Large LED High BayOPERATIONAL DATAOperating CharacteristicsLumen PackageDistributionInput Watts3000K3500K4000K5000K70CRI80CRI90CRI70CRI80CRI90CRI70CRI80CRI90CRI70CRI80CRI90CRI50000LMFD322431964037331903431964150233314471484291436138485604347839526Lumens13412599134129103146133112151135123LPWFDFR322394193684329113394193787330402430263916132978443143967736070Lumens1221149012211894134122102138123112LPWFSMG322437294087143729420143372647730434433658449160440154001432297Lumens136127136130105148135114153137124100LPWMD322461284311334068461284431935576503484582638590518564642942208Lumens143134106143138110156142120161144131LPWMDFR322426273984131483426274095632876465284234935662479214290639005Lumens13212498132127102144132111149133121LPWND322464694343234320464694464735839507214616538876522404677342521Lumens144135107144139111158143121162145132LPWNDA322468814381734625468814504336157511714657539221527034718842898Lumens146136108146140112159145122164147133LPWNDFR322426513986331500426514097832894465544237235682479484293039027Lumens13212498132127102145132111149133121LPWWD322461534313634087461534434335595503764585138611518844645442231Lumens143134106143138111156142120161144131LPWWDA322470554398034753470554521036291513614674839367528994736343057Lumens146137108146140113160145122164147134LPWWDFR322400643744529590400643849330899437303980233518450394032636660Lumens1241169212412096136124104140125114LPWLumen PackageDistributionInput Watts3000K3500K4000K5000K70CRI80CRI90CRI70CRI80CRI90CRI70CRI80CRI90CRI70CRI80CRI90CRI60000LMFD390513114795737896513114929939573560065097642927576835164646951Lumens13212397132126101144131110148132120LPWFDFR390468244376434583468244498836113511094651839173526394713142846Lumens1201128912011593131119100135121110LPWFSMG390519444854938364519444990740062566975160543457583955228447531Lumens13312498133128103145132111150134122LPWMD390547935121240468547935264542259598075443545840615985515250138Lumens140131104140135108153140118158141129LPWMDFR390506364732637398506364865039052552695030542362569245096746333Lumens13012196130125100142129109146131119LPWND390551995159140768551995303442572602505483846179620545556050509Lumens142132105142136109154141118159142130LPWNDA390556895204941130556895350542949607845532546589626045605350957Lumens143133105143137110156142119161144131LPWNDFR390506644735237418506644867739074553005033342385569555099546359Lumens13012196130125100142129109146131119LPWWD390548235124040490548235267342282598405446545865616315518250165Lumens141131104141135108153140118158141129LPWWDA390558955224241282558955370343109610105553046762628375626151146Lumens143134106143138111156142120161144131LPWWDFR390475914448035149475914572436704519454728039814535014790243547Lumens1221149012211794133121102137123112LPWHolophane ¦ One Lithonia Way, Conyers, GA 30012 ¦ Phone: 866-HOLOPHANE ¦ www.holophane.com ¦ TechSupport-Lighting@AcuityBrands.com© 2014-2024 Acuity Brands Lighting, Inc. All rights reserved. Rev. 05/08/24 Specifications subject to change without notice.PHZLPage 7 of 12PhuzionL™Large LED High BayOPERATIONAL DATAOperating CharacteristicsLumen PackageDistributionInput Watts3000K3500K4000K5000K70CRI80CRI90CRI70CRI80CRI90CRI70CRI80CRI90CRI70CRI80CRI90CRI70000LMFD477611425714645157611425874447155667376074351152687356154255947Lumens1281209512812399140127107144129117LPWFDFR477557965214941209557965360843032609025543146679627255616151055Lumens117109861171129012811698131118107LPWFSMG477618975785145715618975947047738675616149251783695846230256638Lumens13012196130125100142129109146131119LPWMD477652926102548222652926273250356712666486554623734006571959744Lumens137128101137132106149136115154138125LPWMDFR477603375639444563603375797146535658585994350478678306073255211Lumens1261189312612298138126106142127116LPWND477657756147648579657756319650728717946534555028739436620560186Lumens138129102138132106151137115155139126LPWNDA477663596202249010663596375651179724316592555516745996679260720Lumens139130103139134107152138116156140127LPWNDFR477603715642544588603715800446561658955997750507678686076655242Lumens1271189312712298138126106142127116LPWWD477653276105848248653276276650383713056490154653734406575459777Lumens137128101137132106149136115154138125LPWWDA477666056225249192666056399351369727006617055722748766704060946Lumens140131103140134108152139117157141128LPWWDFR477567095300341883567095448543736618985633847443637515708051891Lumens119111881191149213011899134120109LPWLumen PackageDistributionInput Watts3000K3500K4000K5000K70CRI80CRI90CRI70CRI80CRI90CRI70CRI80CRI90CRI70CRI80CRI90CRI80000LMFD549687546426150779687546605853026750466830557520772936920462913Lumens1251179212512097137124105141126115LPWFDFR549627435864246339627436028248390684846233352491705346315357412Lumens114107841141108812511496128115105LPWFSMG549696036505451406696036687453681759726914858230782477005863689Lumens1271189412712298138126106143128116LPWMD549734216862254226734217054256625801397294161424825387390167182Lumens13412599134128103146133112150135122LPWMDFR549678496341550111678496518952328740586740656763762756829362084Lumens1241169112411995135123103139124113LPWND549739646913054627739647106357044807327348161878831497444767680Lumens135126100135129104147134113151136123LPWNDA549746206974355112746207169457550814487413362427838877510868280Lumens136127100136131105148135114153137124LPWNDFR549678876345050139678876522552357740996744456795763186833162119Lumens1241169112411995135123103139124113LPWWD549734616865954255734617058056656801837298161457825837394167219Lumens13412599134129103146133112150135122LPWWDA549748977000255316748977196057764817517440862659841987538768534Lumens136128101136131105149136114153137125LPWWDFR549637695960147098637696126949182696046335253349716886418658351Lumens116109861161129012711597131117106LPWHolophane ¦ One Lithonia Way, Conyers, GA 30012 ¦ Phone: 866-HOLOPHANE ¦ www.holophane.com ¦ TechSupport-Lighting@AcuityBrands.com© 2014-2024 Acuity Brands Lighting, Inc. All rights reserved. Rev. 05/08/24 Specifications subject to change without notice.PHZLPage 8 of 12PhuzionL™Large LED High BayOPERATIONAL DATAOperating CharacteristicsLumen PackageDistributionInput Watts3000K3500K4000K5000K70CRI80CRI90CRI70CRI80CRI90CRI70CRI80CRI90CRI70CRI80CRI90CRI90000LMFD624752977037655612752977234458072821877480562994846487578968899Lumens1211138912111693132120101136121110LPWFDFR624687136422250749687136601952995750016826457486772466916262875Lumens110103811101068512010992124111101LPWFSMG624762277124456298762277323758789832027572863771856937672569750Lumens1221149012211794133121102137123112LPWMD624804087515259386804087725462014877657988267269903938093373576Lumens1291209512912499141128108145130118LPWMDFR624743066944954880743067139257308811057382062165835347479267992Lumens1191118811911492130118100134120109LPWND624810037570859825810037782662473884158047367767910628153274120Lumens13012196130125100142129109146131119LPWNDA624817217638060356817217851663027891998118768368918708225574778Lumens13112297131126101143130110147132120LPWNDFR624743476948854910743477143257340811507386262199835807483368030Lumens1191118811911492130118100134120109LPWWD624804517519359418804517729662047878137992567306904428097773616Lumens1291219512912499141128108145130118LPWWDA624820257666460580820257880863261895308148968622922118256175055Lumens13112397131126101143131110148132120LPWWDFR624698386527351579698386709953862762286938158426785107029470722Lumens112105831121088612211194126113113LPWLumen PackageDistributionInput Watts3000K3500K4000K5000K70CRI80CRI90CRI70CRI80CRI90CRI70CRI80CRI90CRI70CRI80CRI90CRI100000LMFD762868558117864148868558344966986948038628772663976418742379475Lumens114107841141108812411395128115104LPWFDFR762792617408058539792617615361129865137874366310891047977972526Lumens1049777104100801141038711710595LPWFSMG762879278218064940879278447967
https://cdn.currentlighting.com/site/specsheet/COL_CLB_spec.pdf | lighting | CLBLINEAR HIGH BAYPage 1 of 5 Rev 07/18/24COL_CLB_spec_R08currentlighting.com/columbialighting© 2023 HLI Solutions, Inc. All rights reserved. Information and specifications subject to change without notice. All values are design or typical values when measured under laboratory conditions.FEATURES• Lumen packages ranging from 10,000 to 57,000 lumens • Wide lens distribution options• -40°C to 50°C ambient operating temperatures • 4000/5000K options with 80 CRI• IP4X Rated DATE:LOCATION:TYPE:PROJECT:CONSTRUCTION• Durable extruded aluminum housing for shipment and job site handlingOPTICS• Wide distribution standard• Polycarbonate lens with diffusion for distribution and glare reductionINSTALLATION• Cable mount option• Pendant mount available through 3/4" KO on back of housing• Surface mount brackets availableSPECIFICATIONSELECTRICAL• Efficient LED light engine (up to 158 LPW)• Long life LEDs >54,000 at L70• 0–10V dimming standard with dimming range of 100% to 10%• Available in 120–277V• 6kV standard surge protectionCERTIFICATIONS• All luminaires are built to UL 1598 standards, and bear appropriate cULus labels for damp locationCATALOG #:KEY DATALumen Range10,000–57,000Wattage Range75–388Efficacy Range (LPW)137–158Reported Life (Hours)L70/54,000CERTIFICATIONS (CONTINUED)• DLC® (DesignLights Consortium) Qualified. Please refer to the DLC website for specific product qualifications at www.designlights.org• IP4X rated• IK10 impact ratedWARRANTY• 5 year warrantyIK10CLBLINEAR HIGH BAYPage 2 of 5 Rev 07/18/24COL_CLB_spec_R08currentlighting.com/columbialighting© 2023 HLI Solutions, Inc. All rights reserved. Information and specifications subject to change without notice. All values are design or typical values when measured under laboratory conditions.ORDERING GUIDEAccessories (Order Separately)933023105' Y Cable/Hook (Pair)9330231110' Y Cable/Hook (Pair)CLB-SMBSurface Mount Bracket KitCLB–– W– ED–ModelSizeColor TempLumen OutputDistributionDriverVoltageCLBLinear High Bay22'44'404000K50 5000KLX2' (10,000)MM2' (14,000)MH2' (24,000) 1MV2' (30,000)MX4' (36,000)HM4' (42,000)HH4' (57,000) 2WWideED0–10V DimmingUUniversal (120–277V)HV480V 3Example: CLB4–40MH–N–EDUCATALOG #Notes:1Not available in 5000K, please choose PELA fixture instead2Not available in 4000K, please choose PELA fixture instead3Only CLB2-50MH-W-EDHV availableDATE:LOCATION:TYPE:PROJECT:CATALOG #:STOCK GUIDECatalog NumberNominal LumensColorDelivered LumensWattageLPWPallet QTYCLB2-40LX-W-EDU2' LX (10,000)4000K10,527 75.913978CLB2-50LX-W-EDU5000K10,477 73.714278CLB2-40MM-W-EDU2' MM (14,000)4000K15,091 100.215178CLB2-50MM-W-EDU5000K13,717 98.913978CLB2-40MH-W-EDU2' MH (24,000)4000K20,831 153.913578CLB2-50MH-W-EDU5000K22,297 148.715078CLB2-40MV-W-EDU2' MV (30,000)4000K26,364 191.213852CLB2-50MV-W-EDU5000K29,674 201.014852CLB4-40MX-W-EDU4' MX (36,000)4000K35,051 240.914539CLB4-50MX-W-EDU5000K37,145 242.015439CLB4-40HM-W-EDU4' HM (42,000)4000K42,810 299.014339CLB4-50HM-W-EDU5000K44,006 301.614639CLB4-40HH-W-EDU4' HH (57,000)4000K57,047 388.214752CLB4-50HH-W-EDU5000K55,637 393.714152CLBLINEAR HIGH BAYPage 3 of 5 Rev 07/18/24COL_CLB_spec_R08currentlighting.com/columbialighting© 2023 HLI Solutions, Inc. All rights reserved. Information and specifications subject to change without notice. All values are design or typical values when measured under laboratory conditions.Catalog NumberNominal LumensColorDelivered LumensWattageLPWCLB2-40LX-W-EDU2' LX (10,000)4000K10,527 75.9139CLB2-50LX-W-EDU2' LX (10,000)5000K10,477 73.7142CLB2-40MM-W-EDU2' MM (14,000)4000K15,091 100.2151CLB2-50MM-W-EDU2' MM (14,000)5000K13,717 98.9139CLB2-40MH-W-EDU2' MH (24,000)4000K20,831 153.9135CLB2-40MV-W-EDU2' MV (30,000)4000K26,364 191.2138CLB2-50MV-W-EDU2' MV (30,000)5000K29,674 201.0148CLB4-40MX-W-EDU4' MX (36,000)4000K35,051 240.9145CLB4-50MX-W-EDU4' MX (36,000)5000K37,145 242.0154CLB4-40HM-W-EDU4' HM (42,000)4000K42,810 299.0143CLB4-50HM-W-EDU4' HM (42,000)5000K44,006 301.6146CLB4-50HH-W-EDU4' HH (57,000)5000K55,637 393.7141DELIVERED LUMENSDATE:LOCATION:TYPE:PROJECT:CATALOG #:CLBLINEAR HIGH BAYPage 4 of 5 Rev 07/18/24COL_CLB_spec_R08currentlighting.com/columbialighting© 2023 HLI Solutions, Inc. All rights reserved. Information and specifications subject to change without notice. All values are design or typical values when measured under laboratory conditions.DATE:LOCATION:TYPE:PROJECT:CATALOG #:DIMENSIONS2.3"(59.6mm)2.3"(59.6mm)2.3"(59.6mm)2.3"(59.6mm)10.0"(254mm)14.7"(374mm)14.7"(374mm)10.0"(254mm)43.1"(1094mm)22.7"(577mm)22.7"(577mm)43.1"(1094mm)LX, MM & MH MODELSMX & HM MODELSMV MODELHH MODELCLBLINEAR HIGH BAYPage 5 of 5 Rev 07/18/24COL_CLB_spec_R08currentlighting.com/columbialighting© 2023 HLI Solutions, Inc. All rights reserved. Information and specifications subject to change without notice. All values are design or typical values when measured under laboratory conditions.DATE:LOCATION:TYPE:PROJECT:CATALOG #:ADDITIONAL INFORMATIONCLB2-40MH-W-EDUINDOOR CANDELA PLOTZONAL LUMEN SUMMARY ZoneLumens% Luminaire0–30595028.50–40966646.40–601679580.60–9020841100.00–18020844100.0LUMINAIRE DATA Test No. CLB2-40MH-W-EDUDescriptionColumbia Linear HighbayDelivered Lumens20844Watts153.875Efficacy135Spacing Criterion0° = 1.23 90° = 1.29PHOTOMETRYHoriz 0-1803900 7800 3900 7800 01530459075601051201801651501350.045.090.0MOUNTING OPTIONSCable Mount (cables ordered as accessory)Surface Mount (optional), with CLB-SMB accessoryPendant Mount (optional), pendant by others
https://www.signify.com/api/assets/v1/file/PhilipsLighting/content/dadba0c16cbb4e048169a87f0114a2cc/ce-16200.pdf | lighting | codes and standards• UL listed to standard 924• NFPA 101 (Life Safety Code)• Meets BOCS, ICBO AND SBCCI requirements• Suitable for California low level applicationsconstruction• Signs are provided with high impact Lexan polycarbonate lens between the frame and the faceplate.• Exits are totally self contained and highly durable.• Flame retardant, UV stabilized, injection molded ABS frame.• Gray plastic frame is standard. White or black plastic frame is optional.• Brushed aluminum frame is also optional.• 6" letters with 3/4" stroke.installation• Easily installed in ceiling, wall or flush mount applications.• Canopy for wall or ceiling mounting provided. electronics• Requires no electricity or external light source.• Ideal for extreme temperatures, -67°F (-55°C) to 176°F (80°C).lamps• Exits are illuminated with a light source that consists of glass tubes internally coated with phosphor and filled with tritium gas, a natural isotope of hydrogen.battery• Exits are completely free of any external energy source providing 10 or 20 years of continuous illumination, maintenance free operation and code compliant.warranty• 10 or 20 year warranty based on useful life of exit chosen.Example: SLR10SBAccessories (order separately) FootnotesWG4 – Wire Guard (Wall Mount Only)PM12W - Pendant Mount with 12” white stem.*PM12B - Pendant Mount with 12” black stem.*PM12G - Pendant Mount with 12” gray stem.**Stem is also available in lengths of 24”, 36” and 48”. For a 24” stem, replace the 12 with 24 (Eg: PM24W).SL 10 – 10 Year Life 20 – 20 Year LifeFamilyFrame ColorUseful Life SL – Self Luminous BLANK – Gray Plastic Frame B – Black Plastic Frame W – White Plastic Frame BA – Brushed Aluminum Frame1 S – Single D – Double VL – Vandal Polycarbonate Lens2Number of FacesOptionsNote:Canopy provided on all signs.1Not available with the (VL) Vandal Polycarbonate lens option.2Not available on pendant mounted signs or signs with a (BA) brushed aluminum frame. R – Red G – GreenPanel ColorProject: Location: Cat.No: Type: Lamps: Qty: Notes: SL SeriesSelf-luminous exit signExit/EmergencyCE-16200 www.chloride-lighting.com 11/18 page 1 of 2dimensions8-1/2"(215.9mm)14"(355.6mm)1"(25.4mm)Plastic Frame Single Face8-1/2"(215.9mm)14"(355.6mm)2-1/4"(27.9mm)8-1/4"(209.6mm)12-3/4"(323.9mm)1.88"(47.8mm)8-1/4"(209.6mm)12.75"(323.9mm)2-3/4"(69.9mm)Aluminum Frame Single FacePlastic Frame Double FaceAluminum Frame Double Face© 2019 Signify Lighting Holding B.V. All rights reserved. Signify reserves the right to make changes in specifications and/or to discontinue any product at any time without notice or obligation and will not be liable for any consequences resulting from the use of this publication. signify.com/luminairesCE-16200 11/18 page 2 of 2Signify Lighting, North America Corp., 200 Franklin Square Drive, Somerset, NJ 08873 Tel. 855-486-2216Signify Lighting, Canada Ltd., 281 Hillmount Rd, Markham, ON, Canada L6C 2S3 Tel. 800-668-9008© 2019 Signify Holding. All rights reserved. This document may be subject to change. No representation or warranty as to the accuracy or completeness of the information included herein is given and any liability for any action in reliance thereon is disclaimed. All trademarks are owned by Signify Holding or their respective owners. CE-16200 www.chloride-lighting.com 11/18 page 2 of 2Signify North America Corporation 200 Franklin Square Drive, Somerset, NJ 08873 Telephone 855-486-2216Signify Canada Ltd. 281 Hillmount Road, Markham, ON, Canada L6C 2S3 Telephone 800-668-9008SL Self-luminous exit sign
https://www.pinnacle-ltg.com/sites/default/files/2023-02/LF11D_SUSP_LED_SPEC.pdf | lighting | _ __ _ _ _ _ __ _ _ _ _ __SHIELDINGSOURCE1MOUNTING2VOLTAGEA - Flush Satine LensAL - Drop Satine Lens AR - Regress Satine LensShielding pg. 2_27_ _ - 2700K _30_ _ - 3000K _35_ _ - 3500K_40_ _ - 4000KTW3 - Tunable White CL_ _ _ _ _ _ - Custom Lumens CW_ _ _ _ _ _ - Custom Watts Source pg. 2AS4_ _ _ _ - 4 AC Straight to JB or STAC4_ _ _ _ - 4 AC Centered to JB or STAH4_ _ _ _ - 4 AC w/hub to JB or STPP_ _ _ _ - Pendant Pipe to JB or STPS_ _ _ _ - Pendant Swivel to JB or STS - Surface MountWA - Wall MountMounting pg. 3U - Universal (120 thru 277V)1 - 120V 2 - 277V 3 - 347VVoltage pg. 3_ _ _FIXTURE OPTIONSCONTROLS3AM - Antimicrobial Paint DSP - Customer Supplied Battery/Driver/SensorGMF - Slow Blow FusingFixture Options pg. 4DLMFC - Wattstopper DLM (wired)ENLI - Enlighted IOT (remote)ENLC - Enlighted Connected Lighting (remote)Controls pg. 4_ _ ___ _ __ _ DRIVERCIRCUITINGBATTERY & EMERGENCYFINISHFSD - Factory Select Driver (1%, 0-10v)PL2 - Advance Xitanium (1%, 0-10v)EE1 - eldoLED ECOdrive (1%, 0-10v)ES1 - eldoLED SOLOdrive (0.1%, 0-10v)LH1 - Lutron Hi-lume (1%, EcoSystem)OL2 - Osram Optotronics (1%, 0-10v)OL4 - Osram Optotronics 347v (1%, 0-10v)Driver pg. 31 - Single Circuit E - Emergency (entire fixture)N - Night Light (entire fixture)Circuiting pg. 40 - None1PR - Bodine 10W (remote)1PRL - Bodine 7W (remote)1IR - Iota 10W (remote)1IRC - Iota 10W (remote, CEC listed)FSG - Factory Select ALCRGI - Iota ETS DRGB - Bodine GTDBattery & Emergency pg. 4W - WhiteS - Metallic SilverBL - Textured Black BR - BronzeGR - GraphiteCC - Custom ColorFinish pg. 41When specifying SOURCE the first _ is for specifying either 8 - 80CRI, 9 - 90CRI. The ending _ _ are for specifying output, example HO - High Output. See output charts for more information. 2Example: AC4120JB. AC4 = 4 Aircraft Cables, 120 = 120” long cables, JB = connects to junction box. Standard AC cable lengths are 48” and 120”, field adjustable. Standard pendant lengths are 12”, 18”, or 24”. 3Controls can only be used with Single Circuit (1) or Emergency Circuit (E). See Controls chart on page 4 for driver options and more information.*Shown with Regress Lens option• Formed and welded extruded aluminum housing for seamless finish with 1/4” trim• Aluminum top cover conceals all electrical components• Highly reflective die-formed white painted steel reflector• Fabricated, captive lens with 3 lens positions• LiFT offered with a 5-year limited warranty. Covers LED, driver and fixture• ETL Listed conforming to UL1598 in US and CSA 250 in Canada• Maximum fixture weight is 15 lbs• Room-side maintenance for LED system • Buy American Act compliantSpecifications and dimensions subject to change without notice. Specification sheets that appear on pinnacle-ltg.com are the most recent version and supersede all other previously printed or electronic versions.Project NameDateTypeLF11D_SUSPENDED_SPEC_JAN2023Designed in Denver, CO • USA ¦ pinnacle-ltg.com ¦ O: 303-322-5570Example Part #: LF11D-A-830HO-AC448JB-U-PL2-1-0-WLF11D ----------SHIELDINGCRI, CCT & OUTPUTMOUNTINGVOLTAGEDRIVERCIRCUITINGBATTERY & EMERGENCYFINISHFIXTURE OPTIONSCONTROLSLiFT LF11D1x1 Direct Suspended Architectural SquareKey Features4”(101.6mm)4-1/4”(108mm)12” (304.8mm)Specifications and dimensions subject to change without notice. Specification sheets that appear on pinnacle-ltg.com are the most recent version and supersede all other previously printed or electronic versions.LF11D_SUSPENDED_SPEC_JAN2023• Specify either 80 or 90 CRI• Longer lead-time may apply for 90 CRI. Consult factory• 90 CRI = R9≥50Source: White LEDCustom Output- Lumens OR WattageCL_ _ _ _ _Specify CRI, CCT and desired lumens (i.e. CL8352000)Specify lumens between standard offering listed below. Lumens are specified per color tempCW_ _ _ _ _ Specify CRI, CCT and desired wattage (i.e. CW94020)Specify watts between standard offering listed below80 CRIColorLumensShieldingA, AL, ARSatine LensWattsLPW830LO3000K5526.092830MO3000K8889.198830HO3000K121512.895835LO3500K5716.095835MO3500K9319.1102835HO3500K129112.8101840LO4000K5996.099840MO4000K9659.1106840HO4000K132912.910390 CRI927LO2700K4486.074927MO2700K7229.179927HO2700K99112.877930LO3000K4786.079930MO3000K7719.185930HO3000K106012.883935LO3500K4786.079935MO3500K7719.185935HO3500K106012.883940LO4000K5036.084940MO4000K8109.189940HO4000K111012.986Designed in Denver, CO • USA ¦ pinnacle-ltg.com ¦ O: 303-322-5570 F: 303-322-5568LiFT LF11DArchitectural SquareShieldingOrdering CodeAALARFlush Satine LensDrop Satine LensRegress Satine Lens• Fabricated, captive lens with 3 lens positions• Highly reflective white reflectors maintain uniform lens brightness1” (25.4mm)1-3/16” (30.2mm)pg. 2Specifications and dimensions subject to change without notice. Specification sheets that appear on pinnacle-ltg.com are the most recent version and supersede all other previously printed or electronic versions.LF11D_SUSPENDED_SPEC_JAN2023UUniversal1120 volt2277 volt3347 voltVoltage• Some LIFT configurations will not accommodate all voltage options; consult with factoryDesigned in Denver, CO • USA ¦ pinnacle-ltg.com ¦ O: 303-322-5570 F: 303-322-5568LiFT LF11DArchitectural SquareMounting• Aircraft cables and pendants mount directly to a standard junction box or structure• Canopies and pendants match fixture finish, power cords are white, grey, or black depending on fixture finish. See Finish section for additional details.• Must specify overall pendant length of 12”, 18” or 24”• Must specify cable length, either 48” or 120” standard, field adjustable• Tie off fixture to structure with retention wires• Maximum fixture weight is 15 lbsAS4___JBAC4___JBAH4___JBPP__JBS4 AC cables straight, fixture to J-Box4 AC cables, center mount, fixture to J-Box4 AC cables with hub, fixture to J-BoxPendant Pipe to J-BoxSurface Mount CeilingPS__JBPendant Swivel to J-Box AS4___STAC4___STAH4___STPP__STWA4 AC cables straight, fixture to Structure4 AC cables, center mount, fixture to Structure4 AC cables with hub, fixture to StructurePendant Pipe to StructureSurface Mount WallPS__STPendant Swivel to StructureDriver• Standard Driver Option = FSD• Driver Lifetime: 50,000 hours at 25°C ambient operating conditions• For more Driver options, see Pinnacle Resource Guide on download pages at pinnacle-ltg.com• Some LIFT configurations will not accommodate all driver options; consult with factory0-10V DriversFSDFactory Select Driver 1%, 0-10vOL2Osram Optotronic, 1%, 0-10vOL4Osram Optotronic 347v, 1% 0-10v, requires 347v optionEE1eldoLED ECOdrive 1%, 0-10v LogarithmicEE2eldoLED ECOdrive 1%, 0-10v LinearES1eldoLED SOLOdrive 0-10v, 0.1% LogarithmicES2eldoLED SOLOdrive 0-10v, 0% LinearDALI DriversEE3eldoLED ECOdrive .1%, DALI (logarithmic)ES3eldoLED SOLOdrive .1%, DALI (logarithmic)Lutron DriversLH1Lutron Hi-lume Soft-on, Fade-to-black 1%, EcoSystem, LDE1LH4Lutron Hi-Lume 1%, 2-wire, Lutron-LTEA2W, 120v onlypg. 3Specifications and dimensions subject to change without notice. Specification sheets that appear on pinnacle-ltg.com are the most recent version and supersede all other previously printed or electronic versions.LF11D_SUSPENDED_SPEC_JAN20231Single CircuitEEmergency Circuit onlyNNight Light Circuit onlyBattery & EmergencyFor Approximate Battery Lumen Output• Multiply battery wattage X fixture LPW shown on Lumen Table• 10 (watts) x 92.3 (LPW) = 923 battery lumen outputBattery & Emergency Ordering Examples• Single circuit, 10w integral battery Ordering Code: 1-1P• Emergency circuit only, 10w integral battery Ordering Code: E-1P• Select battery or emergency options if required• Battery duration is 90 minutes • Test button is integral to fixture• For more Battery options, see Pinnacle Resource Guide on download pages at pinnacle-ltg.comCircuiting• Select fixture circuiting from options below• Some LIFT configurations will not accommodate all circuiting options; consult with factoryFinishFixture Options• Additional options to enhance the fixture and finish of the productAMAntimicrobial PaintDSPCustomer Supplied Battery/Driver/SensorGMFInternal Slow Blow FuseWWhite (white cord/white canopy)SMetallic Silver (grey cord/silver canopy) BLTextured Black (black cord/black canopy)BRBronze (white cord/bronze canopy)GRGraphite (white cord/graphite canopy)CCCustom Color (white cord/color match canopy)• Standard powder-coat textured white, metallic silver, textured black, graphite or bronze painted finish; consult factory for chip of standard paint finishes• Selecting a fixture finish other than white may impact lumen output; consult factory for more informationDesigned in Denver, CO • USA ¦ pinnacle-ltg.com ¦ O: 303-322-5570 F: 303-322-5568LiFT LF11DArchitectural Square• Pinnacle Lighting offers easy to specify network control solutions that connect to an intelligent centralized system to maximize lighting energy efficiencies or integral sensors for individual fixture control • Pinnacle Lighting fixtures ship technology ready; comissioning by others• Controls can only be used with Single Circuit (1) or Emergency Circuit (E) • Contact factory for any non-standard configurations for layout, placement, or EM options• One sensor per housing typical, contact factory for more informationControlsSolutionComponentsNetwork/SensorConnectionRQD DriversLimitationDLMFCLegrand Wattstopper DLMLMFC-011Digital Lighting Management (DLM)Wired, two RJ45 portsOL2, OL4NoneENLIEnlighted IOTCU-4EEnlighted, RemoteEnlighted CableAny 0-10vNot available with 347 voltENLCEnlighted Connected LightingCU-4EEnlighted, RemoteEnlighted CableAny 0-10vNot available with 347 volt0No Battery1IRCIota 10w Remote1IRHIota 20w Remote1PRLBodine 7w Remote1PRSBodine 7w Remote, Self Testing1PRDBodine 10w Remote, Dual Flex1PRHBodine 20w RemoteFSGFactory Select Automatic Load Control Relay (ALCR), UNVGIEmergency Transfer Switch (ETS) DR Emergency Control Device, UNVGBBodine GTD, Generator Transfer Device, 120v or 277vpg. 4Specifications and dimensions subject to change without notice. Specification sheets that appear on pinnacle-ltg.com are the most recent version and supersede all other previously printed or electronic versions.LF11D_SUSPENDED_SPEC_JAN2023Designed in Denver, CO • USA ¦ pinnacle-ltg.com ¦ O: 303-322-5570 F: 303-322-5568LiFT LF11DArchitectural SquareApprovals & CertificationsConstruction: Formed 20 gauge cold rolled steel housing. Highly reflective die-formed white painted reflector. Wiring access available on top of housing. Lens is removable for room-side maintenance of lens, driver and LED boards.Shielding: Single piece fabricated diffuse acrylic lens creating a fully luminous fixture. Mounting: Aircraft cable, Pendant, Surface and Wall mount available. Aircraft Cable and pendant supplied with 5” (127mm) canopies. Refer to installation instructions for appropri-ate ceiling detail. Maximum fixture weight is 15lbs.LED: 25ºC test environment. Lumen output/wattage has a margin of +/- 5%. Luminaire configurations tested in accordance with IES LM-79. Diodes tested in accordance with IES LM-80. Lifetime calculated using IES TM-21. Minimum lifetime greater than 60,000 hours. L70 = 146,500 hours and L90 = 45,000 hours. MacAdam 3-Step Ellipses. Not all products are Lighting Facts listed. For all available IES files, please visit our website at pinnacle-ltg.com.Color & Lumen Output: Three lumen packages available. Low (LO), Middle (MO) and High (HO). Custom outputs are available. Specify custom lumens or watts between stan-dard offering listed on CRI, CCT & Output page. 80 CRI is available for 3000K, 3500K, and 4000K. 90 CRI is available for 2700K, 3000K, 3500K, and 4000K. 90 CRI = R9≥50.Voltage: Universal (U), 120 volt (1), 277 volt (2) and 347 volt (3) options available. Must specify OL4 in Driver section when 347 volt (3) is selected. Some LiFT configurations will not accommodate all voltage options; consult with factory.Driver: Standard Driver Option is Advance 0-10V, 1% = PL2. Electronic driver, Power factor is >0.9 with a THD <20%. Driver Lifetime: 50,000 hours at 25°C ambient operating conditions. For more driver options, see Pinnacle Resource Guide on download pages at pinnacle-ltg.com. Some LiFT configurations will not accommodate all driver options.Circuiting: Select from single circuit (1), Emergency circuit (E) or Night Light circuit (N). Some LiFT configurations will not accommodate all circuiting options; consult with factory. Battery & Emergency: Select battery or emergency options if required. If battery or emergency option is not required, enter 0. Battery duration is 90 minutes as standard. Test button is integral to fixture. For more Battery options, see Pinnacle Resource Guide on download pages at pinnacle-ltg.com.Finish: Standard powder-coat textured white, metallic silver, textured black, graphite, or bronze painted finish, consult factory for chip of standard paint finishes. Contact factory for additional custom color and finish options.Controls: DLM utlizes wired network connections for digital control through switching and dimming with 0-10v LED drivers. Enlighted Smart Sensor provides multi-functionality including daylight harvesting and PIR occupancy; for IOT platform using 0-10v LED driv-ers. Enlighted Smart Sensor provides multi-functionality including daylight harvesting and PIR occupancy; for Connected platform using 0-10v LED drivers.Labels: ETL Listed conforming to UL1598 in US and CSA 250 in Canada. Approved for dry/damp location unless otherwise noted.Fixture Weight: 15 lbs maximum.Buy American Act CompliantWarranty: LiFT LED offered with a 5-year limited warranty. Covers LED, driver and fixture.pg. 5
https://www.acuitybrands.com/api/products/getasset/lithonia-lighting/979956/58503120-c93b-44f0-a4a2-6d51a1403431/rad1-led-spec-sheet_0819.pdf?abl_version=12%2f19%2f2022+18%3a13%3a07&DOC_Type=SPEC_SHEET | lighting | One Lithonia Way • Conyers, Georgia 30012 • Phone: 1-800-705-SERV (7378) • www.lithonia.com© 2011-2024 Acuity Brands Lighting, Inc. All rights reserved.COMMERCIAL OUTDOORRev. 03/27/24RAD1 LEDRadean Arm MountLED Area LuminaireSpecificationsCatalog NumberNotesTypeIntroductionThe RADEAN arm mount luminaire is the perfect choice for pedestrian applications where daytime aesthetics and visual comfort are needed. Adding architectural flair to any space, the RADEAN’s low-profile shape and smooth curves blend in while adding a touch of elegance.Perfect for campuses, parks, pedestrian malls, courtyards and pathways, the RADEAN arm mount is the Architect’s choice to provide beautiful aesthetics both day and night.Hit the Tab key or mouse over the page to see all interactive elements.L13.7”HL2WRAD1 LED SeriesPerformance packageColor temperatureDistributionVoltageMountingRAD1 LEDP13,000 LumensP25,000 LumensP37,000 LumensP411,000 LumensP516,000 Lumens27K2700K30K3000K35K3500K40K4000K50K5000KSYMSymmetric type VASYAsymmetric type IVPATHPathway type IIIMVOLT 2120 2208 2240 2277 2347480SPASquare pole mounting (includes adapter)RPARound pole mountingWBAWall bracketControl optionsOther optionsFinish (required) Shipped installedNLTAIR2 nLight AIR 2.0 enabled 3PEButton photocell 3FAOField adjustable output 3DMG0-10v dimming wires pulled outside fixture (for use with an external control, ordered separately)SFSingle Fuse 2DFDouble Fuse 2L90Left rotated opticsR90Right rotated opticsShipped separatelyHSHouseside shield 5DDBXDDark bronzeDBLXDBlackDNAXDNatural aluminumDWHXDWhiteDDBTXDTextured dark bronzeDBLBXDTextured blackDNATXDTextured natural aluminumDWHGXDTextured whiteOrdering InformationEXAMPLE: RAD1 LED P3 30K SYM MVOLT RPA PE DNAXDEPA:0.75 ft2(0.05 m2)Length:L124" (61cm)L230" (60.96 cm)Width:24" (61cm)Height:4" (10.2cm)Weight (max):29lbs(13.15Kg)NOTES1 2700K and 3500K may require extended lead-times.2 MVOLT driver operates on any line voltage from 120-277V (50/60 Hz). Single fuse (SF) requires 120, 277 or 347 voltage option. Double fuse (DF) requires 208, 240 or 480 voltage option.3 NLTAIR2 not available with PE or FAO. Must link to external nLight Air network. Does not include occupancy sensor. For more information refer to rSBOR pole mount sensor.4 DMG not available with NLTAIR2 or FAO.5 Also available as a separate accessory; see Accessories information. Shield is field rotatable in 45º increments.AccessoriesOrdered and shipped separately. RADHSHouseside shield (shield is white)RADCSDecorative clamshell base for 4" RSS pole (specify finish)RADFBCFull base cover for 4" RSS pole (specify finish)For more control options, visit DTL and ROAM online.One Lithonia Way • Conyers, Georgia 30012 • Phone: 1-800-705-SERV (7378) • www.lithonia.com© 2011-2024 Acuity Brands Lighting, Inc. All rights reserved.COMMERCIAL OUTDOORRev. 03/27/24RAD1 LEDMountingVisit Lithonia Lighting’s POLES CENTRAL to see our wide selection of poles, accessories and educational tools.RAD1 has a unique drilling pattern. Specify this drilling pattern when specifying poles, per the table below. DM19RAD Single unit DM29RAD 2 at 90° 1,2 DM28RAD 2 at 180° DM39RAD 3 at 90° * DM49RAD 4 at 90° 1 DM32RAD 3 at 120°Example: SSA 20 4C DM19RAD DDBXD1. Round pole top must be 4.25" O.D. minimum.2. Square pole top must be 3.125" O.D. minimum.Drilling Template #20 2.750"1.750.875Ø.406Ø.563Ø.406Recommended Poles for use with RADEAN RAD1 LED Luminaires.Acuity Part NumberDescriptionFor luminaires:Used with MountingRSS 10 4B DM19RAD DDBXD10' Round Straight Steel - Template #20 DrillingRAD1 LEDRPARSS 12 4B DM19RAD DDBXD12' Round Straight Steel - Template #20 DrillingRAD1 LEDRPARSS 14 4B DM19RAD DDBXD14' Round Straight Steel - Template #20 DrillingRAD1 LEDRPARSS 16 4B DM19RAD DDBXD16' Round Straight Steel - Template #20 DrillingRAD1 LEDRPARSS 18 4B DM19RAD DDBXD18' Round Straight Steel - Template #20 DrillingRAD1 LEDRPARSS 20 4B DM19RAD DDBXD20' Round Straight Steel - Template #20 DrillingRAD1 LEDRPARSS 25 4B DM19RAD DDBXD25' Round Straight Steel - Template #20 DrillingRAD1 LEDRPASSS 10 4C DM19RAD DDBXD10' Square Straight Steel -Template #20 DrillingRAD1 LEDSPASSS 12 4C DM19RAD DDBXD12' Square Straight Steel -Template #20 DrillingRAD1 LEDSPASSS 14 4C DM19RAD DDBXD14' Square Straight Steel -Template #20 DrillingRAD1 LEDSPASSS 16 4C DM19RAD DDBXD16' Square Straight Steel -Template #20 DrillingRAD1 LEDSPASSS 18 4C DM19RAD DDBXD18' Square Straight Steel -Template #20 DrillingRAD1 LEDSPASSS 20 4C DM19RAD DDBXD20' Square Straight Steel -Template #20 DrillingRAD1 LEDSPASSS 25 4C DM19RAD DDBXD25' Square Straight Steel -Template #20 DrillingRAD1 LEDSPA* Customer must verify pole loading per required design criteria and specified wind speed. Consult pole specification sheet for additional details.One Lithonia Way • Conyers, Georgia 30012 • Phone: 1-800-705-SERV (7378) • www.lithonia.com© 2011-2024 Acuity Brands Lighting, Inc. All rights reserved.COMMERCIAL OUTDOORRev. 03/27/24RAD1 LEDLumen values are from photometric tests performed in accordance with IESNA LM-79-08. Data is considered to be representative of the configurations shown. Contact factory for performance data on any configurations not shown here.Performance DataLumen OutputUse these factors to determine relative lumen output for average ambient temperatures from 0-40°C (32-104°F).Lumen Ambient Temperature (LAT) MultipliersProjected LED Lumen MaintenanceData references the extrapolated performance projections for the RAD1 LED P5 platform in a 25°C ambient, based on 10,000 hours of LED testing (tested per IESNA LM-80-08 and projected per IESNA TM-21-11).To calculate LLF, use the lumen maintenance factor that corresponds to the desired number of operating hours below. For other lumen maintenance values, contact factory.Performance PackageInput WattageDistribution2700K3000K3500K4000K5000KLumensBUGLPWLumensBUGLPWLumensBUGLPWLumensBUGLPWLumensBUGLPWP125ASY3,1031011223,2071011263,2851011293,3621011323,362101132PATH2,6952021062,7852021102,8532021122,9202021152,920202115SYM3,2712011293,3802011333,4612011363,5432011393,543201139P238ASY4,7981021264,9581021305,0782021345,1982021375,198202137PATH4,1672021104,3063031134,4103031164,5143031194,514303119SYM5,0562011335,2253011375,3513011415,4783011445,478301144P354ASY6,7792021267,0052021317,1742021347,3442021377,344202137PATH5,8873031106,0843031136,2313031166,3783031196,378303119SYM7,1443021337,3823021387,5613021417,7393021447,739302144P486ASY10,77330312611,13230313011,40130313311,67130313611,671303136PATH9,3563031099,6683031139,90230311610,13630311810,136303118SYM11,35330213311,73130213712,01530214012,29930214412,299302144P5122ASY15,00130312315,50130312715,87630313016,25130313316,251303133PATH13,02840410713,46240411013,78840411314,11440411614,114404116SYM15,80840313016,33540313416,73140313717,12640314017,126403140Projected LED Lumen Maintenance025,00050,000100,000P11.000.960.910.82P21.000.960.910.82P31.000.960.910.82P41.000.960.910.82P51.000.950.890.78AmbientLAT Factor0°C32°F1.06 5°C41°F1.05 10°C50°F1.04 15°C59°F1.02 20°C68°F1.01 25°C77°F1.00 30°C86°F0.99 35°C95°F0.98 40°C104°F0.96 Current (A)Lumen PackageLED Drive CurrentVoltageWattage120208240277347480P150042.821.4Input Current0.220.130.110.10.080.06System Watts262626272526P27704333.1Input Current0.330.190.160.140.110.08System Watts393939393838P3110043.247.5Input Current0.460.260.230.20.160.12System Watts555454545454P490087.378.6Input Current0.730.420.360.320.250.18System Watts878686868686P5125088.2110.2Input Current10.580.50.440.350.25System Watts120119119119120120Electrical LoadOne Lithonia Way • Conyers, Georgia 30012 • Phone: 1-800-705-SERV (7378) • www.lithonia.com© 2011-2024 Acuity Brands Lighting, Inc. All rights reserved.COMMERCIAL OUTDOORRev. 03/27/24RAD1 LEDFEATURES & SPECIFICATIONS INTENDED USE Pedestrian areas such as parks, campuses, pathways, courtyards and pedestrians malls. CONSTRUCTION Single-piece die-cast aluminum housing with nominal wall thickness of 0.125" on a 6mm thick acrylic waveguide is fully gasketd with a single piece tubular silicone gasket. FINISH Exterior parts are protected by a zinc-infused Super Durable TGIC thermoset powder coat finish that provides superior resistance to corrosion and weathering. A tightly controlled multi-stage process ensures a minimum 3 mils thickness for a finish that can withstand extreme climate changes without cracking or peeling. Standard Super Durable colors include dark bronze, black, natural aluminum and white. Available in textured and non-textured finishes. OPTICS 6MM thick acrylic waveguide with 360º flexible LED board. Available in 2700K, 3000K, 3500K, 4000K and 5000K (80CRI) CCT configurations. ELECTRICAL Light engine consists of 96 high-efficacy LEDs mounted to a flexible circuit board and aluminum heat sink, ensuring optimal thermal management and long life. Fixtures ship standard with 0-10v dimming driver (order option DMG for connection to exterior controls). Class 1 electronic driver has a power factor >90%, THD <20%, with an expected life of 100,000 hours with <1% failure rate. Serviceable 10kV surge protection device meets a minimum Category C Low for operation (per ANSI/IEEE C62.41.2). INSTALLATION Included luminaire and integral arm facilitate quick and easy installation. Stainless steel bolts fasten the mounting block securely to poles and walls. LISTINGS CSA certified to U.S. and Canadian standards. Luminaire is IP65 rated. Rated for -40°C minimum ambient. DesignLights Consortium® (DLC) Premium qualified product and DLC qualified product. Not all versions of this product may be DLC Premium qualified or DLC qualified. Please check the DLC Qualified Products List at www.designlights.org/QPL to confirm which versions are qualified. International Dark-Sky Association (IDA) Fixture Seal of Approval (FSA) is available for all products on this page utilizing 3000K color or less. GOVERNMENT PROCUREMENT BAA – Buy America(n) Act: Product qualifies as a domestic end product under the Buy American Act as implemented in the FAR and DFARS. Product also qualifies as manufactured in the United States under DOT Buy America regulations. BABA – Build America Buy America: Product qualifies as produced in the United States under the definitions of the Build America, Buy America Act. Please refer to www.acuitybrands.com/buy-american for additional information. WARRANTY 5-year limited warranty. This is the only warranty provided and no other statements in this specification sheet create any warranty of any kind. All other express and implied warranties are disclaimed. Complete warranty terms located at: www.acuitybrands.com/support/warranty/terms-and-conditions Note: Actual performance may differ as a result of end-user environment and application. All values are design or typical values, measured under laboratory conditions at 25 °C. Specifications subject to change without notice.Orientation DiagramsTo see complete photometric reports or download .ies files for this product, visit Lithonia Lighting’s RAD1 LED homepage. RAD1 SYMRAD1 SYM R90RAD1 SYM HSHouse side shieldRAD1 ASY StandardRAD1 ASY R90RAD1 ASY HSRAD1 ASY L90House side shieldRAD1 PATHRAD1 PATH R90RAD1 PATH HSHouse side shieldStandard OpticHouse side ShieldRotated R90
https://www.acuitybrands.com/api/products/getasset/lithonia-lighting/980041/8a9571c6-ebac-401e-9f1d-38b07dc21d29/radpt-led.pdf?abl_version=12%2f19%2f2022+18%3a13%3a29&DOC_Type=SPEC_SHEET | lighting | One Lithonia Way • Conyers, Georgia 30012 • Phone: 1-800-705-SERV (7378) • www.lithonia.com© 2011-2024 Acuity Brands Lighting, Inc. All rights reserved.COMMERCIAL OUTDOORRev. 03/27/24RADPT LEDRadean Post TopLED Area LuminaireSpecificationsCatalog NumberNotesTypeIntroductionThe architecturally-inspired shape of the RADEAN™ post top area luminaire embodies the grace and strength of the RADEAN family. The twin copper-core cast aluminum arms support the slender superstructure, creating a beautiful sculpture by day transforming into a beacon of comfort by night. Triangular arms redirect reflection maintaining its visually quiet appearance. With sleek lines and simple silhouettes, these LED luminaires use specialized lighting and visual comfort to transform common areas like courtyards, outdoor retail locations, universities and corporate campuses into pedestrian-friendly nighttime environments.EPA:1.02 ft2(0.105 m2)Length:24” (61cm)Width:24” (61cm)H1 Luminaire Height:4” (10.16cm)H2 Luminaire Height:26”(66.04cm)Weight:38lbs(17.24Kg)Hit the Tab key or mouse over the page to see all interactive elements.WH24”LH1RADPT LED SeriesPerformance packageColor temperatureDistributionVoltageMounting (required) RADPT LEDP13,000 LumensP25,000 LumensP37,000 LumensP410,000 LumensP515,000 Lumens27K2700K30K3000K35K3500K40K4000K50K5000KSYMSymmetric type VASYAsymmetric type IVPATHPathway Type IIIMVOLT 2120 2208 2240 2277 2347480PT4 3Slips inside a 4” OD round metal poleRADPT20Slips over a 2 3/8” diameter tenon (4” tall tenon required)RADPT25Slips over a 2 7/8” diameter tenon (4” tall tenon required)Control optionsOther optionsFinish (required) Shipped installedNLTAIR2nLight AIR 2.0 enabled 4PEButton photocell 4FAOField adjustable output 4DMG0-10v dimming wires pulled outside fixture (for use with an external con-trol, ordered separately) 5SFSingle Fuse 2DFDouble Fuse 2R90Rotated optics 6Shipped installedHSHouseside shield 7DDBXDDark bronzeDBLXDBlackDNAXDNatural aluminumDWHXDWhiteDDBTXDTextured dark bronzeDBLBXDTextured blackDNATXDTextured natural aluminumDWHGXDTextured whiteOrdering InformationEXAMPLE: RADPT LED P3 30K SYM MVOLT PT4 PE DNAXDH2Recommended Poles for use with RADEAN RADPT LED Luminaires.Acuity Part NumberDescriptionFor luminairesUsed with MountingRSS 10 4B PT DDBXD10' Round Straight Steel - 4" O.D. - Open TopRADPT LEDPT4RSS 12 4B PT DDBXD12' Round Straight Steel - 4" O.D. - Open TopRADPT LEDPT4RSS 14 4B PT DDBXD14' Round Straight Steel - 4" O.D. - Open TopRADPT LEDPT4RSS 16 4B PT DDBXD16' Round Straight Steel - 4" O.D. - Open TopRADPT LEDPT4RSS 18 4B PT DDBXD18' Round Straight Steel - 4" O.D. - Open TopRADPT LEDPT4RSS 20 4B PT DDBXD20' Round Straight Steel - 4" O.D. - Open TopRADPT LEDPT4RSS 25 4B PT DDBXD25' Round Straight Steel - 4" O.D. - Open TopRADPT LEDPT4RSS 10 4B T20 DDBXD10' Round Straight Steel - 4" O.D. - Tenon TopRADPT LEDRADPT20RSS 12 4B T20 DDBXD12' Round Straight Steel - 4" O.D. - Tenon TopRADPT LEDRADPT20RSS 14 4B T20 DDBXD14' Round Straight Steel - 4" O.D. - Tenon TopRADPT LEDRADPT20RSS 16 4B T20 DDBXD16' Round Straight Steel - 4" O.D. - Tenon TopRADPT LEDRADPT20RSS 18 4B T20 DDBXD18' Round Straight Steel - 4" O.D. - Tenon TopRADPT LEDRADPT20RSS 20 4B T20 DDBXD20' Round Straight Steel - 4" O.D. - Tenon TopRADPT LEDRADPT20RSS 25 4B T20 DDBXD25' Round Straight Steel - 4" O.D. - Tenon TopRADPT LEDRADPT20* Customer must verify pole loading per required design criteria and specified wind speed. Consult pole specification sheet for additional details.One Lithonia Way • Conyers, Georgia 30012 • Phone: 1-800-705-SERV (7378) • www.lithonia.com© 2011-2024 Acuity Brands Lighting, Inc. All rights reserved.COMMERCIAL OUTDOORRev. 03/27/24RADPT LEDOrdering InformationNOTES1 2700K and 3500K may require extended lead-times.2 MVOLT driver operates on any line voltage from 120-277V (50/60 Hz). Single fuse (SF) requires 120, 277 or 347 voltage option. Double fuse (DF) requires 208, 240 or 480 voltage option.3 Requires nominal 4” round straight metal pole.4 NLTAIR2 not available with PE or FAO. Must link to external nLight Air network. Does not include occupancy sensor. For more information refer to rSBOR pole mount sensor.5 DMG not available with NLTAIR2 or FAO.6 For left rotation, select R90 and rotate luminaire 180º on pole.7 Also available as a separate accessory; see Accessories information at left. HS not available with R90. Shield is field rotatable shield in 180º increments.AccessoriesOrdered and shipped separately. RADHSHouseside shield (shield is white)RADCS DDBXD UDecorative clamshell base for 4” RSS pole (specify finish)RADFBC DDBXD UFull base cover for 4” RSS pole (specify finish)PT4 Expansion Fitter n RADPT20 or RADPT25 Tenon Sli fitter L__.-0 --0 -NLTAIR2PEFAO (No visible change)MountingControl OptionsPT4RADPT20 or RADPT25RADPT20 and RADPT25 mounting require a 4” tall tenon (standard on Lithonia poles).Lumen values are from photometric tests performed in accordance with IESNA LM-79-08. Data is considered to be representative of the configurations shown. Contact factory for performance data on any configurations not shown here.Use these factors to determine relative lumen output for average ambient temperatures from 0-40°C (32-104°F).Lumen Ambient Temperature (LAT) MultipliersProjected LED Lumen MaintenanceData references the extrapolated performance projections for the RADPT LED platform in a 25°C ambient, based on 10,000 hours of LED testing (tested per IESNA LM-80-08 and projected per IESNA TM-21-11).To calculate LLF, use the lumen maintenance factor that corresponds to the desired number of operating hours below. For other lumen maintenance values, contact factory.Performance PackageInput WattageDistribution2700K3000K3500K4000K5000KLumensBUGLPWLumensBUGLPWLumensBUGLPWLumensBUGLPWLumensBUGLPWP125ASY2,9242121153,0222221193,0952221223,1682221253,168222125PATH2,5292121002,6132221032,6762221052,7392221082,739222108SYM3,0862111213,1892111263,2662111293,3442111323,344211132P238ASY4,5213231194,6723231234,7853231264,8983231294,898323129PATH3,9092221034,0402221064,1372221094,2353231114,235323111SYM4,7722211264,9313211305,0503211335,1693211365,169321136P354ASY6,3873231196,6003231236,7603231266,9193231296,919323129PATH5,5233231035,7073231065,8453231095,9833231125,983323112SYM6,7413221266,9663221307,1353221337,3033221367,303322136P486ASY10,15042411810,48942412210,74242412510,99642412810,996424128PATH8,7773231029,0703231069,2893231089,5093231119,509323111SYM10,71332212511,07132212911,33832213211,60632213511,606322135P5123ASY14,25042411614,72442412015,08143412315,43743412615,437434126PATH12,32242410112,73343410413,04143410613,34943410913,349434109SYM15,04042312315,54142312715,91742313016,29342313316,293423133Projected LED Lumen Maintenance025,00050,000100,000P11.000.960.910.82P21.000.960.910.82P31.000.960.910.82P41.000.960.910.82P51.000.950.890.78AmbientLAT Factor0°C32°F1.06 5°C41°F1.05 10°C50°F1.04 15°C59°F1.02 20°C68°F1.01 25°C77°F1.00 30°C86°F0.99 35°C95°F0.98 40°C104°F 0.96 One Lithonia Way • Conyers, Georgia 30012 • Phone: 1-800-705-SERV (7378) • www.lithonia.com© 2011-2024 Acuity Brands Lighting, Inc. All rights reserved.COMMERCIAL OUTDOORRev. 03/27/24RADPT LEDPerformance DataLumen OutputElectrical LoadCurrent (A)Lumen PackageLED Drive CurrentVoltageWattage120208240277347480P150042.821.4Input Current0.220.130.110.10.080.06System Watts262626272526P27704333.1Input Current0.330.190.160.140.110.08System Watts393939393838P3110043.247.5Input Current0.460.260.230.20.160.12System Watts555454545454P490087.378.6Input Current0.730.420.360.320.250.18System Watts878686868686P5125088.2110.2Input Current10.580.50.440.350.25System Watts120119119119120120One Lithonia Way • Conyers, Georgia 30012 • Phone: 1-800-705-SERV (7378) • www.lithonia.com© 2011-2024 Acuity Brands Lighting, Inc. All rights reserved.COMMERCIAL OUTDOORRev. 03/27/24RADPT LEDFEATURES & SPECIFICATIONS INTENDED USE Pedestrian areas such as parks, campuses, pathways, courtyards and pedestrians malls. CONSTRUCTION Single-piece die-cast aluminum housing with nominal wall thickness of 0.125” on a 6mm thick acrylic waveguide is fully gasketd with a single piece tubular silicone gasket. FINISH Exterior parts are protected by a zinc-infused Super Durable TGIC thermoset powder coat finish that provides superior resistance to corrosion and weathering. A tightly controlled multi-stage process ensures a minimum 3 mils thickness for a finish that can withstand extreme climate changes without cracking or peeling. Standard Super Durable colors include dark bronze, black, natural aluminum and white. Available in textured and non-textured finishes. OPTICS 6MM thick acrylic waveguide with 360º flexible LED board. Available in 2700K, 3000K, 3500K, 4000K and 5000K (80CRI) CCT configurations. ELECTRICAL Light engine consists of 96 high-efficacy LEDs mounted to a flexible circuit board and aluminum heat sink, ensuring optimal thermal management and long life. Fixtures ship standard with 0-10v dimming driver (order option DMG for connection to exterior controls). Class 1 electronic driver has a power factor >90%, THD <20%, and with an expected life of 100,000 hours with <1% failure rate. Serviceable 10kV surge protection device meets a minimum Category C Low for operation (per ANSI/IEEE C62.41.2). INSTALLATION Standard post-top PT4 type mounting configuration fits into a 4” OD open pole top (round pole only). Alternate tenon (2-3/8” or 2-7/8”) mounting also available and require 4” tall tenons. LISTINGS CSA certified to U.S. and Canadian standards. Luminaire is IP65 rated. Rated for -40°C minimum ambient. DesignLights Consortium® (DLC) Premium qualified product and DLC qualified product. Not all versions of this product may be DLC Premium qualified or DLC qualified. Please check the DLC Qualified Products List at www.designlights.org/QPL to confirm which versions are qualified. International Dark-Sky Association (IDA) Fixture Seal of Approval (FSA) is available for all products on this page utilizing 3000K color or less. U.S. Patent No. D925,088S GOVERNMENT PROCUREMENT BAA – Buy America(n) Act: Product qualifies as a domestic end product under the Buy American Act as implemented in the FAR and DFARS. Product also qualifies as manufactured in the United States under DOT Buy America regulations. BABA – Build America Buy America: Product qualifies as produced in the United States under the definitions of the Build America, Buy America Act. Please refer to www.acuitybrands.com/buy-american for additional information. WARRANTY 5-year limited warranty. This is the only warranty provided and no other statements in this specification sheet create any warranty of any kind. All other express and implied warranties are disclaimed. Complete warranty terms located at: www.acuitybrands.com/support/warranty/terms-and-conditions Note: Actual performance may differ as a result of end-user environment and application. All values are design or typical values, measured under laboratory conditions at 25 °C. Specifications subject to change without notice.Orientation DiagramsTo see complete photometric reports or download .ies files for this product, visit Lithonia Lighting’s RADPT LED homepage. Isofootcandle plots are considered to be representative of available optical distributions. RADPT SYMRADPT SYM R90RADPT SYM HSHouse side shieldArmsRADPT ASYRADPT ASY R90**RADPT ASY HSHouse side shieldRADPT PATHRADPT PATH R90RADPT PATH HSHouse side shieldStandard OpticHouse side Shield*Rotated R90*HS not available with R90**For L90, use R90 and rotate luminaire 180º on pole
https://lithonia.acuitybrands.com/api/products/getasset/lithonia-lighting/556518/3ce3d609-a836-4591-ac03-94ab91f19145/kax2-led.pdf?abl_version=06%2f21%2f2022+08%3a01%3a15&DOC_Type=SPEC_SHEET | lighting | One Lithonia Way • Conyers, Georgia 30012 • Phone: 800-705-SERV (7378) • www.lithonia.com© 2011-2021 Acuity Brands Lighting, Inc. All rights reserved. KAX2-LEDRev. 04/19/21Page 1 of 4COMMERCIAL OUTDOORKAX LED Size 2LED Area LuminaireCatalog NumberNotesTypeHit the Tab key or mouse over the page to see all interactive elements.LHWSpecificationsEPA:1.1 ft2(0.1 m2)Length:34”(86.4 cm)Width:13”(33 cm)Height:8”(20.3 cm)Weight (max):41 lbs(18.6 kg)EXAMPLE: KAX2 LED P2 40K R3 MVOLT SPA DDBXDControl optionsOther optionsFinish (required) Shipped installedPERNEMA twist-lock receptacle only (Controls order separate) 5,6,7PER5Five-wire receptacle only (Controls order separate) 5,6,7PER7Seven-wire receptacle only (Controls order separate) 5,6,7PIRBi-level, motion/ambient sensor, 8-15’ mounting height, ambient sensor enabled at 5fc 8,9PIRHBi-level, motion/ambient sensor, 15-30’ mounting height, ambient sensor enabled at 5fc 8,9PIR1FC3VBi-level, motion/ambient sensor, 8-15’ mounting height, ambient sensor enabled at 1fc 8,9PIRH1FC3V Bi-level, motion/ambient sensor, 15-30’ mounting height, ambient sensor enabled at 1fc 8,9FAOField adjustable output 10Shipped installedHSHouse-side shield 11SFSingle fuse (120, 277, 347V) 3DFDouble fuse (208, 240, 480V) 4TILTTilt armShipped separatelyBSBird spikes 11EGSExternal glare shield 11DDBXDDark bronzeDBLXDBlackDNAXDNatural aluminumDWHXDWhiteDDBTXDTextured dark bronzeDBLBXDTextured blackDNATXDTextured natural aluminumDWHGXDTextured whiteKAX2 LEDSeriesPerformance package Color temperatureDistributionVoltageMountingKAX2 LEDP1P2P330K3000 K40K4000 K50K5000 KR3Type 3R4Type 4R5Type 5 1MVOLT 2120 3208 4240 4277 3347 3480 4Shipped includedSPASquare pole mountingRPARound pole mounting (includes round and square mounting)A+ Capable options indicated by this color background.Capable LuminaireThis item is an A+ capable luminaire, which has been designed and tested to provide consistent color appearance and system-level interoperability.• All configurations of this luminaire meet the Acuity Brands’ specification for chromatic consistency• This luminaire is A+ Certified when ordered with DTL® controls marked by a shaded background. DTL DLL equipped luminaires meet the A+ specification for luminaire to photocontrol interoperability1• This luminaire is part of an A+ Certified solution for ROAM® or XPoint™ Wireless control networks, providing out-of-the-box control compatibility with simple commissioning, when ordered with drivers and control options marked by a shaded background1To learn more about A+, visit www.acuitybrands.com/aplus.1. See ordering tree for details.2. A+ Certified Solutions for ROAM require the order of one ROAM node per luminaire. Sold Separately: Link to Roam; Link to DTL DLLOrdering InformationDISCONTINUEDOne Lithonia Way • Conyers, Georgia 30012 • Phone: 800-705-SERV (7378) • www.lithonia.com© 2011-2021 Acuity Brands Lighting, Inc. All rights reserved. KAX2-LEDRev. 04/19/21Page 2 of 4COMMERCIAL OUTDOORDrillingTop of Pole0.563”2.650”1.325”0.400”(2 PLCS)Template #8Photometric DiagramsIsofootcandle plots for the KAX2 LED P2 40K. Distances are in units of mounting height (30’).LEGEND0.1 fc0.5 fc1.0 fc2.0 fc5.0 fc0011223344-1-2-3-41234Test No. ISF 30421P5 tested in accordance with IESNA LM-79-08.R30011223344-1-2-3-41234Test No. ISF 30388P5 tested in accordance with IESNA LM-79-08.R4 HS0011223344-1-2-3-41234Test No. ISF 30387P5 tested in accordance with IESNA LM-79-08.R40011223344-1-2-3-41234Test No. ISF 30419P5 tested in accordance with IESNA LM-79-08.R5To see complete photometric reports or download .ies files for this product, visit Lithonia Lighting’s KAX2 Area Light homepage. Ordering InformationNOTES1 Any Type 5 distribution, is not available with WBA.2 MVOLT driver operates on any line voltage from 120-277V (50/60 Hz). Specify 120V, 208V, 240V or 277V options only when ordering with fusing (SF, DF options). 3 Must specify 120, 277, or 347V when ordering SF option. 4 Must specify 208, 240, or 480V when ordering DF option. 5 See PER Table on page 3.6 Photocell ordered and shipped as a separate line item from Acuity Brands Controls. See accessories. Shorting Cap included.7 If ROAM node required, it must be ordered and shipped as a separate line from Acuity Brands Controls. Shorting Cap included.8 Reference Motion Sensor Table on page 3.9 Reference PER Table on page 3 to see functionality.10 Not available with other controls option.11 Also available as a separate accessory; see Accessories information.12 Requires luminaire to be specified with PER option. See PER Table on page 3.13 For use with 2-3/8” mast arm (not included).AccessoriesOrdered and shipped separately. DLL127F 1.5 JUPhotocell - SSL twist-lock (120-277V) 12DLL347F 1.5 CUL JUPhotocell - SSL twist-lock (347V) 12DLL480F 1.5 CUL JUPhotocell - SSL twist-lock (480V) 12DSHORT SBK UShorting cap 12KMA DDBXD UMast arm mounting bracket adaptor (specify finish) 13KAX2HS P1 UHouse-side shield (P1)KAX2HS P2 UHouse-side shield (P2)KAX2EGS UExternal glare shieldKAXBS UBird spikesRK1 KAX2WBA UWall mount bracket (specify finish) 1For more control options, visit DTL and ROAM online. Tenon O.D.Single Unit2 at 180°2 at 90°*3 at 120°3 at 90°4 at 90°4”AST35-190AST35-280AST35-290AST35-320AST35-390AST35-490* 3@120º is Round Pole only.DM19ASDM28ASDM29ASDM32ASDM39ASDM49AS1 @ 90°2 @ 280°2 @ 90°3 @ 120°3 @ 90°4 @ 90°Side BSide B & DSide B & CRound pole onlySide B, C, & DSides A, B, C, DNote: Review luminaire spec sheet for specific nomenclaturePole top or tenon O.D.4.5" @ 90°4" @ 90°3.5" @ 90°3" @ 90°4.5" @ 120°4" @ 120°3.5" @ 120°3" @ 120°KAX SPANNNN----KAX RPANNNNYYYN*3 fixtures @120 require round pole top/tenon.Tenon Mounting Slipfitter Pole drilling nomenclature: # of heads at degree from handhole (default side A)HANDHOLE ORIENTATIONAHandholeBCDDISCONTINUEDOne Lithonia Way • Conyers, Georgia 30012 • Phone: 800-705-SERV (7378) • www.lithonia.com© 2011-2021 Acuity Brands Lighting, Inc. All rights reserved. KAX2-LEDRev. 04/19/21Page 3 of 4COMMERCIAL OUTDOORPerformance DataPerformance PackageSystem WattsDist.Type30K (3000 K, 70 CRI)40K (4000 K, 70 CRI)50K (5000 K, 70 CRI)LumensBUGLPWLumensBUGLPWLumensBUGLPWP1200WR3 24,474 303122 26,112 303131 26,572 303133R4 25,377 303127 27,076 303135 27,552 303138R5 26,882 402134 28,681 402143 29,186 402146P2248WR3 30,753 303124 32,812 303132 33,389 303135R4 31,888 303129 34,022 304137 34,621 304140R5 33,779 502136 36,040 503145 36,674 503148P3 381WR3 45,049 404118 48,065 404126 48,911 404128R4 46,712 404123 49,838 404131 50,715 404133R5 49,481 503130 52,793 504139 53,723 504141Lumen OutputLumen values are from photometric tests performed in accordance with IESNA LM-79-08. Data is considered to be representative of the configurations shown, within the tolerances allowed by Lighting Facts. Contact factory for performance data on any configurations not shown here.Lumen Ambient Temperature(LAT) MultipliersUse these factors to determine relative lumen output for average ambient temperatures from 0-50°C (32-122°F). * Shaded cells include active dynamic temperature sensing.Values calculated according to IESNA TM-21-11 methodology and valid up to 40°C.Lumen MultiplierAmbientP1P20°C1.051.0510°C1.031.0320°C1.011.0125°C1130°C0.990.9940°C0.820.945°C0.740.850°C0.660.59Package120V208V240V277V347V480VP1Current (A)1.68A0.94A0.82A0.71A0.59A0.43ASystem Watts200W195W194W194W196W195WP2Current (A)2.07A1.19A1.04A0.91A0.76A0.58ASystem Watts248W244W243W243W246W247WP3Current (A)3.15A1.80A1.57A1.36A1.09A0.81ASystem Watts383W373W371W369W370W367WOperating Hours25,00050,000100,000Lumen Maintenance Factor>0.94>0.89>0.80Electrical LoadProjected LED Lumen MaintenancePER TableControlPER (3 wire)PER5 (5 wire)PER7 (7 wire)Wire 4/Wire5Wire 4/Wire5Wire 6/Wire7Photocontrol Only (On/Off)Wired to dimming leads on driverWired to dimming leads on driverWires Capped inside fixtureROAMWired to dimming leads on driverWired to dimming leads on driverWires Capped inside fixtureROAM with MotionWired to dimming leads on driverWired to dimming leads on driverWires Capped inside fixtureFutureproof*Wired to dimming leads on driverWired to dimming leads on driverWires Capped inside fixtureFutureproof* with MotionWired to dimming leads on driverWired to dimming leads on driverWires Capped inside fixtureRecommendedWill not workAlternate*Futureproof means: Ability to change controls in the future.Motion Sensor Default SettingsOptionDimmed StateHigh Level (when triggered)Photocell OperationDwell TimeRamp-up TimeRamp-down TimePIR or PIRH3V (37%) Output10V (100%) OutputEnabled @ 5FC5 min3 sec5 min*PIR1FC3V or PIRH1FC3V3V (37%) Output10V (100%) OutputEnabled @ 1FC5 min3 sec5 min*For use when motion sensor is used as dusk to dawn controlFAO SettingFAO SettingInput Watts RatioLumens Ratio8 (default)100%100%793%95%680%84%567%73%454%62%342%49%230%37%118%23%DISCONTINUEDOne Lithonia Way • Conyers, Georgia 30012 • Phone: 800-705-SERV (7378) • www.lithonia.com© 2011-2021 Acuity Brands Lighting, Inc. All rights reserved. KAX2-LEDRev. 04/19/21Page 4 of 4COMMERCIAL OUTDOORFEATURES & SPECIFICATIONS INTENDED USE This feature-rich luminaire embodies the highest level of functionality with extraordinary efficacy which maximizes your application efficiency providing high levels of light for minimal cost specifically on small to medium sized parking lots like banks, restaurants, service stations, strip malls and automotive dealerships. Suitable replacement for luminaires up to 1000W metal halide. CONSTRUCTION Separated die-cast aluminum heat sink and mounting arm allow maximum air flow and separated electrical compartments to promote cool operating environments extending component life. This modular design allows for ease of maintenance and future light engine upgrades. The KAX features a field rotatable optical assembly enabling on-the-fly adjustments when plans change, and can even be tilted upwards if necessary for additional forward throw. The housing is completely sealed against moisture and environmental contaminants (IP66). Low EPA (1.1 ft2) for optimized pole wind loading. FINISH Exterior parts are protected by a zinc-infused Super Durable TGIC thermoset powder coat finish that provides superior resistance to corrosion and weathering. A tightly controlled multi-stage process ensures a minimum 3 mils thickness for a finish that can withstand extreme climate changes without cracking or peeling. Available in both textured and non-textured finishes. OPTICS Individually formed acrylic lenses are engineered for superior application efficiency which maximizes the light in the areas where it is most needed. Light engines are available in 3000 K, 4000 K or 5000 K (minimum 70 CRI) configurations. In its standard configuration the KAX has zero uplight and qualifies as a Nighttime Friendly™ product, meaning it is consistent with the LEED® and Green Globes™ criteria for eliminating wasteful uplight. With the TILT option, the optical assembly can be tilted up to 80 degrees for additional forward throw or to provide vertical illumination. ELECTRICAL Light engine(s) configurations consist of high-efficacy LEDs mounted to metal-core circuit boards to maximize heat dissipation and promote long life (>L80/100,000 hours). Class 1 electronic drivers are designed to have a power factor >90%, THD <20%, and an expected life of 100,000 hours. Easily serviceable 10kV surge protection device meets a minimum Category C Low operation (per ANSI/IEEE C62.41.2) INSTALLATION The base of the mounting arm features a universal mounting template to facilitate quick and easy installation. Mounting bolts featuring a 1000-hour salt fog finish are utilized to secure the luminaire providing up to a 1.5 G vibration load rating per ANSI C136.31. The KAX utilizes the AERIS™ series pole drilling pattern. Optional bi-level motion sensor and NEMA 3, 5 or 7 pin twist lock photocontrol receptacle are also available. LISTINGS CSA Listed for wet locations. Light engines and electrical compartment are IP66 rated. Rated for minimum ambient temperatures as low as -40°C. DesignLights Consortium® (DLC) qualified product. Not all versions of this product may be DLC qualified. Please check the DLC Qualified Products List at www.designlights.org to confirm which versions are qualified. WARRANTY 5-year limited warranty. Complete warranty terms located at: www.acuitybrands.com/support/customer-support/terms-and-conditions Note: Actual performance may differ as a result of end-user environment and application. All values are design or typical values, measured under laboratory conditions at 25 °C. Specifications subject to change without notice.DISCONTINUED
https://nlight.acuitybrands.com/api/products/getasset/lithonia-lighting/778271/bbc953fa-eeb0-4a4d-9fc7-936915253e31/dsx0-led-vc.pdf?abl_version=02%2f08%2f2023+10%3a04%3a16&DOC_Type=SPEC_SHEET | lighting | One Lithonia Way • Conyers, Georgia 30012 • Phone: 1-800-705-SERV (7378) • www.lithonia.com© 2011-2021 Acuity Brands Lighting, Inc. All rights reserved. DSX0-LED VCRev. 04/19/21Page 1 of 4COMMERCIAL OUTDOORD-Series VC Size 0LED Area LuminaireSpecificationsCatalog NumberNotesTypeEPA:0.95 ft2(.09 m2)Length:26”(66.0 cm)Width:13”(33.0 cm)Height:7”(17.8 cm)Weight (max):16 lbs(7.25 kg)Hit the Tab key or mouse over the page to see all interactive elements.Ordering InformationEXAMPLE: DSX0 LED P3 30K VLS MVOLT SPA FAO DDBXDDSX0 LEDSeriesLumen Package Color temperatureDistributionVoltageMountingDSX0 LEDP16,000 Lumen PackageP28,700 Lumen PackageP312,000 Lumen Package30K3000 K40K4000 K50K5000 K VLSSymmetricMVOLT 1120 2208 2240 2277 2347 2,3480 2,3Shipped includedSPASquare pole mountingRPARound pole mountingWBAWall bracket SPUMBASquare pole universal mounting adaptor 4RPUMBARound pole universal mounting adaptor 4Shipped separatelyKMA8 DDBXD UMast arm mounting bracket adaptor (specify finish)5Control optionsOther optionsFinish (required) Shipped installedNLTAIR2nLight AIR generation 2 enabled6PERNEMA twist-lock receptacle only (no controls) 7PER5Five-wire receptacle only (no controls) 7,8PER7Seven-wire receptacle only (no controls) 7,8DMG0-10V dimming driver (no controls)PIRBi-level, motion/ambient sensor, 8-15’ mounting height, ambient sensor enabled at 5fc 9,10PIRHBi-level, motion/ambient sensor, 15-30’ mounting height, ambient sensor enabled at 5fc 9,10PIRHNNetwork, Bi-Level motion/ambient sensor11PIR1FC3V Bi-level, motion/ambient sensor, 8-15’ mounting height, ambient sensor enabled at 1fc 9,10PIRH1FC3V Bi-level, motion/ambient sensor, 15-30’ mounting height, ambient sensor enabled at 1fc 9,10BL30Bi-level switched dimming, 30% 12,13BL50Bi-level switched dimming, 50% 12,13PNMTDD3Part night, dim till dawn 14PNMT5D3Part night, dim 5 hrs 14PNMT6D3Part night, dim 6 hrs 14PNMT7D3Part night, dim 7 hrs 14FAOField adjustable output15Shipped installedSFSingle fuse (120, 277, 347V) 2DFDouble fuse (208, 240, 480V) 2FBZFlat bezelShipped separatelyHSHouse-side shield 16,17,18BSBird spikes 16WGWireguard 16,18DDBXDDark bronzeDBLXDBlackDNAXDNatural aluminumDWHXDWhiteDDBTXDTextured dark bronzeDBLBXDTextured blackDNATXDTextured natural aluminumDWHGXD Textured whiteCapable LuminaireThis item is an A+ capable luminaire, which has been designed and tested to provide consistent color appearance and system-level interoperability.• All configurations of this luminaire meet the Acuity Brands’ specification for chromatic consistency• This luminaire is A+ Certified when ordered with DTL® controls marked by a shaded background. DTL DLL equipped luminaires meet the A+ specification for luminaire to photocontrol interoperability1• This luminaire is part of an A+ Certified solution for ROAM® or XPoint™ Wireless control networks, providing out-of-the-box control compatibility with simple commissioning, when ordered with drivers and control options marked by a shaded background1To learn more about A+, visit www.acuitybrands.com/aplus.1. See ordering tree for details.2. A+ Certified Solutions for ROAM require the order of one ROAM node per luminaire. Sold Separately: Link to Roam; Link to DTL DLLA+ Capable options indicated by this color background.DISCONTINUEDOne Lithonia Way • Conyers, Georgia 30012 • Phone: 1-800-705-SERV (7378) • www.lithonia.com© 2011-2021 Acuity Brands Lighting, Inc. All rights reserved. DSX0-LED VCRev. 04/19/21Page 2 of 4COMMERCIAL OUTDOORVisit Lithonia Lighting’s POLES CENTRAL to see our wide selection of poles, accessories and educational tools.*Round pole top must be 3.25” O.D. minimum.**For round pole mounting (RPA) only.DSX0 shares a unique drilling pattern with the AERIS™ family. Specify this drilling pattern when specifying poles, per the table below. DM19AS Single unit DM29AS 2 at 90° * DM28AS 2 at 180° DM39AS 3 at 90° * DM49AS 4 at 90° * DM32AS 3 at 120° **Example: SSA 20 4C DM19AS DDBXDTenon O.D.Single Unit2 at 180°2 at 90°3 at 120°3 at 90°4 at 90°2-3/8”AST20-190AST20-280AST20-290AST20-3202-7/8”AST25-190AST25-280AST25-290AST25-3204”AST35-190AST35-280AST35-290AST35-320AST35-390AST35-490Tenon Mounting Slipfitter **DrillingTop of Pole0.563”2.650”1.325”0.400”(2 PLCS)Template #8NOTES1 MVOLT driver operates on any line voltage from 120-277V (50/60 Hz).2 Single fuse (SF) requires 120V, 277V or 347V. Double fuse (DF) requires 208V, 240V or 480V.3 Not available with BL30, BL50 or PNMT options.4 Existing drilled pole only. Available as a separate combination accessory; for retrofit use only: PUMBA (finish) U; 1.5 G vibration load rating per ANCI C136.31.5 Must order fixture with SPA mounting. Must be ordered as a separate accessory; see Accessories information. For use with 2-3/8” mast arm (not included).6 Must be ordered with PIRHN. 7 Photocell ordered and shipped as a separate line item from Acuity Brands Controls. See accessories. Shorting Cap included.8 If ROAM® node required, it must be ordered and shipped as a separate line item from Acuity Brands Controls. Shorting Cap included.9 Reference Motion Sensor table on page 3.10 Reference Motion Sensor Default Settings on page 3 to see functionality.11 Must be ordered with NLTAIR2. For more information on nLight Air 2 visit this link.12 Requires (2) separately switched circuits.13 Not available with 347V, 480V, PNMT. For PER5 or PER7 see PER Table on page 3.14 Not available with 347V, 480V, BL30 and BL50. For PER5 or PER7 see PER Table on page 3. Separate Dusk to Dawn required.15 Not available with other dimming controls options with isolated neutrals. 16 Must be ordered with fixture for factory pre-drilling. Not field installable.17 HS available in black only.18 HS not available with WG option19 Requires luminaire to be specified with PER option. See PER Table.20 For retrofit use only.AccessoriesOrdered and shipped separately. Controls & ShieldsDLL127F 1.5 JUPhotocell - SSL twist-lock (120-277V) 19DLL347F 1.5 CUL JUPhotocell - SSL twist-lock (347V) 19DLL480F 1.5 CUL JUPhotocell - SSL twist-lock (480V) 19PUMBA DDBXD U*Square and round pole universal mount-ing bracket adaptor (specify finish)20KMA8 DDBXD UMast arm mounting bracket adaptor (specify finish) 5For more control options, visit DTL and ROAM online.HANDHOLE ORIENTATIONAHandholeBCDPER TableControlPER (3 wire)PER5 (5 wire)PER7 (7 wire)Wire 4/Wire5Wire 4/Wire5Wire 6/Wire7Photocontrol Only (On/Off)Wired to dimming leads on driverWired to dimming leads on driverWires Capped inside fixtureROAMWired to dimming leads on driverWired to dimming leads on driverWires Capped inside fixtureROAM with Motion (ROAM on/off only)Wired to dimming leads on driverWired to dimming leads on driverWires Capped inside fixtureFutureproof*Wired to dimming leads on driverWired to dimming leads on driverWires Capped inside fixtureFutureproof* with MotionWired to dimming leads on driverWired to dimming leads on driverWires Capped inside fixtureRecommendedWill not workAlternate*Futureproof means: Ability to change controls in the future.Motion Sensor Default Settings (Any other presets require an RFD)OptionDimmed StateHigh Level (when triggered)Photocell OperationDwell TimeRamp-up TimeRamp-down TimePIR or PIRH3V (37%) Output10V (100%) OutputEnabled @ 5FC3 sec5 min5 min*PIR3FC3V or PIRH3FC3V3V (37%) Output10V (100%) OutputEnabled @ 3FC3 sec5 min5 min*For use when motion sensor is used as dusk to dawn controlPole drilling nomenclature: # of heads at degree from handhole (default side A)DM19ASDM28ASDM29ASDM32ASDM39ASDM49AS1 @ 90°2 @ 280°2 @ 90°3 @ 120°3 @ 90°4 @ 90°Side BSide B & DSide B & CRound pole onlySide B, C, & DSides A, B, C, DNote: Review luminaire spec sheet for specific nomenclatureDISCONTINUEDOne Lithonia Way • Conyers, Georgia 30012 • Phone: 1-800-705-SERV (7378) • www.lithonia.com© 2011-2021 Acuity Brands Lighting, Inc. All rights reserved. DSX0-LED VCRev. 04/19/21Page 3 of 4COMMERCIAL OUTDOORTo see complete photometric reports or download .ies files for this product, visit Lithonia Lighting’s D-Series Area Size 0 homepage. Photometric DiagramsIsofootcandle plots for the DSX0 LED 40C 1000 40K. Distances are in units of mounting height (20’).LEGEND0.1 fc0.5 fc1.0 fcCurrent (A)Number of LEDsSystem Watts120208240277347480P1560.480.280.240.220.170.14P2830.700.400.350.300.250.18P31160.960.550.480.420.340.24Electrical LoadUse these factors to determine relative lumen output for average ambient temperatures from 0-40°C (32-104°F).Lumen Ambient Temperature (LAT) MultipliersAmbientLumen Multiplier0°C 32°F1.0410°C 50°F1.0220°C68°F1.0125°C77°F1.0030°C86°F0.9940°C 104°F0.98Projected LED Lumen MaintenanceData references the extrapolated performance projections for the platforms noted in a 25°C ambient, based on 10,000 hours of LED testing (tested per IESNA LM-80-08 and projected per IESNA TM-21-11).To calculate LLF, use the lumen maintenance factor that corresponds to the desired number of operating hours below. For other lumen maintenance values, contact factory.Operating Hours025,00050,000100,000Lumen Maintenance FactorDSX0 LED P11.00.960.930.86DSX0 LED P21.00.960.920.84DSX0 LED P31.00.960.900.81Lumen values are from photometric tests performed in accordance with IESNA LM-79-08. Data is considered to be representative of the configurations shown, within the tolerances allowed by Lighting Facts. Contact factory for performance data on any configurations not shown here.Performance PackageSystem WattsDistribution Type30K40K50KLumensBUGLPWLumensBUGLPWLumensBUGLPWP156VLS5,420201975,7772011035,835201104VLS w/ FBZ5,7652011036,1452011106,206201111P283VLS7,974301968,4993021028,584302103VLS w/ FBZ8,4813011029,0403011099,130301110P3116VLS10,9113029411,63030210011,746302101VLS w/ FBZ11,60530110012,37030110712,494301108Test No. LTL23451P25 tested in accordance with IESNA LM-79-08.43210-4-3-2-1432104321VLSLumen OutputPerformance DataDISCONTINUEDOne Lithonia Way • Conyers, Georgia 30012 • Phone: 1-800-705-SERV (7378) • www.lithonia.com© 2011-2021 Acuity Brands Lighting, Inc. All rights reserved. DSX0-LED VCRev. 04/19/21Page 4 of 4COMMERCIAL OUTDOORFEATURES & SPECIFICATIONS INTENDED USE The sleek design of the D-Series Size 0 reflects the embedded high performance LED technology. It is ideal for many commercial and municipal applications, such as parking lots, plazas, campuses, and pedestrian areas. CONSTRUCTION Single-piece die-cast aluminum housing has integral heat sink fins to optimize thermal management through conductive and convective cooling. Modular design allows for ease of maintenance and future light engine upgrades. The LED driver is mounted in direct contact with the casting to promote low operating temperature and long life. Housing is completely sealed against moisture and environmental contaminants (IP65). Low EPA (0.95 ft2) for optimized pole wind loading. FINISH Exterior parts are protected by a zinc-infused Super Durable TGIC thermoset powder coat finish that provides superior resistance to corrosion and weathering. A tightly controlled multi-stage process ensures a minimum 3 mils thickness for a finish that can withstand extreme climate changes without cracking or peeling. Available in both textured and non-textured finishes. OPTICS Precision-molded proprietary acrylic lenses are engineered for superior area lighting distribution, uniformity, and pole spacing. Light engines are available in 3000 K, 4000 K or 5000 K (80 CRI) configurations. The D-Series Size 0 has zero uplight and qualifies as a Nighttime FriendlyTM product, meaning it is consistent with the LEED® and Green GlobesTM criteria for eliminating wasteful uplight. ELECTRICAL Light engine(s) configurations consist of high-efficacy LEDs mounted to metal-core circuit boards to maximize heat dissipation and promote long life (up to L86/100,000 hours at 25°C). Class 1 electronic drivers are designed to have a power factor >90%, THD <20%, and an expected life of 100,000 hours with <1% failure rate. Easily serviceable 10kV surge protection device meets a minimum Category C Low operation (per ANSI/IEEE C62.41.2). INSTALLATION Included mounting block and integral arm facilitate quick and easy installation. Stainless steel bolts fasten the mounting block securely to poles and walls, enabling the D-Series Size 0 to withstand up to a 3.0 G vibration load rating per ANSI C136.31. The D-Series Size 0 utilizes the AERISTM series pole drilling pattern (template #8). Optional terminal block, tool-less entry, and NEMA photocontrol receptacle are also available. LISTINGS UL Listed for wet locations. Light engines are IP66 rated; luminaire is IP65 rated. Rated for -40°C minimum ambient. U.S. Patent No. D672,492 S. International patent pending. DesignLights Consortium® (DLC) qualified product. Not all versions of this product may be DLC qualified. Please check the DLC Qualified Products List at www.designlights.org to confirm which versions are qualified. International Dark-Sky Association (IDA) Fixture Seal of Approval (FSA) is available for all products on this page utilizing 3000K color temperature only. International Dark-Sky Association (IDA) Fixture Seal of Approval (FSA) is available for all products on this page utilizing 3000K color temperature only. WARRANTY 5-year limited warranty. Complete warranty terms located at: www.acuitybrands.com/CustomerResources/Terms_and_conditions.aspx Note: Actual performance may differ as a result of end-user environment and application. All values are design or typical values, measured under laboratory conditions at 25 °C. Specifications subject to change without notice.DISCONTINUED
https://www.signify.com/api/assets/v1/file/Signify/content/3d3df15639044b6692b3af4d0109acca/SolarForm_Gen2_Large_CST.pdf | lighting | SolarForm_Gen2_Large 04/24 page 1 of 8Gardco SolarForm Gen 2 is an all in one, integrated, off-grid and cost-effective solar solution with a high quality of light and reliable performance consisting of a LED light with a solar photovoltaic panel, a battery, and a smart controller, making it easy to specify, sell, install, configure, and maintain. It comes with field-configurable operating profiles adapted to night activities and expected solar energy performance ready to be turned-on for customers to have a lighting solution in areas where electricity is not available (inc. temporary) and/or more expensive.SolarForm_Gen2_Large 04/24 page 1 of 8Project: Location: Cat.No: Type: Lumens: Qty: Notes: Accessories(ordered separately through Signify, field installed)SOF-EHSS-finish Side and back house shield*Check operating profiles in pages 3 and 4. For custom pre-set profiles please contact your local Gardco agent.Operating ProfilesFD – Fixed Dimming (no motion sensor or motion sensor disabled):FDX01 – First 5 hours from dusk light level fixed at 100%. Next 5 hours light level fixed at 30%. Remaining hours to dawn, light level fixed at 100%.FDX02 – First 5 hours from dusk light level fixed at 100%. Next 5 hours light level fixed at 50%. Remaining hours to dawn, light level fixed at 100%.FD530 – First 5 hours from dusk light level fixed at 100%. Remaining hours to dawn, light level fixed at 30%.FD550 - First 5 hours from dusk light level fixed at 100%. Remaining hours to dawn, light level fixed at 50%.PD – Profile Dimming (with motion sensor, motion sensor is enabled, and light level is 100% when motion is detected):PDX01 – First 5 hours from dusk light level at 30% without motion. Next 5 hours, motion sensor disabled, and light level fixed at 30%. Remaining hours to dawn light level at 30% without motion.PDX02 – First 5 hours from dusk light level at 50% without motion. Next 5 hours, motion sensor disabled, and light level fixed at 50%. Remaining hours to dawn light level at 50% without motion.PD30 – Dusk to dawn, light level is at 30% without motion.PD50 - Dusk to dawn, light level is at 50% without motion.See additional details in pages 3 and 4.For custom fixed and profile dimming other than listed above, please contact factory.Operating profiles can be set and updated in site via a BLE APP by an approved Gardco agent.PrefixConfigurationLED Color DistributionMotion SensorOperating Profile*Battery CapacityFinishSOF-LT2B384SOF-LSolarForm Large (PV Panel 60Wp)LED30LED453000lm4500lm73074070 CRI, 3000K70 CRI,4000KT2Type 2BlankNo motion sensorFDX01Fixed dimming #1B384Battery 384WhBKWHBZDGYMGYRALXXXXCCBlackWhiteBronzeDark greyMedium greyRAL colorCustomcolorFDX02Fixed dimming #2FD530Fixed dimming: 100% for 5 hrs then 30% till sunriseFD550Fixed dimming: 100% for 5 hrs then 50% till sunriseMRMotion sensorPDX01Profile dimming #1PDX02Profile dimming #2PD30Profile dimming: 100% with motion override and 30% withoutPD50Profile dimming: 100% with motion override and 50% withoutOrdering guideSolar lightingSolarForm Gen 2 - LargeOff-grid luminaireSolarForm_Gen2_Large 04/24 page 2 of 8SolarForm Gen 2 LargeOff-grid luminaireDimensions.90"(23mm) 14.53"(369mm) 20.12"(511mm) 31.69"(805mm) 29.80"(757mm) 26.93"(684mm) 7.40"(188mm) 3.27"(83mm) Weight:4500L weight: 41.9 lbs (19 Kg)Effective Projected Area (EPA):4500L: .832 ft2 (.077 m2)Ordering CodeTotal LEDsLED Current (mA)System Lumen Output Average System Watts BUG RatingEfficacy (LPW)SOF-L-LED30-730-XX19631311017B1-U0-G1183SOF-L-LED45-730-XX19646454026B2-U0-G1175Ordering CodeTotal LEDsLED Current (mA)System Lumen Output Average System Watts BUG RatingEfficacy (LPW)SOF-L-LED30-740-XX11235328017B1-U0-G1193SOF-L-LED45-740-XX19631470026B1-U0-G1181LED Wattage and Lumen Values - CCT = 3000K (at 100% with motion sensor activated)LED Wattage and Lumen Values - CCT = 4000K (at 100% with motion sensor activated)Values from photometric tests performed in accordance with IESNA LM-79 and are representative of the configurations shown.Actual performance may vary due to installation and environmental variables, LED and driver tolerances, and field measurement considerations. It is highly recommended to confirm performance with a photometric layout.NOTE: Some data may be scaled based on tests of similar (but not identical) luminaires. Contact factory for configurations not shown. Predicted Lumen Depreciation Data*Predicted performance derived from LED manufacturer’s data and engineering design estimates, based on IESNA LM-80 methodology. Actual experience may vary due to field application conditions.L70 is the predicted time when LED performance depreciates to 70% of initial lumen output. Calculated per IESNA TM21-11. Published L70 hours limited to 6 times actual LED test hoursLifetime data is based off worst case LED45 configuration.Ambient Temperature °CDrive currentL70 per TM-21Lumen Maintenance % at 60,000 hrs25°C900 mA>60,000 hours>94%Optical Distributionsons below are in ft)75604507560604545303015157560453015060453015 3000 lumens075606045453030151575604530150604530154500 lumens1 fc 2 fc.5 fc1 fc.5 fc2 fcBased on mounting height of 15ft (Dimensions below are in ft)07560604545303015157560453015060453015 2000 lumens07560604545303015157560453015060453015 3000 lumens075606045453030151575604530150604530154500 lumens.5 fc 1 fc2 fc1 fc 2 fc.5 fc1 fc.5 fc2 fcSolarForm_Gen2_Large 04/24 page 3 of 8SolarForm Gen 2 LargeOff-grid luminaireFD - Fixed DimmingFDX01First 5 hours from dusk light level fixed at 100%.Next 5 hours light level fixed at 30%.Remaining hours to dawn, light level fixed at 100%.FDX02First 5 hours from dusk light level fixed at 100%.Next 5 hours light level fixed at 50%.Remaining hours to dawn, light level fixed at 100%.FD530First 5 hours from dusk light level fixed at 100%. Remaining hours to dawn, light level fixed at 30%.FD550First 5 hours from dusk light level fixed at 100%. Remaining hours to dawn, light level fixed at 50%.5 hours5 hours5 hours5 hours10 hours10 hours10 hours10 hoursDuskDuskDuskDuskTime elapsedTime elapsedTime elapsedTime elapsedDawnDawnDawnDawnLight levelLight levelLight levelLight level30%30%30%30%50%50%50%50%100%100%100%100%SolarForm_Gen2_Large 04/24 page 4 of 8SolarForm Gen 2 LargeOff-grid luminairePD - Profile DimmingPDX01First 5 hours from dusk light level 100% when motion is detected and 30% when no motion is detected.Next 5 hours, motion sensor disabled, and light level fixed at 30%.Remaining hours to dawn light level at 100% when motion is detected and 30% without motion.PDX02First 5 hours from dusk light level 100% when motion is detected and 50% when no motion is detected.Next 5 hours, motion sensor disabled, and light level fixed at 50%.Remaining hours to dawn light level at 100% whenmotion is detected and 50% without motion.PD30Dusk to dawn, light level is at 100% with motion and at 30% without motion.PD50Dusk to dawn, light level is at 100% with motion and at 50% without motion.5 hours5 hours10 hours10 hoursDuskDuskDuskDuskTime elapsedTime elapsedTime elapsedTime elapsedDawnDawnDawnDawnLight levelLight levelLight levelLight level30%30%30%30%50%50%50%50%100%100%100%100%SolarForm_Gen2_Large 04/24 page 5 of 8SolarForm Gen 2 LargeOff-grid luminaire* Warning: Additional wind loading, in terms of EPA, from banners, cameras, floodlights and other accessories attached to the pole, must be added to the luminaire(s) EPA before selecting the pole with the appropriate wind load capability. See pole spec sheets for the most up to date EPA data and general design warnings. † Factory supplied template must be used when setting anchor bolts. Gardco will not honor any claim for incorrect anchorage placement resulting from failure to use factory supplied templates. Horizontal Mounting (requires RLAR brackets, offered separately)Vertical mountingOrdering guideOrdering guideexample: SSS-CB-4-11-12-T2D6L-N-BKexample: SSS-CB-4-11-12-T2D6L-N-BKFamilyBasePole Size (in.)Pole GaugeHeight (ft.)Drilling/Tenon ConfigurationDrilling TemplateFinishSSS Straight Square SteelCB Carbon Steel Base with Base Cover411 11 ga.10121415161820Horizontal MountingBK BlackBZ BronzeWH WhiteDG Dark GreyMG Medium GreyD1 1 WayD1@180 1 Way @ 180D2 2 Way @ 180D2@90 2 Way @ 90DT6 Drill template 6 (requires RLAR brackets, ordered separately)*Vertical MountingT2D6L 2-3/8" OD tenon x 6" lengthN No drilling (for tenons)FamilyBasePole Size (in.)Pole GaugeHeight (ft.)Drilling/Tenon ConfigurationDrilling TemplateFinishSRS Straight Round SteelCB Carbon Steel Base with Base Cover411 11 ga.1012141620Horizontal MountingBK BlackBZ BronzeWH WhiteDG Dark GreyMG Medium GreyD1 1 WayD1@180 1 Way @ 180D2 2 Way @ 180D2@90 2 Way @ 90DT6 Drill template 6 (requires RLAR brackets, ordered separately)**Vertical MountingT2D6L 2-3/8" OD tenon x 6" lengthN No drilling (for tenons)* RLAR brackets are to be ordered as a separate accessory, 1 per luminaire: RLAR-1A-SQ4+-(finish)** RLAR brackets are to be ordered as a separate accessory, 1 per luminaire: RLAR-1A-R4@4.9-(finish) (for 4" Poles) RLAR-1A-R5@6-(finish) (for 5" Poles)Poles and BracketsSolarForm_Gen2_Large 04/24 page 6 of 8SolarForm Gen 2 LargeOff-grid luminaireWall Mount Steel BracketsSBRKT-VTN-L1-6-WA-(finish)SBRKT-RAH-L1-8.5/8-WA-(finish)SBRKT-RAH-L1-14/8-WA-(finish)SBRKT-RA-L2-30-WA-(finish)SBRKT-RA-L1-12/13-WA-(finish)* Warning: Additional wind loading, in terms of EPA, from banners, cameras, floodlights and other accessories attached to the pole, must be added to the luminaire(s) EPA before selecting the pole with the appropriate wind load capability. See pole spec sheets for the most up to date EPA data and general design warnings. † Factory supplied template must be used when setting anchor bolts. Gardco will not honor any claim for incorrect anchorage placement resulting from failure to use factory supplied templates. SolarForm_Gen2_Large 04/24 page 7 of 8SolarForm Gen 2 LargeOff-grid luminaireSpecificationsHousingOne-piece aluminum die-cast housing with anti-corrosive coating. Luminaire housing rated to IP65, tested in accordance to Section 9 of IEC 60598-1. Fits on 1.9" (48mm) O.D. or 2 3/8" (60mm) O.D. by 5 1/2" (140mm) minimum long tenon. Specially designed pole mounting bracket with adjustable tilt angles of 0 to 15°.Light EngineLight engine comprises of a module of 112 and 196 LED aluminum metal clad board fully sealed with optics. Module is RoHS compliant. Color temperatures available are 3000K +/-125K, 4000K, +/- 200K. Minimum CRI of 70. LED light engine is rated IP65 in accordance to Section 9 of IEC 60598-1.Energy Saving BenefitsSystem efficacy > 175 lm/W and completely independent of the line power, which makes the product 100% energy efficient vs traditional electrical line powered luminaires. Dimming profiles can be selected to optimize energy usage which would result in extended hours / days of autonomy.Optical SystemsType 2 available. Performance tested per LM-79 and TM-15 (IESNA) certifying its photometric performance.BatteryAn advanced long-life Lithium Iron Phosphate (LiFePO4) 12.8V battery is used for hassle-free operations. Battery capacity is 256Wh. The charging and discharging is about 2,000 cycles based on 90% depth of discharged (DoD). Ambient temperature range for charging is 0°C to +45°C. They are well adapted to demanding applications such as solar lighting for their easy maintenance, light weight, longevity, and safety-related aspects. Spare batteries are available for future maintenance.Photovoltaic (PV) moduleMono / Poly Crystalline Silicon are used to maximize solar radiation energy and the longevity of the PV. Panel voltage 17 Vmp, 21 Voc. Panel acts as a photocell, turning off the luminaire at dawn and on at dusk.Charge ControllerThe luminaire comes with a highly efficient, configurable, and integrated microprocessor based MPPT charge controller with driver mounted on the same board to minimize power loss. This intelligent power management system maximizes the overall system efficiency to > 175 lm/W. SolarForm comes pre-configured with one of the standard operating profiles options which can be customized as per customer request and/or changed at using an app by a Signify trained field technician. Motion ResponseIf the luminaire is equipped with a Motion Response (MR) module. The motion response device will simply override luminaire lighting schedule when the sensor detects activities on site, underneath the luminaire. It is factory set for a 10 sec delay time after motion is detected.FinishLuminaire receives a fade and abrasion resistant, electrostatically applied, thermally cured, triglycidyl isocyanurate (TGIC) textured polyester powder coat finish. Luminaire has 5 standard finishes.Runtime Extension (RTE)A smart algorithm that enables the controller to intervene in cases where the battery drops to lower state of charge and keeps the light ON.ListingsThis product is CE listed, FCC CFR 47 Part 15B certified and electrical components are RoHS compliant.Vibration ResistanceLuminaire is rated 1.5G over 100,000 cycles and tests were performed in accordance with requirements of ANSI C136.31-2018. Testing includes vibration in three axes, all performed on the same luminaire.Limited Warranty5-year limited warranty on luminaires including panels. Batteries and charge controllers carry a 3-year limited warranty. See signify.com/warranties for complete details and exclusions.30'27'20'12'6'3'3'6'12'20'27'30'0'60'0'10'20'30'40'0'20'10'10'20'40'10'20'0'15'5'0'8'3' 0' 3'7'7'11'2 '41 '124'30'20'10'10'20'0'10'0'10'20'20'0'10'10'20'20'44 ft 27' 20' 12' 6' 3' 0 3' 6' 12' 20' 27' 30' 30' 20' 12' 6' 0 6' 12' 20' 30' 20' 18' 15' 12' 9' 6' 3' 0 3' 6' 9' 12' 15' 18' 20'0'27'40'50'25'0'25'50'0'50'25'25'50'100' 50' 40' 30' 20' 10' 0 10' 20' 30' 40' 50'Integrated Motion ResponseAABBCCDDEEFF88776655443322111:51 of 1A3VOLUME: in3WEIGHT: 7.79 lbEP2022-11-22PART REVSHT SIZESHT NOSCALEDWG NODRW BYDRW DATECHK BYCHK DATEAPP BYAPP DATEMATERIALFINISHNOTESTITLE / PART DESCRIPTIONPART NO© 2018 Signify Holding. All rights reserved.This document may be subject to change. No representation or warranty asto the accuracy or completeness of the information included herein is givenand any liability for any action in reliance thereon is disclaimed. Theinformation presented in this document is not intended as any commercialofer. All trademarks are owned by Signify Holding or their respective owners.SPECIFICATION CRITICALTO QUALITY, AESTHETICS,AND/OR SAFETY; MUST BEMONITORED ON EVERYPRODUCTION RUN.=TOLERANCESREVISIONSREV.DESCRIPTIONDATEAPPROVED BY26.92511.01214.52411.049THIRD ANGLEPROJECTION.XXX DEC.± .005.XX DEC.± .02UNLESS OTHERWISE SPECIFIED.FRACTION:± 1/32ANGLE:± 1/2°DIMENSIONS ARE IN INCHESUNLESS OTHERWISE NOTED.SolarForm Gen 2 LargeOff-grid luminaire© 2024 Signify Holding. All rights reserved. The information provided herein is subject to change, without notice. Signify does not give any representation or warranty as to the accuracy or completeness of the information included herein and shall not be liable for any action in reliance thereon. The information presented in this document is not intended as any commercial offer and does not form part of any quotation or contract, unless otherwise agreed by Signify.SolarForm_Gen2_Large 04/24 page 8 of 8 Signify North America Corporation 400 Crossing Blvd, Suite 600 Bridgewater, NJ 08807 Telephone: 800-555-0050Signify Canada Ltd. 281 Hillmount Road, Markham, ON, Canada L6C 2S3 Telephone: 800-668-9008All trademarks are owned by Signify Holding or their respective owners.www.gardcolighting.comSpecifications (continued)3000lm4500lmSystem wattage17W26WSolar panel capacity60WBattery capacity384Wh (30AH)Battery typeLithium Iron Phosphate (LiFePO4)Charging ambient temperature32°F to 113°F0°C to 45°CDischarge ambient temperature-4°F to 113°F-20°C to 45°CPIR motion sensor range12' (3.7m) to 20' (6m)CRI>70Color temperature3000K and 4000KSystem efficacy>175 LPWCharge controllerIntegrated, BLE programmable and MPPT type charge controller with LED driverDriver efficiency>90%IP RatingIP65HousingDie-cast aluminum with anti-corrosive coatingFront coverUV stabilized polycarbonate coverSwitch for On-OffIncludedCharging and discharging indicatorIncludedMountingHorizontal and vertical pole mounting options (requires 2-3/8" x 6" long tenon)Adjustable tilt angle0-15 degree adjustableOuter mounting diameter1.9" (48mm) O.D. or 2 3/8" (60mm) O.D.Operating humidityUp to 95%Estimated autonomy daysVaries by location. Contact factory for calculation details.
https://www.acuitybrands.com/api/products/getasset/lithonia-lighting/998653/e75c2312-c670-4076-a41e-c22e2d2ae71e/lithonia-rsx4-area-led.pdf?abl_version=02%2f13%2f2023+21%3a26%3a20&DOC_Type=SPEC_SHEET | lighting | Lithonia RSX4 Area LEDRev. 04/17/24Page 1 of 9One Lithonia Way • Conyers, Georgia 30012 • Phone: 1-800-705-SERV (7378) • www.acuitybrands.com© 2019-2024 Acuity Brands Lighting, Inc. All rights reserved.COMMERCIAL OUTDOORRSX4 LEDSeriesPerformance Package Color TemperatureDistributionVoltageMountingRSX4 LEDP1P2P3P4P5P630K3000K40K4000K50K5000K R2Type 2 WideR3Type 3 WideR3SType 3 ShortR4Type 4 WideR4SType 4 ShortR5Type 5 Wide 1R5SType 5 Short 1AFRAutomotive Front RowAFRR90Automotive Front Row Right Rotated AFRL90Automotive Front Row Left RotatedMVOLT(120V-277V) 2HVOLT(347V-480V) 3XVOLT(277V-480V) 4(use specific voltage for options as noted)120 3277 5208 3347 5240 3480 5SPASquare pole mounting (3.0" min. SQ pole for 1 at 90° and 2 at 180°)RPARound pole mounting (3.0" min. dia. RND pole for 1 at 90°, 2 at 180°, 3 at 120°)ESPARequired for mounting RSX4 in 2,3,4 at 90°. Requires 3.5" min. square pole for mounting 2, 3, 4 at 90°. Requires 3.0" min. square pole for 1 at 90°. 5ERPARequired for mounting RSX4 in 2,3,4 at 90°. Requires 3.2" min. dia. round pole for 2, 3, 4 at 90°. Requires 3.0" min. dia. round pole for mounting 1 at 90°, 2 at 180°, 3 at 120°. 5MAMast arm adaptor (fits 2-3/8" OD horizontal tenon)ISAdjustable slipfitter (fits 2-3/8" OD tenon) 7WBAWall bracket 1WBASCWall bracket with surface conduit boxAASPAdjustable tilt arm square pole mounting 7AARPAdjustable tilt arm round pole mounting 7AAWBAdjustable tilt arm with wall bracket 7AAWSCAdjustable tilt arm wall bracket and surface conduit box 7RSX4 LEDArea LuminaireSpecificationsCatalog NumberNotesTypeIntroductionThe new RSX LED Area family delivers maximum value by providing significant energy savings, long life and outstanding photometric performance at an affordable price. The RSX4 delivers 40,000 to 70,000 lumens allowing it to replace up to (2) 1000W HID luminaires.The RSX features an integral universal mounting mechanism that allows the luminaire to be mounted on most existing drill hole patterns. This “no-drill” solution provides significant labor savings. An easy-access door on the bottom of mounting arm allows for wiring without opening the electrical compartment. A mast arm adaptor, adjustable integral slipfitter and other mounting configurations are available.EPA (ft2@0°):0.69 ft2 (0.07 m2)Length:30.9" (78.5 cm)(SPA mount)Width:25.0" (63.5 cm)Height:3.0" (7.6 cm) Main Body7.2” (18.4 cm) ArmWeight (max):65 lbs (29.5 kg)Hit the Tab key or mouse over the page to see all interactive elements.L W H OptionsFinishShipped InstalledHSHouse-side shield 8PEPhotocontrol, button style 9,10PER7Seven-wire twist-lock receptacle only (no controls) 10, 11, 12SFSingle fuse (120, 277, 347) 5DFDouble fuse (208, 240, 480) 5SPD20KV20KV Surge pack (10KV standard)FAOField adjustable output 10DMG0-10V dimming extend out back of housing for external control (control ordered separate) 10DSDual switching 10,13Shipped Installed*Standalone and Networked Sensors/Controls (factory default settings, see table page 9)NLTAIR2 PIRHNnLight AIR generation 2 ,with Networked Bi-Level motion/ambient sensor 10, 14, 15, 16BAABuy America(n) Act and/or Build America Buy America QualifiedCCECoastal Construction17*Note: NLTAIR2 PIRHN with nLight Air can be used as a standalone dimming sensor with out-of-box settings or as a wireless networked solution. See factory default settings table. Sensor coverage pattern is affected when luminaire is tilted.Shipped Separately (requires some field assembly)EGSExternal glare shield8EGFVExternal glare full visor (360° around light aperture)8 BSBird spikes 18DDBXDDark BronzeDBLXDBlackDNAXDNatural AluminumDWHXDWhiteDDBTXDTextured Dark BronzeDBLBXDTextured BlackDNATXDTextured Natural AluminumDWHGXDTextured WhiteWWOrdering InformationEXAMPLE: RSX4 LED P6 40K R3 MVOLT SPA DDBXDItems marked by a shaded background qualify for the Design Select program and ship in 15 days or less. To learn more about Design Select, visit www.acuitybrands.com/designselect.*See ordering tree for detailsDesign Select options indicated by this color background.Lithonia RSX4 Area LEDRev. 04/17/24Page 2 of 9One Lithonia Way • Conyers, Georgia 30012 • Phone: 1-800-705-SERV (7378) • www.acuitybrands.com© 2019-2024 Acuity Brands Lighting, Inc. All rights reserved.COMMERCIAL OUTDOOROrdering InformationNOTES1 Any Type 5 distribution, is not available with WBA.2 MVOLT driver operates on any line voltage from 120-277V (50/60 Hz).3 HVOLT driver operates on any line voltage from 347-480V (50/60 Hz).4 XVOLT driver operates on any line voltage from 277V-480V (50/60 Hz). XVOLT not available with fusing (SF or DF) and not available with PE or PEX. 5 Single fuse (SF) requires 120V, 277V or 347V. Double fuse (DF) requires 208V, 240V or 480V.6 Required for mounting RSX4 in configurations of 2, 3 and 4 at 90° 7 Maximum tilt is 90° above horizontal.8 It can be ordered as an accessory.9 Requires MVOLT or 347V.10 Two or more of the following options cannot be combined including PE, DMG, PER7, FAO, DS and NLTAIR2 PIRHN. (Exception: PE and FAO can be combined; also PE and DMG can be combined.)11 Compatible with standard twist-lock photocells for dusk to dawn operation or advanced control nodes that provide 0-10V dimming signals. Wire 4/Wire 5 wired to dimming leads on driver. Wire6/Wire7 capped inside luminaire. Twistlock photocell ordered and shipped as a separate line item from Acuity Brands Controls. See accessories. Shorting Cap included.12 For units with option PER7, the mounting must be restricted to +/- 45° from horizontal aim per ANSI C136.10-2010.13 DS requires (2) separately switched circuits. DS provides 50/50 fixture operation via (2) different sets of leads using (2) drivers/sets. DS only available with packages P4, P5, P6, P7 and P8.14 Must be ordered with PIRHN. 15 Must be ordered with NLTAIR2. For additional information on PIRHN visit here.16 Requires MVOLT or HVOLT.17 CCE option not available with WBA, WBASC, AASP, AARP, AAWB, AAWBSC, EGS, EGFV and BS.18 Must be ordered with fixture for factory pre-drilling.19 Requires luminaire to be specified with PER7 option. Ordered and shipped as a separate line item from Acuity Brands Controls.AccessoriesOrdered and shipped separately. House Side Shield (HS)External Glare Shield (EGS)External 360 Full Visor (EGFV)RSX4HS URSX4 House side shield (includes 4 shields)RSX4HSAFRR URSX4 House side shields for AFR rotated optics (includes 4 shields)RSX4EGS (FINISH) UExternal glare shield (specify finish)RSX4EGFV (FINISH) UExternal glare full visor (specify finish)RSXRPA (FINISH) URSX Universal round pole adaptor plate (specify finish) RSXWBA (FINISH) URSX WBA wall bracket (specify finish) 1RSXSCB (FINISH) URSX Surface conduit box (specify finish, for use with WBA, WBA not included) DLL127F 1.5 JUPhotocell -SSL twist-lock (120-277V) 19DLL347F 1.5 CUL JUPhotocell -SSL twist-lock (347V) 19DLL480F 1.5 CUL JUPhotocell -SSL twist-lock (480V) 19DSHORT SBK UShorting cap 19External ShieldsPole/Mounting InformatiionHANDHOLE ORIENTATIONAHandholeBCDAccessories including bullhorns, cross arms and other adpaters are available on pages 5-8. For the complete line of accessories available, visit the accessories tab at Lithonia's Outdoor Poles and Arms product page. Click here to visit Accessories.RSX4 - Luminaire EPAFixture Quantity & Mounting ConfigurationSingle 2 @ 902 @ 1803 @ 903 @ 1204 @ 902 Side by Side3 Side by Side4 Side by SideMounting TypeTiltSPA - Square Pole Adaptor0°0.691.341.361.802.002.661.392.082.78RPA - Round Pole Adaptor0.721.391.471.882.092.771.442.162.87MA - Mast Arm Adaptor0.661.281.201.691.872.511.321.982.64ESPA/ERPA - Extended Arm Square/Round Pole0.741.441.571.962.182.881.482.232.97IS - Integral Slipfitter AARP/AASP - Adjustable Arm Square/Round Pole0°0.691.341.361.802.002.661.392.082.7810°1.132.052.223.102.914.012.263.394.5220°1.913.143.574.844.266.233.825.737.6430°3.234.705.707.256.529.316.469.6912.9240°4.716.047.969.379.0412.049.4214.1318.8445°5.466.729.1010.4710.3113.4010.9216.3821.8450°5.587.299.5111.4610.9314.5611.1616.7422.3260°5.818.5010.3513.4412.4116.8911.6217.4323.2470°6.139.2910.9814.9213.5018.5712.2618.3924.5280°6.289.8811.4715.8614.2219.7212.5618.8425.1290°6.4310.1711.7816.2614.5620.3312.8619.2925.72*Includes luminaire and integral mounting arm. Other tenons, arms, brackets or other accessories are not included in this EPA data.RSX STANDARD ARM, EXTENDED ARM AND ADJUSTABLE ARM5.25”2.65”Top of Pole0.563”2.650”1.325”0.400”(2 PLCS)Template #8RSX POLE DRILLINGTenon O.D.RSX MountingSingle2 @ 1802 @ 903 @ 1203 @ 904 @ 902 - 3/8"RPA, ERPA, AARPAS3-5 190 AS3-5 280 AS3-5 290 AS3-5 320 AS3-5 390 AS3-5 4902 - 7/8"RPA, ERPA, AARPAST25-190 AST25-280AST25-290 AST25-320 AST25-390 AST25-4904" RPA, ERPA, AARPAST35-190 AST35-280 AST35-290 AST35-320 AST35-390 AST35-490Round Tenon Mount - Pole Top SlipfittersDrilling TemplateMounting OptionSingle2 @ 1802 @ 903 @ 1203 @ 904 @ 90Head LocationSide B Side B & D Side B & C Round Pole Only Side B, C & DSide A, B, C & D#8Drill NomenclatureDM19AS DM28AS DM29AS DM32AS DM39AS DM49ASDrill Side Location by Configuration TypeLithonia RSX4 Area LEDRev. 04/17/24Page 3 of 9One Lithonia Way • Conyers, Georgia 30012 • Phone: 1-800-705-SERV (7378) • www.acuitybrands.com© 2019-2024 Acuity Brands Lighting, Inc. All rights reserved.COMMERCIAL OUTDOORTo see complete photometric reports or download .ies files for this product, visit Lithonia Lighting’s RSX Area homepage. Photometric DiagramsIsofootcandle plots for the RSX4 LED P6 40K. Distances are in units of mounting height (40’).43210-4-3-2-143210-4-3-2-143210-4-3-2-143210-4-3-2-143210-4-3-2-143210-4-3-2-143210-4-3-2-143210-4-3-2-1Visual - Template Tool These lighting calculation results are for general informational purposes only and are provided without warranty as to accuracy, completeness, reliability or otherwise. Results are based on user provided data and data provided from publicly available sources; actual field conditions may affect calculated output. Visit www.Visual-3D.com . Design Information Project Description Monday, July 08, 2019 Name Company Phone Email [ A ] - RSX2 LED P6 40K AFRManufacturerLithonia Lighting ConfigurationSingleLamp Lumens30334 OrientationSingleLamp Quantity1 Mounting Height40Light Loss Factor2.22 Arm Length1Input Power246.6 Tilt0Max Illuminance16 Area > 0.5fc17100Page 1 of 1Template Print7/8/2019http://www.visual-3d.com/tools/template/Print.aspx?SessionID=6338853R2R2Visual - Template Tool These lighting calculation results are for general informational purposes only and are provided without warranty as to accuracy, completeness, reliability or otherwise. Results are based on user provided data and data provided from publicly available sources; actual field conditions may affect calculated output. Visit www.Visual-3D.com . Design Information Project Description Monday, July 08, 2019 Name Company Phone Email [ B ] - RSX2 LED P6 40K R3ManufacturerLithonia Lighting ConfigurationSingleLamp Lumens30267 OrientationSingleLamp Quantity1 Mounting Height40Light Loss Factor2.22 Arm Length1Input Power246.6 Tilt0Max Illuminance8 Area > 0.5fc29000Page 1 of 1Template Print7/8/2019http://www.visual-3d.com/tools/template/Print.aspx?SessionID=6338853R3R3Visual - Template Tool These lighting calculation results are for general informational purposes only and are provided without warranty as to accuracy, completeness, reliability or otherwise. Results are based on user provided data and data provided from publicly available sources; actual field conditions may affect calculated output. Visit www.Visual-3D.com . Design Information Project Description Monday, July 08, 2019 Name Company Phone Email [ C ] - RSX2 LED P6 40K R4ManufacturerLithonia Lighting ConfigurationSingleLamp Lumens30663 OrientationSingleLamp Quantity1 Mounting Height40Light Loss Factor2.22 Arm Length1Input Power246.6 Tilt0Max Illuminance9 Area > 0.5fc29700Page 1 of 1Template Print7/8/2019http://www.visual-3d.com/tools/template/Print.aspx?SessionID=6338853R4R4Visual - Template Tool These lighting calculation results are for general informational purposes only and are provided without warranty as to accuracy, completeness, reliability or otherwise. Results are based on user provided data and data provided from publicly available sources; actual field conditions may affect calculated output. Visit www.Visual-3D.com . Design Information Project Description Monday, July 08, 2019 Name Company Phone Email [ D ] - RSX2 LED P6 40K R5ManufacturerLithonia Lighting ConfigurationSingleLamp Lumens31075 OrientationSingleLamp Quantity1 Mounting Height40Light Loss Factor2.22 Arm Length1Input Power246.6 Tilt0Max Illuminance3 Area > 0.5fc44900Page 1 of 1Template Print7/8/2019http://www.visual-3d.com/tools/template/Print.aspx?SessionID=6338853R5R5LEGEND0.1 fc0.5 fc1.0 fc43210-4-3-2-143210-4-3-2-143210-4-3-2-143210-4-3-2-143210-4-3-2-143210-4-3-2-1Visual - Template Tool These lighting calculation results are for general informational purposes only and are provided without warranty as to accuracy, completeness, reliability or otherwise. Results are based on user provided data and data provided from publicly available sources; actual field conditions may affect calculated output. Visit www.Visual-3D.com . Design Information Project Description Monday, July 08, 2019 Name Company Phone Email [ E ] - RSX2 LED P6 40K AFRL90ManufacturerLithonia Lighting ConfigurationSingleLamp Lumens30752 OrientationSingleLamp Quantity1 Mounting Height40Light Loss Factor2.22 Arm Length1Input Power246.6 Tilt0Max Illuminance19 Area > 0.5fc16200Page 1 of 1Template Print7/8/2019http://www.visual-3d.com/tools/template/Print.aspx?SessionID=6338853AFRL90AFRL90Visual - Template Tool These lighting calculation results are for general informational purposes only and are provided without warranty as to accuracy, completeness, reliability or otherwise. Results are based on user provided data and data provided from publicly available sources; actual field conditions may affect calculated output. Visit www.Visual-3D.com . Design Information Project Description Monday, July 08, 2019 Name Company Phone Email [ B ] - RSX2 LED P6 40K AFRManufacturerLithonia Lighting ConfigurationSingleLamp Lumens30334 OrientationSingleLamp Quantity1 Mounting Height40Light Loss Factor2.22 Arm Length1Input Power246.6 Tilt0Max Illuminance16 Area > 0.5fc17100Page 1 of 1Template Print7/8/2019http://www.visual-3d.com/tools/template/Print.aspx?SessionID=6338853AFRAFRVisual - Template Tool These lighting calculation results are for general informational purposes only and are provided without warranty as to accuracy, completeness, reliability or otherwise. Results are based on user provided data and data provided from publicly available sources; actual field conditions may affect calculated output. Visit www.Visual-3D.com . Design Information Project Description Monday, July 08, 2019 Name Company Phone Email [ D ] - RSX2 LED P6 40K AFRR90ManufacturerLithonia Lighting ConfigurationSingleLamp Lumens30623 OrientationSingleLamp Quantity1 Mounting Height40Light Loss Factor2.22 Arm Length1Input Power246.6 Tilt0Max Illuminance17 Area > 0.5fc16300Page 1 of 1Template Print7/8/2019http://www.visual-3d.com/tools/template/Print.aspx?SessionID=6338853AFRR90AFRR90Performance DataLumen Ambient Temperature(LAT) MultipliersUse these factors to determine relative lumen output for average ambient temperatures from 0-50°C (32-122°F).AmbientAmbientLumen Multiplier0°C32°F1.055°C41°F1.0410°C50°F1.0315°C59°F1.0220°C68°F1.0125°C77°F1.0030°C86°F0.9935°C95°F0.9840°C104°F0.9745°C113°F0.9650°C122°F0.95Current (A)Peformance PackageSystem Watts (W)120V208V240V277V347V480VP1275W2.341.381.221.080.830.62P2320W2.601.561.371.220.970.71P3369W3.081.791.571.391.090.80P4431W3.612.111.881.761.240.90P5483W3.972.281.991.741.360.98P6546W4.482.552.211.931.541.12Electrical LoadValues calculated according to IESNA TM-21-11 methodology and valid up to 40°C.Operating Hours50,00075,000100,000Lumen Maintenance Factor>0.97>0.95>0.92Projected LED Lumen MaintenanceLithonia RSX4 Area LEDRev. 04/17/24Page 4 of 9One Lithonia Way • Conyers, Georgia 30012 • Phone: 1-800-705-SERV (7378) • www.acuitybrands.com© 2019-2024 Acuity Brands Lighting, Inc. All rights reserved.COMMERCIAL OUTDOORPerformance DataPerformance PackageSystem WattsDistribution. Type30K (3000K, 70 CRI)40K (4000K, 70 CRI)50K (5000K, 70 CRI)LumensBUGLPWLumensBUGLPWLumensBUGLPWP1275WR236,23130313239,80630314539,806303145R336,15130513139,71930514439,719305144R3S37,06630413540,72430414840,724304148R436,65630513340,27430514640,274305146R4S35,40930412938,90330414138,903304141R536,95550413440,60250514840,602505148R5S37,14450313540,80950314840,809503148AFR36,23130313239,80630314539,806303145AFRR9036,81830313440,45130314740,451303147AFRL9037,14630313540,81230314840,812303148P2320WR241,21530312945,28240314145,282403141R341,12530512845,18340514145,183405141R3S42,16530413246,32740414546,327404145R441,69930513045,81440514345,814405143R4S40,28030412644,25540413844,255404138R542,03950513146,18850514446,188505144R5S42,25350313246,42350414546,423504145AFR41,21530312945,28240314145,282403141AFRR9041,88330313146,01640314446,016403144AFRL9042,25630313246,42640314546,426403145P3369WR245,96840312450,50440313750,504403137R345,86740512450,39340513650,393405136R3S47,02840512751,66940514051,669405140R446,50840512651,09740513851,097405138R4S44,92540412249,35840413449,358404134R546,88750512751,51450513951,514505139R5S47,12650412851,77750414051,777504140AFR45,96840312450,50440313750,504403137AFRR9046,71340312651,32340313951,323403139AFRL9047,12940312851,78040314051,780403140P4431WR250,55840311755,54740412955,547404129R350,44740511755,42640512955,426405129R3S51,72440512056,82940513256,829405132R451,15240511956,20040513156,200405131R4S49,41140411554,28740512654,287405126R551,56950512056,65850513256,658505132R5S51,83250412056,94750413256,947504132AFR50,55840311755,54740412955,547404129AFRR9051,37840311956,44840413156,448404131AFRL9051,83640312056,95140413256,951404132P5483WR256,31340411661,87040412861,870404128R356,19040511661,73540512861,735405128R3S57,61240511963,29740513163,297405131R456,97440511862,59740512962,597405129R4S55,03540511460,46740512560,467405125R557,43950511963,10750513163,107505131R5S57,73250411963,42950413163,429504131AFR56,31340411661,87040412861,870404128AFRR9057,22640411862,87340413062,873404130AFRL9057,73640411963,43340413163,433404131P6546WR262,63340411568,81440412668,814404126R362,49640511568,66440512668,664405126R3S64,07840511770,40240512970,402405129R463,36940511669,62340512869,623405128R4S61,21340511267,25440512367,254405123R563,88650511770,19150512970,191505129R5S64,21250411870,54950412970,549504129AFR62,63340411568,81440412668,814404126AFRR9063,64940411769,93040412869,930404128AFRL9064,21640411870,55340412970,553404129Lumen OutputLumen values are from photometric tests performed in accordance with IESNA LM-79-08. Data is considered to be representative of the configurations shown, within the tolerances allowed by Lighting Facts. Contact factory for performance data on any configurations not shown here.Lithonia RSX4 Area LEDRev. 04/17/24Page 5 of 9One Lithonia Way • Conyers, Georgia 30012 • Phone: 1-800-705-SERV (7378) • www.acuitybrands.com© 2019-2024 Acuity Brands Lighting, Inc. All rights reserved.COMMERCIAL OUTDOORL W H Length: 31.9” (81.0 cm)Width: 25.0” (63.5 cm)Height: 3.0” (7.6 cm) Main Body 7.2” (18.3 cm) Arm RSX4 with Round Pole Adapter (RPA)L W H Length: 35.5” (90.2 cm) ERPA 34.5" (87.6 cm) ESPAWidth: 25.0” (63.5 cm)Height: 3.0” (7.6 cm) Main Body 7.2” (18.3 cm) Arm RSX4 with Extended Arm Square or Round Pole (ESPA or ERPA)DimensionsNOTE:RPA - Round Pole mount can also be used to mount on square poles by omitting the round pole adapter plate shown here. NOTE:RPA - Round Pole mount can also be used to mount on square poles by omitting the round pole adapter plate shown here. NotesESPA: Required for mounting RSX4 in 2,3,4 at 90°. Requires 3.0" min. square pole for 1 at 90°.ERPA: Required for mounting RSX4 in 2,3,4 at 90°. Requires 3.0" min. dia. round pole for mounting 1 at 90°, 2 at 180°, 3 at 120°.Lithonia RSX4 Area LEDRev. 04/17/24Page 6 of 9One Lithonia Way • Conyers, Georgia 30012 • Phone: 1-800-705-SERV (7378) • www.acuitybrands.com© 2019-2024 Acuity Brands Lighting, Inc. All rights reserved.COMMERCIAL OUTDOORL W H Length: 30.0” (76.2 cm)Width: 25.0” (63.5 cm)Height: 3.0” (7.6 cm) Main Body 7.6” (19.3 cm) Arm RSX4 with Adjustable Slipfitter (IS)L W H Length: 32.2" (81.8 cm)Width: 25.0" (63.5 cm)Height: 3.0” (7.6 cm) Main Body 3.4” (18.6 cm) Arm RSX4 with Mast Arm Adapter (MA)L W H Length: 32.7" (83.1 cm) Width: 25.0” (63.5 cm)Height: 3.0” (7.6 cm) Main Body 8.9” (22.6 cm) Arm RSX4 with Wall Bracket (WBA)Dimensions7/16" locking thru bolt/nut provided7/8" KO - fits 1/2" NPT water- tight fittingWall Bracket (WBA) Mounting Detail4.57.0Notes: MA mount requires minimum horizontal tenon length of 6" when mounting RSX4 in configurations of 2, 3 and 4 at 90°.Lithonia RSX4 Area LEDRev. 04/17/24Page 7 of 9One Lithonia Way • Conyers, Georgia 30012 • Phone: 1-800-705-SERV (7378) • www.acuitybrands.com© 2019-2024 Acuity Brands Lighting, Inc. All rights reserved.COMMERCIAL OUTDOORL W H Length: 34.4” (87.4 cm) AASP 35.4” (89.9 cm) AARPWidth: 25.0” (63.5 cm)Height: 3.0” (7.6 cm) Main Body 7.2” (18.3 cm) Arm RSX4 with Adjustable Tilt Arm - Square or Round Pole (AASP or AARP)L W H Length: 34.4” (87.4 cm)Width: 25.0” (63.5 cm)Height: 3.0” (7.6 cm) Main Body 9.2” (23.4 cm) Arm RSX4 with Wall Bracket with Surface Conduit Box (WBASC)DimensionsNOTE:RPA - Round Pole mount can also be used to mount on square poles by omitting the round pole adapter plate shown here. 3/4" NPT taps with plugs - Qty (4) providedSurface Conduit Box (SCB) Mounting Detail4.47.07/8" KO - fits 1/2" NPT water- tight fittingNotesAASP: Requires 3.0" min. square pole for 1 at 90°. (Note: Limited to 30° maximum tilt angle for qty. 2, 3 and 4 at 90° pole top configurations)AARP: Requires 3.0" min. dia. round pole for mounting 1 at 90°, 2 at 180°, 3 at 120°. (Note: Limited to 30° maximum tilt angle for qty. 2, 3 and 4 at 90° pole top configurations)Lithonia RSX4 Area LEDRev. 04/17/24Page 8 of 9One Lithonia Way • Conyers, Georgia 30012 • Phone: 1-800-705-SERV (7378) • www.acuitybrands.com© 2019-2024 Acuity Brands Lighting, Inc. All rights reserved.COMMERCIAL OUTDOORL W H Length: 37.9” (96.3 cm)Width: 25.0” (63.5 cm)Height: 3.0” (7.6 cm) Main Body 9.2” (23.4 cm) Arm RSX4 with Adjustable Tilt Arm with Wall Bracket and Surface Conduit Box (AAWSC)DimensionsL W H Length: 36.2” (91.9 cm)Width: 25.0” (63.5 cm)Height: 3.0” (7.6 cm) Main Body 8.9” (22.6 cm) Arm RSX4 with Adjustable Tilt Arm with Wall Bracket (AAWB)Wall Bracket (WBA) Mounting Detail4.57.07/8" KO - fits 1/2" NPT water- tight fittingSurface Conduit Box (SCB) Mounting Detail4.47.03/4" NPT taps with plugs - Qty (4) provided7/8" KO - fits 1/2" NPT water- tight fittingAutomotive Front Row - Rotated Optics (AFR L90/R90)AFR R90AFRL90Lithonia RSX4 Area LEDRev. 04/17/24Page 9 of 9One Lithonia Way • Conyers, Georgia 30012 • Phone: 1-800-705-SERV (7378) • www.acuitybrands.com© 2019-2024 Acuity Brands Lighting, Inc. All rights reserved.COMMERCIAL OUTDOORFEATURES & SPECIFICATIONS INTENDED USE The RSX LED area family is designed to provide a long-lasting, energy-efficient solution for the one-for-one replacement of existing metal halide or high pressure sodium lighting. The RSX4 delivers 40,000 to 70,000 lumens and is ideal for replacing 1000W and (2) 1000W HID pole-mounted luminaires in parking lots and other area lighting applications. CONSTRUCTION The RSX LED area luminaire features a rugged die-cast aluminum main body that uses heat-dissipating fins and flow-through venting to provide optimal thermal management that both enhances LED performance and extends component life. Integral “no drill” mounting arm allows the luminaire to be mounted on existing pole drillings, greatly reducing installation labor. The light engines and housing are sealed against moisture and environmental contaminants to IP66. The low-profile design results in a low EPA, allowing pole optimization. Vibration rated per ANSI C136.31: 3G Mountings: SPA, RPA, MA, IS, AASP, AARP, ESPA and ERPA rated for 3G vibration. 1.5G Mountings: WBA, WBASC, AAWB and AAWSC rated for 1.5G vibration. FINISH Exterior parts are protected by a zinc-infused Super Durable TGIC thermoset powder coat finish that provides superior resistance to corrosion and weathering. A tightly controlled multi-stage process ensures superior adhesion as well as a minimum finish thickness of 3 mils. The result is a high-quality finish that is warrantied not to crack or peel. COASTAL CONSTRUCTION (CCE) Optional corrosion resistant construction is engineered with added corrosion protection in materials and/or pre-treatment of base material under super durable paint. Provides additional corrosion protection for applications near coastal areas. Finish is salt spray tested to over 5,000 hours per ASTM B117 with scribe rating of 10. Additional lead-times apply. OPTICS Precision acrylic refractive lenses are engineered for superior application efficiency, distributing the light to where it is needed most. Available in short and wide pattern distributions including Type 2, Type 3, Type 3S, Type 4, Type 4S, Type 5, Type 5S, AFR (Automotive Front Row) and AFR rotated AFRR90 and ARFL90. ELECTRICAL Light engine(s) configurations consist of high-efficacy LEDs mounted on metal-core circuit boards and aluminum heat sinks to maximize heat dissipation. Light engines are IP66 rated. LED lumen maintenance is >L92/100,000 hours. CCT’s of 3000K, 4000K and 5000K (minimum 70 CRI) are available. Fixtures ship standard with 0-10v dimming driver. Class 1 electronic drivers ensure system power factor >90% and THD <20%. Easily serviceable 10kV surge protection device meets a minimum Category C Low operation (per ANSI/IEEE C62.41.2). STANDARD CONTROLS The RSX LED area luminaire has a wide assortment of control options. Dusk to dawn controls include MVOLT and 347V button-type photocells and NEMA twist-lock photocell receptacles. nLIGHT AIR CONTROLS The RSX LED area luminaire is also available with nLight® AIR which can be used for simple motion occupancy dimming or for the ultimate in wireless control. This powerful controls platform provides out-of-the-box basic motion sensing with photocontrol functionality and is suitable for mounting heights up to 40 feet. No commissioning is required when using factory default settings that provide basic stand-alone motion occupancy dimming that is switched on and off with a built-in photocell. See chart above for motion sensor default out-of-box settings. For more advanced wireless functionality, such as group dimming, nLight AIR can be commissioned using a smartphone and the easy-to-use CLAIRITY app. nLight AIR equipped luminaries can be grouped, resulting in motion sensor and photocell group response without the need for additional equipment. Scheduled dimming with motion sensor over-ride can be achieved when used with the nLight Eclypse. Additional information about nLight Air can be found here. INSTALLATION Integral “no-drill” mounting arm allows for fast, easy mounting using existing pole drillings. Select the “SPA” option for square poles and the “RPA” option to mount to round poles. Note that the RPA mount can also be used for mounting to square poles by omitting the RPA adapter plate. Select the “MA” option to attach the luminaire to a 2 3/8” horizontal mast arm or the “IS” option for an adjustable slipfitter that mounts on a 2 3/8” OD tenon. The adjustable slipfitter has an integral junction box offering easy installation. Can be tilted up to 90° above horizontal. Additional mountings are available including a wall bracket, adjustable tilt arm for direct-to-pole and wall and a surface conduit box for wall mount applications. LISTINGS CSA Certified to meet U.S. and Canadian standards. Suitable for wet locations. Rated for -40°C minimum ambient. DesignLights Consortium® (DLC) Premium qualified product and DLC qualified product. Not all versions of this product may be DLC Premium qualified or DLC qualified. Please check the DLC Qualified Products List at www.designlights.org/QPL to confirm which versions are qualified. International Dark-Sky Association (IDA) Fixture Seal of Approval (FSA) is available for all products on this page utilizing 3000K color temperature only. U.S Patent No. D882,146S and U.S Patent No. 11,085,619 B2 GOVERNMENT PROCUREMENT BAA – Buy America(n) Act: Product with the BAA option qualifies as a domestic end product under the Buy American Act as implemented in the FAR and DFARS. Product with the BAA option also qualifies as manufactured in the United States under DOT Buy America regulations. BABA – Build America Buy America: Product with the BAA option also qualifies as produced in the United States under the definitions of the Build America, Buy America Act. Please refer to www.acuitybrands.com/buy-american for additional information. WARRANTY 5-year limited warranty. This is the only warranty provided and no other statements in this specification sheet create any warranty of any kind. All other express and implied warranties are disclaimed. Complete warranty terms located at: www.acuitybrands.com/support/warranty/terms-and-conditions Note: Actual performance may differ as a result of end-user environment and application. All values are design or typical values, measured under laboratory conditions at 25 °C. Specifications subject to change without notice.PIRHN nLight Sensor Coverage PatternnLight PIRHNTopSidenLight Control - Sensor Coverage and SettingsMotion Sensor Default Settings - Option PIRHN OptionDimmed State (unoccupied)High Level (when occupied)Photocell OperationDwell Time (occupancy time delay)Ramp-up Time (from unoccupied to occupied)Ramp-down Time (from occupied to unoccupied)PIRHNApprox. 30% Output100% OutputEnabled @ 1.5FC7.5 minutes3 seconds5 minutes*Note: PIRHN default settings including photocell set-point, high/low dim rates, and occupancy sensor time delay are all configurable using the Clairity Pro App.
https://lithonia.acuitybrands.com/api/products/getasset/lithonia-lighting/885168/a8bae80a-f613-47b0-87cc-c905c7195101/lithonia-rsx1-area-led.pdf?abl_version=02%2f13%2f2023+21%3a36%3a25&DOC_Type=SPEC_SHEET | lighting | One Lithonia Way • Conyers, Georgia 30012 • Phone: 1-800-705-SERV (7378) • www.acuitybrands.com© 2018-2024 Acuity Brands Lighting, Inc. All rights reserved. Lithonia RSX1 Area LEDRev. 07/22/24Page 1 of 9COMMERCIAL OUTDOORRSX1 LEDArea LuminaireSpecificationsCatalog NumberNotesTypeIntroductionThe new RSX LED Area family delivers maximum value by providing significant energy savings, long life and outstanding photometric performance at an affordable price. The RSX1 delivers 7,000 to 17,000 lumens allowing it to replace 70W to 400W HID luminaires.The RSX features an integral universal mounting mechanism that allows the luminaire to be mounted on most existing drill hole patterns. This “no-drill” solution provides significant labor savings. An easy-access door on the bottom of mounting arm allows for wiring without opening the electrical compartment. A mast arm adaptor, adjustable integral slipfitter and other mounting configurations are available.EPA (ft2@0°):0.57 ft2 (0.05 m2)Length:21.8” (55.4 cm)(SPA mount)Width:13.3” (33.8 cm)Height:3.0" (7.6 cm) Main Body7.2” (18.4 cm) ArmWeight: (SPA mount):22.0 lbs (10.0 kg)Hit the Tab key or mouse over the page to see all interactive elements. L W H OptionsFinishShipped InstalledHSHouse-side shield 7PEPhotocontrol, button style 8,9PER7Seven-wire twist-lock receptacle only (no controls) 9,10,11SFSingle fuse (120, 277, 347) 5DFDouble fuse (208, 240, 480) 5SPD20KV20KV Surge pack (10KV standard)FAOField adjustable output 9DMG0-10V dimming extend out back of housing for external control (control ordered separate) 9Shipped Installed*Standalone and Networked Sensors/Controls (factory default settings, see table page 9)NLTAIR2 PIRHN nLight AIR generation 2, with Networked, Bi-Level motion/ambient sensor 9, 12, 13, 14BAABuy America(n) Act and/or Build America Buy America QualifiedCCECoastal Construction15*Note: NLTAIR2 PIRHN with nLight Air can be used as a standalone or networked solution. Sensor coverage pattern is affected when luminaire is tilted.Shipped Separately (requires some field assembly)EGSExternal glare shield 7EGFVExternal glare full visor (360° around light aperture) 7BSBird spikes 16DDBXDDark BronzeDBLXDBlackDNAXDNatural AluminumDWHXDWhiteDDBTXDTextured Dark BronzeDBLBXDTextured BlackDNATXDTextured Natural AluminumDWHGXDTextured WhiteWWOrdering InformationEXAMPLE: RSX1 LED P4 40K R3 MVOLT SPA DDBXDRSX1 LEDSeriesPerformance Package Color TemperatureDistributionVoltageMountingRSX1 LEDP1P2P3P430K3000K40K4000K50K5000K R2Type 2 WideR3Type 3 WideR3SType 3 ShortR4Type 4 WideR4SType 4 ShortR5Type 5 Wide 1R5SType 5 Short 1AFRAutomotive Front RowAFRR90Automotive Front Row Right Rotated AFRL90Automotive Front Row Left RotatedMVOLT(120V-277V) 2HVOLT(347V-480V) 3XVOLT(277V-480V) 4(use specific voltage for options as noted)120 3277 5208 3347 5240 3480 5SPASquare pole mounting (3.0" min. SQ pole for 1 at 90°, 3.5" min. SQ pole for 2, 3, 4 at 90°)RPARound pole mounting (3.2" min. dia. RND pole for 2, 3, 4 at 90°, 3.0" min. dia. RND pole for 1 at 90°, 2 at 180°, 3 at 120°)MAMast arm adaptor (fits 2-3/8" OD horizontal tenon)ISAdjustable slipfitter (fits 2-3/8" OD tenon) 6WBAWall bracket 1WBASCWall bracket with surface conduit boxAASPAdjustable tilt arm square pole mounting 6AARPAdjustable tilt arm round pole mounting 6AAWBAdjustable tilt arm with wall bracket 6AAWSCAdjustable tilt arm wall bracket and surface conduit box 6Items marked by a shaded background qualify for the Design Select program and ship in 15 days or less. To learn more about Design Select, visit www.acuitybrands.com/designselect.*See ordering tree for detailsDesign Select options indicated by this color background.One Lithonia Way • Conyers, Georgia 30012 • Phone: 1-800-705-SERV (7378) • www.acuitybrands.com© 2018-2024 Acuity Brands Lighting, Inc. All rights reserved. Lithonia RSX1 Area LEDRev. 07/22/24Page 2 of 9COMMERCIAL OUTDOOROrdering InformationNOTES1 Any Type 5 distribution, is not available with WBA.2 MVOLT driver operates on any line voltage from 120-277V (50/60 Hz).3 HVOLT driver operates on any line voltage from 347-480V (50/60 Hz).4 XVOLT driver not available with P1 or P2. XVOLT driver operates on any line voltage from 277V-480V (50/60 Hz). XVOLT not available with fusing (SF or DF) and not available with PE. 5 Single fuse (SF) requires 120V, 277V or 347V. Double fuse (DF) requires 208V, 240V or 480V.6 Maximum tilt is 90° above horizontal.7 It may be ordered as an accessory.8 Requires MVOLT or 347V.9 Two or more of the following options cannot be combined including PE, DMG, PER7, FAO and NLTAIR2 PIRHN. (Exception: PE and FAO can be combined; also PE and DMG can be combined.)10 Compatible with standard twist-lock photocells for dusk to dawn operation or advanced control nodes that provide 0-10V dimming signals. Wire 4/Wire 5 wired to dimming leads on driver. Wire6/Wire7 capped inside luminaire. Twistlock photocell ordered and shipped as a separate line item from Acuity Brands Controls. See accessories. Shorting Cap included.11 For units with option PER7, the mounting must be restricted to +/- 45° from horizontal aim per ANSI C136.10-2010.12 Must be ordered with PIRHN.13 Requires MVOLT or HVOLT.14 Must be ordered with NLTAIR2. For additional information on PIRHN visit here.15 CCE option not available with WBA, WBASC, AASP, AARP, AAWB, AAWBSC, EGS, EGFV and BS.16 Must be ordered with fixture for factory pre-drilling.17 Requires luminaire to be specified with PER7 option. Ordered and shipped as a separate line item from Acuity Brands Controls.AccessoriesOrdered and shipped separately. House Side ShieldExternal Glare ShieldExternal 360 Full VisorRSX1HSRSX1 House side shield (includes 1 shield)RSX1HSAFRR URSX1 House side shield for AFR rotated optics (includes 1 shield)RSX1EGS (FINISH) UExternal glares hield (specify finish)RSX1EGFV (FINISH) U External glare full visor (specify finish)RSXRPA (FINISH) URSX Universal round pole adaptor plate (specify finish) RSXWBA (FINISH) U RSX WBA wall bracket (specify finish) 1RSXSCB (FINISH) U RSX Surface conduit box (specify finish, for use with WBA, WBA not included) DLL127F 1.5 JUPhotocell -SSL twist-lock (120-277V) 17DLL347F 1.5 CUL JUPhotocell -SSL twist-lock (347V) 17DLL480F 1.5 CUL JUPhotocell -SSL twist-lock (480V) 17DSHORT SBK UShorting cap 17External ShieldsPole/Mounting InformatiionHANDHOLE ORIENTATIONAHandholeBCDAccessories including bullhorns, cross arms and other adpaters are available under the accessories tab at Lithonia's Outdoor Poles and Arms product page. Click here to visit Accessories.RSX1 - Luminaire EPAFixture Quantity & Mounting ConfigurationSingle 2 @ 902 @ 1803 @ 903 @ 1204 @ 902 Side by Side3 Side by Side4 Side by SideMounting TypeTiltSPA - Square Pole Adaptor0 °0.571.031.051.521.362.031.311.72.26RPA - Round Pole Adaptor0.621.081.151.621.462.131.361.82.36MA - Mast Arm Adaptor0.490.950.891.361.21.871.231.542.1IS - Integral Slipfitter AASP/AARP - Adjustable Arm Square/Round Pole0 °0.571.031.051.521.362.031.311.72.2610°0.681.341.3321.742.641.352.032.7120°0.871.711.732.562.263.421.752.623.4930°1.242.192.33.212.874.362.493.734.9740°1.812.682.983.853.685.303.625.437.2445°2.112.923.444.24.085.774.226.338.4450°2.313.173.724.524.446.264.626.949.2560°2.713.664.385.215.157.245.438.1410.8670°2.783.984.545.675.477.915.528.2711.0380°2.764.184.625.975.768.315.518.2711.0390°2.734.254.646.115.918.475.458.1810.97*Includes luminaire and integral mounting arm. Other tenons, arms, brackets or other accessories are not included in this EPA data.Top of Pole0.563”2.650”1.325”0.400”(2 PLCS)Template #8RSX POLE DRILLINGRSX STANDARD ARM & ADJUSTABLE ARM5.25”2.65”Drilling TemplateMounting OptionSingle2 @ 1802 @ 903 @ 1203 @ 904 @ 90Head LocationSide B Side B & D Side B & C Round Pole Only Side B, C & D Side A, B, C & D#8Drill NomenclatureDM19AS DM28AS DM29AS DM32AS DM39AS DM49AS Tenon O.D.RSX MountingSingle2 at 180°2 at 90°3 at 120°3 at 90°4 at 90°2 - 3/8"RPA, AARPAS3-5 190 AS3-5 280 AS3-5 290 AS3-5 320 AS3-5 390 AS3-5 4902 - 7/8"RPA, AARPAST25-190 AST25-280 AST25-290 AST25-320 AST25-390 AST25-4904" RPA, AARPAST35-190 AST35-280 AST35-290 AST35-320 AST35-390 AST35-490Round Tenon Mount - Pole Top SlipfittersDrill/Side Location by Configuration TypeOne Lithonia Way • Conyers, Georgia 30012 • Phone: 1-800-705-SERV (7378) • www.acuitybrands.com© 2018-2024 Acuity Brands Lighting, Inc. All rights reserved. Lithonia RSX1 Area LEDRev. 07/22/24Page 3 of 9COMMERCIAL OUTDOORPerformance DataLumen Ambient Temperature(LAT) MultipliersUse these factors to determine relative lumen output for average ambient temperatures from 0-50°C (32-122°F).AmbientAmbientLumen Multiplier0°C32°F1.055°C41°F1.0410°C50°F1.0315°C59°F1.0220°C68°F1.0125°C77°F1.0030°C86°F0.9935°C95°F0.9840°C104°F0.9745°C113°F0.9650°C122°F0.95Current (A)Performance PackageSystem Watts (W)120V208V240V277V347V480VP151W0.420.250.210.190.140.11P272W0.600.350.300.260.210.15P3109W0.910.520.450.390.310.23P4133W1.110.640.550.480.380.27Electrical LoadValues calculated according to IESNA TM-21-11 methodology and valid up to 40°C.Operating Hours50,00075,000100,000Lumen Maintenance Factor>0.97>0.95>0.92Projected LED Lumen MaintenanceTo see complete photometric reports or download .ies files for this product, visit Lithonia Lighting’s RSX Area homepage. Photometric DiagramsIsofootcandle plots for the RSX1 LED P4 40K. Distances are in units of mounting height (20’).43210-4-3-2-143210432143210-4-3-2-143210432143210-4-3-2-143210432143210-4-3-2-1432104321R3R3R4R4R5R5R2R2LEGEND0.1 fc0.5 fc1.0 fc1.0 fc43210-4-3-2-1432104321AFRAFR43210-4-3-2-1432104321Visual - Template Tool These lighting calculation results are for general informational purposes only and are provided without warranty as to accuracy, completeness, reliability or otherwise. Results are based on user provided data and data provided from publicly available sources; actual field conditions may affect calculated output. Visit www.Visual-3D.com . Design Information Project Description Monday, July 29, 2019 Name Company Phone Email [ B ] - RSX2 LED P6 40K AFRL90ManufacturerLithonia Lighting ConfigurationSingleLamp Lumens30752 OrientationSingleLamp Quantity1 Mounting Height30Light Loss Factor1 Arm Length1Input Power246.6 Tilt0Max Illuminance15 Area > 0.5fc8044Page 1 of 1Template Print7/29/2019http://www.visual-3d.com/tools/template/Print.aspx?SessionID=3885952AFRL90AFRL9043210-4-3-2-1432104321Visual - Template Tool These lighting calculation results are for general informational purposes only and are provided without warranty as to accuracy, completeness, reliability or otherwise. Results are based on user provided data and data provided from publicly available sources; actual field conditions may affect calculated output. Visit www.Visual-3D.com . Design Information Project Description Monday, July 29, 2019 Name Company Phone Email [ A ] - RSX2 LED P6 40K AFRR90ManufacturerLithonia Lighting ConfigurationSingleLamp Lumens30623 OrientationSingleLamp Quantity1 Mounting Height30Light Loss Factor1 Arm Length1Input Power246.6 Tilt0Max Illuminance14 Area > 0.5fc8325Page 1 of 1Template Print7/29/2019http://www.visual-3d.com/tools/template/Print.aspx?SessionID=3885952AFRR90AFRR90One Lithonia Way • Conyers, Georgia 30012 • Phone: 1-800-705-SERV (7378) • www.acuitybrands.com© 2018-2024 Acuity Brands Lighting, Inc. All rights reserved. Lithonia RSX1 Area LEDRev. 07/22/24Page 4 of 9COMMERCIAL OUTDOORPerformance DataPerformance PackageSystem WattsDistribution.Type30K (3000K, 70 CRI)40K (4000K, 70 CRI)50K (5000K, 70 CRI)LumensBUGLPWLumensBUGLPWLumensBUGLPWP151WR26,4821011267,1211011397,121101139R36,4591021277,0961021397,096102139R3S6,6311011297,2861021427,286102142R46,5431021287,1891021417,189102141R4S6,3131011246,9361011366,936101136R56,6313021307,2863021437,286302143R5S6,8073011337,4793011477,479301147AFR6,4731011277,1121011397,112101139AFRR906,5352021277,1792021407,179202140AFRL906,5622011287,2102021407,210202140P272WR28,9912011239,8782011359,878201135R38,9592021249,8432021379,843202137R3S9,19820212610,10620213910,106202139R49,0772021269,9722021399,972202139R4S8,7571021229,6222021349,622202134R59,19840212810,10640214010,106402140R5S9,44330113110,37430114410,374301144AFR8,9792011259,8652011379,865201137AFRR909,0643021249,9593021379,959302137AFRL909,10230212510,00130213710,001302137P3109WR212,80820111714,07220212914,072202129R312,76320211714,02320212914,023202129R3S13,10420212014,39720213214,397202132R412,93020211914,20620213014,206202130R4S12,47520211413,70720212613,707202126R513,10440212014,39740213214,397402132R5S13,45230212314,77930213614,779302136AFR12,79120111714,05320212914,053202129AFRR9012,91330311814,18730313014,187303130AFRL9012,96730211814,24730313014,247303130P4133WR214,94320211216,41720212316,417202123R314,89020311216,36020312316,360203123R3S15,28720211516,79620212616,796202126R415,08520311316,57420312516,574203125R4S14,55420210915,99120212015,991202120R515,28740211516,79640212616,796402126R5S15,69340211817,24240213017,242402130AFR14,92320211216,39520212316,395202123AFRR9015,06530311316,55130312416,551303124AFRL9015,12830311416,62130312516,621303125Lumen OutputLumen values are from photometric tests performed in accordance with IESNA LM-79-08. Data is considered to be representative of the configurations shown, within the tolerances allowed by Lighting Facts. Contact factory for performance data on any configurations not shown here.One Lithonia Way • Conyers, Georgia 30012 • Phone: 1-800-705-SERV (7378) • www.acuitybrands.com© 2018-2024 Acuity Brands Lighting, Inc. All rights reserved. Lithonia RSX1 Area LEDRev. 07/22/24Page 5 of 9COMMERCIAL OUTDOORDimensions & Weights L W H Length: 22.8” (57.9 cm)Width: 13.3” (33.8 cm)Height: 3.0” (7.6 cm) Main Body 7.2” (18.4 cm) Arm RSX1 with Round Pole Adapter (RPA)Note: RPA — Round Pole mount can also be used to mount on square poles by omitting the round pole adapter plate shown here. L W H Length: 23.2” (59.1 cm)Width: 13.3” (33.8 cm)Height: 3.0” (7.6 cm) Main Body 3.5” (8.9 cm) Arm RSX1 with Mast Arm Adapter (MA)7/16" locking thru bolt/nut provided L W H Length: 20.7” (52.7 cm)Width: 13.3” (33.8 cm)Height: 3.0” (7.6 cm) Main Body 7.6” (19.3 cm) Arm RSX1 with Adjustable Slipfitter (IS)7/8" KO - fits 1/2" NPT water- tight fittingLuminaire Weight by Mounting TypeMounting ConfigurationTotal Luminaire WeightSPA22 lbsRPA24 lbsMA22 lbsWBA25 lbsWBASC28 lbsIS25 lbsAASP25 lbsAARP27 lbsAAWB28 lbsAAWSC31 lbsOne Lithonia Way • Conyers, Georgia 30012 • Phone: 1-800-705-SERV (7378) • www.acuitybrands.com© 2018-2024 Acuity Brands Lighting, Inc. All rights reserved. Lithonia RSX1 Area LEDRev. 07/22/24Page 6 of 9COMMERCIAL OUTDOORDimensionsL W H Length: 23.6" (59.9 cm) Width: 13.3” (33.8 cm)Height: 3.0” (7.6 cm) Main Body 8.9” (22.6 cm) Arm RSX1 with Wall Bracket (WBA)Wall Bracket (WBA) Mounting Detail4.57.0L W H Length: 25.3” (64.3 cm)Width: 13.3” (33.8 cm)Height: 3.0” (7.6 cm) Main Body 9.2” (23.4 cm) Arm RSX1 with Wall Bracket with Surface Conduit Box (WBASC)3/4" NPT taps with plugs - Qty (4) providedSurface Conduit Box (SCB) Mounting Detail4.47.0One Lithonia Way • Conyers, Georgia 30012 • Phone: 1-800-705-SERV (7378) • www.acuitybrands.com© 2018-2024 Acuity Brands Lighting, Inc. All rights reserved. Lithonia RSX1 Area LEDRev. 07/22/24Page 7 of 9COMMERCIAL OUTDOORDimensionsL W H Length: 25.3” (65.3 cm) AASP 26.3” (66.8 cm) AARPWidth: 13.3” (33.8 cm)Height: 3.0” (7.6 cm) Main Body 7.2” (18.2 cm) Arm RSX1 with Adjustable Tilt Arm - Square or Round Pole (AASP or AARP)NOTE:RPA - Round Pole mount can also be used to mount on square poles by omitting the round pole adapter plate shown here. 7/8" KO - fits 1/2" NPT water- tight fittingNotesAASP: Requires 3.0" min. square pole for 1 at 90°. Requires 3.5" min. square pole for mounting 2, 3, 4 at 90°. AARP: Requires 3.2" min. dia. round pole for 2, 3, 4 at 90°. Requires 3.0" min. dia. round pole for mounting 1 at 90°, 2 at 180°, 3 at 120°.L W H Length: 27.1” (68.8 cm)Width: 13.3” (33.8 cm)Height: 3.0” (7.6 cm) Main Body 8.9” (22.6 cm) Arm RSX1 with Adjustable Tilt Arm with Wall Bracket (AAWB)Wall Bracket (WBA) Mounting Detail4.57.07/8" KO - fits 1/2" NPT water- tight fittingOne Lithonia Way • Conyers, Georgia 30012 • Phone: 1-800-705-SERV (7378) • www.acuitybrands.com© 2018-2024 Acuity Brands Lighting, Inc. All rights reserved. Lithonia RSX1 Area LEDRev. 07/22/24Page 8 of 9COMMERCIAL OUTDOORDimensionsL W H Length: 28.8” (73.2 cm)Width: 13.3” (33.8 cm)Height: 3.0” (7.6 cm) Main Body 9.2” (23.4 cm) Arm RSX1 with Adjustable Tilt Arm with Wall Bracket and Surface Conduit Box (AAWSC)Surface Conduit Box (SCB) Mounting Detail4.47.03/4" NPT taps with plugs - Qty (4) provided7/8" KO - fits 1/2" NPT water- tight fittingAutomotive Front Row - Rotated Optics (AFRL90/R90)AFRR90AFRL90(Example: 2@180 - arrows indicate direction of light exiting the luminaire)One Lithonia Way • Conyers, Georgia 30012 • Phone: 1-800-705-SERV (7378) • www.acuitybrands.com© 2018-2024 Acuity Brands Lighting, Inc. All rights reserved. Lithonia RSX1 Area LEDRev. 07/22/24Page 9 of 9COMMERCIAL OUTDOORFEATURES & SPECIFICATIONS INTENDED USE The RSX LED area family is designed to provide a long-lasting, energy-efficient solution for the one-for-one replacement of existing metal halide or high pressure sodium lighting. The RSX1 delivers 7,000 to 17,000 lumens and is ideal for replacing 70W to 400W HID pole-mounted luminaires in parking lots and other area lighting applications. CONSTRUCTION The RSX LED area luminaire features a rugged die-cast aluminum main body that uses heat-dissipating fins and flow-through venting to provide optimal thermal management that both enhances LED performance and extends component life. Integral “no drill” mounting arm allows the luminaire to be mounted on existing pole drillings, greatly reducing installation labor. The light engines and housing are sealed against moisture and environmental contaminants to IP66. The low-profile design results in a low EPA, allowing pole optimization. All mountings are rated for minimum 1.5 G vibration load per ANSI C136.31. 3G Mountings: Include SPA, RPA, MA, IS, AASP, and AARP rated for 3G vibration. 1.5G Mountings: Include WBA, WBASC, AAWB and AAWSC rated for 1.5G vibration. FINISH Exterior parts are protected by a zinc-infused Super Durable TGIC thermoset powder coat finish that provides superior resistance to corrosion and weathering. A tightly controlled multi-stage process ensures superior adhesion as well as a minimum finish thickness of 3 mils. The result is a high-quality finish that is warrantied not to crack or peel. COASTAL CONSTRUCTION (CCE) Optional corrosion-resistant construction is engineered with added corrosion protection in materials and/or pre-treatment of base material under super durable paint. Provides additional corrosion protection for applications near coastal areas. Finish is salt spray tested to over 5,000 hours per ASTM B117 with scribe rating of 10. Additional lead times apply. OPTICS Precision acrylic refractive lenses are engineered for superior application efficiency, distributing the light to where it is needed most. Available in short and wide pattern distributions including Type 2, Type 3, Type 3S, Type 4, Type 4S, Type 5, Type 5S, AFR (Automotive Front Row), and AFR rotated AFRR90 and ARFL90. ELECTRICAL Light engine(s) configurations consist of high-efficacy LEDs mounted on metal-core circuit boards and aluminum heat sinks to maximize heat dissipation. Light engines are IP66 rated. LED lumen maintenance is >L92/100,000 hours. CCT’s of 3000K, 4000K and 5000K (minimum 70 CRI) are available. Fixtures ship standard with 0-10v dimming driver. Class 1 electronic drivers ensure system power factor >90% and THD <20%. Easily serviceable 10kV surge protection device meets a minimum Category C Low operation (per ANSI/IEEE C62.41.2). STANDARD CONTROLS The RSX LED area luminaire has a wide assortment of control options. Dusk to dawn controls include MVOLT and 347V button-type photocells and NEMA twist-lock photocell receptacles. nLIGHT AIR CONTROLS The RSX LED area luminaire is also available with nLight® AIR for the ultimate in wireless control. This powerful controls platform provides out-of-the-box basic motion sensing with photocontrol functionality and is suitable for mounting heights up to 40 feet. No commissioning is required when using factory default settings that provide basic stand-alone motion occupancy dimming that is switched on and off with a built-in photocell. See chart above for motion sensor default out-of-box settings. For more advanced wireless functionality, such as group dimming, nLight AIR can be commissioned using a smartphone and the easy-to-use CLAIRITY app. nLight AIR equipped luminaries can be grouped, resulting in motion sensor and photocell group response without the need for additional equipment. Scheduled dimming with motion sensor over-ride can be achieved when used with the nLight Eclypse. Additional information about nLight Air can be found here. INSTALLATION Integral “no-drill” mounting arm allows for fast, easy mounting using existing pole drillings. Select the “SPA” option for square poles and the “RPA” option to mount to round poles. Note, the RPA mount can also be used for mounting to square poles by omitting the RPA adapter plate. Select the “MA” option to attach the luminaire to a 2 3/8” horizontal mast arm or the “IS” option for an adjustable slipfitter that mounts on a 2 3/8” OD tenon. The adjustable slipfitter has an integral junction box and offers easy installation. Can be tilted up to 90° above horizontal. Additional mountings are available including a wall bracket, adjustable tilt arm for direct-to-pole and wall and a surface conduit box for wall mount applications. LISTINGS CSA Certified to meet U.S. and Canadian standards. Suitable for wet locations. Rated for -40°C minimum ambient. DesignLights Consortium® (DLC) Premium qualified product and DLC qualified product. Not all versions of this product may be DLC Premium qualified or DLC qualified. Please check the DLC Qualified Products List at www.designlights.org/QPL to confirm which versions are qualified. International Dark-Sky Association (IDA) Fixture Seal of Approval (FSA) is available for all products on this page utilizing 3000K color temperature only. U.S. Patent No. D882, 146S GOVERNMENT PROCUREMENT BAA – Buy America(n) Act: Product with the BAA option qualifies as a domestic end product under the Buy American Act as implemented in the FAR and DFARS. Product with the BAA option also qualifies as manufactured in the United States under DOT Buy America regulations. BABA – Build America Buy America: Product with the BAA option also qualifies as produced in the United States under the definitions of the Build America, Buy America Act. Please refer to www.acuitybrands.com/buy-american for additional information. WARRANTY 5-year limited warranty. This is the only warranty provided and no other statements in this specification sheet create any warranty of any kind. All other express and implied warranties are disclaimed. Complete warranty terms located at: www.acuitybrands.com/support/warranty/terms-and-conditions Note: Actual performance may differ as a result of end-user environment and application. All values are design or typical values, measured under laboratory conditions at 25 °C. Specifications subject to change without notice.nLight Control - Sensor Coverage and SettingsMotion Sensor Default Settings - Option PIRHN OptionDimmed State (unoccupied)High Level (when occupied)Photocell OperationDwell Time (occupancy time delay)Ramp-up Time (from unoccupied to occupied)Ramp-down Time (from occupied to unoccupied)NLTAIR2 PIRHNApprox. 30% Output100% OutputEnabled @ 1.5FC7.5 minutes3 seconds5 minutesnLight Sensor Coverage PatternNLTAIR2 PIRHNTopSide*Note: NLTAIR2 PIRHN default settings including photocell set-point, high/low dim rates, and occupancy sensor time delay are all configurable using the Clairity Pro App. Sensor coverage pattern shown with luminaire at 0°. Sensor coverage pattern is affected when luminaire is titled.
https://www.acuitybrands.com/api/products/getasset/lithonia-lighting/854453/943fbdcf-ab52-4666-a6f9-0651f1a57876/lithonia-rsxf2-flood-led.pdf?abl_version=01%2f12%2f2023+14%3a52%3a41&DOC_Type=SPEC_SHEET | lighting | Lithonia RSXF2 Flood LEDRev. 04/17/24Page 1 of 8One Lithonia Way • Conyers, Georgia 30012 • Phone: 800-705-SERV (7378) • www.acuitybrands.com© 2011-2024 Acuity Brands Lighting, Inc. All rights reserved.COMMERCIAL OUTDOOROptionsFinishShipped InstalledPEPhotocontrol, button style 7,8PER7Seven-wire twist-lock receptacle only (no controls) 8, 9,10SFSingle fuse (120, 277, 347) 5DFDouble fuse (208, 240, 480) 5SPD20KV20KV Surge pack (10KV standard)FAOField adjustable output 8DMG0-10V dimming extend out back of housing for external control (control ordered separate)8DSDual Switching 8,11Shipped Installed*Standalone and Networked Sensors/Controls (factory default settings, see table page 9)NLTAIR2 PIRHNnLight AIR generation 2, with Networked, Bi-Level motion/ambient sensor 8,12,13,14BAABuy America(n) Act and/or Build America Buy America QualifiedCCECoastal Construction 15Shipped Separately (requires some field assembly)FVFull Visor (360° around light aperture) 16UBVUpper/bottom visor 16BSBird Spikes 17*Note: NLTAIR2 PIRHN with nLight Air can be used as a standalone or networked solution. Sensor coverage pattern is affected when luminaire is tilted.DDBXDDark BronzeDBLXDBlackDNAXDNatural AluminumDWHXDWhiteDDBTXDTextured Dark BronzeDBLBXDTextured BlackDNATXDTextured Natural AluminumDWHGXDTextured WhiteWWRSXF2 LEDSeriesPerformance Package Color TemperatureDistributionVoltageMountingRSXF2 LEDP1P2P3P4P5P6P7 1P8 130K3000K40K4000K50K5000K AWFDArea Wide ForwardWFLWide FloodMFLMedium FloodNFLNarrow FloodSPSpotNSPNarrow SpotMVOLT(120V-277V) 2HVOLT(347V-480V) 3XVOLT(277V-480V) 4(use specific voltage for options as noted)120 5277 5208 5347 5240 5480 5ISAdjustable slipfitter (fits 2-3/8" OD tenon) 6YKC63Yoke with 16-3 SO cord, 3ft 6AASPAdjustable tilt arm square pole mounting 6AARPAdjustable tilt arm round pole mounting 6AAWBAdjustable tilt arm with wall bracket 6AAWSCAdjustable tilt arm wall bracket and surface conduit box 6Catalog NumberNotesTypeHit the Tab key or mouse over the page to see all interactive elements.RSXF2 LEDFloodlightSpecificationsIntroductionThe new RSXF LED Flood family delivers maximum value by providing significant energy savings, long life and outstanding photometric performance at an affordable price. The RSXF2 delivers 11,000 to 44,000 lumens allowing it to replace 250W to 1000W HID floodlights.The RSXF features an adjustable integral slipfitter that allows the luminaire to be mounted on a 2-3/8” OD tenon. Integral cover/wire box serves as an approved splice compartment allowing for fast, easy mounting and wiring without opening the electrical compartment. A yoke and other mounting configurations are available.EPA (ft2@45°):0.9 ft2 (0.08 m2)Length:28.3" (71.9 cm)Width:13.4" (34.0 cm)Height:3.0" (7.6 cm) Main Body7.6" (19.3 cm ) ArmWeight:33 lbs (15.0 kg)Ordering InformationEXAMPLE: RSXF2 LED P4 40K WFL MVOLT IS DDBXD L W H Items marked by a shaded background qualify for the Design Select program and ship in 15 days or less. To learn more about Design Select, visit www.acuitybrands.com/designselect.*See ordering tree for detailsDesign Select options indicated by this color background.Lithonia RSXF2 Flood LEDRev. 04/17/24Page 2 of 8One Lithonia Way • Conyers, Georgia 30012 • Phone: 800-705-SERV (7378) • www.acuitybrands.com© 2011-2024 Acuity Brands Lighting, Inc. All rights reserved.COMMERCIAL OUTDOOROrdering InformationNOTES1 P7 and P8 not available with MFL optic.2 MVOLT driver operates on any line voltage from 120-277V (50/60 Hz).3 HVOLT driver operates on any line voltage from 347-480V (50/60 Hz).4 XVOLT driver not available with P1. XVOLT driver operates on any line voltage from 277V-480V (50/60 Hz). XVOLT not available with fusing (SF or DF) and not available with PE.5 Single fuse (SF) requires 120V, 277V or 347V. Double fuse (DF) requires 208V, 240V or 480V. 6 Maximum tilt is 90° above horizontal.7 Requires MVOLT or 347V.8 Two or more of the following options cannot be combined including PE, DMG, PER7, FAO, DS and NLTAIR2 PIRHN. (Exception: PE and FAO can be combined; also PE and DMG can be combined.)9 Compatible with standard twist-lock photocells for dusk to dawn operation or advanced control nodes that provide 0-10V dimming signals. Wire 4/Wire 5 wired to dimming leads on driver. Wire6/Wire7 capped inside luminaire. Twistlock photocell ordered and shipped as a separate line item from Acuity Brands Controls. See accessories. Shorting Cap included.10 For units with option PER7, the mounting must be restricted to +/- 45° from horizontal aim per ANSI C136.10-2010.11 DS requires (2) separately switched circuits. DS provides 50/50 fixture operation via (2) different sets of leads using (2) drivers. DS only available with packages P5 and P6.12 Must be ordered with PIRHN.13 Requires MVOLT or HVOLT.14 Must be ordered with NLTAIR2. For additional information on NLTAIR visit here.15 CCE option not available with AASP, AARP, AAWB, AAWBSC, UBV, FV and BS.16 It may be ordered as an accessory.17 Must be ordered with fixture for factory pre-drilling.18 Requires luminaire to be specified with PER7 option. Ordered and shipped as a separate line item from Acuity Brands Controls.AccessoriesOrdered and shipped separately. RSXF2FV (FINISH) UFull visor (specify finish)RSXF2UBV (FINISH) U Upper/bottom visor (specify finish)DLL127F 1.5 JUPhotocell - SSL twist-lock (120-277V) 18DLL347F 1.5 CUL JUPhotocell - SSL twist-lock (347V) 18DLL480F 1.5 CUL JUPhotocell -SSL twist-lock (480V) 18DSHORT SBK UShorting cap 18UBV Visor - Top MountedUBV Visor - Bottom MountedFull Visor - 360° External ShieldsPole/Mounting InformatiionAccessories including bullhorns, cross arms and other adpaters are available under the accessories tab at Lithonia’s Outdoor Poles and Arms product page.Click here to visit Accessories.RSXF2 - Luminaire EPAEPA (ft2)Fixture Quantity & Mounting ConfigurationSingle 2 @ 902 @ 1803 @ 903 @ 1204 @ 902 Side by Side3 Side by Side4 Side by SideMounting TypeTiltIS - Integral SlipfitterYK - YokeAASP/AARP - Adjustable Arm Square/Round Pole0 °0.691.221.271.81.612.391.372.062.7410°0.531.061.051.581.372.081.061.592.1220°0.521.021.031.521.332.021.031.552.0730°0.641.111.181.631.452.211.271.912.5440°0.811.211.351.741.652.391.622.433.2345°0.911.251.51.811.752.481.822.733.6450°1.341.832.172.612.563.622.684.025.3660°2.22.973.574.244.175.894.416.618.8270°2.864.134.75.895.718.215.718.5711.4280°3.45.135.677.347.0910.216.7910.1913.5990°3.855.966.558.588.3111.887.711.5615.41*Includes luminaire and integral mounting arm. Other tenons, arms, brackets or other accessories are not included in this EPA data.HANDHOLE ORIENTATIONAHandholeBCDRSXF ADJUSTABLE ARM5.25”2.65”Top of Pole0.563”2.650”1.325”0.400”(2 PLCS)Template #8RSX POLE DRILLINGTenon O.D.RSX MountingSingle2 @ 1802 @ 903 @ 1203 @ 904 @ 902 - 3/8"AARPAS3-5 190 AS3-5 280 AS3-5 290 AS3-5 320 AS3-5 390 AS3-5 4902 - 7/8"AARPAST25-190 AST25-280 AST25-290 AST25-320 AST25-390 AST25-4904" AARPAST35-190 AST35-280 AST35-290 AST35-320 AST35-390 AST35-490Round Tenon Mount - Pole Top SlipfittersDrilling TemplateMounting OptionSingle2 @ 1802 @ 903 @ 1203 @ 904 @ 90Head LocationSide B Side B & D Side B & C Round Pole Only Side B, C & D Side A, B, C & D#8Drill NomenclatureDM19AS DM28AS DM29AS DM32AS DM39AS DM49ASDrill Side Location by Configuration TypeMounting ConfigurationsDrilling TemplateMounting OptionSingle2 @ 1802 @ 903 @ 1203 @ 904 @ 90AASPSquare Pole (min. size)3"3.5"3.5"---3.5"3.5"AARPRound Pole (min. size DIA.)3"3"3.2"3"3.2"3.2"Minimum Size Pole by Mounting and Configuration TypeLithonia RSXF2 Flood LEDRev. 04/17/24Page 3 of 8One Lithonia Way • Conyers, Georgia 30012 • Phone: 800-705-SERV (7378) • www.acuitybrands.com© 2011-2024 Acuity Brands Lighting, Inc. All rights reserved.COMMERCIAL OUTDOORTo see complete photometric reports or download .ies files for this product, visit Lithonia Lighting’s RSX Area homepage. Photometric DiagramsIsofootcandle plots for the RSXF2 LED P6 40K. Distances are in units of mounting height (30’).LEGEND0.1 fc0.5 fc1.0 fcLuminaires tilted at 45˚Visual - Template Tool These lighting calculation results are for general informational purposes only and are provided without warranty as to accuracy, completeness, reliability or otherwise. Results are based on user provided data and data provided from publicly available sources; actual field conditions may affect calculated output. Visit www.Visual-3D.com . Design Information Project Description Thursday, August 02, 2018 Name Company Phone Email [ A ] - RSXF2 LED P6 40K WFLManufacturerAcuity Brands ConfigurationSingleLamp Lumens29749 OrientationSingleLamp Quantity1 Mounting Height30Light Loss Factor1 Arm Length1Input Power246.6 Tilt45Max Illuminance5 Area > 0.5fc10000Page 1 of 1Template Print8/2/2018http://www.visual-3d.com/tools/template/Print.aspx?SessionID=2379267WFLWFL76543210-1-2-3-4-5-6-7706543211234567Visual - Template Tool These lighting calculation results are for general informational purposes only and are provided without warranty as to accuracy, completeness, reliability or otherwise. Results are based on user provided data and data provided from publicly available sources; actual field conditions may affect calculated output. Visit www.Visual-3D.com . Design Information Project Description Thursday, August 02, 2018 Name Company Phone Email [ B ] - RSXF2 LED P6 40K MFLManufacturerAcuity Brands ConfigurationSingleLamp Lumens31024 OrientationSingleLamp Quantity1 Mounting Height30Light Loss Factor1 Arm Length1Input Power246.6 Tilt45Max Illuminance12 Area > 0.5fc8600Page 1 of 1Template Print8/2/2018http://www.visual-3d.com/tools/template/Print.aspx?SessionID=2413412MFLMFL76543210-1-2-3-4-5-6-7706543211234567Visual - Template Tool These lighting calculation results are for general informational purposes only and are provided without warranty as to accuracy, completeness, reliability or otherwise. Results are based on user provided data and data provided from publicly available sources; actual field conditions may affect calculated output. Visit www.Visual-3D.com . Design Information Project Description Thursday, August 02, 2018 Name Company Phone Email [ A ] - RSXF2 LED P6 40K AWFDManufacturerAcuity Brands ConfigurationSingleLamp Lumens30364 OrientationSingleLamp Quantity1 Mounting Height30Light Loss Factor1 Arm Length1Input Power246.6 Tilt45Max Illuminance6 Area > 0.5fc12100Page 1 of 1Template Print8/2/2018http://www.visual-3d.com/tools/template/Print.aspx?SessionID=2413412AWFDAWFD76543210-1-2-3-4-5-6-7706543211234567Luminaires tilted at 0˚Visual - Template Tool These lighting calculation results are for general informational purposes only and are provided without warranty as to accuracy, completeness, reliability or otherwise. Results are based on user provided data and data provided from publicly available sources; actual field conditions may affect calculated output. Visit www.Visual-3D.com . Design Information Project Description Thursday, August 02, 2018 Name Company Phone Email [ B ] - RSXF2 LED P6 40K NFLManufacturerAcuity Brands ConfigurationSingleLamp Lumens29944 OrientationSingleLamp Quantity1 Mounting Height30Light Loss Factor1 Arm Length1Input Power246.6 Tilt0Max Illuminance49 Area > 0.5fc3900Page 1 of 1Template Print8/2/2018http://www.visual-3d.com/tools/template/Print.aspx?SessionID=2379267NFLNFL76543210-1-2-3-4-5-6-7706543211234567Visual - Template Tool These lighting calculation results are for general informational purposes only and are provided without warranty as to accuracy, completeness, reliability or otherwise. Results are based on user provided data and data provided from publicly available sources; actual field conditions may affect calculated output. Visit www.Visual-3D.com . Design Information Project Description Thursday, August 02, 2018 Name Company Phone Email [ C ] - RSXF2 LED P6 40K SPManufacturerAcuity Brands ConfigurationSingleLamp Lumens28981 OrientationSingleLamp Quantity1 Mounting Height30Light Loss Factor1 Arm Length1Input Power246.6 Tilt0Max Illuminance100 Area > 0.5fc3700Page 1 of 1Template Print8/2/2018http://www.visual-3d.com/tools/template/Print.aspx?SessionID=2379267SPSP76543210-1-2-3-4-5-6-7706543211234567Visual - Template Tool These lighting calculation results are for general informational purposes only and are provided without warranty as to accuracy, completeness, reliability or otherwise. Results are based on user provided data and data provided from publicly available sources; actual field conditions may affect calculated output. Visit www.Visual-3D.com . Design Information Project Description Thursday, August 02, 2018 Name Company Phone Email [ D ] - RSXF2 LED P6 40K NSPManufacturerAcuity Brands ConfigurationSingleLamp Lumens29491 OrientationSingleLamp Quantity1 Mounting Height30Light Loss Factor1 Arm Length1Input Power246.6 Tilt0Max Illuminance171 Area > 0.5fc2200Page 1 of 1Template Print8/2/2018http://www.visual-3d.com/tools/template/Print.aspx?SessionID=2379267NSPNSP76543210-1-2-3-4-5-6-7706543211234567Lithonia RSXF2 Flood LEDRev. 04/17/24Page 4 of 8One Lithonia Way • Conyers, Georgia 30012 • Phone: 800-705-SERV (7378) • www.acuitybrands.com© 2011-2024 Acuity Brands Lighting, Inc. All rights reserved.COMMERCIAL OUTDOORPerformance DataLumen Ambient Temperature(LAT) MultipliersUse these factors to determine relative lumen output for average ambient temperatures from 0-50°C (32-122°F).AmbientAmbientLumen Multiplier0°C32°F1.055°C41°F1.0410°C50°F1.0315°C59°F1.0220°C68°F1.0125°C77°F1.0030°C86°F0.9935°C95°F0.9840°C104°F0.9745°C113°F0.9650°C122°F0.95Current (A)Performance PackageSystem Watts (W)120V208V240V277V347V480VP171W0.590.340.300.260.200.15P2111W0.930.530.460.400.320.23P3147W1.230.700.610.530.420.31P4187W1.550.900.780.680.530.38P5210W1.751.010.870.760.600.44P6244W2.031.171.010.880.700.51P7274W2.491.411.221.060.850.61P8326W2.961.681.451.261.010.73Electrical LoadValues calculated according to IESNA TM-21-11 methodology and valid up to 40°C.Operating Hours50,00075,000100,000Lumen Maintenance Factor>0.97>0.95>0.92Projected LED Lumen MaintenancePerformance PackageSystem WattsDistribution.TypeField AngleBeam Angle30K (3000K, 70 CRI)40K (4000K, 70 CRI)50K (5000K, 70 CRI)˚H˚V˚H˚VLumensLPWMax CDLumensLPWMax CDLumensLPWMax CDP171WAWFD11912069419,6631367,91510,6161508,69610,6161508,696WFL133129116809,4671334,03110,4011464,42810,4011464,428MFL10511091969,8731394,48210,8471534,92410,8471534,924NFL787944459,52913414,09010,46914715,48010,46914715,480SP484827279,22313029,37810,13314332,27710,13314332,277NSP424419219,38513249,55310,31114554,44310,31114554,443P2111WAWFD119120694115,09413612,36416,58414913,58416,58414913,584WFL1331291168014,7881336,29616,2481466,91816,2481466,918MFL105110919615,4221397,00116,9441537,69216,9441537,692NFL7879444514,88513422,01016,35414724,18216,35414724,182SP4848272714,40713045,89115,82814350,41815,82814350,418NSP4244192114,66013277,40616,10714585,04616,10714585,046P3147WAWFD119120694119,00712915,56920,88314217,10620,88314217,106WFL1331291168018,6221277,92820,4601398,71120,4601398,711MFL105110919619,4201328,81621,3371459,68721,3371459,687NFL7879444518,74412827,71620,59414030,45120,59414030,451SP4848272718,14212357,78819,93213663,49019,93213663,490NSP4244192118,46112697,47520,282138107,09020,282138107,090P4187WAWFD119120694122,97412318,81925,24113520,67625,24113520,676WFL1331291168022,5091209,58324,73013210,52924,73013210,529MFL105110919623,47412610,65725,79013811,70825,79013811,708NFL7879444522,65612133,50024,89213336,80724,89213336,807SP4848272721,92811769,84824,09212976,74124,09212976,741NSP4244192122,314119117,82024,516131129,44624,516131129,446P5210WAWFD119120694124,72211820,25126,78612821,94126,78612821,941WFL1331291168024,22211510,31226,61212711,33026,61212711,330MFL105110919625,26012011,46827,75213212,59927,75213212,599NFL7879444524,38011636,05026,78612839,60726,78612839,607SP4848272723,59711275,16425,92512382,58025,92512382,580NSP4244192124,012114126,78526,381126139,29426,381126139,294P6244WAWFD119120694127,63711322,63830,36412424,87230,36412424,872WFL1331291168027,07711111,52829,74912212,66629,74912212,666MFL105110919628,23711612,81931,02412714,08531,02412714,085NFL7879444527,25411240,29929,94412344,27729,94412344,277SP4848272726,37810884,02328,98111992,31428,98111992,314NSP4244192126,842110141,72829,491121155,71529,491121155,715P7274WAWFD119120694135,87613129,38639,32314432,21039,32314432,210WFL1331291168035,12012814,95238,49514016,38838,49514016,388NFL7879444535,32812952,23638,72214157,25538,72214157,255SP4848272734,410126109,60837,716138120,14037,716138120,140NSP4244192134,813127183,81938,158139201,48138,158139201,481P8326WAWFD119120694141,37712733,89345,35313937,14945,35313937,149WFL1331291168040,50612417,24444,39813618,90144,39813618,901NFL7879444540,74512560,24644,66013766,03544,66013766,035SP4848272739,687122126,41643,500133138,56243,500133138,562NSP4244192140,152123212,00644,010135232,37744,010135232,377Lumen OutputLumen values are from photometric tests performed in accordance with IESNA LM-79-08. Data is considered to be representative of the configurations shown, within the tolerances allowed by Lighting Facts. Contact factory for performance data on any configurations not shown here.Lithonia RSXF2 Flood LEDRev. 04/17/24Page 5 of 8One Lithonia Way • Conyers, Georgia 30012 • Phone: 800-705-SERV (7378) • www.acuitybrands.com© 2011-2024 Acuity Brands Lighting, Inc. All rights reserved.COMMERCIAL OUTDOORL W H Length: 28.3" (71.9 cm) Width: 3.4" (34.0 cm) Height: 3.0" (7.6 cm) Main BodyWeight: 31 lbs (14.1 kg)RSXF2 with Yoke (YKC63)Yoke (YK) Mounting DetailNote: Mounting hole pattern is in-line with center of luminaire5.90.50.631.522.52.51Length: 28.3" (71.9 cm)Width: 13.4" (34.0 cm)Height: 3.0" (7.6 cm) Main Body 7.6" (19.3 cm) ArmWeight: 33 lbs (15.0 kg)RSXF2 with Adjustable Slipfitter (IS)L W H 7/8" KO - fits 1/2" NPT water- tight fittingDimensionsLithonia RSXF2 Flood LEDRev. 04/17/24Page 6 of 8One Lithonia Way • Conyers, Georgia 30012 • Phone: 800-705-SERV (7378) • www.acuitybrands.com© 2011-2024 Acuity Brands Lighting, Inc. All rights reserved.COMMERCIAL OUTDOORDimensionsL W H Length: 32.8" (83.3 cm) AASP 33.8" (85.9 cm) AARPWidth: 13.4" (34.0 cm)Height: 3.0" (7.6 cm) Main Body 7.2" (18.2 cm) ArmWeight: 25 lbs (11.3 kg) AASP 27 lbs (12.2 kg) AARPRSXF2 with Adjustable Tilt Arm - Square or Round Pole (AASP or AARP)NOTE:RPA - Round Pole mount can also be used to mount on square poles by omitting the round pole adapter plate shown here. 7/8" KO - fits 1/2" NPT water- tight fittingNotesAASP: Requires 3.0" min. square pole for 1 at 90°. Requires 3.5" min. square pole for mounting 2, 3, 4 at 90°. AARP: Requires 3.2" min. dia. round pole for 2, 3, 4 at 90°. Requires 3.0" min. dia. round pole for mounting 1 at 90°, 2 at 180°, 3 at 120°.L W H Length: 34.7" (88.1 cm)Width: 13.4" (34.0 cm)Height: 3.0" (7.6 cm) Main Body 8.9" (22.6 cm) ArmWeight: 36 lbs (16.3 kg)RSXF2 with Adjustable Tilt Arm with Wall Bracket (AAWB)Wall Bracket (WBA) Mounting Detail4.57.07/8" KO - fits 1/2" NPT water- tight fittingLithonia RSXF2 Flood LEDRev. 04/17/24Page 7 of 8One Lithonia Way • Conyers, Georgia 30012 • Phone: 800-705-SERV (7378) • www.acuitybrands.com© 2011-2024 Acuity Brands Lighting, Inc. All rights reserved.COMMERCIAL OUTDOORDimensionsL W H Length: 36.2" (91.9 cm)Width: 13.4" (4.0 cm)Height: 3.0" (7.6 cm) Main Body 9.2" (23.4 cm) ArmWeight: 39 lbs (17.7 kg)RSXF2 with Adjustable Tilt Arm with Wall Bracket and Surface Conduit Box (AAWSC)Surface Conduit Box (SCB) Mounting Detail4.47.03/4" NPT taps with plugs - Qty (4) provided7/8" KO - fits 1/2" NPT water- tight fittingLithonia RSXF2 Flood LEDRev. 04/17/24Page 8 of 8One Lithonia Way • Conyers, Georgia 30012 • Phone: 800-705-SERV (7378) • www.acuitybrands.com© 2011-2024 Acuity Brands Lighting, Inc. All rights reserved.COMMERCIAL OUTDOORFEATURES & SPECIFICATIONS INTENDED USE The RSX LED flood family is designed to provide a long-lasting, energy-efficient solution for the one-for-one replacement of existing metal halide or high pressure sodium lighting. The RSXF1 delivers 11,000 to 44,000 lumens and is ideal for replacing 250W to 1000W HID floodlights in parking lots and other area lighting applications. CONSTRUCTION The RSX LED flood luminaire features a rugged die-cast aluminum main body that uses heat-dissipating fins and flow-through venting to provide optimal thermal management that both enhances LED performance and extends component life. Integral adjustable slipfitter mounts on a 2 3/8" OD tenon. The adjustable slipfitter has an integral junction box for easy installation. The light engines and housing are sealed against moisture and environmental contaminants to IP66. The low-profile design results in a low EPA, allowing pole optimization. Vibration rated per ANSI 136.31: RSXF and mountings rated for 3G vibration include IS, YK, AASP and AARP. RSXF and mountings rated for 1.5G vibration include AAWB and AAWSC. FINISH Exterior parts are protected by a zinc-infused Super Durable TGIC thermoset powder coat finish that provides superior resistance to corrosion and weathering. A tightly controlled multi-stage process ensures superior adhesion as well as a minimum finish thickness of 3 mils. The result is a high-quality finish that is warrantied not to crack or peel. COASTAL CONSTRUCTION (CCE) Optional corrosion resistant construction is engineered with added corrosion protection in materials and/or pre-treatment of base material under super durable paint. Provides additional corrosion protection for applications near coastal areas. Finish is salt spray tested to over 5,000 hours per ASTM B117 with scribe rating of 10. Additional lead-times apply. OPTICS Precision acrylic refractive lenses are engineered for superior application efficiency, distributing the light to where it is needed most. Available in short and wide pattern distributions including Wide Flood, Medium Flood, Narrow Flood, Spot, Narrow Spot and an Area Wide/Forward distribution pattern featuring a strong forward throw reach that is ideal for lighting large areas from the perimeter. ELECTRICAL Light engine(s) configurations consist of high-efficacy LEDs mounted on metal-core circuit boards and aluminum heat sinks to maximize heat dissipation. Light engines are IP66 rated. LED lumen maintenance is >L92/100,000 hours. CCT’s of 3000K, 4000K and 5000K (minimum 70 CRI) are available. Fixtures ship standard with 0-10v dimming driver. Class 1 electronic drivers ensure system power factor >90% and THD <20%. Easily serviceable 10kV surge protection device meets a minimum Category C Low operation (per ANSI/IEEE C62.41.2). STANDARD CONTROLS The RSX LED flood luminaire has a wide assortment of control options. Dusk to dawn controls include MVOLT and 347V button-type photocells and NEMA twist-lock photocell receptacles. nLIGHT AIR CONTROLS The RSXF LED flood luminaire is also available with nLight® AIR which can be used for simple motion occupancy dimming or for the ultimate in wireless control. This powerful controls platform provides out-of-the-box basic motion sensing with photocontrol functionality and is suitable for mounting heights up to 40 feet. No commissioning is required when using factory default settings that provide basic stand-alone motion occupancy dimming that is switched on and off with a built-in photocell. See chart above for motion sensor default out-of-box settings. For more advanced wireless functionality, such as group dimming, nLight AIR can be commissioned using a smartphone and the easy-to-use CLAIRITY app. nLight AIR equipped luminaries can be grouped, resulting in motion sensor and photocell group response without the need for additional equipment. Scheduled dimming with motion sensor over-ride can be achieved when used with the nLight Eclypse. Additional information about nLight Air can be found here. INSTALLATION The integral “IS” mount offers an adjustable slipfitter that mounts on a 2 3/8" OD tenon. The adjustable slipfitter has an integral junction box and offers easy installation, wiring and precision distribution pattern aiming. A steel yoke mount is also available and includes a water-tight cord grip and cord. Additional mountings are available including an adjustable tilt arm for direct-to-pole and wall and a surface conduit box for wall mount applications. All mountings are adjustable in 5° increments. RSXF is not rated for tilting above 90° or mounting within 4 feet of ground. Can be tilted up to 90° above horizontal. LISTINGS CSA Certified to meet U.S. and Canadian standards. Suitable for wet locations. DesignLights Consortium® (DLC) Premium qualified product and DLC qualified product. Not all versions of this product may be DLC Premium qualified or DLC qualified. Please check the DLC Qualified Products List at www.designlights.org/QPL to confirm which versions are qualified. International Dark-Sky Association (IDA) Fixture Seal of Approval (FSA) is available for all products on this page utilizing 3000K color temperature only. U.S Patent No. D882,156S GOVERNMENT PROCUREMENT BAA – Buy America(n) Act: Product with the BAA option qualifies as a domestic end product under the Buy American Act as implemented in the FAR and DFARS. Product with the BAA option also qualifies as manufactured in the United States under DOT Buy America regulations. BABA – Build America Buy America: Product with the BAA option also qualifies as produced in the United States under the definitions of the Build America, Buy America Act. Please refer to www.acuitybrands.com/buy-american for additional information. WARRANTY 5-year limited warranty. This is the only warranty provided and no other statements in this specification sheet create any warranty of any kind. All other express and implied warranties are disclaimed. Complete warranty terms located at: www.acuitybrands.com/support/warranty/terms-and-conditions Note: Actual performance may differ as a result of end-user environment and application. All values are design or typical values, measured under laboratory conditions at 25 °C. Specifications subject to change without notice.PIRHN nLight Sensor Coverage PatternnLight PIRHNTopSidenLight Control - Sensor Coverage and SettingsMotion Sensor Default Settings - Option PIRHN OptionDimmed State (unoccupied)High Level (when occupied)Photocell OperationDwell Time (occupancy time delay)Ramp-up Time (from unoccupied to occupied)Ramp-down Time (from occupied to unoccupied)NLTAIR2 PIRHNApprox. 30% Output100% OutputEnabled @ 1.5FC7.5 minutes3 seconds5 minutes*Note: PIRHN default settings including photocell set-point, high/low dim rates, and occupancy sensor time delay are all configurable using the Clairity Pro App.
https://lithonia.acuitybrands.com/api/products/getasset/lithonia-lighting/998655/2551414e-b0b3-4c68-b616-5fdca577ec9d/lithonia-rsxf4-flood-led.pdf?abl_version=01%2f12%2f2023+14%3a56%3a30&DOC_Type=SPEC_SHEET | lighting | One Lithonia Way • Conyers, Georgia 30012 • Phone: 800-705-SERV (7378) • www.acuitybrands.com© 2019-2024 Acuity Brands Lighting, Inc. All rights reserved.Lithonia RSXF4 Flood LEDRev. 04/17/24Page 1 of 8COMMERCIAL OUTDOORRSXF4 LEDFloodlightSpecificationsCatalog NumberNotesTypeIntroductionThe new RSXF LED Flood family delivers maximum value by providing significant energy savings, long life and outstanding photometric performance at an affordable price. The RSXF4 delivers 40,000 to 85,000 lumens allowing it to replace 1000W and 1500W HID floodlights.The RSXF features an adjustable integral slipfitter that allows the luminaire to be mounted on a 2-3/8" OD tenon. Integral cover/wire box serves as an approved splice compartment allowing for fast, easy mounting and wiring without opening the electrical compartment. A yoke and other mounting configurations are available.EPA (ft2@45°):5.5 ft2 (0.51 m2)Length:30.0" (76.2 cm)(IS mount)Width:25.0" (63.5 cm)Height:3.0" (7.6 cm) Main Body7.6" (19.3 cm) ArmWeight (max):68 lbs (30.8 kg)Hit the Tab key or mouse over the page to see all interactive elements.OptionsFinishShipped InstalledPEPhotocontrol, button style 7, 8PER7Seven-wire twist-lock receptacle only (no controls) 8,9,10SFSingle fuse (120, 277, 347) 5DFDouble fuse (208, 240, 480) 5SPD20KV20KV Surge pack (10KV standard)FAOField adjustable output 8DMG0-10V dimming extend out back of housing for external control (control ordered separate) 8DSDual switching 8,11Shipped Installed*Standalone and Networked Sensors/Controls (factory default settings, see table page 5)NLTAIR2 PIRHNnLight AIR generation 2 ,with Networked Bi-Level motion/ambient sensor 8,12,13,14BAABuy America(n) Act and/or Build America Buy America QualifiedCCECoastal Construction 15Shipped Separately (requires some field assembly)UBVUpper/bottom visor 16FVFull visor 16BSBird spikes 17*Note: NLTAIR2 PIRHN with nLight Air can be used as a standalone dimming sensor with out-of-box settings or as a wireless networked solution. See factory default settings table. Sensor coverage pattern is affected when luminaire is tilted.DDBXDDark BronzeDBLXDBlackDNAXDNatural AluminumDWHXDWhiteDDBTXDTextured Dark BronzeDBLBXDTextured BlackDNATXDTextured Natural AluminumDWHGXDTextured WhiteWWOrdering InformationEXAMPLE: RSXF4 LED P8 40K WFL MVOLT IS DDBXDRSXF4 LEDSeriesPerformance Package Color TemperatureDistributionVoltageMountingRSXF4 LEDP1P2P3P4P5P6P7 1P8 130K3000K40K4000K50K5000K AWFDArea Wide ForwardWFLWide FloodMFLMedium Flood 1NFLNarrow FloodSPSpotNSPNarrow SpotMVOLT(120V-277V) 2HVOLT(347V-480V) 3XVOLT(277V-480V) 4(use specific voltage for options as noted)120 5277 5208 5347 5240 5480 5ISAdjustable slipfitter (fits 2-3/8" OD tenon) 6YKC64Yoke with 16-3 SO cord, 4ft 6AASPAdjustable tilt arm square pole mounting 6AARPAdjustable tilt arm round pole mounting 6AAWBAdjustable tilt arm with wall bracket 6AAWSCAdjustable tilt arm wall bracket and surface conduit box 6L W H L W H Items marked by a shaded background qualify for the Design Select program and ship in 15 days or less. To learn more about Design Select, visit www.acuitybrands.com/designselect.*See ordering tree for detailsDesign Select options indicated by this color background.One Lithonia Way • Conyers, Georgia 30012 • Phone: 800-705-SERV (7378) • www.acuitybrands.com© 2019-2024 Acuity Brands Lighting, Inc. All rights reserved.Lithonia RSXF4 Flood LEDRev. 04/17/24Page 2 of 8COMMERCIAL OUTDOOROrdering InformationNOTES1 MFL not available with performance packages P7 and P8. 2 MVOLT driver operates on any line voltage from 120-277V (50/60 Hz).3 HVOLT driver operates on any line voltage from 347-480V (50/60 Hz).4 XVOLT driver operates on any line voltage from 277V-480V (50/60 Hz). XVOLT not available with fusing (SF or DF) and not available with PE. 5 Single fuse (SF) requires 120V, 277V or 347V. Double fuse (DF) requires 208V, 240V or 480V.6 Maximum tilt is 90° above horizontal.7 Requires MVOLT or 347V.8 Two or more of the following options cannot be combined including PE, DMG, PER7, FAO, DS and NLTAIR2 PIRHN. (Exception: PE and FAO can be combined; also PE and DMG can be combined.)9 Compatible with standard twist-lock photocells for dusk to dawn operation or advanced control nodes that provide 0-10V dimming signals. Wire 4/Wire 5 wired to dimming leads on driver. Wire6/Wire7 capped inside luminaire. Twistlock photocell ordered and shipped as a separate line item from Acuity Brands Controls. See accessories. Shorting Cap included.10 For units with option PER7, the mounting must be restricted to +/- 45° from horizontal aim per ANSI C136.10-2010.11 DS requires (2) separately switched circuits. DS provides 50/50 fixture operation via (2) different sets of leads using (2) drivers. DS only available with packages P4, P5, P6, P7 and P8.12 Must be ordered with PIRHN. 13 Must be ordered with NLTAIR2. For additional information on PIRHN visit here.14 Requires MVOLT or HVOLT. 15 CCE option not available with AASP, AARP, AAWB, AAWBSC, UVB, FV and BS.16 May be ordered as an accessory.17 Must be ordered with fixture for factory pre-drilling.18 Requires luminaire to be specified with PER7 option. Ordered and shipped as a separate line item from Acuity Brands Controls.AccessoriesOrdered and shipped separately. RSXF4FV (FINISH) URSXF4 Full visor (specify finish)RSXF4UBV (FINISH) URSXF4 Upper/bottom visor (specify finish)DLL127F 1.5 JUPhotocell -SSL twist-lock (120-277V) 18DLL347F 1.5 CUL JUPhotocell -SSL twist-lock (347V) 18DLL480F 1.5 CUL JUPhotocell -SSL twist-lock (480V) 18DSHORT SBK UShorting cap 18Pole/Mounting InformatiionUBV Visor - Top MountedUBV Visor - Bottom MountedFull Visor - 360°External ShieldsAccessories including bullhorns, cross arms and other adapters are available on pages 5-7. For the complete line of accessories available, visit the accessories tab at Lithonia's Outdoor Poles and Arms product page. Click here to visit Accessories.RSXF4 - Luminaire EPAFixture Quantity & Mounting ConfigurationSingle 2 @ 902 @ 1803 @ 903 @ 1204 @ 902 Side by Side3 Side by Side4 Side by SideMounting TypeTiltIS - Integral Slipfitter AASP/AARP - Adjustable Arm Square/Round Pole0°0.691.341.361.802.002.661.392.082.7810°1.132.052.223.102.914.012.263.394.5220°1.913.143.574.844.266.233.825.737.6430°3.234.705.707.256.529.316.469.6912.9240°4.716.047.969.379.0412.049.4214.1318.8445°5.466.729.1010.4710.3113.4010.9216.3821.8450°5.587.299.5111.4610.9314.5611.1616.7422.3260°5.818.5010.3513.4412.4116.8911.6217.4323.2470°6.139.2910.9814.9213.5018.5712.2618.3924.5280°6.289.8811.4715.8614.2219.7212.5618.8425.1290°6.4310.1711.7816.2614.5620.3312.8619.2925.72YK - Yoke Mounting0°0.881.621.722.192.413.211.662.493.3210°1.312.322.583.423.364.552.533.805.0620°2.093.413.935.164.716.774.096.148.1830°3.414.976.067.576.979.856.7310.1013.4640°4.896.318.329.699.4912.589.6914.5419.3845°5.646.999.4610.7910.7613.9411.1916.7922.3850°5.767.569.8711.7811.3815.1011.4317.1522.8660°5.998.7710.7113.7612.8617.4311.8917.8423.7870°6.319.5611.3415.2413.9519.1112.5318.8025.0680°6.4610.1511.8316.1814.6720.2612.8319.2525.6690°6.6110.4412.1416.5815.0120.8713.1319.7026.26*Includes luminaire and integral mounting arm. Other tenons, arms, brackets or other accessories are not included in this EPA data.HANDHOLE ORIENTATIONAHandholeBCDRSXF ADJUSTABLE ARM5.25"2.65"Template #8RSX POLE DRILLINGTop of Pole0.563"2.650"1.325"0.400"(2 PLCS)Tenon O.D.RSX MountingSingle2 @ 1802 @ 903 @ 1203 @ 904 @ 902 - 3/8"AARPAS3-5 190 AS3-5 280 AS3-5 290 AS3-5 320 AS3-5 390 AS3-5 4902 - 7/8"AARPAST25-190 AST25-280AST25-290 AST25-320 AST25-390 AST25-4904" AARPAST35-190 AST35-280 AST35-290 AST35-320 AST35-390 AST35-490Round Tenon Mount - Pole Top SlipfittersDrilling TemplateMounting OptionSingle2 @ 1802 @ 903 @ 1203 @ 904 @ 90Head LocationSide B Side B & D Side B & C Round Pole OnlySide B, C & DSide A, B, C & D#8Drill NomenclatureDM19AS DM28AS DM29AS DM32AS DM39AS DM49ASDrill Side Location by Configuration TypeOne Lithonia Way • Conyers, Georgia 30012 • Phone: 800-705-SERV (7378) • www.acuitybrands.com© 2019-2024 Acuity Brands Lighting, Inc. All rights reserved.Lithonia RSXF4 Flood LEDRev. 04/17/24Page 3 of 8COMMERCIAL OUTDOORTo see complete photometric reports or download .ies files for this product, visit Lithonia Lighting’s RSX Flood homepage. Photometric DiagramsIsofootcandle plots for the RSXF4 LED P8 40K. Distances are in units of mounting height (40’).LEGEND0.1 fc0.5 fc1.0 fcPerformance DataLumen Ambient Temperature(LAT) MultipliersUse these factors to determine relative lumen output for average ambient temperatures from 0-50°C (32-122°F).AmbientAmbientLumen Multiplier0°C32°F1.055°C41°F1.0410°C50°F1.0315°C59°F1.0220°C68°F1.0125°C77°F1.0030°C86°F0.9935°C95°F0.9840°C104°F0.9745°C113°F0.9650°C122°F0.95Current (A)Peformance PackageSystem Watts (W)120V208V240V277V347V480VP1275W2.341.381.221.080.830.62P2320W2.601.561.371.220.970.71P3369W3.081.791.571.391.090.80P4431W3.612.111.881.761.240.90P5483W3.972.281.991.741.360.98P6546W4.482.552.211.931.541.12P7520W4.282.472.151.881.541.11P8646W5.543.132.712.341.901.37Electrical LoadValues calculated according to IESNA TM-21-11 methodology and valid up to 40°C.Operating Hours50,00075,000100,000Lumen Maintenance Factor>0.97>0.95>0.92Projected LED Lumen MaintenanceLuminaires tilted at 45˚Visual - Template Tool These lighting calculation results are for general informational purposes only and are provided without warranty as to accuracy, completeness, reliability or otherwise. Results are based on user provided data and data provided from publicly available sources; actual field conditions may affect calculated output. Visit www.Visual-3D.com . Design Information Project Description Tuesday, August 06, 2019 Name Company Phone Email [ B ] - RSXF2 LED P6 40K WFLManufacturerLithonia Lighting ConfigurationSingleLamp Lumens29749 OrientationSingleLamp Quantity1 Mounting Height40Light Loss Factor2.85 Arm Length1Input Power246.6 Tilt45Max Illuminance8 Area > 0.5fc25086Page 1 of 1Template Print8/6/2019http://www.visual-3d.com/tools/template/Print.aspx?SessionID=3413354WFLWFLVisual - Template Tool These lighting calculation results are for general informational purposes only and are provided without warranty as to accuracy, completeness, reliability or otherwise. Results are based on user provided data and data provided from publicly available sources; actual field conditions may affect calculated output. Visit www.Visual-3D.com . Design Information Project Description Tuesday, August 06, 2019 Name Company Phone Email [ B ] - RSXF2 LED P6 40K MFLManufacturerLithonia Lighting ConfigurationSingleLamp Lumens31024 OrientationSingleLamp Quantity1 Mounting Height40Light Loss Factor2.12 Arm Length1Input Power246.6 Tilt45Max Illuminance13 Area > 0.5fc17692Page 1 of 1Template Print8/6/2019http://www.visual-3d.com/tools/template/Print.aspx?SessionID=3413354MFLMFLVisual - Template Tool These lighting calculation results are for general informational purposes only and are provided without warranty as to accuracy, completeness, reliability or otherwise. Results are based on user provided data and data provided from publicly available sources; actual field conditions may affect calculated output. Visit www.Visual-3D.com . Design Information Project Description Tuesday, August 06, 2019 Name Company Phone Email [ A ] - RSXF2 LED P6 40K AWFDManufacturerLithonia Lighting ConfigurationSingleLamp Lumens30364 OrientationSingleLamp Quantity1 Mounting Height40Light Loss Factor2.8 Arm Length1Input Power246.6 Tilt45Max Illuminance9 Area > 0.5fc29575Page 1 of 1Template Print8/6/2019http://www.visual-3d.com/tools/template/Print.aspx?SessionID=3413354AWFDAWFDLuminaires tilted at 0˚Visual - Template Tool These lighting calculation results are for general informational purposes only and are provided without warranty as to accuracy, completeness, reliability or otherwise. Results are based on user provided data and data provided from publicly available sources; actual field conditions may affect calculated output. Visit www.Visual-3D.com . Design Information Project Description Tuesday, August 06, 2019 Name Company Phone Email [ C ] - RSXF2 LED P6 40K NFLManufacturerLithonia Lighting ConfigurationSingleLamp Lumens29944 OrientationSingleLamp Quantity1 Mounting Height40Light Loss Factor2.75 Arm Length1Input Power246.6 Tilt0Max Illuminance76 Area > 0.5fc8714Page 1 of 1Template Print8/6/2019http://www.visual-3d.com/tools/template/Print.aspx?SessionID=3413354NFLNFLVisual - Template Tool These lighting calculation results are for general informational purposes only and are provided without warranty as to accuracy, completeness, reliability or otherwise. Results are based on user provided data and data provided from publicly available sources; actual field conditions may affect calculated output. Visit www.Visual-3D.com . Design Information Project Description Tuesday, August 06, 2019 Name Company Phone Email [ E ] - RSXF2 LED P6 40K SPManufacturerLithonia Lighting ConfigurationSingleLamp Lumens28981 OrientationSingleLamp Quantity1 Mounting Height40Light Loss Factor2.82 Arm Length1Input Power246.6 Tilt0Max Illuminance160 Area > 0.5fc9770Page 1 of 1Template Print8/6/2019http://www.visual-3d.com/tools/template/Print.aspx?SessionID=3413354SPSPVisual - Template Tool These lighting calculation results are for general informational purposes only and are provided without warranty as to accuracy, completeness, reliability or otherwise. Results are based on user provided data and data provided from publicly available sources; actual field conditions may affect calculated output. Visit www.Visual-3D.com . Design Information Project Description Tuesday, August 06, 2019 Name Company Phone Email [ D ] - RSXF2 LED P6 40K NSPManufacturerLithonia Lighting ConfigurationSingleLamp Lumens29491 OrientationSingleLamp Quantity1 Mounting Height40Light Loss Factor2.76 Arm Length1Input Power246.6 Tilt0Max Illuminance267 Area > 0.5fc5809Page 1 of 1Template Print8/6/2019http://www.visual-3d.com/tools/template/Print.aspx?SessionID=3413354NSPNSP7065432112345678876543210-1-2-3-4-5-6-78-87065432112345678876543210-1-2-3-4-5-6-78-87065432112345678876543210-1-2-3-4-5-6-78-87065432112345678876543210-1-2-3-4-5-6-78-87065432112345678876543210-1-2-3-4-5-6-78-87065432112345678876543210-1-2-3-4-5-6-78-8Note: Distribution type MFL shown at maximum performance package P6.One Lithonia Way • Conyers, Georgia 30012 • Phone: 800-705-SERV (7378) • www.acuitybrands.com© 2019-2024 Acuity Brands Lighting, Inc. All rights reserved.Lithonia RSXF4 Flood LEDRev. 04/17/24Page 4 of 8COMMERCIAL OUTDOORPerformance DataPerformance PackageSystem WattsDistribution TypeField AngleBeam Angle30K40K50K(3000K, 70 CRI)(4000K, 70 CRI)(5000K, 70 CRI)°H°V°H°VLumensLPWMax CdLumensLPWMax CdLumensLPWMax CdP1275WAWFD119120694137,45313630,67841,14915033,70641,14915033,706WFL1331291168036,66613315,61040,28514617,15140,28514617,151MFL105110919637,72113717,12641,44415118,81641,44415118,816NFL7879444537,00813554,72140,66014860,12240,66014860,122SP4848272735,880130114,28839,420143125,56839,420143125,568NSP4243192136,350132191,93739,938145210,88139,938145210,881P2320WAWFD119120694142,60513334,89946,81014638,34446,81014638,344WFL1331291168041,71013017,75845,82714319,51145,82714319,511MFL105110919642,91013419,48347,14514721,40647,14514721,406NFL7879444542,09913162,25146,25414468,39546,25414468,395SP4848272740,815127130,01444,843140142,84744,843140142,847NSP4243192141,351129218,34845,432142239,89945,432142239,899P3369WAWFD119120694147,51912938,92352,20814142,76552,20814142,765WFL1331291168046,52012619,80651,11113821,76151,11113821,761MFL105110919647,85913021,73052,58114223,87452,58114223,874NFL7879444546,95412769,43051,58814076,28351,58814076,283SP4848272745,522123145,00950,015135159,32150,015135159,321NSP4243192146,120125243,53050,671137267,56650,671137267,566P4431WAWFD119120694152,34212242,81057,42213347,03557,42213347,035WFL1331291168051,20111921,78456,21513123,93456,21513123,934MFL105110919652,64012223,89957,83213426,25857,83213426,258NFL7879444551,64312076,36456,73913283,90156,73913283,901SP4848272750,387117159,49055,009128175,23255,009128175,232NSP4243192150,754118267,85055,731129294,28755,731129294,287P5483WAWFD119120694158,21312047,68363,95813252,38963,95813252,389WFL1331291168056,99011824,26462,61413026,65862,61413026,658MFL105110919658,62912126,62064,41513329,24764,41513329,247NFL7879444557,52111985,05663,19813193,45163,19813193,451SP4848272755,767115177,64561,270127195,17861,270127195,178NSP4243192156,499117298,33962,075128327,78562,075128327,785P6546WAWFD119120694164,74711953,03571,13613058,27071,13613058,270WFL1331291168063,38711626,98769,64212829,65169,64212829,651MFL105110919665,21012029,60871,64513132,53071,64513132,530NFL7879444563,97711794,60370,291129103,94070,291129103,940SP4848272762,027114197,58468,148125217,08568,148125217,085NSP4243192162,841115331,82569,042127364,57669,042127364,576P7520WAWFD119120694166,22912756,58172,76514062,16672,76514062,166WFL1331291168064,78512528,79171,17813731,63371,17813731,633NFL7879444565,346126100,92871,795138110,89071,795138110,890SP4848272763,757123210,79470,049135231,60070,049135231,600NSP4243192164,222124354,01170,559136388,95270,559136388,952P8646WAWFD119120694177,12811965,89284,74013172,39684,74013172,396WFL1331291168075,44611733,52982,89212836,83982,89212836,839NFL7879444576,100118117,53783,610130129,13883,610130129,138SP4848272774,250115245,48381,577126269,71281,577126269,712NSP4243192174,791116412,26782,171127452,95882,171127452,958Lumen OutputLumen values are from photometric tests performed in accordance with IESNA LM-79-08. Data is considered to be representative of the configurations shown, within the tolerances allowed by Lighting Facts. Contact factory for performance data on any configurations not shown here.One Lithonia Way • Conyers, Georgia 30012 • Phone: 800-705-SERV (7378) • www.acuitybrands.com© 2019-2024 Acuity Brands Lighting, Inc. All rights reserved.Lithonia RSXF4 Flood LEDRev. 04/17/24Page 5 of 8COMMERCIAL OUTDOORL W H Length: 30.0" (76.2 cm)Width: 25.0" (63.5 cm)Height: 3.0" (7.6 cm) Main Body 7.6" (19.3 cm) Arm RSXF4 with Adjustable Slipfitter (IS)L W H Length: 28.3" (96.3 cm) Width: 27.6" (63.5 cm)Height: 3.2" (7.6 cm) Main BodyRSXF4 with Yoke (YKC64)Dimensions7/8" KO - fits 1/2" NPT water- tight fittingYoke (YK) Mounting Detail.56.682.755.501.57.31One Lithonia Way • Conyers, Georgia 30012 • Phone: 800-705-SERV (7378) • www.acuitybrands.com© 2019-2024 Acuity Brands Lighting, Inc. All rights reserved.Lithonia RSXF4 Flood LEDRev. 04/17/24Page 6 of 8COMMERCIAL OUTDOORL W H Length: 34.4" (87.4 cm) AASP 35.4" (89.9 cm) AARPWidth: 25.0" (63.5 cm)Height: 3.0" (7.6 cm) Main Body 7.2" (18.3 cm) Arm RSXF4 with Adjustable Tilt Arm - Square or Round Pole (AASP or AARP)DimensionsNOTE:RPA - Round Pole mount can also be used to mount on square poles by omitting the round pole adapter plate shown here. 7/8" KO - fits 1/2" NPT water- tight fittingNotesAASP: Requires 3.0" min. square pole for 1 at 90°. Requires 3.5" min. square pole for mounting 2, 3, 4 at 90°. AARP: Requires 3.2" min. dia. round pole for 2, 3, 4 at 90°. Requires 3.0" min. dia. round pole for mounting 1 at 90°, 2 at 180°, 3 at 120°.One Lithonia Way • Conyers, Georgia 30012 • Phone: 800-705-SERV (7378) • www.acuitybrands.com© 2019-2024 Acuity Brands Lighting, Inc. All rights reserved.Lithonia RSXF4 Flood LEDRev. 04/17/24Page 7 of 8COMMERCIAL OUTDOORL W H Length: 37.9" (96.3 cm)Width: 25.0" (63.5 cm)Height: 3.0" (7.6 cm) Main Body 9.2" (23.4 cm) Arm RSXF4 with Adjustable Tilt Arm with Wall Bracket and Surface Conduit Box (AAWSC)DimensionsL W H Length: 36.2" (91.9 cm)Width: 25.0" (63.5 cm)Height: 3.0" (7.6 cm) Main Body 8.9" (22.6 cm) Arm RSXF4 with Adjustable Tilt Arm with Wall Bracket (AAWB)Wall Bracket (WBA) Mounting Detail4.57.07/8" KO - fits 1/2" NPT water- tight fittingSurface Conduit Box (SCB) Mounting Detail4.47.03/4" NPT taps with plugs - Qty (4) provided7/8" KO - fits 1/2" NPT water- tight fittingOne Lithonia Way • Conyers, Georgia 30012 • Phone: 800-705-SERV (7378) • www.acuitybrands.com© 2019-2024 Acuity Brands Lighting, Inc. All rights reserved.Lithonia RSXF4 Flood LEDRev. 04/17/24Page 8 of 8COMMERCIAL OUTDOORFEATURES & SPECIFICATIONS INTENDED USE The RSX LED flood family is designed to provide a long-lasting, energy-efficient solution for the one-for-one replacement of existing metal halide or high pressure sodium lighting. The RSXF4 delivers 40,000 to 85,000 lumens and is ideal for replacing 1000W and 1500W HID floodlights in parking lots and other large area lighting applications. CONSTRUCTION The RSXF LED flood luminaire features a rugged die-cast aluminum main body that uses heat-dissipating fins and flow-through venting to provide optimal thermal management that both enhances LED performance and extends component life. Integral adjustable slipfitter mounts on a 2 3/8" OD tenon. The adjustable slipfitter has an integral junction box for easy installation. The light engines and housing are sealed against moisture and environmental contaminants to IP66. RSXF is Vibration rated per ANSI C136.31: RSXF and mountings rated for 3G vibration include IS, YK, AASP and AARP. RSXF and mountings rated for 1.5G vibration include AAWB and AAWSC. FINISH Exterior parts are protected by a zinc-infused Super Durable TGIC thermoset powder coat finish that provides superior resistance to corrosion and weathering. A tightly controlled multi-stage process ensures superior adhesion as well as a minimum finish thickness of 3 mils. The result is a high-quality finish that is warrantied not to crack or peel. COASTAL CONSTRUCTION (CCE) Optional corrosion resistant construction is engineered with added corrosion protection in materials and/or pre-treatment of base material under super durable paint. Provides additional corrosion protection for applications near coastal areas. Finish is salt spray tested to over 5,000 hours per ASTM B117 with scribe rating of 10. Additional lead-times apply. OPTICS Precision acrylic refractive lenses are engineered for superior application efficiency, distributing the light to where it is needed most. Available in narrow and wide pattern distributions including Wide Flood, Medium Flood, Narrow Flood, Spot, Narrow Spot and an Area Wide/Forward distribution pattern featuring a strong forward throw reach that is ideal for lighting large areas from the perimeter. ELECTRICAL Light engine(s) configurations consist of high-efficacy LEDs mounted on metal-core circuit boards and aluminum heat sinks to maximize heat dissipation. Light engines are IP66 rated. LED lumen maintenance is >L92/100,000 hours. CCT’s of 3000K, 4000K and 5000K (minimum 70 CRI) are available. Fixtures ship standard with 0-10v dimming driver. Class 1 electronic drivers ensure system power factor >90% and THD <20%. Easily serviceable 10kV surge protection device meets a minimum Category C Low operation (per ANSI/IEEE C62.41.2). STANDARD CONTROLS The RSXF LED flood luminaire has a wide assortment of control options. Dusk to dawn controls include MVOLT and 347V button-type photocells and NEMA twist-lock photocell receptacles. nLIGHT AIR CONTROLS The RSXF LED flood luminaire is also available with nLight® AIR which can be used for simple motion occupancy dimming or for the ultimate in wireless control. This powerful controls platform provides out-of-the-box basic motion sensing with photocontrol functionality and is suitable for mounting heights up to 40 feet. No commissioning is required when using factory default settings that provide basic stand-alone motion occupancy dimming that is switched on and off with a built-in photocell. See chart above for motion sensor default out-of-box settings. For more advanced wireless functionality, such as group dimming, nLight AIR can be commissioned using a smartphone and the easy-to-use CLAIRITY app. nLight AIR equipped luminaries can be grouped, resulting in motion sensor and photocell group response without the need for additional equipment. Scheduled dimming with motion sensor over-ride can be achieved when used with the nLight Eclypse. Additional information about nLight Air can be found here. INSTALLATION The integral “IS” mount offers an adjustable slipfitter that mounts on a 2 3/8" OD tenon. The adjustable slipfitter has an integral junction box and offers easy installation, wiring and precision distribution pattern aiming. A steel yoke mount is also available and includes a water tight cord grip and cord. Additional mountings are available including an adjustable tilt arm for direct-to-pole and wall and a surface conduit box for wall mount applications. All mountings are adjustable in 5° increments. RSXF flood is not rated for tilting above 90° or mounting within 4 feet of ground. Can be tilted up to 90° above horizontal. LISTINGS CSA Certified to meet U.S. and Canadian standards. Suitable for wet locations. Rated for -40°C minimum ambient. DesignLights Consortium® (DLC) Premium qualified product and DLC qualified product. Not all versions of this product may be DLC Premium qualified or DLC qualified. Please check the DLC Qualified Products List at www.designlights.org/QPL to confirm which versions are qualified. International Dark-Sky Association (IDA) Fixture Seal of Approval (FSA) is available for all products on this page utilizing 3000K color temperature only. U.S Patent No. D882,146S and U.S Patent No. 11,085,619 B2 GOVERNMENT PROCUREMENT BAA – Buy America(n) Act: Product with the BAA option qualifies as a domestic end product under the Buy American Act as implemented in the FAR and DFARS. Product with the BAA option also qualifies as manufactured in the United States under DOT Buy America regulations. BABA – Build America Buy America: Product with the BAA option also qualifies as produced in the United States under the definitions of the Build America, Buy America Act. Please refer to www.acuitybrands.com/buy-american for additional information. WARRANTY 5-year limited warranty. This is the only warranty provided and no other statements in this specification sheet create any warranty of any kind. All other express and implied warranties are disclaimed. Complete warranty terms located at: www.acuitybrands.com/support/warranty/terms-and-conditions Note: Actual performance may differ as a result of end-user environment and application. All values are design or typical values, measured under laboratory conditions at 25 °C. Specifications subject to change without notice.PIRHN nLight Sensor Coverage PatternnLight PIRHNTopSidenLight Control - Sensor Coverage and SettingsMotion Sensor Default Settings - Option PIRHN OptionDimmed State (unoccupied)High Level (when occupied)Photocell OperationDwell Time (occupancy time delay)Ramp-up Time (from unoccupied to occupied)Ramp-down Time (from occupied to unoccupied)PIRHNApprox. 30% Output100% OutputEnabled @ 1.5FC7.5 minutes3 seconds5 minutes*Note: PIRHN default settings including photocell set-point, high/low dim rates, and occupancy sensor time delay are all configurable using the Clairity Pro App.
https://www.signify.com/api/assets/v1/file/PhilipsLighting/content/94df1befd9a34961af1da87f01148fd6/cc-27800.pdf | lighting | codes and standards• UL listed to standard 924• NFPA 101 (Life Safety Code)• NFPA 70 (National Electric Code)• OSHA standards• City of Chicago codes• Meets CCEA plenum rating requirementsconstruction• Housing, Plaster Ring and Gimbal Trim are constructed from heavy duty steel finish in neutral cream baked-on powder paint providing scratch and corrosion resistance.installation• A plaster ring is supplied with provisions for mounting bars (supplied by installer).• A junction box is included with the plaster ring assembly for making AC connections to the unit.• The gimbal/lamp assembly is provided with a plug-in connector.electronics• Fully automatic, temperature compensating, variable rate float charger.• A solid state transfer circuit provides load connection.• Momentary test switch and LED AC-On indicator light AC initial unit power-up saving installation time. • AC Lockout prevents battery discharge prior to initial unit power-up saving installation time. • Low Voltage Battery Disconnect protects the battery from being severely damaged by deep discharge during prolonged power failures.• DC Overload and Short Circuit Protection are provided by a disconnect circuit that automatically resets itself when the fault condition is corrected.• Brownout Protection automatically switches the unit to emergency mode when utility voltage is reduced to the point at which most fluorescent light fixtures would extinguish.• 120/277 VAC, 60Hz.• Power Consumption: 15 Watts maximum.lamps• High output bi-pin halogen lamps maximize illumination characteristics through a specially designed reflector and glass lens assembly that provides glare free trapezoidal light distribution.• Lamp heads are provided with 6V, 12W halogen bi-pin lamps.• The Gimbal Ring allows full adjustment of the unit lighting head.battery• Maintenance free sealed lead acid battery.• Operating temperature range is 68˚F (20˚C) to 86˚F (30 C).• All batteries provide a minimum of 90 minutes emergency illumination while in the emergency mode.warranty• Unit: (Including LED lamps) 3 years full coverage against defects in materials and workmanship from the date of shipment.• Battery: 3 years full warranty plus an additional 7 years of pro-rata coverage.Catalog Number Battery Voltage Wattage LampMCAG1C Lead Calcium 6 12 12W halogenExample: MCAG1COptionsB - Black FinishSP - Special Paint Finish - Specify ColorProject: Location: Cat.No: Type: Lamps: Qty: Notes: Exit/EmergencyMCAG seriesRecessed gimbal Chicago Approved CC-27800 www.chloride-lighting.com 11/18 page 1 of 212-3/4"(32.4cm)7-3/4"(19.7cm)7-1/2"(19.1cm)Electronics andBattery CompartmentTest SwitchAC Junction BoxTorsion SpringTrim RetainerTrim Ring Diameter:8-1/2" (21.6 cm)AC Ready LightGimbal Ring(Par 36 Lamp)Plaster Ring(Supplied)Quick Connect forLamp AssemblyModel No.VoltsWatts for 1.5 hrs.Watts for 2 hrs. Watts for 3 hrs.Watts for 4 hrs.Standard LampWeight (lbs.)MCAG1C612812W halogen (-08)8Operationdimensions© 2019 Signify Lighting Holding B.V. All rights reserved. Signify reserves the right to make changes in specifications and/or to discontinue any product at any time without notice or obligation and will not be liable for any consequences resulting from the use of this publication. signify.com/luminairesCC-27800 11/18 page 2 of 2Signify Lighting, North America Corp., 200 Franklin Square Drive, Somerset, NJ 08873 Tel. 855-486-2216Signify Lighting, Canada Ltd., 281 Hillmount Rd, Markham, ON, Canada L6C 2S3 Tel. 800-668-9008MCAG Recessed gimbal, Chicago Approved12W© 2019 Signify Holding. All rights reserved. This document may be subject to change. No representation or warranty as to the accuracy or completeness of the information included herein is given and any liability for any action in reliance thereon is disclaimed. All trademarks are owned by Signify Holding or their respective owners. CC-27800 www.chloride-lighting.com 11/18 page 2 of 2Signify North America Corporation 200 Franklin Square Drive, Somerset, NJ 08873 Telephone 855-486-2216Signify Canada Ltd. 281 Hillmount Road, Markham, ON, Canada L6C 2S3 Telephone 800-668-9008
https://cdn.currentlighting.com/site/specsheet/COL_CTK_spec.pdf | lighting | CTKLED TROFFER RETROFIT KITcurrentlighting.com/columbialighting© 2023 HLI Solutions, Inc. All rights reserved. Information and specifications subject to change without notice. All values are design or typical values when measured under laboratory conditions.Page 1 of 3 Rev 04/12/23COL_CTK_spec_R03FEATURES• LED architectural retrofit for existing prismatic or parabolic troffers• Integrated assembly allows for easy installation• 2x2 and 2x4• 80 CRI• 0–10V dimming to 10%• High efficiency UV stabilized polycarbonate frosted lens provides high performance without pixelationDATE:LOCATION:TYPE:PROJECT:CONSTRUCTION• Retrofit kit reflectors, ends, frame, and rails are manufactured from die formed code gauge cold rolled steel• All reflective surfaces are finished after fabrication with high reflectivity matte white paint for soft, uniform indirect illuminationOPTICS• UV stabilized polycarbonate frosted lens provides performance without pixelationINSTALLATION• Mounting rails and hardware are furnished with each luminaire for easy installationSPECIFICATIONSINSTALLATION (CONTINUED)• Minimum dimensional requirements are listed on page 2. Columbia Lighting recommends a trial installation prior to ordering project quantities• This product not suitable for air handling units • Refer to installation instructions for detailsELECTRICAL• 54,000 hour LEDs at L70 for reduced maintenance• Operates at 120–277V input• 0–10V dimmable driver, down to 10%CATALOG #:KEY DATALumen Range2551—4536Wattage Range20—35Efficacy Range (LPW)124—130Reported Life (Hours)L70/54,000CERTIFICATIONS• All luminaires are built to UL 1598 standards and bear appropriate cULus labels• Damp location label standard• Adheres to LM79, LM80, and TM21 industry standards for photometrics and lifetime calculationsWARRANTY• 5 year warrantyCatalog NumberUPCDescriptionDelivered LumensWattsLPWCTK22-40358401414001052x2 Retrofit Kit, 4000 Lumens, 3500K405732126CTK22-33358401414001292x2 Retrofit Kit, 3300 Lumens, 3500K309325126CTK22-33408401414001362x2 Retrofit Kit, 3300 Lumens, 4000K312425127CTK22-28358401414001432x2 Retrofit Kit, 2800 Lumens, 3500K264421124CTK22-28408401414001502x2 Retrofit Kit, 2800 Lumens, 4000K268321127CTK24-44358401414001672x4 Retrofit Kit, 4400 Lumens, 3500K445235127CTK24-44408401414001742x4 Retrofit Kit, 4400 Lumens, 4000K453635129CTK24-35408401414001982x4 Retrofit Kit, 3500 Lumens, 4000K356928127CTK24-25358401414002042x4 Retrofit Kit, 2500 Lumens, 3500K255120128CTK24-25408401414002112x4 Retrofit Kit, 2500 Lumens, 4000K258320130ORDERING GUIDECTKLED TROFFER RETROFIT KITcurrentlighting.com/columbialighting© 2023 HLI Solutions, Inc. All rights reserved. Information and specifications subject to change without notice. All values are design or typical values when measured under laboratory conditions.Page 2 of 3 Rev 04/12/23COL_CTK_spec_R0322.5" (572mm) minimum dimension at ﬁxture opening15.75" (400mm)45.82" (1164mm) minimum inside dimension46.45" (1180mm) minimum inside dimension at ﬁxture opening48" (1219mm)3.07"(78mm)0.57"(14.5mm)— minimum ﬁxture heightDATE:LOCATION:TYPE:PROJECT:CATALOG #:MINIMUM HOST FIXTURE DIMENSIONS2'X4'2'X2'22.5" (572mm) minimum dimension at ﬁxture opening— minimum ﬁxture height15.75" (400mm)21.8" (554mm) minimum inside dimension22.44" (570mm) minimum inside dimension at ﬁxture opening24" (609mm)3.07"(78mm)0.57"(14.5mm)Side plates (2pcs)End plates (2pcs)Door assembly body (1pc)Self-tapping screws (4pcs)INCLUDED PARTSNote: Besides length differences, included parts on the 2x2 and 2x4 are the same.23.93" (607.8.3mm)2.36"(60mm)23.93" (607.8.3mm)2.36"(60mm)END VIEWEND VIEWCTKLED TROFFER RETROFIT KITcurrentlighting.com/columbialighting© 2023 HLI Solutions, Inc. All rights reserved. Information and specifications subject to change without notice. All values are design or typical values when measured under laboratory conditions.Page 3 of 3 Rev 04/12/23COL_CTK_spec_R03DATE:LOCATION:TYPE:PROJECT:CATALOG #:PHOTOMETRYCTK22-4035POLAR GRAPH ZONAL LUMEN SUMMARY ZoneLumens% Luminaire0–30105726.00–40172742.50–60306875.60–904058100.00–1804060100.0LUMINAIRE DATA Test No. CTK22-4035DescriptionCTK Troffer Retrofit Kit 2x2 4000lmDelivered Lumens4060Watts32.23Efficacy126MountingRecessedSpacing Criterion0° = 1.21 90° = 1.28Horiz 0-180700 1400 700 1400 01530459075601051201801651501350.045.090.0CTK24-4435POLAR GRAPH ZONAL LUMEN SUMMARY ZoneLumens% Luminaire0–30114825.80–40187642.10–60333874.90–904454100.00–1804454100.0LUMINAIRE DATA Test No. CTK24-4435DescriptionCTK Troffer Retrofit Kit 2x4 4400lmDelivered Lumens4454Watts35.16Efficacy127MountingRecessedSpacing Criterion0° = 1.22 90° = 1.27Horiz 0-180750 1500 750 1500 01530459075601051201801651501350.045.090.0
https://cdn.currentlighting.com/site/specsheet/DL_CLL_SPEC.pdf | lighting | CLL SeriesCONCEALED LOW LEVEL LED EMERGENCY LIGHTcurrentlighting.com/dual-lite© 2022 HLI Solutions, Inc. All rights reserved. Information and specifications subject to change without notice. All values are design or typical values when measured under laboratory conditions.Page 1 of 3 Rev 05/17/22DL_CLL_SPEC_R01FEATURESAPPLICATION • The CLL series is a concealed and recessed, self-contained emergency light with fully automatic operation • Applications include small and large open floor plans, long hallways, and areas where obtrusive surface mounted emergency lighting is not desirable• Designed for low level pathway lightingCONSTRUCTION• Textured white powder coat finish• Lamp head housing constructed 1/8” die-cast aluminum• 20 ga. steel back box, IC RatedOPTICS• LED board contains 3 high power LEDs rated for 10,000 hours which provide 311 lumens, LED color temperature of 6500K • Optics provide 40’ spacing on a 6’ path when mounted at 18” from floorCOMPLIANCES• UL924 Listed• NFPA 101 and NFPA 70• OSHA• NYC Approved, Calendar # 51285WARRANTY• 3 year full unit warrantySPECIFICATIONSINSTALLATION• Recessed mounting in wall or ceiling• Rough-in kit can be ordered separately• Recessed depth of 3” ELECTRICAL• 120 or 277VAC input, 60Hz• Emergency models supplied with Sealed Lead Acid or optional Nickel Cadmium battery• Microprocessor controlled circuitry• Designed specifically for low level application at 18” above floor level• Includes Self-Test, Self-Diagnostics with optional 15 min. Time Delay• LED array with 3 each 3-watt LEDs providing 311 absolute lumens• 6500K color temperature• LED life-cycle of 10,000 hours• Dual-voltage field selectable 120 or 277V AC input• Rated for 2-hour runtime with Sealed Lead Acid or Nickel Cadmium Batteries• Application temperature from 10°C to 40°C• Optional Remote Test Transmitter for ease of testingNFPAKEY DATALamp Color6500KTotal Lamp Output311System Efficacy (LPW)33Rated LED Lifecycle (Hours)10,000DATE:LOCATION:TYPE:PROJECT:CATALOG #:CLL SeriesCONCEALED LOW LEVEL LED EMERGENCY LIGHTcurrentlighting.com/dual-lite© 2022 HLI Solutions, Inc. All rights reserved. Information and specifications subject to change without notice. All values are design or typical values when measured under laboratory conditions.Page 2 of 3 Rev 05/17/22DL_CLL_SPEC_R01ORDERING GUIDEDATE:LOCATION:TYPE:PROJECT:CATALOG #:Example: CLL-NTDCATALOG #APPLICATION INFORMATIONRecommended spacing's based on requirements for meeting the Life Safety Standard minimum illuminance of 0.1 fc and average illuminance of 1.0 fc. Assumes that the fixtures are wall mounted 18” above the floor in a corridor 6’ wide with 8’ ceiling height and reflectances of 80/50/206 Foot Wide Corridor40 ftINPUT POWER REQUIREMENTSCLL–ModelBattery TypeOptionsCLLConcealed Low Level LED Emergency LightBlankSLANNiCadXKLess Rough-in Kit 1TD15 min. Time DelayAccessories (Order Separately)CLRTRemote Testing TransmitterCLLRKCLL Rough-In KitSELF-TEST/SELF-DIAGNOSTICS• External push-to-test switch and AC-on indicator• AC Lock-out circuit• Low voltage battery disconnect-CHECK• For emergency models, Self-diagnostics monitors LED driver circuit, battery capacity, transfer/charger function and door status, and displays any fault detection by means of a flashing code• Self-Test feature automatically runs a 30 sec. test once every 28 days. Multi-color LED indicator provides visible fault detection and charging status• User initiated 30 sec., or 90-minute system test feature• Automatic unit transfer in brown-out conditions (below 80% of nominal AC input voltage)Notes:1To order rough-in kit only for early installation, add -XK option suffix to CLL model and order CLLRK accessory separatelyModelWattsAmpsCLL120VAC100.1277VAC100.1CLL-N120VAC20.1277VAC20.16ftCLL SeriesCONCEALED LOW LEVEL LED EMERGENCY LIGHTcurrentlighting.com/dual-lite© 2022 HLI Solutions, Inc. All rights reserved. Information and specifications subject to change without notice. All values are design or typical values when measured under laboratory conditions.Page 3 of 3 Rev 05/17/22DL_CLL_SPEC_R01DIMENSIONSZONAL LUMEN SUMMARY ZoneLumens% Luminaire0–4041.30–60113.50–9027387.80–180311100.0CLL LEGEND: 0-deg: 45-deg: 90-deg:601201800˚ 15˚ 30˚45˚60˚75˚90˚CANDELA DISTRIBUTION AngleCandela (0.0)0353153253354456551065137519852902LUMINAIRE DATA Test No. ITL67190DescriptionConcealed Low Level LED Emergency LightWatts9.49Efficacy32.8 Lm/WMountingRecessed WallSpacing Criterion0-DEG 3.390-DEG 1.5180-DEG 0.8POLAR GRAPH PHOTOMETRY
https://www.signify.com/api/assets/v1/file/Signify/content/85ed49e179dd47868463a87f0124ce11/SlenderForm_Canopy_SFC_and_SFCR_Gen2.pdf | lighting | SlenderForm-SFC-SFCR-Gen2 05/24 page 1 of 5FloodlightsSlenderFormSFC/SFCR Canopy mount1. SFCR recessed mount NOT available with 900mA, MR, PCB, BX or JB.2. Luminaire includes 0-10V input wires for dimming control by a dimming system supplied by others. 3. Only available in 120 through 277V.4. Must specify applicable specific input voltage, not available with UNV or HVU. 5. Not available with SFCR recessed mount units.6. Shroud is for Pendant mount only. 12" (30.48cm) minimum pendant length required. Pendant by others. Option is installed in the field only.7. For rigid and swivel pendant mount. Pendants by others.8. 0-10V dimming driver standard. Choose only 1 Controls option: either DD or MR.Ordering guideExample: SFC-DD-5W-48L-700-NW-G2-UNV-MGYLuminaire ControlsDistributionLED Count48L Drive CurrentSFCSFCRSlenderForm Ceiling luminaireSlenderForm Ceiling luminaire (recessed mounting)1–DDMRStandard Luminaire0-10V Dimming external leads (controls by others)2,8Motion Response3,5,835W5RCDType IIIType V, Wide DistributionType V, Rectangular DistributionConcentrated Downlight48L48 LEDs250400550700900250mA400mA550mA700mA900mA5Gardco SlenderForm SFC/SFCR garage and canopy luminaire features high output LEDs and a sleek, yet powerful, low profile design. The thin 3" profile combined with LED high output performance make SlenderForm the ideal choice for exterior ceiling mount and canopy applications. SlenderForm luminaires also provide LED solutions for parking garage applications requiring higher light levels, including entrances, and for garage areas with high ceilings.Project: Location: Cat.No: Type: Lamps: Qty: Notes: LED Color - GenerationVoltageFinishMGY OptionsNW-G2WW-G2CW-G2Neutral White 4000K, 70CRI Generation 2Warm White 3000K, 70CRI Generation 2Cool White 5000K, 70CRI Generation 2120208240277347480UNV120V208V240V277V347V480V120-277VMGYMedium GrayF1F2F3DLPCBBXGLSingle Fuse (120, 277, 347V)4,5Double Fuse (208, 240, 277V)4,5Double Fuse (208, 240, 480V)4,5 Canadian double pullDiffusing Lens (reduces glare, see lumen values chart)Button Photocontrol3,4,5Bird Excluding Shroud5,6,7Glass Lens assemblySlenderForm-SFC-SFCR-Gen2 05/24 page 2 of 5SFC & SFCR SlenderForm LED luminaireGarage & Canopy - Canopy mountOrder CodeLED QtySystem Current (mA)Color Temp (K)Average System Watts (W)35W5RCDLumen OutputBUG RatingEfficacy (LPW)Lumen OutputBUG RatingEfficacy (LPW)Lumen OutputBUG RatingEfficacy (LPW)Lumen OutputBUG RatingEfficacy (LPW)SFC or SFCR-48L-250-NW-G2482504000384,636B1-U0-G11214,804B3-U0-G11254,660B3-U0-G31224,656B2-U0-G0122SFC or SFCR-48L-400-NW-G2484004000606,932B1-U0-G21167,182B3-U0-G11216,968B3-U0-G31176,962B3-U0-G1117SFC or SFCR-48L-550-NW-G2485504000829,323B2-U0-G21149,660B3-U0-G21199,372B3-U0-G31159,364B3-U0-G1115SFC or SFCR-48L-700-NW-G248700400010411,609B2-U0-G211212,028B4-U0-G211611,670B4-U0-G411211,659B3-U0-G1112SFC-48L-900-NW-G248900400013314,184B2-U0-G310714,696B4-U0-G211114,258B4-U0-G410714,245B3-U0-G1107SFC or SFCR-48L-250-CW-G2482505700384,447B1-U0-G11164,608B3-U0-G11204,471B3-U0-G31174,466B2-U0-G0117SFC or SFCR-48L-400-CW-G2484005700606,650B1-U0-G21126,890B3-U0-G11166,685B3-U0-G31126,678B3-U0-G1112SFC or SFCR-48L-550-CW-G2485505700828,944B2-U0-G21109,267B3-U0-G21148,991B3-U0-G31108,982B3-U0-G1110SFC or SFCR-48L-700-CW-G248700570010411,136B2-U0-G210711,539B4-U0-G211111,195B4-U0-G410811,184B3-U0-G1108SFC-48L-900-CW-G248900570013313,607B2-U0-G310214,098B4-U0-G210613,678B4-U0-G410313,665B3-U0-G1103SFC or SFCR-48L-250-WW-G2482503000383,949B1-U0-G11034,091B3-U0-G11073,970B3-U0-G31043,966B2-U0-G0104SFC or SFCR-48L-400-WW-G2484003000605,904B1-U0-G2996,118B3-U0-G11035,935B3-U0-G31005,930B3-U0-G199SFC or SFCR-48L-550-WW-G2485503000827,941B2-U0-G2978,228B3-U0-G21017,983B3-U0-G3987,976B3-U0-G198SFC or SFCR-48L-700-WW-G24870030001049,888B2-U0-G29510,245B4-U0-G2999,940B4-U0-G4969,931B3-U0-G196SFC-48L-900-WW-G248900300013312,082B2-U0-G39112,518B4-U0-G29412,145B4-U0-G49112,134B3-U0-G191LED Wattage and Lumen Values Standard SFC & SFCR luminairesLED wattage and lumen values: DL Diffuse LensOrder CodeLED QtySystem Current (mA)Color Temp (K)Average System Watts (W)3-DL5W-DL5R-DLCD-DLLumen OutputBUG RatingEfficacy (LPW)Lumen OutputBUG RatingEfficacy (LPW)Lumen OutputBUG RatingEfficacy (LPW)Lumen Output BUG RatingEfficacy (LPW)SFC or SFCR-48L-250-NW-G2482504000383,495B1-U0-G1913,845B2-U0-G11003,702B2-U0-G1974,311B2-U0-G0113SFC or SFCR-48L-400-NW-G2484004000605,226B1-U0-G1885,749B2-U0-G1965,535B2-U0-G1936,446B2-U0-G0108SFC or SFCR-48L-550-NW-G2485504000827,029B2-U0-G1867,733B2-U0-G1957,445B3-U0-G1918,670B3-U0-G0106SFC or SFCR-48L-700-NW-G24870040001048,752B2-U0-G2849,629B3-U0-G1939,269B3-U0-G18910,795B3-U0-G1104SFC-48L-900-NW-G248900400013310,694B2-U0-G28011,765B3-U0-G18911,326B3-U0-G18513,189B3-U0-G199Accessories1 (order separately)FSIR-100MR hand held programmer. For use with 'MR' motion response when field programming is required. If desired, only one is needed per job.CAST J-BOX LED PENDANTJ-Box for Pendant Mounting (for rigid and swivel pendant mount, pendant by others)1. Not available with SFCR recessed mount units.Values from photometric tests performed in accordance with IESNA LM-79 and are representative of the configurations shown. Actual performance may vary due to installation and environmental variables, LED and driver tolerances, and field measurement considerations. It is highly recommended to confirm performance with a photometric layout. NOTE: Some data may be scaled based on tests of similar (but not identical) luminaires. Contact factory for configurations not shown.SFC & SFCR SlenderForm LED luminaireGarage & Canopy - Canopy mountSlenderForm-SFC-SFCR-Gen2 05/24 page 3 of 516.103.004.509.378.4415.176.006.756.008.44DRAWNTHE DRAWING ON THIS PRINT AND INFORMATION THEREWITH ARE PROPRIETARY TO PHILIPS GROUP AND SHALL NOT BE USED IN WHOLE OR USED IN PART WITHOUT EXPRESS WRITTEN CONSENT OF SAID COMPANY.B.CHAMBLESS09/26/111611 CLOVIS BARKER RD. SAN MARCOS, TX. 78666DSLENDERFORM VIEWSSHEET 1 OF 1REVISION HISTORYREVDESCRIPTIONDATEPCNED): UNLESS OTHERWISE SPECIFIED:DIMENSIONS ARE IN INCHES AND IN ACCORDANCE WITH ANSI Y 14.5M TOLERANCES: DEC. X: DEC. XX ± .02 DEC. XXX ± .005 FRACTIONS: ANGLES ± .5ºDO NOT SCALE DRAWINGAPPROVALSDATECHECKEDAPPROVALAPPROVALSIZEMODEL #SFCDWG. NO.SCALE:REV.1/1Dimensions16.103.004.509.378.4415.176.006.756.008.44DRAWNTHE DRAWING ON THIS PRINT AND INFORMATION THEREWITH ARE PROPRIETARY TO PHILIPS GROUP AND SHALL NOT BE USED IN WHOLE OR USED IN PART WITHOUT EXPRESS WRITTEN CONSENT OF SAID COMPANY.B.CHAMBLESS09/26/111611 CLOVIS BARKER RD. SAN MARCOS, TX. 78666DSLENDERFORM VIEWSSHEET 1 OF 1REVISION HISTORYREVDESCRIPTIONDATEPCND): UNLESS OTHERWISE SPECIFIED:DIMENSIONS ARE IN INCHES AND IN ACCORDANCE WITH ANSI Y 14.5M TOLERANCES: DEC. X: DEC. XX ± .02 DEC. XXX ± .005 FRACTIONS: ANGLES ± .5ºDO NOT SCALE DRAWINGAPPROVALSDATECHECKEDAPPROVALAPPROVALSIZEMODEL #SFCDWG. NO.SCALE:REV.1/1Surface mount top viewRecessed mount bottom view16.1"40.894cmSurface mount side viewSurface mount end view9.37" / 23.8cm8.44" / 21.44cm3" / 7.62cm4.5" / 11.43cm6.75" / 17.145cm6" / 15.24cm15.17"38.532cm6"15.24cm8.44"21.44cmSurface mount luminaires with motion response (NOTE: Motion response NOT available with recessed mount).Motion SensorMotion Sensor Module LocationMotion Sensor Module4.50018.8182.71518.8182.7154.5"11.43cm2.715"6.896cm19.5015.0816.0120.4516" 40.6cm20.5" 52.1cm15.1" / 38.3cm19.5" / 49.5cmApproximate Luminaire Weight(lbs)(Kg)SFC27lbs12.3KgSFCR37lbs16.8Kg18.81820.00" min. to 23.40" max. 50.80 cm min. to 59.44 cm max.15.08" 38.30 cm19.50" 49.53 cmRecessed mount side view (height inside ceiling/canopy approx. 6" or 15.24 cm)SlenderForm-SFC-SFCR-Gen2 05/24 page 4 of 5SFC & SFCR SlenderForm LED luminaireGarage & Canopy - Canopy mountSpecificationsGeneral DescriptionEach Gardco SlenderForm luminaire is a ceiling surface, ceiling pendant or recessed mounted ceiling / canopy / garage luminaire featuring LEDs mounted in a fixed array. Internal components are totally enclosed in a rain-tight, dust-tight and corrosion resistant housing. Luminaires are suitable for wet locations.HousingRugged extruded aluminum housing body with an integral LED thermal management system, with die cast aluminum end caps.Surface Mounted Luminaires - Quick mount plate and mountingA die formed 14 ga. galvanized steel EZ-hang plate is supplied for mounting to a recessed, surface, or rigid pendant hung 4" (10.16 cm) j-box (standard j-box and rigid pendant by others). All pendants, including rigid pendants and swivel pendants are supplied by others.Caution: Gardco is not responsible for failure of mounting components supplied by others. Proper care should be exercised in mounting component selection to ensure adequate luminaire support, given luminaire weight, vibration potential and thermal conditions present in the application. If luminaires are supported solely by screws into a composite j-box, additional support directly to structure is recommended. Recessed Mounted LuminairesSFCR luminaires are provided with a recessed mounting kit for installation in a drywall ceiling which includes a wood support structure. SFCR luminaires are not suitable for installation in a grid ceiling. Mounting kit includes a flush trim assembly. Installation can be performed from above or below the ceiling. The mounting kit has adjustable supports that mount to wooden support beams, capable of adjustement from a minimum 20" to a maximum 23.4" spacing.SFCR luminaires are rated non-IC and require a minimum 3" clearance from insulation in all directions. The bottom of the luminaire will be approx. 1" below the ceiling after installation. SFCR recessed mount luminaires are NOT available with 900mA, MR, PCB, BX or JB.LED Module48 high power LEDs. Metal core printed circuit board. LEDs tested by ISO 17025-2005 accredited lab in accordance with IESNA LM-80 guidelines extrapolations in accordance with IESNA TM-21. IP66 sealed light engines designed and tested to rating IK10 in accordance with European standard EN 62262 (equivalent of international standard IEC 62262 2002). RoHS compliant. Color temperatures per ANSI/NEMA bin Warm White 3000K nominal (3045 +/- 175K), Neutral White 4000 Kelvin nominal (3985 +/- 250K), or Cool White 5000K nominal (5029 +/- 283K).ElectricalConstant current electronic driver. High power factor (0.9 minimum). 50/60 Hz. Low THD (20% maximum). Open/short circuit protection and voltage overload protection, automatic recovery after correction. Driver comes standard with 6KV on-board surge protection. Dimming driver standard. 0-10V dimming to minimum 10% power. RoHS compliant. Surge protector standard and tested in accordance with ANSI/IEEE C62.45 per ANSI/IEEE C62.41.2 Scenario I Category C High Exposure 10KV/10KA waveforms for Line-Ground, Line-Neutral and Neutral-Ground. Surge protection device wired in parallel so that if it fails open the luminaire will remain lit/powered on.Due to the inrush current that occurs with electronic drivers, recommend using a time delay or slow blow fuse to avoid unnecessary and unwanted fuse blowing that can occur with fast acting fuses.Optical SystemsThe Type 3 optic is an LED array providing an IES Type III distribution. The Type 5 optic is an LED array providing an IES Type V, wide distribution. The Type 5R optic is an LED array providing an IES Type V distribution, in a rectangular pattern. The concentrated downlight (CD) optic is an LED array that provides a circular pattern of concentrated light directly below the luminaire.FinishEach luminaire receives a fade and abrasion resistant, electrostatically applied, thermally cured, triglycidal isocyanurate (TGIC) textured polyester powdercoat finish. Standard color is Medium Gray paint.LED Thermal ManagementThe housing design provides integral extruded aluminum thermal radiation fins to provide the excellent thermal management so critical to long LED system life.IP RatingSlenderForm luminaires are IP65 rated with dedicated IP66 rated LED modules. Optional GL Glass Lens assembly available when tempered glass lens is required.Control OptionsDD: 0-10V dimming driver with dimming wires externally accessible for connecting dimming controls by others.MR: Motion Response luminaires include a WattStopper passive infrared (PIR) motion sensor. Motion sensor standby power is 0.5 watts. In Motion Response luminaires, when no motion is detected for 10 minutes, the Motion Response system reduces the wattage by 80%, to 20% of the normal constant wattage per RP-8, reducing the light level accordingly. When motion is detected by the PIR, the luminaire returns to full wattage and full light output. Motion Response includes light sensor feature called Photocell On/Off which is disabled by default. This feature can be enabled in the field using the hand-held Wireless Remote Programming Tool FSIR-100 (ordered separately) - this allows for daylight harvesting (California Title 24 compliant). Motion sensor also includes reading/measuring feature called Light Level that can be used to establish a baseline for daylight harvesting. See FSIR-100 User Guide for details.www.gardcolighting.com0'8'3' 0' 3'7'7'11'2 '41 '124'30'20'10'10'20'0'10'0'10'20'20'44 piSlenderForm-SFC-SFCR-Gen2 05/24 page 5 of 5SFC & SFCR SlenderForm LED luminaireGarage & Canopy - Canopy mountSpecificationsPredicted Lumen Depreciation DataAmbient Temperature °CSystem CurrentCalculated L70hrsL70 per TM21Lumen Maintenance @ 60,000hrs25 °C900 mA >100,000>60,00097%Predicted performance derived from LED manufacturer’s data and engineering design estimates, based on IESNA LM-80 methodology. Actual experience may vary due to field application conditions based on IESNA LM-80 methodology. Actual experience may vary due to field application conditions. L70 is the predicted time when LED performance depreciates to 70% of initial lumen output. Calculated per IESNA TM21-11. Published L70 hours limited to 6 times actual LED test hours.Hardware and SealsAll exposed screws shall be stainless steel and/or corrosion resistant and captive. All seals and sealing devices are made and/or lined with silicone and/or rubber.LED Products Manufacturing StandardThe electronic components sensitive to electrostatic discharge (ESD) such as LEDs are assembled in compliance with EC61340-5-1 and ANSI/ESD S20.20 standards so as to eliminate ESD events that could decrease the useful life of the product.LED Luminaire Useful LifeRefer to IES files for energy consumption and delivered lumens for each option. Based on ISTMT in situ thermal testing in accordance with UL1598 and UL8750, exclusive Signify System Reliability Tool, Advance driver data and LED manufacturer LM-80/TM-21 data, expected to reach 100,000+ hours with L70 lumen maintenance @ 25°C. Luminaire Useful Life accounts for LED lumen maintenance AND all of these additional factors including: LED life, driver life, PCB substrate, solder joints, on/off cycles, burning hours and corrosion.Certifications and CompliancecULus Listed for Canada and U.S. to the UL 1598 and UL8750 standards, suitable for Wet Locations. Suitable for use in ambients from -40°C (-40°F) to +40°C (+104°F). The quality systems of the facility where manufactured have been registered by UL to the ISO 9001 series standards. Configurations are DesignLights Consortium qualified, consult DLC QPL Qualified Products List for more details. Controls options enable compliance with Outdoor lighting energy codes including ASHRAE 90.1, California Title 24, and IECC.Limited Warranty5-year limited warranty.See signify.com/warranties for complete details and exclusions.© 2024 Signify Holding. All rights reserved. The information provided herein is subject to change, without notice. Signify does not give any representation or warranty as to the accuracy or completeness of the information included herein and shall not be liable for any action in reliance thereon. The information presented in this document is not intended as any commercial offer and does not form part of any quotation or contract, unless otherwise agreed by Signify.SlenderForm-SFC-SFCR-Gen2 05/24 page 5 of 5 Signify North America Corp. 400 Crossing Blvd, Suite 600 Bridgewater, NJ 08807 Telephone: 800-555-0050Signify Canada Ltd. 281 Hillmount Road, Markham, ON, Canada L6C 2S3 Telephone: 800-668-9008All trademarks are owned by Signify Holding or their respective owners.www.gardcolighting.com
https://gothamlighting.acuitybrands.com/api/products/getasset/gotham-lighting/1657547/3ab334ba-ea2d-4f55-85f9-1bd1294b543c/evo6vr.pdf?abl_version=11%2f17%2f2022+23%3a36%3a26&DOC_Type=SPEC_SHEET | lighting | EVO6VRpage 1 of 7GOTHAM ARCHITECTURAL DOWNLIGHTING ¦ 1400 Lester Road Conyers, GA 30012 ¦ P 800-705-SERV(7378) ¦ gothamlighting.com© 2014-2023 Acuity Brands Lighting Inc. All Rights Reserved. Rev. 10/16/23 Specifications subject to change without notice.Luminaire Type:Catalog Number:Multiple Layers of LightGeneral Illumination Vandal Resistant Downlight6"OVERVIEWCOMPLIMENTARY PRODUCTS• Bounding Ray™ optical design • Unitized optics mechanically attach the light engine to the lower reflector for complete opti-cal alignment.• 45° cutoff to source and source image• Fully serviceable and upgradeable lensed LED light engine• 70% lumen maintenance at 60,000 hours• 2.5 SDCM; 85 CRI typical, 90+ CRI optional• Fixtures are wet location, covered ceiling• Available with 10% dimming, 1% dimming, or dim to dark• Batwing distribution with feathered edges provides even illumination on horizontal and vertical surfacesFeature SetDistributionSuperior PerfomanceNominal Lumens25050075010001500200025003000350040004500Delivered Lumens2154306458631281174222032672307634973937Wattage3.46.28.29.614.719.724.729.533.839.047.3Lumens per Watt0.00.00.089.987.188.489.290.691.089.783.2very narrow0.5 S:MHnarrow0.7 S:MHwide1.2 S:MHmedium0.9 S:MHmedium wide1.0 S:MH Coordinated Apertures ¦ Multiple Layers of LightEVO + Incito — Multiple Layers of LightGeneral Illumination Layer ¦ EVOHigh Center Beam Layer ¦ IncitoDownlightAdjustableOpen WallwashLensed WallwashCylinderPinholeBevelHyperbolicMRISurgical SuitePatient RoomDynamicFood ServiceVandal/TamperClean RoomShowerSteam RoomCoreHealthcareSpecial ApplicationsEVO6VRpage 2 of 7GOTHAM ARCHITECTURAL DOWNLIGHTING ¦ 1400 Lester Road Conyers, GA 30012 ¦ P 800-705-SERV(7378) ¦ gothamlighting.com© 2014-2023 Acuity Brands Lighting Inc. All Rights Reserved. Rev. 10/16/23 Specifications subject to change without notice.General Illumination Vandal Resistant Downlight6"Luminaire Type:Catalog Number:ORDERING NOTES1. Not available with finishes.2. Provided standard with clear polycarbonate underlay (2 lenses total).3. Not available with emergency battery pack options.4. Supplied with factory installed step down transformer.5. Refer to TECH-240 for compatible dimmers.6. Not available with nLight® and XPoint options.7. Specify voltage.8. For use with different reflector finish only (i.e. AR, PR, WTR, GR op-tions). Not applicable with White Reflector or FL option.9. For use with different reflector finish only (i.e. AR, PR, WTR, GR options). Not applicable with Black Reflector or FL option.10. ER for use with generator supply power. Will require an emergency hot feed and normal hot feed.11. Fixture begins at 80% light level. Must be specified with NTL or NLTER. Only available with EZ10 and EZ1 drivers.12. ELR not available. CP - 3000 lumen max. CP and ECOD - 4000 lumen max. 13. Not available DALI or DMX drivers. Not available with CP or N80 options. Not recommended for metal ceiling installations.14. Not available with CVX, PCL or PPC lens.15. Additional architectural colors available; see www.lithonia.com/archcolors.ACCESSORIES — order as separate catalog numbers (shipped separately)ISD BC0-10V wallbox dimmer. Refer to ISD-BC.A+ Capable options indicated by this color background.ORDERING INFORMATIONEXAMPLE: EVO6VR 35/10 AR MWD LSS MVOLT EZ1SeriesColor TemperatureNominal Lumen ValuesReflector & Flange ColorFinishDistributionEVO6VR27/2700 K30/3000 K35/3500 K40/4000 K50/5000 K02250 lumens05500 lumens07750 lumens101000 lumens151500 lumens202000 lumens252500 lumens303000 lumens353500 lumens404000 lumens454500 lumensARClearPRPewterWTRWheatGRGoldWR1WhiteBR1BlackWRAMF1White Anti-microbial LSSSemi-specularLDMatte-diffuseLSSpecularVNDVery Narrow (0.5 s/mh)NDNarrow (0.7 s/mh)MDMedium (0.9 s/mh)MWDMedium Wide (1.0 s/mh)WDWide (1.2 s/mh)Lens TypeVoltageDriver5Control InterfaceCGL1/8" clear glass lensFOL1/8" tempered flush opal glass lensCVX3/16" clear convex glass lensPCL23/16" clear polycar-bonate lensesPPC21/8" prismatic poly-carbonate lensesMVOLT1202773473,4GZ100-10V driver dims to 10%GZ10-10V driver dims to 1%EZ10eldoLED 0-10V ECOdrive. Linear dimming to 10% min.EZ1eldoLED 0-10V ECOdrive. Linear dimming to 1% min.EZBeldoLED 0-10V SOLOdrive. Logarithmic dimming to <1%.EDAB6eldoLED SOLOdrive DALI. Logarithmic dimming to <1%.EDXB6eldoLED POWERdrive DMX with RDM (remote device management). Square Law dimming to <1%. Includes termination resistor. Refer to DMXR Manual. Minimum 1000 lumens.ECOD6Lutron Ecosystem digital Hi-Lume 1% soft-on, fade to black. Max: 4000LM.NLT7nLight® dimming packNLTER3,7,10nLight® dimming pack emergency circuitNLTAIR213nLight® AIR enabledNLTAIRER23,10,13nLight® AIR enabled emergencyEXA1XPoint Wireless, eldoLED driver. Linear dimming to 1%EXABXPoint Wireless, eldoLED driver. Loga-rithmic dimming to darkOptionsArchitectural ColorsSFSingle fuse. Specify 120V or 277V.TRW8White painted flangeTRBL9Black painted flangeELREmergency battery pack, 10W, with remote test switchELRSDEmergency battery pack, 10W, with self-diagnostics, remote test switchE10WCPREmergency battery pack, 10W Constant Power, CA Title 20 compliant with remote test switchN8011nLight® Lumen CompensationBGTDBodine generator transfer device. Specify 120V or 277V.90CRIHigh CRI (90+)CP12Chicago plenum. Specify 120V or 277V for 5000lm and above.PCU143/16" clear polycarbonate lens underlay (roomside)RRL_RELOC®-ready luminaire connectors enable a simple and consistent factory installed option across all ABL lumi-naire brands. Refer to RRL for complete nomenclatureArchitectural Colors - Powder Paint15DWHGTextured White (Standard)DDBDark BronzeDBLBlackDWHGloss WhiteDMBMedium BronzeDNANatural AluminumArchitectural Colors - PlatingGMGGun Metal GrayORBOil-rubbed BronzeSNKLSatin NickelEVO6VRpage 3 of 7GOTHAM ARCHITECTURAL DOWNLIGHTING ¦ 1400 Lester Road Conyers, GA 30012 ¦ P 800-705-SERV(7378) ¦ gothamlighting.com© 2014-2023 Acuity Brands Lighting Inc. All Rights Reserved. Rev. 10/16/23 Specifications subject to change without notice.General Illumination Vandal Resistant Downlight6"Optical AssemblyFully serviceable and upgradeable lensed LED light engine suitable for field maintenance or service from below the ceiling.Optical design is a Bounding RayTM design with 45° cutoff to source and source image. Top-down flash characteristic for superior glare control. Unitized optics shall have mechanical attachment of the light engine to the lower reflector for complete optical alignment.Marine-grade die-cast aluminum bezel, low copper alloy (<1% copper)Stainless steel Torx® T20 tamper-resistant screwsOne-piece closed-cell silicone gasketsElectricalThe luminaire shall operate from a 50 or 60 Hz ±3 Hz AC line over a voltage ranging from 120 VAC to 277 VAC. The fluctuations of line voltage shall have no visible effect on the luminous output.The luminaire shall have a power factor of 90% or greater at all standard operating voltages and full luminaire output.Sound Rated A+. Driver shall be >80% efficient at full load across all input voltages. Input wires shall be 18AWG, 300V minimum, solid copper.ControlsLuminaire shall be equipped with interface for nLight wired or wireless network with integral power supply as per specification.DimmingThe luminaire shall be capable of continuous dimming without perceivable stroboscopic flicker as measured by flicker index (ANSI/IES RP-16-10) over a range of 100 – 10%, 100 – 1.0% or 100 – 0.1% of rated lumen output with a smooth shut off function to step to 0%. eldoLED LED drivers shall conform to IEEE P1789 standards. Alternatively, manufacturers must demonstrate conformance with product literature and testing which demonstrates this performance. Systems that do not meet IEEE P1789 will not be considered. Driver is inaudible in 24dB environment, and stable when input voltage conditions fluctuate over what is typically experienced in a commercial environment. ConstructionLuminaire housing shall be constructed of 16-gauge galvanized steel and have preinstalled telescopic mounting bars with maximum 32” and minimum 15” extension and 4” vertical adjustment.Luminaires shall be suitable for installation in ceilings up to 1½” thick.Tool-less adjustments shall be possible after installation.25°C ambient temperature standard (1/2” clearance on all sides unless marked spacing noted otherwise).ListingsFixtures are CSA certified to meet US and Canadian Standards: All fixtures manufactured in strict accordance with the appropriate and current requirements of the “Standards for Safety” to UL, wet location covered ceiling. IP55 rating (below the mounting surface) standard; IP65 rating with use of silicone at installation. Refer to TECH-200 for ingress protection ratings.PhotometricsLEDs tested to LM-80 standards. Measured by IESNA Standard LM-79-08 in an accredited lab. Lumen output shall not decrease by more than 30% over the minimum operational life of 60,000 hours.Color appearance from luminaire to luminaire of the same type and in all configurations, shall be consistent both initially and at 6,000 hours and operate with-in a tolerance of <2.5 MacAdam ellipse as defined by a point at the intersection of the CCT line and the black body locus line in CIE chromaticity space.Buy American ActThis product is assembled in the USA and meets the Buy America(n) government procurement requirements under FAR, DFARS and DOT regulations. Please refer to www.acuitybrands.com/buy-american for additional information.Warranty5-year limited warranty. This is the only warranty provided and no other statements in this specification sheet create any warranty of any kind. All other express and implied warranties are disclaimed. Complete warranty terms located at: www.acuitybrands.com/support/warranty/terms-and-conditionsNote:Actual performance may differ as a result of end user environment and application. All values are design or typical values, measured under laboratory conditions at 25 °C.SPECIFICATIONSCapable LuminaireThis item is an A+ capable luminaire, which has been designed and tested to provide consistent color appearance and out-of-the-box control compatibility with simple commissioning.• All configurations of this luminaire meet the Acuity Brands’ specification for chromatic consistency• This luminaire is part of an A+ Certified solution for nLight® control networks when ordered with drivers marked by a shaded background*• This luminaire is part of an A+ Certified solution for nLight® control networks, providing advanced control functionality at the luminaire level, when selection includes driver and control options marked by a shaded background*To learn more about A+, visit www.acuitybrands.com/aplus.*See ordering tree for detailsEVO6VRpage 4 of 7GOTHAM ARCHITECTURAL DOWNLIGHTING ¦ 1400 Lester Road Conyers, GA 30012 ¦ P 800-705-SERV(7378) ¦ gothamlighting.com© 2014-2023 Acuity Brands Lighting Inc. All Rights Reserved. Rev. 10/16/23 Specifications subject to change without notice.General Illumination Vandal Resistant Downlight6"Tables of UseDelivered Lumens = 1.25 x P x LPWP = Output power of emergency driver. P = 10W for PS1055CPLPW = Lumen per watt rating of the luminaire. This information is available on the ABL luminaire spec sheet.How to Estimate Delivered Lumens in Emergency ModeReflector Finish MultiplierReflector FinishMultiplierLS - Specular 1LSS - Semi Specular0.956WR - White0.87LD - Matte Diffuse0.85BR - Black0.73DriverControl Provided (note: 347V/UVOLT versions provided with 347 option selected)NomenclatureDescriptionNLTNLTERNLTAIR2NLTAIRER2GZ100-10V driver dims to 10%nPP16 D EFPnPP16 D ER EFPRPP20 D 24V G2RPP20 D 24V ER G2GZ10-10V driver dims to 1%nPP16 D EFPnPP16 D ER EFPRPP20 D 24V G2RPP20 D 24V ER G2EZ10eldoLED 0-10V ECOdrivenPS 80 EZnPS 80 EZ ERRPP20 D 24V G2RPP20 D 24V ER G2EZ1eldoLED 0-10V ECOdrivenPS 80 EZnPS 80 EZ ERRPP20 D 24V G2RPP20 D 24V ER G2EZBeldoLED 0-10V SOLOdrivenPS 80 EZnPS 80 EZ ERRPP20 D 24V G2RPP20 D 24V ER G2EVO - eldoLED Driver Default Dimming CurveNomenclatureMin DimmingDriver Dim CurveControl Dim CurveEZ1010%LinearLinear/LogarithmicEZ11%LinearLinear/LogarithmicEXA11%LinearLinear/LogarithmicEZB<1%LogarithmicLinearEDAB<1%LogarithmicLinearEXAB<1%LogarithmicLinearEDXB<1%SquareLinearLumen Output MultiplierCRICCTMultplier802700K0.96300K1.003500K1.004000K1.015000K1.07902700K0.80300K0.833500K0.854000K0.875000K0.91DistributionsNomenclatureBeam AngleField AngleVND3064ND4469MD5482MWD6789WD7192EVO6VRpage 5 of 7GOTHAM ARCHITECTURAL DOWNLIGHTING ¦ 1400 Lester Road Conyers, GA 30012 ¦ P 800-705-SERV(7378) ¦ gothamlighting.com© 2014-2023 Acuity Brands Lighting Inc. All Rights Reserved. Rev. 10/16/23 Specifications subject to change without notice.General Illumination Vandal Resistant Downlight6"DIMENSIONAL DATA*Dimensions in inches [centimeters]Aperture: 6 1/4” [15.9)]Ceiling Opening: 7 1/8” [18.1] self-flangedOverlap Trim: 7 1/2” [19.1]StandardCP Open FrameBattery Pack13 316 [33.5]1578 [40.3]7 516 [18.6]1 [2.6]1 916 [4.0]9 716 [24.0]614 [15.9]2338 [59.4]7 516 [18.6]1 [2.6]9 716 [24.0]614 [15.9]1 916 [4.0]1918 [48.5]1578 [40.3]1838 [46.7]738 [18.8]1 [2.6]1 916 [4.0]9 716 [24.0]614 [15.9]EVO6VRpage 6 of 7GOTHAM ARCHITECTURAL DOWNLIGHTING ¦ 1400 Lester Road Conyers, GA 30012 ¦ P 800-705-SERV(7378) ¦ gothamlighting.com© 2014-2023 Acuity Brands Lighting Inc. All Rights Reserved. Rev. 10/16/23 Specifications subject to change without notice.General Illumination Vandal Resistant Downlight6"PhotometryEVO6VR 35/25 AR LS CGLINPUT WATTS: 47.3, DELIVERED LUMENS: 4145LM, LPW= 87.6, 1.01 S/MH, TEST NO. ISF 19805P279EVO6VR 35/10 AR LS CGLINPUT WATTS: 9.6, DELIVERED LUMENS: 909LM, LPW = 94.7, 1.01 S/MH, TEST NO. ISF 19805P195EVO6VR 35/25 AR LS CGLINPUT WATTS: 24.7, DELIVERED LUMENS: 2319.7LM, LPW = 94, 1.01 S/MH, TEST NO. ISF 19805P231[_PHYSICALDIMENSIONS] -0.5, -0.5, 0.50° 20° 40° 60° 80° 100° 120° 140° 160°180°200400600800AveLumens05152535455565758590918908929726313314110087261326195344210ZoneLumens % Lamp0° - 30°0° - 40°0° - 60°0° - 90°90° - 120°90° - 130°90° - 150°90° - 180°0° - 180°673.8868.5906.2909.00.00.00.00.0909.074.195.599.7100.00.00.00.00.0*100.0*EfficiencyCoefficients of Utilizationpf20%pc80%70%50%pw50% 30% 10%50% 30% 10%50% 30% 10%01234567891011911110397908580757067631191089992857974696561571191069688817569656157531161091029589847974706662116107989184787369646057116105958780746965605753111105989387827773696562111103958983777268646057111101938679746964605653RCR50% beam -53.6°10% beam -76.8°MountingHeightInital FCCenterBeamDiameterFCDiameterFC8.010.012.014.016.030.416.310.26.95.05.67.69.611.613.615.28.25.13.52.58.711.915.118.221.43.01.61.00.70.5Spacing to Mounting Height:1.0PRINT DATE: TEST NO: MANUFACTURER: LUMINAIRE CATALOG NO.: LUMINAIRE DESCRIPTION: LUMENS PER LAMP: [_LAMPTYPE] [_FAMILY] [_PRODUCTID] [_MOUNTING] [_TOTALLUMINAIRELUMENS] [_INPUTWATTAGE] [_PHYSICALDIMENSIONS] August 22, 2019ISF 19805P231Gotham Architectural LightingEVO6VR 35/25 6AR LS CGLEVO6 Vandal Resistant, 3500K, 2500LM, Clear Refl, Specular Finish, CGL2319.712LEDEVO6VR Downlight540c57ab-1bed-48bb-a6dd-2129694ba38eINDOOR2319.724.7-0.5, -0.5, 0.50° 20° 40° 60° 80° 100° 120° 140° 160°180°8001600AveLumens051525354555657585902344231823711852798801042002216668334978610421ZoneLumens % Lamp0° - 30°0° - 40°0° - 60°0° - 90°90° - 120°90° - 130°90° - 150°90° - 180°0° - 180°1719.62216.22312.52319.70.00.00.00.02319.774.195.599.7100.00.00.00.00.0*100.0*EfficiencyCoefficients of Utilizationpf20%pc80%70%50%pw50% 30% 10%50% 30% 10%50% 30% 10%01234567891011911110397908580757067631191089992857974696561571191069688817569656157531161091029589847974706662116107989184787369646057116105958780746965605753111105989387827773696562111103958983777268646057111101938679746964605653RCR50% beam -53.6°10% beam -76.8°MountingHeightInital FCCenterBeamDiameterFCDiameterFC8.010.012.014.016.077.541.726.017.712.95.67.69.611.613.638.720.813.08.96.48.711.915.118.221.47.74.22.61.81.3Spacing to Mounting Height:1.0PRINT DATE: TEST NO: MANUFACTURER: LUMINAIRE CATALOG NO.: LUMINAIRE DESCRIPTION: LUMENS PER LAMP: [_LAMPTYPE] [_FAMILY] [_PRODUCTID] [_MOUNTING] [_TOTALLUMINAIRELUMENS] [_INPUTWATTAGE] [_PHYSICALDIMENSIONS] August 22, 2019ISF 19805P279Gotham Architectural LightingEVO6VR 35/45 6AR LS CGLEVO6 Vandal Resistant, 3500K, 4500LM, Clear Refl, Specular Finish, CGL4144.912LEDEVO6VR Downlight03c8e0a3-1772-4491-b462-73ed78ffa124INDOOR4144.947.3-0.5, -0.5, 0.50° 20° 40° 60° 80° 100° 120° 140° 160°180°16003200AveLumens05152535455565758590418841424237330914261421873003951189148988715418841ZoneLumens % Lamp0° - 30°0° - 40°0° - 60°0° - 90°90° - 120°90° - 130°90° - 150°90° - 180°0° - 180°3072.63960.04132.04144.80.00.00.00.14144.974.195.599.7100.00.00.00.00.0*100.0*EfficiencyCoefficients of Utilizationpf20%pc80%70%50%pw50% 30% 10%50% 30% 10%50% 30% 10%01234567891011911110397908580757067631191089992857974696561571191069688817569656157531161091029589847974706662116107989184787369646057116105958780746965605753111105989387827773696562111103958983777268646057111101938679746964605653RCR50% beam -53.6°10% beam -76.8°MountingHeightInital FCCenterBeamDiameterFCDiameterFC8.010.012.014.016.0138.474.546.431.723.05.67.69.611.613.669.237.223.215.811.58.711.915.118.221.413.87.44.63.22.3Spacing to Mounting Height:1.0EVO6VRpage 7 of 7GOTHAM ARCHITECTURAL DOWNLIGHTING ¦ 1400 Lester Road Conyers, GA 30012 ¦ P 800-705-SERV(7378) ¦ gothamlighting.com© 2014-2023 Acuity Brands Lighting Inc. All Rights Reserved. Rev. 10/16/23 Specifications subject to change without notice.General Illumination Vandal Resistant Downlight6"NLIGHT AIRNLIGHTnLight® AIR is the ideal solution for retrofit or new construction spaces where adding communication wiring is cost prohibitive. The integrated nLight AIR rPP20 Power Pack is part of each EVO Luminaire ordered with the NLTAIR option. These individually addressable controls offer the ultimate in flexibility during initial setup and for space repurposing.nLight® The nLight® solution is a digital networked lighting control system that provides both energy savings and increased user configurability by cost effectively integrating time-based, daylight-based, sensor-based and manual lighting control schemes.CAT-5e CableLine PowerLow Voltage Dimming WiresWiring KeynCMFixtures ordered without the NLT optionnPODMFixtures ordered with the NLT optionnCMnPODMnPS 80 EZ or nPP16 DrPP20rPODBrCMSFixtures ordered without the NLTAIR optionCLAIRITYTM Pro Mobile ApprPODBCLAIRITYTM Pro Mobile AppFixtures ordered with the NLTAIR option+24v DC AuxLine PowerLow Voltage Dimming WiresWiring KeynLight® AIR Control AccessoriesOrder as separate catalog number. Visit nLight AIR.Wall SwitchesOn/Off single poleOn/Off two pole On/Off & raise/lower single poleOn/Off & raise/lower two poleModel NumberrPODB (color) G2rPODB 2P (color) G2rPODB DX (color) G2rPODB 2P DX (color) G2nLight® Wired Control AccessoriesOrder as separate catalog number. Visit nLight.Wall SwitchesOn/Off single poleOn/Off two pole On/Off & raise/lower single poleOn/Off & raise/lower two poleGraphic touchscreenPhotocell ControlsDimmingModel NumbernPODM (color)nPODM 2P (color)nPOD DX (color)nPODM 2P DX (color)nPOD GFX (color)nCM ADCXnLight® Wired Control Accessories (cont.)nLight® AIR Control Accessories (cont.)Occupancy Sensors (PIR/dual tech)Small motion 360o , ceilingLarge motion 360o , ceilingWide ViewWall switch with raise/lowerCat-5 Cables (plenum rated)10’, CAT5 15’, CAT5 Occupancy Sensors (PIR/dual tech)Small motion 360o , ceilingLarge motion 360o , ceilingModel NumbernCM 9 / nCM PDT 9nCM 10 / nCM PDT 10nWV 16 / nWV PDT 16nWSX LV DX / nWSX PDT LV DXCAT5 10FT J1CAT5 15FT J1Model NumberrCMS 9 / rCMS PDT 9 rCMS 10 / rCMS PDT 10Possibilites for nLight® wiredPossibilites for nLight® AIR
https://www.acuitybrands.com/api/products/getasset/lithonia-lighting/651849/8dd9748f-95ba-46f5-8544-12581e8d23fc/ldn3sq.pdf?abl_version=08%2f29%2f2022+17%3a03%3a45&DOC_Type=SPEC_SHEET | lighting | LDN3SQ3" Square Open Non-IC New Construction DownlightFEATURES & SPECIFICATIONSINTENDED USE — Typical applications include corridors, lobbies, conference rooms and private offices. CONSTRUCTION — Install from below construction standard.Additional mounting options available including new construction mounting pan.Ambient operating temperature: 25 °C. High ambient option available.Light engine and driver are accessible from above or below ceiling.Passive cooling thermal managementMax ceiling thickness 1-1/4"OPTICS — 3 SDCM; 80 CRI typicalDiffusing lens covers optical chamber 55° cutoff to source and source imageSelf-flanged anodized reflectors in specular, semi-specular, or matte diffuse finishes.ELECTRICAL — 120V TRIAC or ELV dimming and Multi-volt 0-10V dimming available.0-10V dimming fixture requires two (2) additional low-voltage wires to be pulled70% lumen maintenance at 50,000 hoursLuminaire accepts parallel and branch circuit control wiring.LISTINGS — Certified to US and Canadian safety standards. Damp location standard. Wet location (WL) optional (requires covered ceiling).GOVERNEMENT PROCUREMENT — BAA – Buy America(n) Act: Product qualifies as a domestic end product under the Buy American Act as implemented in the FAR and DFARS. Product also qualifies as manufactured in the United States under DOT Buy America regulations.BABA – Build America Buy America: Product qualifies as produced in the United States under the definitions of the Build America, Buy America Act.Please refer to www.acuitybrands.com/buy-american for additional information.WARRANTY — 5-year limited warranty. This is the only warranty provided and no other statements in this specification sheet create any warranty of any kind. All other express and implied warranties are disclaimed. Complete warranty terms located at: www.acuitybrands.com/support/warranty/terms-and-conditionsNote: Actual performance may differ as a result of end-user environment and application. All values are design or typical values, measured under laboratory conditions at 25 °C. Specifications subject to change without notice.ORDERING INFORMATIONExample: LDN3SQ 35/10 LS3AR LSS MVOLT UGZDOWNLIGHTING LDN3SQLead times will vary depending on options selected. Consult with your sales representative.Notes 1 347V is only available with 1500lm. 1500lm not available with HAO.2 Not available with finishes. 3 Multi-volt 120-277V. 4 Factory supplied device shipped separately. Field installation required. 5 Access required to location of remote mounted device.6 Must specify voltage.7 Not required with WR or BR options.Catalog NumberNotesTypeLDN3SQSeriesColor temperatureLumensAperture/Trim ColorFinishLDN3SQ3" square27/2700K 30/3000K35/3500K40/4000K05500 lumens101000 lumens1511500 lumensLS3DownlightLSW3WallwashARClearWR2WhiteBR2BlackLSSSemi-specularLDMatte diffuseLSSpecularVoltageDriverOptionsMVOLT3Multi-volt120120V277277V3474,5347VUGZ10Universal dimming to 10% (0-10V, 120V, Triac, or ELVUGZUniversal dimming to 1% (0-10V, 120V, Triac, or ELVSF6Single FuseTRW7White painted flangeTRBL7Black painted flangeNPP16D4,5,6nLight network power/relay pack with 0-10V dimming.NPP16DER4,5,6nLight network power/relay pack with 0-10V dimming. ER controls fixtures on emergency circuit.HAOHigh ambient Option (40°C)WLWet locationNCHNew construction housingDIMMABLEA+ Capable options indicated by this color background.APERTURE: 2-7/8 (7.3) X 2-7/8 (7.3)CEILING OPENING: 3-1/4 (8.3) X 3-1/4 (8.3)OVERLAP TRIM: 3-11/16 (9.4) X 3-11/16 (9.4)638 [16.2]2 716 [6.2]2 716 [6.2]41316 [12.2]3 316 [8.1]5 [12.7]*Height increases to 5-3/4" [14.5] for 1500lm (or HAO for all lumen outputs).LUMEN OUTPUT Nominal LumensDelivered Lumens*WattageLPW50010001500LDN3SQDOWNLIGHTING: One Lithonia Way Conyers, GA 30012 Phone: 1-800-705-SERV (7378) www.lithonia.com © 2015-2024 Acuity Brands Lighting, Inc. All rights reserved. Rev. 03/21/24LDN3SQLDN3SQ 35/05 LS3AR LSS, input watts: 6.3, delivered lumens: 498.3 LM/W = 79.1, spacing criterion at 0 = 0.87, test no. ISF34716P10LDN3SQ 35/10 LS3AR LSS, input watts: 14.3, delivered lumens: 889.2, LM/W = 62.2, spacing criterion at 0 = 0.87, test no. ISF34716P14Notes • Tested in accordance with IESNA LM-79-08.• Tested to current IES and NEMA standards under stabilized laboratory conditions.• Actual performance may differ as a result of end-user environment and application.• Actual wattage may differ by +/- 10% when operating between 120-277V +/- 10%.• CRI: 80 typical.LDN3SQ 35/15 LS3AR LSS, input watts: 24.8, delivered lumens: 1379, LM/W = 55.6, spacing criterion at 0 = 0.87, test no. ISF34716P16PHOTOMETRY Distribution Curve Distribution Data Output Data Coefficient of Utilization Illuminance Data at 30" Above Floor for a Single Luminaire0° 20° 40° 60° 80° 90°0°0°0°90°180°100200300400500Coefficients of Utilizationpf20%pc80%70%50%pw 70%50%30% 50%30%10% 50%30%10%1191131081029792878278747011911110395898378736864611191089990837771666258551161081019488827772686460116106978982767166625854116104948678726762585450111104989186807571676359111103958781757065615754111101928477726662575450RCR012345678910Zonal Lumen SummaryZoneLumens % Lamp % Fixture0° - 30°0° - 40°0° - 60°0° - 90°90° - 180°0° - 180°329457497498049866.091.699.7100.00.0100.066.091.699.7100.00.0100.0CP Summary0°900°5°15°25°35°45°55°65°75°85°90544531430339235314100054453443633021925411000° 20° 40° 60° 80° 90°0°0°0°90°180°100200300400500600700800900Coefficients of Utilizationpf20%pc80%70%50%pw 70%50%30% 50%30%10% 50%30%10%1191131081029792878278747011911110395898378736864611191089990837771666258551161081019488827772686460116106978982767166625854116104948678726762585450111104989186807571676359111103958781757065615754111101928477726662575450RCR012345678910Zonal Lumen SummaryZoneLumens % Lamp % Fixture0° - 30°0° - 40°0° - 60°0° - 90°90° - 180°0° - 180°586815886889088966.091.699.7100.00.0100.066.091.699.7100.00.0100.0CP Summary0°900°5°15°25°35°45°55°65°75°85°90971947768604420568200097195377958939045821000° 20° 40° 60° 80° 90°0°0°0°90°180°30060090012001500Coefficients of Utilizationpf20%pc80%70%50%pw 70%50%30% 50%30%10% 50%30%10%1191131081029792878278747011911110395898378736864611191089990837771666258551161081019488827772686460116106978982767166625854116104948678726762585450111104989186807571676359111103958781757065615754111101928477726662575450RCR012345678910Zonal Lumen SummaryZoneLumens % Lamp % Fixture0° - 30°0° - 40°0° - 60°0° - 90°90° - 180°0° - 180°9101264137513790137966.091.699.7100.00.0100.066.091.699.7100.00.0100.0CP Summary0°900°5°15°25°35°45°55°65°75°85°901506146811919376518612300015061477120891360570123200LUMEN OUTPUT MULTIPLIERS - FINISHClear Specular (AR LS)1.0Clear Semi-spec (AR LSS)0.95Clear Matte Diffuse (AR LD)0.85White Painted (WR)0.87Black Painted (BR)0.73LDN3SQDOWNLIGHTING: One Lithonia Way Conyers, GA 30012 Phone: 1-800-705-SERV (7378) www.lithonia.com © 2015-2024 Acuity Brands Lighting, Inc. All rights reserved. Rev. 03/21/24LDN3SQADDITIONAL DATAnLight® Control Accessories: Order as separate catalog number. Visit www.sensorswitch.com/nLight for complete listing of nLight controls.WallPod stationsModel numberOccupancy sensorsModel numberOn/OffnPODM [color]Small motion 360°, ceiling (PIR / dual tech)nCM 9 / nCM PDT 9On/Off & Raise/LowernPODM DX [color]Large motion 360°, ceiling (PIR / dual tech)nCM 10 / nCM PDT 10Graphic TouchscreennPOD GFX [color]Wide view (PIR / dual tech)nWV 16 / nWV PDT 16Photocell controlsModel numberWall Switch w/ Raise/Lower (PIR / dual tech)nWSX LV DX / nWSX PDT LV DXDimmingnCM ADCXCat-5 cables (plenum rated)Model number10', CAT5 10FTCAT5 10FT J115', CAT5 15FTCAT5 15FT J1AABBAnPS 80 EZnCM ADCXnCM PDT 9nPS 80 EZnPODM 2P DX BCCAOPTIONALWIRING KEYBACCAT-5e CableLine PowerLow VoltageDimming WiresCOMPATIBLE 0-10V AND LINE VOLTAGE DIMMERSMANUFACTURERPART NO.CONTOL DEVICE DIM CURVESynergy®ISD 400 ELV 120LogarithmicISD 600 I 120LogarithmicISD 1000 I 120LogarithmicLeviton® IllumaTech-IPE04LogarithmicIllumaTech-IPI06LogarithmicIllumaTech-IPI10LogarithmicIllumaTech- IPL06-10LogarithmicSureslide 6633-P 600-watt 3-wayLinearSureslide 6674-P 600-watt single poleLinearSureslide 6674-P 600-watt 3-wayLinearNotes • Tested in accordance with IESNA LM-79-08.• Tested to current IES and NEMA standards under stabilized laboratory conditions.• CRI: 80 typical.
https://juno.acuitybrands.com/api/products/getasset/juno/660770/d813c517-276c-403b-9b9e-f79802b22d5d/g5_6_1.pdf?abl_version=08%2f14%2f2022+01%3a13%3a30&DOC_Type=SPEC_SHEET | lighting | 1300 S. Wolf Road • Des Plaines, IL 60018 • Phone (847) 827-9880 • Fax (847) 827-2925 • Visit us at www.acuitybrands.com/juno-recessedPrinted in U.S.A. ©2017 Acuity Brands Lighting, Inc. Rev. 03/01/171 of 1Project:Fixture Type:Location:Contact/Phone:COMPACT FLUORESCENT STEP/NIGHT LIGHT7W or 9W COMPACT FLUORESCENT LAMPICPL813G5.6.1DIMENSIONS8 3/4” X 3 3/4” WALL CUTOUTPRODUCT DESCRIPTIONICPL Housing is designed for use in insulated or non-insulated areas.PRODUCT SPECIFICATIONSLamp One 7W or 9W twin tube CFL lamp.Socket Horizontal mounted in housing.Ballast 120V normal power factor magnetic • UL listed/CSA certified.Trims Available in white baked enamel on steel • Fastens to housing with two torsion springs.Labels UL listed for damp locations and IP • Union made • UL Listed/CSA certified.Testing All reports are based on published industry procedures; field performance may differ from laboratory performance.Specifications subject to change without notice.INSTALLATIONReal Nail 3 Bar Hangers Telescoping, Patented (US Patent D552,969) Real Nail® 3 system permits quick placement of housing anywhere within 24” O.C. joists or suspended ceilings • Integral T-bar notch and clip secures housing in suspended ceiling grid – no accessory clips required • 24” expansion stop allows quick placement of fixture in standard grid spacing • Bars scored in two locations for fast, clean breaking, allowing housing installation in tight applications • Bars captive to mounting frame • Edge-mounted for extra strength • Captive bugle-headed ring shank nail for quick one-step installation and easy removal with claw hammer for fixture relocation • Quick-Loc slot and oversized locking set screw lock fixture in position • Bar hanger foot contoured to align to bottom of construction joist • Alternate mounting holes included.Junction Box Pre-wired junction compartment provided with (3) 1⁄2” knockouts with pryout slots and ground wire • 90˚ C supply connection.Housing 22-gauge white painted steel • 81⁄4” L x 31⁄2” H x 31⁄2” D.ORDERING INFORMATION: Housing and trim can be ordered together or separate, but will always ship separately.Example (Housing): ICPL813 120Example (Trim): 840 WH Example (Together): ICPL813 120 104 WHSeriesVoltageTrimsTrim FinishICPL813120 120V104 Diffuse Glass Lens Step Light Trim840 Angled Louvers Step Light TrimWH WhiteTrim Size: 9 9⁄16” L x 4 7⁄8” HLamp Rating: 7W or 9W Twin Tube CFL.DISCONTINUED
https://www.signify.com/api/assets/v1/file/Signify/content/234d60f954ab452ea926ab4901239ac1/TruGroove_Cove_SpecSheet.pdf | lighting | TruGroove_Cove_SpecSheet 08/22 Page 1 of 6LinearTruGrooveCoveTruGroove cove offers a highly controlled asymmetric light throw, evenly lighting the space and ceiling, not the wall and pocket. This creates a smoothly illuminated low-glare environment with a "quiet" ceiling, free of striations. By adjusting installation angles you can determine your distribution, and multiple lumen-package choices help you direct the right amount of light within your space. TruGroove cove now includes AccuRender technology for the highest color quality at the highest efficacy.Ordering guideexample: TC08L93540WNSN06DE1NNNNFamilyVersion0Distribution8SourceLCRI/CCT 1TC TruGroove Cove0 Straight Run8 AsymmetricL LED950 CRI 90, 5000K940 CRI 90, 4000K935 CRI 90, 3500K930 CRI 90, 3000K927 CRI 90, 2700KLumens 1OpticsRun Length60 6000 lm/4ft50 5000 lm/4ft40 4000 lm/4ft30 3000 lm/4ft25 2500 lm/4ft20 2000 lm/4ft15 1500 lm/4ft10 1000 lm/4ftWN Focus Optics (Micro Silver)LN Fill Optics (White Reflector)02 2ftC2 2.5ft03 3ftC3 3.5ft04 4ft05 5ft06 6ft08 8ftXX Continuous run in 6" increments 4 (please specify)Voltage DriverCircuit 21Wiring Option 2System/ControlsNNFinishND UNV 120-277V3 347V 3E Advance Xitanium 0-10V (1% Dim)1 Single CircuitN NoneB Battery Pack 3E Auxiliary WiringNN NoneN Satin CoatD UNV 120-277VD Advance Xitanium DALI (5% Dim) 3H Lutron EcoSystem LDE1 (<1% Dim, Fade-to-Black) 3Project: Location: Cat.No: Type: Line ID:Qty: Notes:Footnotes 1-5 (hover here to view or see last page of spec sheet)TruGroove_Cove_SpecSheet 08/22 Page 2 of 6TruGroove coveFlat ceiling: small drop distanceFlat ceiling: medium drop distanceFlat ceiling: large drop distanceSloped or vaulted ceilingFloating ceilingDEFFDEAAABC2.5”4”2”4”Housing LengthJoint aligner tab extends module size by 7/8" and is inserted in an adjoining moduleto ensure alignment of TruGroove Cove in a linear run.TruGroove_Cove_SpecSheet 08/22 Page 2 of 6Application Mounting Options*5"(126mm)1 7/8"(47mm)5-1/8"(130mm)2 3/16"(56mm)Options and dimensionsTop ViewCross SectionFlat Mount10° Angled MountNominalHousing Length2ft24 3/8" [619mm]2.5ft30 1/4" [768mm]3ft36 1/8" [918mm]3.5ft42 1/16 " [1068mm]4ft48" [1219mm] 5ft60 1/2" [1537mm] 6ft72 5/16" [1837mm]8ft96" [2438mm]DimensionMin. Recommended*A12"B15"C18"D6"E4"F10"Notes*1. Minimum recommended application dimensions provide a guide to mounting TruGroove Cove (assumes power feed at end plate).2. These minimum application dimensions can provide visual cut off to the luminaire when the cove is at a height of ≥9ft.3. TruGroove Cove can be mounted horizontally or vertically, with or without a 10° tilt. No fine tuning of the optics required.TruGroove_Cove_SpecSheet 08/22 Page 3 of 6TruGroove coveOptical SystemThe optical system contains arrays of LEDs edge lighting a low profile light guide panel, using total internal reflection to homogenize the sources. The microstructure surface of the light guide optimizes light extraction to create a controlled yet efficacious indirect asymmetric distribution.ConstructionHousing: 20 Gauge CRSLuminaire Weight: Maximum 2.9lbs/ftHigh quality satin coat finishStandard DriversAdvance Xitanium 0-10V, 1% DimmingAdvance Xitanium DALI, 5% DimmingLutron EcoSystem LDE1, 1% Dimming with Soft-on, Fade-to-BlackClass 2 rated output. Consult Ledalite for other available driversPower Factor: >0.90Total Harmonic Distortion: <20%Standard Battery PacksBodine Battery Pack, 90 min, 10W, Class 2 rated output.Lumen output = 10W x luminaire efficacy x 1.1. Typical output ~1200lm.PoE Battery Pack, 90 min, 6W, Class 2 rated output.Lumen output = 6W x luminaire efficacy. Typical output ~650lmLumen MaintenanceLEDs have been tested by the manufacturer in accordance with IESNA LM-80-15. At an ambient temperature of 25°C, the LED lumen maintenance expectation according to IES TM-21-11 is: L90 (10k) > 60,000 hours (reported methodology). Source ColorLEDs rated for color rendering of: CRI Ra ≥ 90, R9 ≥ 50, Ga ≥ 97, C9 ≥ 90 IES TM-30-18 : Rf ≥ 90, Rf,h1 ≥ 89, Rg ≥ 99, Rcs,h1 ≥ -5%Fixture to fixture color accuracy within: 2 SDCM for Static White luminaires 3 SDCM for Tunable White luminairesMountingProduct can be mounting horizontally or vertically to focus the light throw in the correct orientation for the space. Fasteners supplied by others.ApprovalsCertified to UL, IES & CSA Standards.Select TruGroove configurations contribute toward satisfying features L03, L04, L06, L07 and L08 under the WELL v2 Building Standard®.EnvironmentRated for dry or damp locations in operating ambient temperatures of 0-25°C (32-77°F).Many luminaire components, such as reflectors, refractors, lenses, and LEDs are made from various types of plastics which can be adversely affected by airborne contaminants. If sulfur-based chemicals, petroleum-based products, cleaning solutions, or other contaminants are expected in the intended area of use, consult factory for compatibility. Damage caused by sulfur, chlorine, petroleum-based solution or other contaminants are not covered under warranty. Not suitable for natatorium environments.WarrantyFive-year luminaire limited warranty including LED boards. www.signify.com/warrantiesQuickShip10-day QuickShip available for most configurations upon request. More information available at: www.signify.com/en-us/brands/ledalite/quickshipSpecificationsTruGroove_Cove_SpecSheet 08/22 Page 4 of 6TruGroove coveTruGroove cove (TCxx) AccuRender Static WhiteNominal CRI &CCTCRI 90, 2700KCRI 90, 3000KCRI 90, 3500KCRI 90, 4000KCRI 90, 5000KCIE 013.3-1995 1CRI Ra9493939393R95557596468Ga9999999999C99393939394IES TM-30-18 2Rf9291919190Rf,h19090909189Rg10010099100100Rcs, h1-6%-5%-6%-5%-5%MDER 30.450.510.580.650.81Colorimetry1. Color Rendering Index (CRI Ra) and Strong Red (R9) are calculated in accordance with CIE 013.3-1995. Color Gamut index (Ga) and red chroma Index (C9) are CIE based properties using the Global Lighting Association's calculation tool.2. Fidelity Index (Rf), Red Fidelity Index (Rf,h1), Gamut Index (Rg), and Red Local Chroma Shift (Rcs,h1) are calculated in accordance with IES TM-30-18.-18.3. Melanopic Daylight Efficacy Ratio (MDER) is the measure for “spectral melanopic efficiency” as defined in CIE S 026-2018.TruGroove_Cove_SpecSheet 08/22 Page 5 of 6TruGroove coveTruGroove_Cove_SpecSheet 08/22 Page 5 of 6Nominal CRI &CCTCRI 90, 2700KCRI 90, 3000KCRI 90, 3500KCRI 90, 4000KCRI 90, 5000KNominal LumenPackage (lm/4ft)WattsFlux (lm/4ft) 1Efficacy (LPW) 1UGR 2Photometry ReportIES FileFlux (lm/4ft) 1Efficacy (LPW) 1UGR 2Photometry ReportIES FileFlux (lm/4ft) 1Efficacy (LPW) 1UGR 2Photometry ReportIES FileFlux (lm/4ft) 1Efficacy (LPW) 1UGR 2Photometry ReportIES FileFlux (lm/4ft) 1Efficacy (LPW) 1UGR 2Photometry ReportIES File600053.95,600 103.9 N/A PDFIES5,759 106.8 N/A PDFIES6,003 111.4 N/A PDFIES6,077 112.7 N/A PDFIES6,210 115.2 N/A PDFIES500043.04,672 108.7 N/A PDFIES4,805 111.7 N/A PDFIES4,993 116.1 N/A PDFIES5,063 117.7 N/A PDFIES5,176 120.4 N/A PDFIES400033.93,761 110.9 N/A PDFIES3,867 114.1 N/A PDFIES4,006 118.2 N/A PDFIES4,068 120.0 N/A PDFIES4,161 122.7 N/A PDFIES300025.12,819 112.3 N/A PDFIES2,899 115.5 N/A PDFIES2,995 119.3 N/A PDFIES3,045 121.3 N/A PDFIES3,114 124.1 N/A PDFIES250020.12,351 117.0 N/A PDFIES2,420 120.4 N/A PDFIES2,496 124.2 N/A PDFIES2,539 126.3 N/A PDFIES2,595 129.1 N/A PDFIES200016.51,894 114.8 N/A PDFIES1,952 118.3 N/A PDFIES2,011 121.9 N/A PDFIES2,048 124.1 N/A PDFIES2,089 126.6 N/A PDFIES150012.71,410 111.0 N/A PDFIES1,455 114.6 N/A PDFIES1,496 117.8 N/A PDFIES1,526 120.2 N/A PDFIES1,554 122.4 N/A PDFIES10009.2942 102.4 N/A PDFIES972 105.7 N/A PDFIES997 108.4 N/A PDFIES1,019 110.8 N/A PDFIES1,036 112.6 N/A PDFIESDirect (TC08) Focus Optics with Micro Silver - WN(TC08) Fill Optics with White Reflectors - LNNominal CRI &CCTCRI 90, 2700KCRI 90, 3000KCRI 90, 3500KCRI 90, 4000KCRI 90, 5000KNominal LumenPackage (lm/4ft)WattsFlux (lm/4ft) 1Efficacy (LPW) 1UGR 2Photometry ReportIES FileFlux (lm/4ft) 1Efficacy (LPW) 1UGR 2Photometry ReportIES FileFlux (lm/4ft) 1Efficacy (LPW) 1UGR 2Photometry ReportIES FileFlux (lm/4ft) 1Efficacy (LPW) 1UGR 2Photometry ReportIES FileFlux (lm/4ft) 1Efficacy (LPW) 1UGR 2Photometry ReportIES File600053.95,410 100.4 N/A PDFIES5,564 103.2 N/A PDFIES5,800 107.6 N/A PDFIES5,871 108.9 N/A PDFIES5,999 111.3 N/A PDFIES500043.04,514 105.0 N/A PDFIES4,642 108.0 N/A PDFIES4,824 112.2 N/A PDFIES4,892 113.8 N/A PDFIES5,001 116.3 N/A PDFIES400033.93,634 107.2 N/A PDFIES3,736 110.2 N/A PDFIES3,870 114.2 N/A PDFIES3,930 115.9 N/A PDFIES4,020 118.6 N/A PDFIES300025.12,723 108.5 N/A PDFIES2,801 111.6 N/A PDFIES2,893 115.3 N/A PDFIES2,942 117.2 N/A PDFIES3,008 119.8 N/A PDFIES250020.12,271 113.0 N/A PDFIES2,338 116.3 N/A PDFIES2,411 120.0 N/A PDFIES2,453 122.0 N/A PDFIES2,507 124.7 N/A PDFIES200016.51,830 110.9 N/A PDFIES1,886 114.3 N/A PDFIES1,943 117.8 N/A PDFIES1,978 119.9 N/A PDFIES2,019 122.4 N/A PDFIES150012.71,362 107.2 N/A PDFIES1,406 110.7 N/A PDFIES1,445 113.8 N/A PDFIES1,474 116.1 N/A PDFIES1,501 118.2 N/A PDFIES10009.2910 98.9 N/A PDFIES939 102.1 N/A PDFIES963 104.7 N/A PDFIES985 107.1 N/A PDFIES1,001 108.8 N/A PDFIESPhotometry1. 4ft Luminaire photometry has been conducted in accordance with IES LM-79-08. IES files can be downloaded by clicking the links in the table above, or online at ledalite.com. Luminaires with finishes other than standard white may result in a drop in flux and efficacy.2. Unified Glare Ratio (UGR) is calculated in accordance with CIE 117-1995. Reference conditions of 4Hx8Hx1H and reflectances of 70/50/20% have been applied using the procedure described in CIE 190-2010.Fill Optics (White Reflectors) Spacing Criteria: 0.65/1.69Focus Optics (Micro Silver) Spacing Criteria: 0.59/2.61 1801359045045901351% Down / 99% Up90-9045-1350-1802400 cd1801359045045901351% Down / 99% Up90-9045-1350-1802700 cdCandela plots shown are for 5000lm/4ft, CRI 90, 3500K configurations.TruGroove_Cove_SpecSheet 08/22 Page 6 of 6TruGroove coveFootnotes from page 1 ordering guide1. Nominal values within a range. Not all lumen packages are available with all configurations. Consult photometry data for CRI, color temp, lumens & distribution of chosen configuration.2. Not all wiring types are available with all configurations. Consult Ledalite for a complete list of available options.3. 347V not available with Battery Pack, DALI, or Lutron EcoSystem drivers. Battery packs available in modules > 4ft (lumen package limits may apply, check with Ledalite)4. Available in continuous run lengths from 2ft in 6" increments.5. Options not shown here may also be possible via a custom request. Extended lead times and minimum order quantities may apply, please consult factory.Note: Due to continuing product improvements, Ledalite reserves the right to change the specifications without notice.FILENAME HERE XX/2019TruGroove_Cove_SpecSheet 08/22 page 6 of 6© 2022 Signify Holding. All rights reserved. The information provided herein is subject to change, without notice. Signify does not give any representation or warranty as to the accuracy or completeness of the information included herein and shall not be liable for any action in reliance thereon. The information presented in this document is not intended as any commercial offer and does not form part of any quotation or contract, unless otherwise agreed by Signify.TruGroove_Cove_SpecSheet 08/22 page 6 of 6 Signify North America Corporation 400 Crossing Blvd, Suite 600 Bridgewater, NJ 08807 Telephone 855-486-2216Signify Canada Ltd. 281 Hillmount Road, Markham, ON, Canada L6C 2S3 Telephone 800-668-9008All trademarks are owned by Signify Holding or their respective owners.www.ledalite.com
https://www.signify.com/api/assets/v1/file/Signify/content/ff9ca8fb4b5e40358283aa63007e6b55/TruGroove_Recessed_SpecSheet.pdf | lighting | TruGroove_Recessed_SpecSheet 05/22 page 1 of 11LinearTruGrooveRecessedProject: Location: Cat.No: Type: Line ID:Qty: Notes:TruGroove recessed delivers unrivaled performance and a truly innovative design – making a definitive statement in any architectural space. TruGroove recessed corners provide endless opportunities for creative freedom with geometric patterns in walls and ceilings.TruGroove recessed now includes AccuRender technology for the highest color quality at the highest efficacyOrdering guideexample: 3901L93530QS108DS1RCSWFamilyVersionDistributionSourceLCRI/CCT 1Lumens 1OpticsHousingCeiling/TrimRun Length39 TruGroove0 Recessed1 Performance Symmetric8 Performance Asymmetric Wall Wash0 Definition SymmetricL LED950 CRI 90, 5000K940 CRI 90, 4000K935 CRI 90, 3500K930 CRI 90, 3000K927 CRI 90, 2700K40 4000 lm/4ft30 3000 lm/4ft22 2200 lm/4ft15 1500 lm/4ftQ Flush MesoOptics LensR Regressed MesoOptics LensQ Flush MesoOptics LensL Flush Silk Lens 8M Regressed Silk LensS StandardC Chicago Plenum1 T-Grid 172 Drywall Trimless (Wall Recessed) 8, 133 Drywall Trimless (Ceiling Recessed)4 Drywall Trim5 Armstrong Formations Clouds 902 2ft03 3ft04 4ft05 5ft06 6ft08 8ftXX Continuous run in 1 ft increments (please specify length) 12Recessed Patterns:A4 2'x2' Flat Corner (90°)K4 2'x2' Outside Corner (90°)00 Inside Corner (90° Bracket)Recessed Patterns 7: 39A 2'x2' Flat Corner (90°)39K 2'x2' Outside Corner (90°)39G Inside Corner (90° Bracket)8T2 CRI 80, 2700-6500K 2ch Tunable White (confirm controls) 5VoltageDriverCircuit 2,10Wiring Option 2,10System / Controls 13, 14Trim Finish 11WD UNV 120-277V3 347V 3E Advance Xitanium 0-10V (1% Dim)1 Single CircuitB Dual Circuit A/B (Alt. 4' Sections)C Single Circuit + 1 Thru Wire (BP Trigger) 10F Single Circuit + 4 Thru Wires (Mains & Dimming) 10G Dual Circuit (Up/Down)L Dual Circuit (Up/Down) + 1 Thru Wire (BP Trigger) 10J Dual Circuit (Up/Down) + 4 Thru Wires (Mains & Dimming) 10N NoneB Battery Pack 3E Aux. Wiring 6G GTD3 (please specify voltage)NN NoneW Standard WhiteB BlackC Custom (please specify color)D UNV 120-277VD Advance Xitanium DALI (5% Dim) 3H Lutron EcoSystem LDE1 (<1% Dim, Fade-to-Black) 4D UNV 120-277VS Advance Xitanium SR (1% Dim) 31 Single CircuitN NoneB Battery Pack 3R UL924 Sensor Bypass Relay 16NN NoneCS Interact Pro scalable wireless sensor with integral daylight & occupancy sensing, advanced grouping with dwell time 4, 18SB Interact Pro Enterprise advanced wireless sensor, Integral SC1500 with IoT capabilities for enterprise scale projects 4, 15, 18L Low Voltage (48-54V DC)P PoE Lighting Controller 151 Single CircuitN NoneB Battery PackNN NoneIO Interact Office wired sensor with integral daylighting & occupancy sensing, enables wired connected lighting control 4, 15SB Interact Office advanced wired sensor bundle, Integral SC2000 with IoT capabilities for enterprise scale projects 4, 15Footnotes 1-10 (hover here to view or see last page of spec sheet)Footnotes 11-18 (hover here to view or see last page of spec sheet)TruGroove_Recessed_SpecSheet 05/22 page 2 of 11TruGroove recessedOptions and dimensionsStandaloneFlush LensRegressed LensKeep it simple with standalone modules, available in 6 standard lengths (consult Ledalite for custom lengths)TruGroove recessed with 3" with Flush MesoOptics or Silk lens.TruGroove recessed with Regressed MesoOptics or Silk lens.Create an uninterrupted ribbon of light with continuous runs, specifiable to 1/8".Transition from wall to ceiling seamlessly and create any pattern imaginable*.Continuous runPatterns2ft3ft4ft5ft6ft8ftFlush LensTruGroove recessed with 3” wide Flush MesoOptics or Silk lens. Standard 9/16”Standard 15/16”Tegular 9/16”Tegular 15/16”Regressed LensTruGroove recessed with Regressed MesoOptics or Silk lens.4”[102mm]3”[76mm]T-Grid (NEMA types G, NFG, NFSG, SS and Armstrong TechZone 4”)4.72”[120mm]Drywall4.99”[128mm]4.69”[119mm]4.88”[124mm]4.88”[124mm]4”[102mm]3”[76mm]4”[102mm]3”[76mm]4”[102mm]3”[76mm]4”[102mm]3”[76mm]4”[102mm]3”[76mm]T-Grid (NEMA types G, NFG, NFSG, SS and Armstrong TechZone 4”)4.72”[120mm]Drywall4.99”[128mm]4.69”[119mm]4.88”[124mm]4.88”[124mm]4”[102mm]3”[76mm]4”[102mm]3”[76mm]6.24”[158mm]3”[76mm]4.5”[114mm]3”[76mm]TrimlessTrimStandard 9/16”Standard 15/16”Tegular 9/16”Tegular 15/16”TrimlessTrim2.42”[61mm]2.42”[61mm]2.42”[61mm]2.42”[61mm]2.42”[61mm]Flush LensTruGroove recessed with 3” wide Flush MesoOptics or Silk lens. Standard 9/16”Standard 15/16”Tegular 9/16”Tegular 15/16”Regressed LensTruGroove recessed with Regressed MesoOptics or Silk lens.4”[102mm]3”[76mm]T-Grid (NEMA types G, NFG, NFSG, SS and Armstrong TechZone 4”)4.72”[120mm]Drywall4.99”[128mm]4.69”[119mm]4.88”[124mm]4.88”[124mm]4”[102mm]3”[76mm]4”[102mm]3”[76mm]4”[102mm]3”[76mm]4”[102mm]3”[76mm]4”[102mm]3”[76mm]T-Grid (NEMA types G, NFG, NFSG, SS and Armstrong TechZone 4”)4.72”[120mm]Drywall4.99”[128mm]4.69”[119mm]4.88”[124mm]4.88”[124mm]4”[102mm]3”[76mm]4”[102mm]3”[76mm]6.24”[158mm]3”[76mm]4.5”[114mm]3”[76mm]TrimlessTrimStandard 9/16”Standard 15/16”Tegular 9/16”Tegular 15/16”TrimlessTrim2.42”[61mm]2.42”[61mm]2.42”[61mm]2.42”[61mm]2.42”[61mm]Flush LensTruGroove recessed with 3” wide Flush MesoOptics or Silk lens. Standard 9/16”Standard 15/16”Tegular 9/16”Tegular 15/16”Regressed LensTruGroove recessed with Regressed MesoOptics or Silk lens.4”[102mm]3”[76mm]T-Grid (NEMA types G, NFG, NFSG, SS and Armstrong TechZone 4”)4.72”[120mm]Drywall4.99”[128mm]4.69”[119mm]4.88”[124mm]4.88”[124mm]4”[102mm]3”[76mm]4”[102mm]3”[76mm]4”[102mm]3”[76mm]4”[102mm]3”[76mm]4”[102mm]3”[76mm]T-Grid (NEMA types G, NFG, NFSG, SS and Armstrong TechZone 4”)4.72”[120mm]Drywall4.99”[128mm]4.69”[119mm]4.88”[124mm]4.88”[124mm]4”[102mm]3”[76mm]4”[102mm]3”[76mm]6.24”[158mm]3”[76mm]4.5”[114mm]3”[76mm]TrimlessTrimStandard 9/16”Standard 15/16”Tegular 9/16”Tegular 15/16”TrimlessTrim2.42”[61mm]2.42”[61mm]2.42”[61mm]2.42”[61mm]2.42”[61mm]Flush LensTruGroove recessed with 3” wide Flush MesoOptics or Silk lens. Standard 9/16”Standard 15/16”Tegular 9/16”Tegular 15/16”Regressed LensTruGroove recessed with Regressed MesoOptics or Silk lens.4”[102mm]3”[76mm]T-Grid (NEMA types G, NFG, NFSG, SS and Armstrong TechZone 4”)4.72”[120mm]Drywall4.99”[128mm]4.69”[119mm]4.88”[124mm]4.88”[124mm]4”[102mm]3”[76mm]4”[102mm]3”[76mm]4”[102mm]3”[76mm]4”[102mm]3”[76mm]4”[102mm]3”[76mm]T-Grid (NEMA types G, NFG, NFSG, SS and Armstrong TechZone 4”)4.72”[120mm]Drywall4.99”[128mm]4.69”[119mm]4.88”[124mm]4.88”[124mm]4”[102mm]3”[76mm]4”[102mm]3”[76mm]6.24”[158mm]3”[76mm]4.5”[114mm]3”[76mm]TrimlessTrimStandard 9/16”Standard 15/16”Tegular 9/16”Tegular 15/16”TrimlessTrim2.42”[61mm]2.42”[61mm]2.42”[61mm]2.42”[61mm]2.42”[61mm]*Inside, outside & flat corners are 90°, contact Ledalite for custom angles.TruGroove_Recessed_SpecSheet 05/22 page 3 of 11TruGroove recessedOptions and dimensionsNominalHousingLens ApertureMounting PointsT-GridDrywall TrimlessDrywall Trim2ft23.9” [607mm]23.0” [584mm]23.4” [594mm]23.8” [605mm]26.4” [670mm]24.5” [622mm]3ft35.9” [912mm]35.0” [889mm]35.4” [899mm]35.8” [909mm]38.4” [975mm]36.5” [927mm]4ft47.9” [1217mm]47.0” [1194mm]47.4” [1204mm]47.8” [1214mm]50.4” [1280mm]48.5” [1232mm]5ft59.9” [1512mm]59.0” [1499mm]59.4” [1509mm]59.8” [1519mm]62.4” [1585mm]60.5” [1537mm]6ft71.9” [1826mm]71.0” [1803mm]71.4” [1814mm]71.8” [1824mm]74.4” [1889mm]72.5” [1841mm]8ft95.9” [2436mm]95.0” [2413mm]95.4” [2423mm]95.8” [2433mm]98.4” [2499mm]96.5” [2451mm]StandaloneOverall Trim LengthOverall Trim LengthLens ApertureLens ApertureHousingMounting PointsHousingNominalHousingLens ApertureMounting PointsT-GridDrywall TrimlessDrywall Trim2ft24.0” [610mm]23.5” [597mm]23.2” [589mm]23.9” [606mm]25.7” [670mm]24.8” [629mm]3ft36.0” [914mm]35.5” [901mm]35.2” [894mm]35.9” [910mm]37.7” [975mm]36.7” [933mm]4ft48.0” [1219mm]47.5” [1206mm]47.2” [1199mm]47.9” [1215mm]49.7” [1280mm]48.7” [1238mm]5ft60.0” [1524mm]59.5” [1511mm]59.2” [1504mm]59.9” [1520mm]61.7” [1585mm]60.7” [1543mm]6ft72.0” [1829mm]71.5” [1816mm]71.2” [1809mm]71.9” [1825mm]73.7” [1889mm]72.8” [1848mm]8ft96.0” [2438mm]95.5” [2425mm]95.2” [2418mm]95.9” [2434mm]97.7” [2499mm]96.7” [2457mm]IncrementalLL-0.5” [L-13mm]L-0.8” [L-20mm]L-0.1” [L-3mm]L+1.7” [L+43mm]L+0.75” [L+19mm]Continuous Run (End Run)Overall Trim LengthOverall Trim LengthLens ApertureLens ApertureHousingMounting PointsHousingNominalHousing/Lens ApertureMounting Points2ft24.0” [610mm]23.2” [589mm]3ft36.0” [914mm]35.2” [894mm]4ft48.0” [1219mm]47.2” [1199mm]5ft60.0” [1524mm]59.2” [1504mm]6ft72.0” [1829mm]71.2” [1809mm]8ft96.0” [2438mm]95.2” [2418mm]IncrementalLL-0.8” [L-20mm]Continuous Run (Mid Run)Lens ApertureHousingMounting Pointsting PointsT-GridDrywall TrimlessDrywall Trim [594mm]23.8” [605mm]26.4” [670mm]24.5” [622mm] [899mm]35.8” [909mm]38.4” [975mm]36.5” [927mm][1204mm]47.8” [1214mm]50.4” [1280mm]48.5” [1232mm] [1509mm]59.8” [1519mm]62.4” [1585mm]60.5” [1537mm][1814mm]71.8” [1824mm]74.4” [1889mm]72.5” [1841mm] [2423mm]95.8” [2433mm]98.4” [2499mm]96.5” [2451mm]Overall Trim LengthLens ApertureMounting PointsHousingunting PointsT-GridDrywall TrimlessDrywall Trim2” [589mm]23.9” [606mm]25.7” [670mm]24.8” [629mm]2” [894mm]35.9” [910mm]37.7” [975mm]36.7” [933mm]2” [1199mm]47.9” [1215mm]49.7” [1280mm]48.7” [1238mm]2” [1504mm]59.9” [1520mm]61.7” [1585mm]60.7” [1543mm]2” [1809mm]71.9” [1825mm]73.7” [1889mm]72.8” [1848mm]2” [2418mm]95.9” [2434mm]97.7” [2499mm]96.7” [2457mm]0.8” [L-20mm]L-0.1” [L-3mm]L+1.7” [L+43mm]L+0.75” [L+19mm]Overall Trim LengthLens ApertureMounting PointsHousingNominalHousing/Lens ApertureMounting Points2ft24.0” [610mm]23.2” [589mm]3ft36.0” [914mm]35.2” [894mm]4ft48.0” [1219mm]47.2” [1199mm]5ft60.0” [1524mm]59.2” [1504mm]6ft72.0” [1829mm]71.2” [1809mm]8ft96.0” [2438mm]95.2” [2418mm]IncrementalLL-0 8” [L-20mm]StandaloneContinuous run (End Run)NominalHousingLens ApertureMounting PointsT-GridDrywall TrimlessDrywall Trim2ft23.9” [607mm]23.0” [584mm]23.4” [594mm]23.8” [605mm]26.4” [670mm]24.5” [622mm]3ft35.9” [912mm]35.0” [889mm]35.4” [899mm]35.8” [909mm]38.4” [975mm]36.5” [927mm]4ft47.9” [1217mm]47.0” [1194mm]47.4” [1204mm]47.8” [1214mm]50.4” [1280mm]48.5” [1232mm]5ft59.9” [1512mm]59.0” [1499mm]59.4” [1509mm]59.8” [1519mm]62.4” [1585mm]60.5” [1537mm]6ft71.9” [1826mm]71.0” [1803mm]71.4” [1814mm]71.8” [1824mm]74.4” [1889mm]72.5” [1841mm]8ft95.9” [2436mm]95.0” [2413mm]95.4” [2423mm]95.8” [2433mm]98.4” [2499mm]96.5” [2451mm]StandaloneOverall Trim LengthOverall Trim LengthLens ApertureLens ApertureHousingMounting PointsHousingNominalHousingLens ApertureMounting PointsT-GridDrywall TrimlessDrywall Trim2ft24.0” [610mm]23.5” [597mm]23.2” [589mm]23.9” [606mm]25.7” [670mm]24.8” [629mm]3ft36.0” [914mm]35.5” [901mm]35.2” [894mm]35.9” [910mm]37.7” [975mm]36.7” [933mm]4ft48.0” [1219mm]47.5” [1206mm]47.2” [1199mm]47.9” [1215mm]49.7” [1280mm]48.7” [1238mm]5ft60.0” [1524mm]59.5” [1511mm]59.2” [1504mm]59.9” [1520mm]61.7” [1585mm]60.7” [1543mm]6ft72.0” [1829mm]71.5” [1816mm]71.2” [1809mm]71.9” [1825mm]73.7” [1889mm]72.8” [1848mm]8ft96.0” [2438mm]95.5” [2425mm]95.2” [2418mm]95.9” [2434mm]97.7” [2499mm]96.7” [2457mm]IncrementalLL-0.5” [L-13mm]L-0.8” [L-20mm]L-0.1” [L-3mm]L+1.7” [L+43mm]L+0.75” [L+19mm]Continuous Run (End Run)Overall Trim LengthOverall Trim LengthLens ApertureLens ApertureHousingMounting PointsHousingNominalHousing/Lens ApertureMounting Points2ft24.0” [610mm]23.2” [589mm]3ft36.0” [914mm]35.2” [894mm]4ft48.0” [1219mm]47.2” [1199mm]5ft60.0” [1524mm]59.2” [1504mm]6ft72.0” [1829mm]71.2” [1809mm]8ft96.0” [2438mm]95.2” [2418mm]IncrementalLL-0.8” [L-20mm]Continuous Run (Mid Run)Lens ApertureHousingMounting PointsNominalHousingLens ApertureT-Grid2ft23.9" [607mm]23.0" [584mm]23.8" [605mm]3ft35.9" [912mm]35.0" [889mm]35.8" [909mm] 4ft47.9" [1217mm]47.0" [1194mm]47.8" [1214mm]5ft59.9" [1512mm]59.0" [1499mm]59.8" [1519mm]6ft71.9" [1826mm]71.0" [1803mm]71.8" [1824mm]8ft95.9" [2436mm]95.0" [2413mm]95.8" [2433mm]NominalHousingLens ApertureMounting Points Drywall TrimlessDrywall Trim2ft23.9" [607mm]23.0" [584mm]23.4" [594mm]26.4" [670mm]24.5" [622mm]3ft35.9" [912mm]35.0" [889mm]35.4" [899mm] 38.4" [975mm] 36.5" [927mm] 4ft47.9" [1217mm]47.0" [1194mm]47.4" [1204mm]50.4" [1280mm]48.5" [1232mm]5ft59.9" [1512mm]59.0" [1499mm]59.4" [1509mm]62.4" [1585mm]60.5" [1537mm]6ft71.9" [1826mm]71.0" [1803mm]71.4" [1814mm]74.4" [1889mm]72.5" [1841mm]8ft95.9" [2436mm]95.0" [2413mm]95.4" [2423mm]98.4" [2499mm]96.5" [2451mm]NominalHousingLens ApertureT-Grid2ft24.0" [610mm]23.5" [597mm]23.9" [606mm]3ft36.0" [914mm]35.5" [901mm]35.9" [910mm] 4ft48.0" [1219mm]47.5" [1206mm]47.9" [1215mm]5ft60.0" [1524mm]59.5" [1511mm]59.9" [1520mm]6ft72.0" [1829mm]71.5" [1816mm]71.9" [1825mm]8ft96.0" [2438mm]95.5" [2425mm]95.9" [2434mm]IncrementalLL-0.5" [L-13mm]L-0.1" [L-3mm]PointsT-GridDrywall TrimlessDrywall Trim4mm]23.8” [605mm]26.4” [670mm]24.5” [622mm]9mm]35.8” [909mm]38.4” [975mm]36.5” [927mm]04mm]47.8” [1214mm]50.4” [1280mm]48.5” [1232mm]09mm]59.8” [1519mm]62.4” [1585mm]60.5” [1537mm]4mm]71.8” [1824mm]74.4” [1889mm]72.5” [1841mm]23mm]95.8” [2433mm]98.4” [2499mm]96.5” [2451mm]Overall Trim LengthLens ApertureMounting PointsHousingng PointsT-GridDrywall TrimlessDrywall Trim589mm]23.9” [606mm]25.7” [670mm]24.8” [629mm]894mm]35.9” [910mm]37.7” [975mm]36.7” [933mm]199mm]47.9” [1215mm]49.7” [1280mm]48.7” [1238mm]504mm]59.9” [1520mm]61.7” [1585mm]60.7” [1543mm]809mm]71.9” [1825mm]73.7” [1889mm]72.8” [1848mm]2418mm]95.9” [2434mm]97.7” [2499mm]96.7” [2457mm][L-20mm]L-0.1” [L-3mm]L+1.7” [L+43mm]L+0.75” [L+19mm]Overall Trim LengthLens ApertureMounting PointsHousingNominalHousingLens Aperture Mounting Points Drywall Trimless Drywall Trim2ft24.0" [610mm]23.5" [597mm]23.2" [589mm]25.7" [670mm]24.8" [629mm]3ft36.0" [914mm]35.5" [901mm]35.2" [894mm] 37.7" [975mm] 36.7" [933mm] 4ft48.0" [1219mm]47.5" [1206mm]47.2" [1199mm]49.7" [1280mm]48.7" [1238mm]5ft60.0" [1524mm]59.5" [1511mm]59.2" [1504mm]61.7" [1585mm]60.7" [1543mm]6ft72.0" [1829mm]71.5" [1816mm]71.2" [1809mm]73.7" [1889mm]72.8" [1848mm]8ft96.0" [2438mm] 95.5" [2425mm]95.2" [2418mm]97.7" [2499mm]96.7" [2457mm]Incremental LL-0.5" [L-13mm]L-08" [L-20mm]L+1.7" [L-43mm]L-0.5" [L-19mm]TruGroove_Recessed_SpecSheet 05/22 page 4 of 11TruGroove recessedOptions and dimensions2ft24.0” [610mm]23.5” [597mm]23.2” [589mm]23.9” [606mm]25.7” [670mm]24.8” [629mm]3ft36.0” [914mm]35.5” [901mm]35.2” [894mm]35.9” [910mm]37.7” [975mm]36.7” [933mm]4ft48.0” [1219mm]47.5” [1206mm]47.2” [1199mm]47.9” [1215mm]49.7” [1280mm]48.7” [1238mm]5ft60.0” [1524mm]59.5” [1511mm]59.2” [1504mm]59.9” [1520mm]61.7” [1585mm]60.7” [1543mm]6ft72.0” [1829mm]71.5” [1816mm]71.2” [1809mm]71.9” [1825mm]73.7” [1889mm]72.8” [1848mm]8ft96.0” [2438mm]95.5” [2425mm]95.2” [2418mm]95.9” [2434mm]97.7” [2499mm]96.7” [2457mm]IncrementalLL-0.5” [L-13mm]L-0.8” [L-20mm]L-0.1” [L-3mm]L+1.7” [L+43mm]L+0.75” [L+19mm]NominalHousing/Lens ApertureMounting Points2ft24.0” [610mm]23.2” [589mm]3ft36.0” [914mm]35.2” [894mm]4ft48.0” [1219mm]47.2” [1199mm]5ft60.0” [1524mm]59.2” [1504mm]6ft72.0” [1829mm]71.2” [1809mm]8ft96.0” [2438mm]95.2” [2418mm]IncrementalLL-0.8” [L-20mm]Continuous Run (Mid Run)Lens ApertureHousingMounting PointsContinuous run (Mid Run)Mounting Points (Drywall only)NominalHousing/ Lens ApertureMounting Points2ft24.0" [610mm]23.2" [589mm]3ft36.0" [914mm]35.2" [894mm] 4ft48.0" [1219mm]47.2" [1199mm]5ft60.0" [1524mm]59.2" [1504mm]6ft72.0" [1829mm]71.2" [1809mm]8ft96.0" [2438mm]95.2" [2418mm]IncrementalLL-08" [L-20mm]Flat Corner (90°)Flat corners are 2’x2’ and can be used to create ceiling or wall recessed patterns.Inside Corner (90° Bracket)Inside corners use a bracket kit to join a ceiling recessed and wall recessed fixture.Outside Corner (90°)Outside corners are used to create patterns around drywall corners.*Inside, outside & flat corners are 90°, contact Ledalite for custom angles.NominalHousingMounting PointsT-GridDrywall TrimlessDrywall Trim2ftx2ft Flat25.7” [653mm]23.6” [600mm]25.9” [658mm]27.1” [689mm]26.3” [667mm]2ftx2ft Outside26.8” [681mm]N/AN/A26.8” [681mm]N/AT-GridSide ViewOverall Trim LengthMounting PointsHousingOverall Trim LengthHousingOverall Trim LengthOverall Trim LengthDrywall Side ViewCeiling Leg OverlapsWall Leg by ½”Ceiling or WallLocationMid or End RunFixtureWall LocationFlat Corner (90°)Inside Corner (90° Bracket)Outside Corner (90°)Flat Corner (90°)Flat corners are 2’x2’ and can be used to create ceiling or wall recessed patterns.Inside Corner (90° Bracket)Inside corners use a bracket kit to join a ceiling recessed and wall recessed fixture.Outside Corner (90°)Outside corners are used to create patterns around drywall corners.*Inside, outside & flat corners are 90°, contact Ledalite for custom angles.NominalHousingMounting PointsT-GridDrywall TrimlessDrywall Trim2ftx2ft Flat25.7” [653mm]23.6” [600mm]25.9” [658mm]27.1” [689mm]26.3” [667mm]2ftx2ft Outside26.8” [681mm]N/AN/A26.8” [681mm]N/AT-GridSide ViewOverall Trim LengthMounting PointsHousingOverall Trim LengthHousingOverall Trim LengthOverall Trim LengthDrywall Side ViewCeiling Leg OverlapsWall Leg by ½”Ceiling or WallLocationMid or End RunFixtureWall LocationFlat Corner (90°)Flat corners are 2’x2’ and can be used to create ceiling or wall recessed patterns.Inside Corner (90° Bracket)Inside corners use a bracket kit to join a ceiling recessed and wall recessed fixture.Outside Corner (90°)Outside corners are used to create patterns around drywall corners.*Inside, outside & flat corners are 90°, contact Ledalite for custom angles.NominalHousingMounting PointsT-GridDrywall TrimlessDrywall Trim2ftx2ft Flat25.7” [653mm]23.6” [600mm]25.9” [658mm]27.1” [689mm]26.3” [667mm]2ftx2ft Outside26.8” [681mm]N/AN/A26.8” [681mm]N/AT-GridSide ViewOverall Trim LengthMounting PointsHousingOverall Trim LengthHousingOverall Trim LengthOverall Trim LengthDrywall Side ViewCeiling Leg OverlapsWall Leg by ½”Ceiling or WallLocationMid or End RunFixtureWall LocationFlat Corner (90°)Flat corners are 2’x2’ and can be used to create ceiling or wall recessed patterns.Inside Corner (90° Bracket)Inside corners use a bracket kit to join a ceiling recessed and wall recessed fixture.Outside Corner (90°)Outside corners are used to create patterns around drywall corners.*Inside, outside & flat corners are 90°, contact Ledalite for custom angles.NominalHousingMounting PointsT-GridDrywall TrimlessDrywall Trim2ftx2ft Flat25.7” [653mm]23.6” [600mm]25.9” [658mm]27.1” [689mm]26.3” [667mm]2ftx2ft Outside26.8” [681mm]N/AN/A26.8” [681mm]N/AT-GridSide ViewOverall Trim LengthMounting PointsHousingOverall Trim LengthHousingOverall Trim LengthOverall Trim LengthDrywall Side ViewCeiling Leg OverlapsWall Leg by ½”Ceiling or WallLocationMid or End RunFixtureWall LocationFlat Corner (90°)Flat corners are 2’x2’ and can be used to create ceiling or wall recessed patterns.Inside Corner (90° Bracket)Inside corners use a bracket kit to join a ceiling recessed and wall recessed fixture.Outside Corner (90°)Outside corners are used to create patterns around drywall corners.*Inside, outside & flat corners are 90°, contact Ledalite for custom angles.NominalHousingMounting PointsT-GridDrywall TrimlessDrywall Trim2ftx2ft Flat25.7” [653mm]23.6” [600mm]25.9” [658mm]27.1” [689mm]26.3” [667mm]2ftx2ft Outside26.8” [681mm]N/AN/A26.8” [681mm]N/AT-GridSide ViewOverall Trim LengthMounting PointsHousingOverall Trim LengthHousingOverall Trim LengthOverall Trim LengthDrywall Side ViewCeiling Leg OverlapsWall Leg by ½”Ceiling or WallLocationMid or End RunFixtureWall LocationTruGroove_Recessed_SpecSheet 05/22 page 5 of 11Optical SystemPerformance version: Light from the LEDs is reflected and redirected through an optical lens assembly comprising an acrylic extrusion profile and a layer of precision MesoOptics DX film, creating an uninterrupted continuum of light with an optical batwing distribution.Definition version: Light passes through a diffuse white acrylic lens to deliver a highly uniform luminous continuum.HousingDie-formed, 20 gauge cold-rolled steel housing. Multiple upper wire entrances are available for continuous row mounting of fixtures.FinishExtruded aluminum trim and die-cast endplates coated with an electrostatically applied, thermally cured polyester powder coat finish.MountingT-Grid: Mounting brackets on housing sides support T-Grid installation in 9/16", 15/16" or slot T-Grid suspension systems (NEMA types G, NFG, NFSG, SS and Armstrong TechZone 4”).Drywall (Ceiling mounted): Ceiling mounted luminaires are available with Drywall Trim or Trimless options. A 1/16” diameter aircraft cable with self-locking, tamper-resistant, miniature cable gripper provides vertical adjustment. The aircraft cable, crimp and gripper have been independently tested to meet stringent safety requirements. Drywall (Wall mounted): Wall mounted luminaires are only available with the Drywall Trimless option. In a continuous wall to ceiling pattern with an inside corner the ceiling run can use a different trim option if required. JointsSelf-aligning joining system with hands-free pre-joining wire access.WeightMaximum 3.5lbs/ft.ElectricalFixtures are factory pre-wired to section ends with quick-wire connectors and tested for all circuits and backup battery packs. LED boards and drivers are easily field replaceable with access from below the ceiling. Optional armored cable flex whips are available in 6' lengths.Standard DriversAdvance Xitanium 0-10V, 1% Dimming. Advance Xitanium DALI, 5% Dimming. Advance Xitanium Sensor Ready, 1% Dimming. PoE Lighting Controller (for PoE tunable white). Lutron EcoSystem LDE1, 1% Dimming with Soft-On and Fade-to-Black. Class 2 rated output. Consult Ledalite for other available drivers.Standard Battery PacksBodine Battery Pack, 90 min, 10W, Class 2 rated output. Lumen output = 10W x luminaire efficacy x 1.1. Typical output ~1200lm.PoE Battery Pack, 90 min, 6W, Class 2 rated output. Lumen output = 6W x luminaire efficacy. Typical output ~650lm.Lumen MaintenanceLEDs have been tested by the manufacturer in accordance with IESNA LM-80-15. At an ambient temperature of 25°C, the LED lumen maintenance expectation according to IES TM-21-21 is: L80 (10k) > 60,000 hours (Reported methodology).Source ColorLEDs rated for color rendering of: CRI Ra ≥ 90, R9 ≥ 50, Ga ≥ 97, C9 ≥ 90 IES TM-30-18 : Rf ≥ 90, Rf,h1 ≥ 89, Rg ≥ 99, Rcs,h1 ≥ -5%SPD and TM-30-18 reports available upon requestFixture to fixture color accuracy within: 2 SDCM for Static White luminaires 3 SDCM for Tunable White luminairesApprovalsCertified to UL, IES & CSA Standards.City of Chicago Approved CCEA (housing option C).Type IC Rated.EnvironmentRated for dry or damp locations in operating ambient temperatures of 0-25°C (32-77°F).Many luminaire components, such as reflectors, refractors, lenses, and LEDs are made from various types of plastics which can be adversely affected by airborne contaminants. If sulfur-based chemicals, petroleum-based products, cleaning solutions, or other contaminants are expected in the intended area of use, consult factory for compatibility. Damage caused by sulfur, chlorine, petroleum-based solution or other contaminants are not covered under warranty. Not suitable for natatorium environments.WarrantyFive-year luminaire limited warranty including LED boards and driver: www.signify.com/warrantiesQuickShip10-day QuickShip available for most configurations upon request. More information available at: www.signify.com/en-us/brands/ledalite/quickshipTruGroove recessedTruGroove_Recessed_SpecSheet 05/22 page 6 of 11Interact Pro scalable sensor for Foundation, Advanced & Enterprise tiers (CS an evolution of SpaceWise):• CS is a connected sensor with integral occupancy and daylight sensing and supports wireless mesh connectivity.• The sensor works in the Foundation mode (similar to SpaceWise) when configured without a gateway or in an Interact Pro Advanced or Enterprise mode if a compatible gateway is used.• Interact Pro includes an App, a portal and a broad portfolio of wireless luminaires, lamps and retrofit kits all working on the same system.• Startup is implemented via Interact Pro App (Android or iPhone) & Bluetooth connectivity. The App provides flexibility to choose between a gateway or non gateway mode for setup.• Setup with the gateway requires wired internet access to the gateway. It is possible to add a gateway at a later point.• Prepare project configuration steps remotely and use IRT9015 remote onsite to identify and group devices together.• Compatible with UID8451/10 wireless dimmer switch, SWS200 wireless scene switch, wireless Occ sensor (OCC SENSOR IA CM IP42 WH 10/1) and wireless Day/Occ sensor (OCC MULTI SENSOR IA CM WH 10/1).• For more information on Interact Pro visit: www.interact-lighting.com/interactproscalablesystemEmergency Options (R):• Power Sensing (Factory default) – Recommended• UL924 option requires unswitched power sense line, absence of voltage on the normal circuit triggers luminaire to 100% output.• Power Interruption Detection (Field option)• Detects AC power interruption >30ms triggers 90 minute emergency mode with luminaire at 100% output.Interact Pro scalable sensor bundles for Enterprise tier (SB):• SB option, in addition to occupancy and daylight sensing, supports advanced IoT capabilities such as people estimation analysis, desk level temperature & humidity sensing, noise classification, and BLE beacon.• Compatible with UID8451/10 wireless dimmer switch, SWS200 wireless scene switch, wireless Occ sensor (OCC SENSOR IA CM IP42 WH 10/1) and wireless Day/Occ sensor (OCC MULTI SENSOR IA CM WH 10/1).• Use Interact software and insights to increase building efficiency, achieve building wide integration and optimize space through occupancy analytics.• Requires compatible Gateway and internet connectivity for commissioning.For more information, visit: www.interact-lighting.com/officeInteract Office Wired PoE (IO & SB):• PoE based IoT connected lighting solution for large enterprises that span across multiple floors, buildings and require multiple gateways.• Use Interact software and insights to increase building efficiency, achieve building wide integration and optimize space through occupancy analytics.• Integral sensor option for occupancy sensing (PIR) and/or daylight harvesting available for additional energy savings.• SB option, in addition to occupancy and daylight sensing, supports advanced IoT capabilities such as people estimation analysis, desk level temperature & humidity sensing, noise classification, and BLE beacon.• Optional integral emergency controller and battery pack provides backup lighting in the case of a power outage. Test switch and indicator light mounted on the chassis.• Emergency battery has a 3 month pre-installed shelf life, and must be stored and installed in environments of -20°C to 30°C (-4F to 86F) ambient, and 45-85% relative humidity.• For more information on Interact Office Wired visit: www.interact-lighting.com/officeNote: Signify Interact Office Luminaires are not sold individually and are only compatible with Signify's Interact Office control system & software. The system requires a compatible back-end IT infrastructure for normal operations, please consult your Signify representative for additional information.Tunable White:• Tunable White is available in Interact Office Wired PoE luminaires. Other control options for Tunable White with DALI (DT6 or DT8), 0-10V, Lutron T Series or DMX control are available via an Engineered-to-Order (ETO) request.• Signify tunable white solutions are designed to help maximize the influence of lighting on your daily life.• Dynamic behaviors via scheduled lighting recipes mimicking daylight patterns or supporting biorhythms.• Scene setting via lighting pre-sets based on various combinations of lighting color temperature and intensity.TruGroove recessedWireless Controls OptionsWired Controls OptionsTruGroove_Recessed_SpecSheet 05/22 page 7 of 11Interact Pro scalable systemFoundationAdvancedEnterpriseDimming, grouping, and zoningBluetooth and ZigBee enabledMotion sensing and daylight harvestingIntegration with 0-10V and phase dimming fixturesCode complianceGranular dimming and dwell timeEnergy reporting and monitoringSchedulingDemand responseBMS integration (BACnet)Floor plan visualizationIoT sensors for wellnessIoT Apps for productivityWireless gatewayBMS systemBACNetInteract Pro EnterpriseInteract Pro AdvancedInteract Pro FoundationWireless gatewayIT infrastructureInteractIOT platformBuilding connectivity bridge (BCB)Smart LED lampCommissioning remoteInteract Pro AppWireless wall switchExternal battery powered sensor 0-10V control module Plug loadcontrol module Phase dimming moduleWireless luminaires with integrated sensorInteract Pro scalable system architectureCurrently supported maximum system sizeTo be able to design the lighting system correctly for the customer, it is important to know the prime characteristics of the system, its possibilities and limitations.System levelTotal number of gatewaysUnlimitedTotal number of devices200 per network• luminaires with integrated sensors150• smart TLEDS150Total number of ZGP devices (sensors and switches)50• sensors30• switches50• zones and groups64Group levelRecommended number of lights40 (recommended 25)Number of ZGP devices5Number of scenes16TruGroove recessedTruGroove_Recessed_SpecSheet 05/22 page 8 of 11TruGroove recessed (39xx) AccuRender Static WhiteNominal CRI &CCTCRI 90, 2700KCRI 90, 3000KCRI 90, 3500KCRI 90, 4000KCRI 90, 5000KCIE 013.3-1995 1CRI Ra9493939393R95557596468Ga9999999999C99393939394IES TM-30-18 2Rf9291919190Rf,h19090909189Rg10010099100100Rcs, h1-6%-5%-6%-5%-5%MDER 30.450.510.580.650.81Colorimetry1. Color Rendering Index (CRI Ra) and Strong Red (R9) are calculated in accordance with CIE 013.3-1995. Color Gamut index (Ga) and red chroma Index (C9) are CIE based properties using the Global Lighting Association's calculation tool.2. Fidelity Index (Rf), Red Fidelity Index (Rf,h1), Gamut Index (Rg), and Red Local Chroma Shift (Rcs,h1) are calculated in accordance with IES TM-30-18.-18.3. Melanopic Daylight Efficacy Ratio (MDER) is the measure for “spectral melanopic efficiency” as defined in CIE S 026-2018.TruGroove recessedTruGroove_Recessed_SpecSheet 05/22 page 9 of 11TruGroove recessedDirect (3901) Performance Symmetric Flush MesoOptic Lens Nominal CRI &CCTCRI 90, 2700KCRI 90, 3000KCRI 90, 3500KCRI 90, 4000KCRI 90, 5000KNominal LumenPackage (lm/4ft)WattsFlux (lm/4ft) 1Efficacy (LPW) 1UGR 2Photometry ReportIES FileFlux (lm/4ft) 1Efficacy (LPW) 1UGR 2Photometry ReportIES FileFlux (lm/4ft) 1Efficacy (LPW) 1UGR 2Photometry ReportIES FileFlux (lm/4ft) 1Efficacy (LPW) 1UGR 2Photometry ReportIES FileFlux (lm/4ft) 1Efficacy (LPW) 1UGR 2Photometry ReportIES File400041.1 3,750 91.2 23.8 PDFIES 3,857 93.8 23.9 PDFIES 4,005 97.4 24.0 PDFIES 4,062 98.8 24.1 PDFIES 4,154 101.1 24.1 PDFIES300029.9 2,825 94.5 22.8 PDFIES 2,905 97.2 22.9 PDFIES 3,005 100.5 23.0 PDFIES 3,053 102.1 23.1 PDFIES 3,123 104.4 23.2 PDFIES220022.0 2,066 93.9 21.7 PDFIES 2,126 96.6 21.8 PDFIES 2,194 99.7 21.9 PDFIES 2,231 101.4 22.0 PDFIES 2,281 103.7 22.1 PDFIES150014.8 1,419 95.9 20.4 PDFIES 1,463 98.9 20.5 PDFIES 1,506 101.8 20.6 PDFIES 1,534 103.6 20.7 PDFIES 1,564 105.7 20.8 PDFIESPhotometryClick “PDF” or “IES” text to downloadDirect (3908) Performance Asymmetric Wall WashDirect (3900) Definition Symmetric Flush Silk Lens Performance Symmetric MesoOptics Flush MesoOptics Lens Spacing Criteria: 1.15/1.50Performance Asymmetric Performance Wall Wash Spacing Criteria: 1.34/1.15Performance Symmetric Flush Silk Lens Spacing Criteria: 1.24/1.231. 4ft Luminaire photometry has been conducted in accordance with IES LM-79-08. IES files can be downloaded by clicking the links in the table above, or online at ledalite.com. Luminaires with finishes other than standard white may result in a drop in flux and efficacy.2. Unified Glare Ratio (UGR) is calculated in accordance with CIE 117-1995. Reference conditions of 4Hx8Hx1H and reflectances of 70/50/20% have been applied using the procedure described in CIE 190-2010.180135904504590135100% Down / 0% Up045901300 cd180135904504590135100% Down / 0% Up90-9045-1350-1801700 cd180135904504590135100% Down / 0% Up045901200 cdCandela plots shown are for 3000lm/4ft, CRI 90, 3500K configurations.Nominal CRI &CCTCRI 90, 2700KCRI 90, 3000KCRI 90, 3500KCRI 90, 4000KCRI 90, 5000KNominal LumenPackage (lm/4ft)WattsFlux (lm/4ft) 1Efficacy (LPW) 1UGR 2Photometry ReportIES FileFlux (lm/4ft) 1Efficacy (LPW) 1UGR 2Photometry ReportIES FileFlux (lm/4ft) 1Efficacy (LPW) 1UGR 2Photometry ReportIES FileFlux (lm/4ft) 1Efficacy (LPW) 1UGR 2Photometry ReportIES FileFlux (lm/4ft) 1Efficacy (LPW) 1UGR 2Photometry ReportIES File400041.1 3,196 77.8 22.3 PDFIES 3,287 80.0 22.4 PDFIES 3,413 83.0 22.6 PDFIE
https://www.signify.com/api/assets/v1/file/Signify/content/42211e5d3ec346c690baaa63007e3efc/ArcForm_Recessed_SpecSheet.pdf | lighting | ArcForm_Recessed-CST 03/23 page 1 of 8Ledalite ArcForm recessed is a highly efficacious fully luminous fixture with brilliant color rendering and an innovative 3D symmetrical batwing lighting distribution. It delivers pure white light, free of glare, color shifts, hot spots or striations.ArcForm now includes AccuRender technology for the highestcolor quality at the highest efficacy1.Nominal values within a range. Consult photometry data for CRI, CCT, lumens & distribution of chosen configuration. Please inquire about Engineered-to-Order (ETO) options for alternate lumen packages.2.Not all wiring types are available with all configurations. Consult Ledalite for a complete list of available options.3.Flex whips are installed, Drywall Trim Kits ship separately.4.Air Return version is not available in 1'x4'.5.Continuous Row only available in 1'x4'.6.347V not available with Battery Pack, DALI, Lutron EcoSystem or Sensor Ready drivers or Interact options.7.Interact Pro & Interact Office Wired (PoE) options require separate controls hardware by Signify. Must order IRT9015 Interact commissioning remote with each system order.8.Tunable White is available in Interact Office Wired (PoE) luminaires. Please inquire about Engineered-to-Order (ETO) options for Tunable White with DALI, 0-10V, Lutron T Series or DMX control.9.Option is qualified as Engineered-to-Order (ETO) ready. Lead times and minimum order quantities may vary, please consult factory.10.Legacy coding for wiring options "7 - 1cct dimming" and "N - 1cct Dimming + Battery Pack" are exact equals to "1" and "B" options shown in the ordering guide.Note: Due to continuing product improvements, Ledalite reserves the right to change the specifications without notice.Ordering guide example: 3622D1STL93545Q1DERecessedArcForm2'x2' & 1'x4'Family36SizeVersionConfigurationSourceLCRI / CCT 1Lumens 1OpticsQWiring 2, 1036 ArcForm22 2'x2'14 1'x4' 4D1 Standard T-GridD2 Slot T-GridC1 Standard T-Grid+ Chicago PlenumC2 Slot T-Grid+ Chicago PlenumA1 Standard T-Grid+ Air Return 4A2 Slot T-Grid+ Air Return 4ST StandaloneCR Continuous Row 5L LED950 CRI 90, 5000K940 CRI 90, 4000K935 CRI 90, 3500K930 CRI 90, 3000K927 CRI 90, 2700K8T2 CRI 80, 2700-6500K 2ch Tunable White 8, 945 4500lm35 3500lm30 3000lmQ MesoOptics with 3D Batwing1 1cct DimmingB 1cct Dimming+ Battery Pack 6VoltageDriverOption 3System / ControlsD UNV 120-277V3 347V 6L Low Voltage (48-54V DC) 9E Advance Xitanium 0-10V (1% Dim)D Advance Xitanium DALI (5% Dim) 6H Lutron EcoSystem LDE1 (<1% Dim, Fade-to-Black) 6, 9S Advance Xitanium Sensor Ready (5% Dim) 6, 9P PoE Lighting Controller 9N None (blank if no system) D Drywall Trim KitP Flex Whip (6')F Drywall Trim Kit+ Flex Whip (6')Leave blank if none CS Interact Pro scalable wireless sensor with integral daylight, occupancy sensing, advanced grouping with dwell time7SB Interact Pro wireless sensor bundle with occupancy, daylight and environmental sensing capabilites7IO Interact Office Wired (PoE) Daylight & Occupancy 7, 9Project: Location: Cat.No: Type: Line ID:Qty: Notes:ArcForm_Recessed-CST 03/23 page 2 of 8SizeLens view2'x2' (22)1'x4' (14)WWHHLLSizeWLH2'x2' (22)23.83" [605mm]23.70" [602mm]5.55" [141mm]1'x4' (14)11.81" [300mm]47.68" [1211mm]5.55" [141mm]DimensionsArcForm_Recessed-CST 03/23 page 3 of 8Mounting DetailsHangerWireWood FrameWood FrameScrewDrywallWood frame and screws supplied by others.HangerWireDrywallHanger wires supplied by others.Flat T-GridOptions D1/C1/A1 integrate with most common T-Grid ceiling types. Works with 9/16" & 15/16" flat T-Grid ceilings.Ceiling TypesIntegrated mounting tabs can be field-adjusted to various T-Grid ceiling heights for fastening directly to the T-Bar and/or tied off to the building structure.Drywall Trim KitThe drywall trim kit mounting frame assembly is designed to permit use of grid (NEMA G) fixtures in drywall or ceilings requiring flanges.Extruded aluminum construction with mitered corners. Includes screws for complete assembly. Available for 2’x2’ & 1’x4’ sizes.More information available at:http://docs.ledalite.com/download/pdf/ID-Recessed_Drywall_Kits.pdfSlot T-GridOptions D1/C1/A1 can also be used with slot T-Grid ceilings. For 9/16" slot T-Grid ceilings, fixture will sit 5/16" above bottom of T-Bar.Air Return VentsThe air return version features slotted vents along the sides of the fixture. As a result, the installation method of the air return version may be different to the standard version, please consult the installation instruction sheet.Options D2/C2/A2 are designed to sit flush with slot T-Grid ceilings and some tegular tile ceiling types.DRYWALL KIT Mounting Frame AssemblyPage 1 of 28’’X48’’, 20’X60’, 20’X48’, 1’X4’, 2’X2’, 2’X4’FOR MOUNTING IN DRYWALL ORCEILINGS REQUIRING FLANGESFeatures• Designed to permit use of grid (NEMA G) luminairesin ceilings requiring flanges.• May be used with any G type or AA CFI Fluorescent troffer.• Extruded aluminum construction with mitered corners.• Includes screws for complete assembly.• System available for continuous row mounting.Mounting MethodsDimensionsNOTE: Do not use Wire Hangers (by others) at end of fixture.MOUNTINGFRAME ASSEMBLYWire Hanger(by others)Fixture“F” Mounting FrameAccoustical Tile(by others)1-1/8" (29mm)1" T-bar height1-1/2" T-bar height1-11/16" T-bar heightArcForm recessed2'x2' & 1'x4'Specifications Optical SystemA curved, fully luminous acrylic panel with a protected layer of MesoOptics film efficiently generates a controlled, low glare, 3-dimensional batwing distribution. Die-formed, cold-rolled steel ends are assembled with extruded aluminum side profiles to form a sturdy optical frame. The frame is hinged to allow easy access to the inside of the fixture. Maintenance can be performed from below the ceiling.FinishHousing and Frame: Post-painted, high quality powder coat. Available in white.HousingDie-formed, post-painted, 22 gauge cold-rolled steel housing. Multiple wire entrances are available (top or side) to allow continuous row mounting of fixtures. Optional frame restraint is available to provide additional safety support.MountingCompatible with lay-in acoustical ceilings using an exposed 9/16", 15/16" or slot T-grid suspension system (NEMA types G, NFG & NFGS). Integral mounting tabs are provided which handle different T-grid heights. Optional drywall kit trim mount can be fastened to a wood frame or installed with hangar wire.WeightMaximum 25lb.Connected SystemsInteract Pro:A wireless IoT connected lighting solution for small and medium-sized businesses. Commissioning via Android or iOS mobile device and Interact Pro app. Compatible Zigbee Green Power wall dimmer and wireless Occupancy or Daylight & Occupancy sensors available. Open APIs for light control and data exchange.www.interact-lighting.com/proInteract Office Wired (PoE), Tunable White:PoE based IoT connected lighting solution for large enterprises that span across multiple floors, buildings and require multiple gateways.Use Interact Office software and insights to increase building efficiency, achieve building wide integration and optimize space through occupancy analytics.Human centric lighting through tunable white technology - Dynamic behaviors via scheduled lighting recipes mimicking daylight patterns or supporting biorhythms.Supports advanced IoT Apps on Personal Control, Space Management, wayfinding, room/desk reservation and offers open APIs for light control and data exchange.www.interact-lighting.com/office or www.usa.lighting.philips.com/systems/system-areas/officesNote: Signify Interact Office Luminaires are not sold individually and are only compatible with Signify's Interact Office control system & software. The system requires a compatible back-end IT infrastructure for normal operations, please consult your Signify representative for additional information.ArcForm_Recessed-CST 03/23 page 4 of 8ElectricalLED boards are easily field replaceable. Fixtures are factory pre-wired and tested for all circuits and backup battery packs. Driver access from below the ceiling. Optional armored cable flex whips are supplied in 6' lengths.Standard Drivers• Advance Xitanium 0-10V, 1% Dimming.• Advance Xitanium DALI, 5% Dimming.• Advance Xitanium Sensor Ready, 5% Dimming.• PoE Lighting Controller (for PoE tunable white). • Lutron EcoSystem LDE1, 1% Dimming with Soft-On and Fade-to-Black.• Class 2 rated output. Consult Ledalite for other available drivers.Standard Battery Packs• Bodine Battery Pack, 90 min, 10W, Class 2 rated output. Lumen output = 10W x luminaire efficacy x 1.1. Typical output 1200lm.• PoE Battery Pack, 90 min, 6W, Class 2 rated output. Lumen output = 6W x luminaire efficacy. Typical output 650lm.Lumen Maintenance• LEDs have been tested by the manufacturer in accordance with IESNA• LM-80-15 at an ambient temperature of 25°C, the LED lumen maintenanceexpectation according to IES TM-21-11 is:• L80 (10k) > 60,000 hrs (Reported methodology).Source ColorLEDs rated for color rendering of:• CRI Ra ≥ 90, R9 ≥ 50, Ga ≥ 98, C9 ≥ 90 IES TM-30-18 : Rf ≥ 90, Rf,h1 ≥ 89, Rg ≥ 99, Rcs,h1 ≥ -6%• SPD and TM-30-18 reports available upon request• Fixture to fixture color accuracy within: 2 SDCM for Static White luminaires 3 SDCM for Tunable White luminairesApprovals• Certified to UL, IES & CSA Standards.• City of Chicago Approved CCEA (housing option C).• Type IC Rated.• Certain versions without battery packs are DesignLights Consortium® qualified. Please see the DLC QPL list for exact catalog numbers, www.designlights.org/QPL.QuickShip10-day QuickShip available for most configurations upon request. More information available at: www.signify.com/en-us/brands/ledalite/quickshipWarrantyFive-year luminaire limited warranty including LED boards and driver. www.signify.com/warrantiesEnvironmentType IC rated for dry or damp locations in operating ambient temperatures of 0-25°C (32-77°F). Many luminaire components, such as reflectors, refractors, lenses, and LEDs are made from various types of plastics which can be adversely affected by airborne contaminants. If sulfur-based chemicals, petroleum-based products, cleaning solutions, or other contaminants are expected in the intended area of use, consult factory for compatibility. Damage caused by sulfur, chlorine, petroleum-based solution or other contaminants are not covered under warranty. Not suitable for natatorium environments.ArcForm_Recessed-CST 03/23 page 5 of 8(Click “PDF”, “IES”, or "RFA" text to Download)Photometrics - 2'x2' (22)Spacing Criteria: 1.79/1.83180135904504590135045901200 cd0% Up / 100% Down* Photometric data shown is for 3000lm,CRI 90, 3500K configuration.CANDELA DISTRIBUTIONFlux022.54567.590Lumens0781781781781781580379780479780178159219059188959042612511141094110410721070507351188119511801191117072945825856859900877665554664904875365224526523225625427527126075931061021211231188517202032312890000009500000010500000011500000012500000013500000014500000015500000016500000017500000018000000COEFFICIENTS OF UTILIZATION (%)Pc---8070500Pw---705030107050305030100 RCR01191191191191161161161111111111001110106102981071031009996948621019387829891868883797339282756990817478726763485736559827264706357545786657517665566255504767259504470585056494441767534539655344514438368624940346048404739343295844363156443643363128105441332853403339322726ZONAL LUMEN SUMMARYZoneLumens%Fixture%Lamp0-3084527.3%27.3%0-40157450.8%50.8%0-60269186.9%86.9%0-903096100.0%100.0%90-13000.0%0.0%90-15000.0%0.0%90-18000.0%0.0%0-1803096100.0%100.0%AVG LUMINANCE (cd/m2)045900256525652565526472651264215313131233075254035400238773547624731469345383239924075552666278629916517991974210275117812961560856297461164ElectricalVoltagePower (W)Current (A)THD (%)Power Factor120V28.50.2398.90.993277V28.70.10810.20.959347V29.00.0878.10.956Lumen PackageNominal CRI & CCTFlux1 (lm)Watts1 (W)Efficacy1 (LPW)CIE 013.3-19952IES TM-30-183MDER4UGR5WELL6DLC(120/277V)7Photometry ReportIES FileRevit/BIMCRI RaR9GaC9RfRf,h1RgRcs,h14500 lmCRI 90, 5000K472542.7110.793669793908999-6%0.7919.5YesStandardPDFIESRFACRI 90, 4000K470242.7110.193629893919099-5%0.6419.5PDFIESCRI 90, 3500K462042.7108.293599893919099-6%0.5719.5PDFIESCRI 90, 3000K440342.7103.1945799939290100-5%0.5019.3PDFIESCRI 90, 2700K430342.7100.894569893929099-6%0.4419.2PDFIES3500 lmCRI 90, 5000K384933.7114.293669793908999-6%0.7918.8YesStandardPDFIESRFACRI 90, 4000K378933.7112.493629893919099-5%0.6418.8PDFIESCRI 90, 3500K373333.7110.893599893919099-6%0.5718.7PDFIESCRI 90, 3000K359833.7106.8945799939290100-5%0.5018.6PDFIESCRI 90, 2700K347633.7103.194569893929099-6%0.4418.5PDFIES3000 lmCRI 90, 5000K319328.7111.393669793908999-6%0.7918.2YesStandardPDFIESRFACRI 90, 4000K312928.7109.093629893919099-5%0.6418.1PDFIESCRI 90, 3500K309628.7107.993599893919099-6%0.5718.1PDFIESCRI 90, 3000K298428.7104.0945799939290100-5%0.5017.9PDFIESCRI 90, 2700K296628.7103.394569893929099-6%0.4417.9PDFIES1 Luminaire photometry has been conducted in accordance with IES LM-79-08. IES files can be downloaded by clicking the links in the table above, or online at ledalite.com.2 Color Rendering Index (CRI Ra) and Strong Red (R9) are calculated in accordance with CIE 013.3-1995. Color Gamut index (Ga) and red chroma Index (C9) are CIE based properties using the Global Lighting Association's calculation tool.3 Fidelity Index (Rf), Red Fidelity Index (Rf,h1), Gamut Index (Rg), and Red Local Chroma Shift (Rcs,h1) are calculated in accordance with IES TM-30-18.4 Melanopic Daylight Efficacy Ratio (MDER) is the measure for “spectral melanopic efficiency” as defined in CIE S 026-2018.5 Unified Glare Ratio (UGR) is calculated in accordance with CIE 117-1995. Reference conditions of 4Hx8Hx1H and reflectances of 70/50/20% have been applied using the procedure described in CIE 190-2010.6 The WELL Building Standard® is the first standard to integrate human health and wellness into the design, construction, maintenance and operations of buildings. Select ArcForm configurations contribute toward satisfying features L03, L04, L06, L07 and L08 under the WELL v2 Building Standard®.7 For 347V DLC listings, please visit the DLC QPL website. Battery Packs are not available for DLC listed versions. ArcForm_Recessed-CST 03/23 page 6 of 8180135904504590135045901300 cd0% Up / 100% Down(Click “PDF”, “IES”, or "RFA" text to Download)Photometrics - 1'x4' (14)Spacing Criteria: 1.22/1.67* Photometric data shown is for 3000lm,CRI 90, 3500K configuration.CANDELA DISTRIBUTIONFlux022.54567.590Lumens010031003100310031003599710011007101110169615958979101910511072288258839411044112211744793574687710611209125863845539639781912896588553353834445205014036519721123927327324275891001151401321248513262837273290000009500000010500000011500000012500000013500000014500000015500000016500000017500000018000000COEFFICIENTS OF UTILIZATION (%)Pc---8070500Pw---705030107050305030100 RCR01191191191191161161161111111111001110106102981071031009996948621019387829891868883797339283756990817478726763485746659837265706358545786658517665576356514867360514571595157504542767544640665345524540378635041366149414840353395945373257453744373230105542342954413440342927ZONAL LUMEN SUMMARYZoneLumens%Fixture%Lamp0-3086429.9%29.9%0-40150151.9%51.9%0-60249386.2%86.2%0-902891100.0%100.0%90-13000.0%0.0%90-15000.0%0.0%90-18000.0%0.0%0-1802891100.0%100.0%AVG LUMINANCE (cd/m2)0459003498349834985348935233555153457367938712533964014451735317445165356452656384944195520372698304765162619702255751203155117828552811001068ElectricalVoltagePower (W)Current (A)THD (%)Power Factor120V28.50.2398.90.993277V28.70.10810.20.959347V29.00.0878.10.956Lumen PackageNominal CRI & CCTFlux1 (lm)Watts1 (W)Efficacy1 (LPW)CIE 013.3-19952IES TM-30-183MDER4UGR5WELL6DLC(120/277V)7Photometry ReportIES FileRevit/BIMCRI RaR9GaC9RfRf,h1RgRcs,h14500 lmCRI 90, 5000K457042.7107.093669793908999-6%0.7920.3YesStandardPDFIESRFACRI 90, 4000K446742.7104.693629893919099-5%0.6420.2PDFIESCRI 90, 3500K440842.7103.293599893919099-6%0.5720.1PDFIESCRI 90, 3000K422842.799.0945799939290100-5%0.5020.0PDFIESCRI 90, 2700K406242.795.194569893929099-6%0.4419.9PDFIES3500 lmCRI 90, 5000K360733.7107.093669793908999-6%0.7919.4YesStandardPDFIESRFACRI 90, 4000K352133.7104.593629893919099-5%0.6419.4PDFIESCRI 90, 3500K348233.7103.393599893919099-6%0.5719.3PDFIESCRI 90, 3000K343333.7101.9945799939290100-5%0.5019.3PDFIESCRI 90, 2700K326833.797.094569893929099-6%0.4419.1PDFIES3000 lmCRI 90, 5000K299128.7104.293669793908999-6%0.7918.8YesStandardPDFIESRFACRI 90, 4000K292228.7101.893629893919099-5%0.6418.7PDFIESCRI 90, 3500K289128.7100.793599893919099-6%0.5718.7PDFIESCRI 90, 3000K284728.799.2945799939290100-5%0.5018.6PDFIESCRI 90, 2700K273628.795.394569893929099-6%0.4418.5PDFIES1 Luminaire photometry has been conducted in accordance with IES LM-79-08. IES files can be downloaded by clicking the links in the table above, or online at ledalite.com.2 Color Rendering Index (CRI Ra) and Strong Red (R9) are calculated in accordance with CIE 013.3-1995. Color Gamut index (Ga) and red chroma Index (C9) are CIE based properties using the Global Lighting Association's calculation tool.3 Fidelity Index (Rf), Red Fidelity Index (Rf,h1), Gamut Index (Rg), and Red Local Chroma Shift (Rcs,h1) are calculated in accordance with IES TM-30-18.4 Melanopic Daylight Efficacy Ratio (MDER) is the measure for “spectral melanopic efficiency” as defined in CIE S 026-2018.5 Unified Glare Ratio (UGR) is calculated in accordance with CIE 117-1995. Reference conditions of 4Hx8Hx1H and reflectances of 70/50/20% have been applied using the procedure described in CIE 190-2010.6 The WELL Building Standard® is the first standard to integrate human health and wellness into the design, construction, maintenance and operations of buildings. Select ArcForm configurations contribute toward satisfying features L03, L04, L06, L07 and L08 under the WELL v2 Building Standard®.7 For 347V DLC listings, please visit the DLC QPL website. Battery Packs are not available for DLC listed versions. ArcForm recessed w/tunable white PoE2'x2' & 1'x4'ArcForm_Recessed-CST 03/23 page 7 of 8* Photometric data shown is for 3000 lmCRI 80, 2700K configuration.1801359045045901350% Up / 100% Down045901300 cdElectricalVoltage (VDC)Power (W) Current (A)48-5430.50.544LumensNominal CRI & CCTFlux (lm)Power (W)Efficacy (LPW)CIE 013.3-19952Photometry ReportIES FileCRI RaR94400lmCRI 80, 6500K440240.2109.4826PDFIESCRI 80, 5000K440341.7105.78525CRI 80, 4000K440443.1102.28632CRI 80, 3500K440544.1100.08630CRI 80, 3000K440645.297.58423CRI 80, 2700K440746.295.382163600lmCRI 80, 6500K358133.2108.0826PDFIESCRI 80, 5000K358534.1105.18525CRI 80, 4000K358835.0102.48632CRI 80, 3500K359135.7100.78630CRI 80, 3000K359336.498.78424CRI 80, 2700K359637.197.082163000lmCRI 80, 6500K297627.8107.1826PDFIESCRI 80, 5000K298228.4104.98525CRI 80, 4000K298829.1102.78632CRI 80, 3500K299129.5101.48630CRI 80, 3000K299630.099.88424CRI 80, 2700K300030.598.48216Photometrics - 2'x2' (22)Spacing Criteria: 1.76/1.81(Click “PDF”, “IES”, or "RFA" text to Download)CANDELA DISTRIBUTIONFlux022.54567.590Lumens089289289289289259149099139069088815103210131019998100329025119611821186115911685443511581176115511881171721457267877658308116075540442542446646139565201224216240235226758191911091071058514201928272690000009500000010500000011500000012500000013500000014500000015500000016500000017500000018000000COEFFICIENTS OF UTILIZATION (%)Pc---8070500Pw---705030107050305030100 RCR011911911911911611611611111111110011101061029910810410010097948721019488839992878984807439384767091827579736964486756760847366716459565796759537766586457524967361524671605258514643768554741665446534640388635042366250424841363495946383358453844373330105542353054423541342927ZONAL LUMEN SUMMARYZoneLumens%Fixture%Lamp0-3092230.7%30.7%0-40164254.7%54.7%0-60264488.1%88.1%0-903000100.0%100.0%90-13000.0%0.0%90-15000.0%0.0%90-18000.0%0.0%0-1803000100.0%100.0%AVG LUMINANCE (cd/m2)045900286728672867529492946292715343433903335254239420541423545434530459545329934763687552261237325806515291644178575100411301331855127081003ArcFormrecessed w/tunable white PoE2'x2' & 1'x4'* Photometric data shown is for 3000 lm CRI 80, 2700K configuration.1801359045045901350% Up / 100% Down045901400 cdLumen PackageNominal CRI & CCTFlux (lm)Watts (W)Efficacy (LPW)CIE 013.3-19952Photometry ReportIES FileCRI RaR94400lmCRI 80, 6500K444640.2110.5827PDFIESCRI 80, 5000K444741.7106.78525CRI 80, 4000K444843.1103.28632CRI 80, 3500K444944.1101.08630CRI 80, 3000K445045.298.48524CRI 80, 2700K445146.296.382163600lmCRI 80, 6500K361733.2109.1827PDFIESCRI 80, 5000K362134.1106.28525CRI 80, 4000K362435.0103.58633CRI 80, 3500K362735.7101.78631CRI 80, 3000K362936.499.78524CRI 80, 2700K363237.198.082163000lmCRI 80, 6500K300627.8108.2827PDFIESCRI 80, 5000K301228.4105.98525CRI 80, 4000K301829.1103.88733CRI 80, 3500K302129.5102.48631CRI 80, 3000K302630.0100.88524CRI 80, 2700K303030.599.48217Photometrics - 1'x4' (14)Spacing Criteria: 1.22/1.76ElectricalVoltage (VDC)Power (W) Current (A)48-5430.50.544CANDELA DISTRIBUTIONFlux022.54567.590Lumens0107710771077107710775106910731079108410851031510221046108311181137307259279931098118512325043576890411101268132366745528667822983992619553363804675595414176520021524629330225075951011251471341298514253132223290000009500000010500000011500000012500000013500000014500000015500000016500000017500000018000000COEFFICIENTS OF UTILIZATION (%)Pc---8070500Pw---705030107050305030100 RCR01191191191191161161161111111111001110106102981071031009996948621019387829892868883797439383756990817478726863485746659837365706458555796658527765576356514867360514571595157504542767544640665446524540378635042366149414841363395946383257453744373230105542342954423441342927ZONAL LUMEN SUMMARYZoneLumens%Fixture%Lamp0-3091430.2%30.2%0-40158152.2%52.2%0-60261886.4%86.4%0-903028100.0%100.0%90-13000.0%0.0%90-15000.0%0.0%90-18000.0%0.0%0-1803028100.0%100.0%AVG LUMINANCE (cd/m2)045900371537153715537033736375715365038694060253530418146923532344675557445257440104841552019280732546516292010246675126516611789855621239887© 2022 Signify Holding. All rights reserved. The information provided herein is subject to change, without notice. Signify does not give any representation or warranty as to the accuracy or completeness of the information included herein and shall not be liable for any action in reliance thereon. The information presented in this document is not intended as any commercial offer and does not form part of any quotation or contract, unless otherwise agreed by Signify.ArcForm_Recessed_SpecSheet 03/23 page 8 of 8 Signify North America Corporation 400 Crossing Blvd, Suite 600 Bridgewater, NJ 08807 Telephone: 855-486-2216Signify Canada Ltd. 281 Hillmount Road, Markham, ON, Canada L6C 2S3 Telephone: 800-668-9008All trademarks are owned by Signify Holding or their respective owners.www.ledalite.com
https://www.signify.com/api/assets/v1/file/Signify/content/b961bc121bfc40d7b111ab370184e7e3/Shine_Recessed_SpecSheet.pdf | lighting | Shine_Recessed_SpecSheet 09/23 page 1 of 12Shine recessedImperial & metric sizesProject: Location: Cat.No: Type: Line ID: Qty: Notes:RecessedShine Imperial & Metric sizesA family of uniformly luminous fixtures, Shine recessed delivers outstanding performance for superior energy savings. Available in a wide variety of sizes, Shine is a highly efficient and economical solution for any energy challenged recessed lighting project.Shine now includes AccuRender technology for the highest color quality at the highest efficacy.Ordering guideExample: 3322D1STL93540A1DEFamily33Size 4VersionConfigurationSTSourceLCRI/CCT 1Lumens 133 Shine2454M42'x4' 220'x4' 4, 5600x1200mm 9D1C1A1Standard T-GridStandard T-Grid + Chicago PlenumStandard T-Grid + Air Return 5ST StandaloneL LED950 CRI 90, 5000K940 CRI 90, 4000K935 CRI 90, 3500K930 CRI 90, 3000K927 CRI 90, 2700K8075706560555045408000lm7500lm7000lm6500lm6000lm5500lm5000lm4500lm4000lm30M730"x30" 9750x750mm 9605550454035306000lm5500lm5000lm4500lm4000lm3500lm3000lm1422 52M2M51'x4' 52'x2'20"x2' 5, 9600x600mm 9300x1200mm 5, 95045403530255000lm4500lm4000lm3500lm3000lm2500lm12M51'x2' 5, 9300x600mm 5, 9302520103000lm2500lm2000lm1000lm11M11'x1' 5, 7, 9300x300mm 5, 7, 92520102500lm2000lm1000lmDLC Note: Not all product variations listed on this page are DLC qualified. To ensure that a specific model is qualified, visit www.designlights.org/searchOpticsAWiring 3Voltage 3Driver 3, 8Option 4, 5System/ControlsA Acrylic Silk Lens1 Single CircuitB Single Circuit+ Battery Pack 6, 7D UNV 120-277V3 347V 9E Advance Xitanium 0-10V (1% Dim)N No optionD Drywall trim kitP Flex whip (6')S Solid filler panel (set of 2, 20"x4' size only)A Air return filler panel (set of 2, 20"x4' size only)Leave blank if noneD UNV 120-277VD Advance Xitanium DALI-2 (5% Dim) 6H Lutron EcoSystem LDE1 (<1% Dim, Fade-to-Black) 6, 91 Single CircuitB Single Circuit+ Battery Pack 6, 7R UL924 Sensor Bypass Relay 10D UNV 120-277VS Advance Xitanium SR (1% Dim) 6CS Interact Pro scalable wireless sensor with integral daylight & occupancy sensing, advanced grouping with dwell time 8, 11 SB Interact Pro wireless sensor with occupancy, daylight, and environmental sensing capabilities Footnotes 1-6 (hover here to view or see last page of spec sheet)Footnotes 7-11 (hover here to view or see last page of spec sheet)Shine_Recessed_SpecSheet 09/23 page 2 of 12Shine recessedImperial & metric sizes4.4”112mm46.92”1192mm23.31”592mm23.41”595mm600x1200mm600x600mm23.41”595mm23.41”595mm4.4”112mm46.92”1192mm47.38”1210mm23.41”595mm2x41x423.75”603mm11.75”298mm4”mm47.38”1210mm23.31”592mm1x42x211.75”298mm23.75”603mm23.66”602mm20”x24”19.78”502mm4.4”112mm19.78”502mm47.66”1211mm20”x48”19.78”502mm23.66”602mm20”x24”19.78”502mm4.4”112mm19.78”502mm47.66”1211mm20”x48”19.78”502mm11.75”298mm4.375”110mm4.375”110mm23.75”603mm11.75”298mm4.375”110mm4.375”110mm23.75”603mm11.75”298mm4.375”110mm4.375”110mm23.75”603mmHHWWWH11.75”298mm4.375”110mm4.375”110mm23.75”603mm11.75”298mm4.375”110mm23.75”603mmLALAAAALLL2’x2’ (22)20”x2’ (52)600x600mm (M2)30”x30” (30)750x750mm (M7)2’x4’ (24)20”x4’ (54)600x1200mm (M4)1’x1’ (11)300x300mm (M1)1’x2’ (22)300x600mm (M3)WHWH1’x4’ (14)300x1200mm (M5)SizeWLHA2'x2' (22)23.75” [603mm]23.66” [602mm]4.375” [110mm]4.500” [114mm]20"x2' (52)19.78” [502mm]23.66” [602mm]4.375” [110mm]4.500” [114mm]600x600mm (M2)23.41” [595mm]23.31” [592mm]4.375” [110mm]4.500” [114mm]30"x30" (30)Consult Factory750x750mm (M7)Consult Factory2’x4’ (24)23.75” [603mm]47.38” [1210mm]4.375” [110mm]4.500” [114mm]20”x4’ (54)19.78” [502mm]47.66” [1211mm]4.375” [110mm]4.500” [114mm]600x1200mm (M4)23.41” [595mm]46.92” [1192mm]4.375” [110mm]4.500” [114mm]1’x1’ (11)11.75” [298mm]11.75” [298mm]4.375” [110mm]3.500” [89mm]300x300mm (M1)Consult Factory1’x2’ (22)11.75” [298mm]23.66” [602mm]4.375” [110mm]3.500” [89mm]300x600mm (M3)Consult Factory1’x4’ (14)11.75” [298mm]47.38” [1210mm]4.375” [110mm]3.500” [89mm]300x1200mm (M5)Consult FactorySizeCross section viewLens viewDimensionsShine_Recessed_SpecSheet 09/23 page 3 of 12Shine recessedImperial & metric sizesDRYWALL KIT Mounting Frame AssemblyPage 1 of 28’’X48’’, 20’X60’, 20’X48’, 1’X4’, 2’X2’, 2’X4’FOR MOUNTING IN DRYWALL ORCEILINGS REQUIRING FLANGESFeatures• Designed to permit use of grid (NEMA G) luminairesin ceilings requiring flanges.• May be used with any G type or AA CFI Fluorescent troffer.• Extruded aluminum construction with mitered corners.• Includes screws for complete assembly.• System available for continuous row mounting.Job InformationType:Job Name:Cat. No.:Lamp(s):Volts/Ballast:07/06Mounting MethodsDimensionsC.F.I. A PRODUCT BRAND OF CANLYTE, INC.525 EDUCATION ROAD, CORNWALL, ONTARIO, CANADA K6H 6C7 - (613) 938-6221WE RESERVE THE RIGHT TO CHANGE DETAILS OF DESIGN, MATERIALS AND FINISH.© 2006 GENLYTE THOMAS GROUP LLC (LIGHTOLIER DIVISION)A0902 TD-0200-02-R31www.canlyte.comFLUORESCENTNOTE: Do not use Wire Hangers (by others) at end of fixture.NOTE: Do not use Wire Hangers (by others) at end of fixture.NOTE: Do not use Wire Hangers (by others) at end of fixture.MOUNTINGFRAME ASSEMBLYMOUNTINGFRAME ASSEMBLYMOUNTINGFRAME ASSEMBLYWire Hanger(by others)Fixture“F” Mounting FrameAccoustical Tile(by others)1-1/8" (29mm)Wire Hanger(by others)Fixture“F” Mounting FrameAccoustical Tile(by others)1-1/8" (29mm)Plaster FrameWire Hanger(by others)Fixture“F” Mounting FrameAccoustical Tile(by others)1-1/8" (29mm)Channel (by others)SH16000REV-0307/061" T-Bar Height1-1/2" T-Bar Height1-11/16" T-Bar HeightIntegrated mounting tabs can be field-adjusted to various T-Grid ceiling heights for fastening directly to the T-Bar and/or tied off to the building structure.Integrates with most common T-Grid types. Works with 9/16" & 15/16" flat T-Grid ceilingsCan be used with slot T-Grid ceilings. For 9/16" slot T-Grid ceilings, fixture will sit 5/16" above bottom of T-Bar.The drywall trim kit mounting frame assembly is designed to permit use of grid (NEMA G) ﬁxtures in drywall or ceilings requiring flanges.Extruded aluminum construction with mitered corners. Includes screws for complete assembly. Available in 2’x2’, 2’x4’ & 1’x4’ sizes. More information available at: http://docs.ledalite.com/download/pdf/ID-Recessed_Drywall_Kits.pdfWood frame and screws supplied by others.Hanger wires supplied by others.ScrewWood FrameDrywallHanger WireDrywallMounting detailsFlat T-GridSlot T-GridDrywall Trim KitCeiling TypesWood FrameHanger WireShine_Recessed_SpecSheet 09/23 page 4 of 12Shine recessedImperial & metric sizes00.20.40.60.811.2The air return version features slotted vents along the sides of the fixture. As a result, the installation method of the air return version may be different to the standard version, please consult the installation instruction sheet.Attach filler panels to ends of housing using two supplied screws shown below.Mounting details (continued)Air Return VentsFiller Panel (20"x4' only)Air Return Performance DataCapacity/CFM60050040030020010002'x2'2'x4'Static PressureModelCapacity/CFM501001502002503003504004505002'x2'Static Pressure0.070.190.310.430.550.670.780.891.001.11NC (dB)<152127323538414344462'x4'Static Pressure0.000.020.040.070.110.160.210.280.350.44NC (dB)<15<15<15162328323639421. Static pressure given in inches, WG.2. Sound ratings, NC, sound pressure levels are based on a room absorption of 10dB re10-12 watts.3. Air Return version available in 2'x2' and 2'x4' sizes only.Shine_Recessed_SpecSheet 09/23 page 5 of 12Shine recessedImperial & metric sizesOptical SystemOptical system consists of highly reflective powder coated interior reflectors and three flat acrylic lenses.FinishHousing and Frame: Post-painted, high quality powder coat. Available in white.HousingDie-formed, post-painted, 22 & 24 gauge cold-rolled steel. Wire entrance is positioned on the side and/or top of housing to allow easy wiring access for installation. Access to boards and drivers from below via side lens cavity. T-bar clips built into the luminaire ends for quick and easy installation. Optional perforated or solid filler panels for 20"x4' fixtures to accommodate 60” ceiling grid.WeightMaximum 40lbs (2'x4' with Battery Pack).ElectricalLED boards are easily field replaceable, if required. Fixtures are factory pre-wired and tested for all circuits and backup battery packs; all leads pulled to a side access with cover plate.Standard DriversAdvance Xitanium 0-10V, 1% DimmingAdvance Xitanium DALI-2, 5% DimmingAdvance Xitanium SR, 5% Dimming Lutron EcoSystem LDE1, 1% Dimming with Soft-On and Fade-to-BlackClass 2 rated output. Consult Ledalite for other available drivers.Standard Battery PackBodine, 90 min, 10W, Class 2 rated output, Emergency lumen output = 10W x luminaire efficacy x 1.1. Typical output: 1300lm.Lumen MaintenanceLEDs have been tested by the manufacturer in accordance with IESNA LM-80-08. At an ambient temperature of 25°C, the LED lumen maintenance expectation according to IES TM-21-11 is: L80 (10k) >60,000 hrs (Reported methodology).Source ColorLEDs rated for color rendering of:CRI >90 & R9>50Fixture to fixture color accuracy within 2 SDCM.MountingCompatible with 9/16" & 15/16" lay-in acoustical ceilings using exposed grid suspension (NEMA type G). For 9/16" slot T-grid ceilings, fixture will sit 5/16” above bottom of Tee. Integrated tabs are provided for different T-grid heights. Optional drywall kit trim mount can be fastened to a wood frame or installed with hangar wire.WiringOptional armored cable flex whips are supplied in 6' lengths.ApprovalsCertified to UL & CSA Standards. City of Chicago Approved CCEA (housing option C). Certain product configurations are DesignLights Consortium qualified. Please see the DLC QPL list for exact catalog numbers under DLC Family Code RRRXLU. www.designlights.org/QPLSelect Shine configurations contribute toward satisfying features L06, L07 and L08 under the WELL v2 Building Standard®.WarrantyFive-year luminaire limited warranty including LED boards and driver. www.signify.com/warrantiesEnvironmentType IC, rated for dry & damp locations in ambient operating temperatures of 25°C. Many luminaire components, such as reflectors, refractors, lenses, and LEDs are made from various types of plastics which can be adversely affected by airborne contaminants. If sulfur based chemicals, petroleum based products, cleaning solutions, or other contaminants are expected in the intended area of use, consult factory for compatibility. Damage caused by sulfur, chlorine, petroleum based solution or other contaminants are not covered under warranty.QuickShip10-day QuickShip available for most configurations upon request. More information available at: www.signify.com/en-us/brands/ledalite/about-us/quickshipSpecificationsShine_Recessed_SpecSheet 09/23 page 6 of 12Shine recessedImperial & metric sizesInteract Pro scalable sensor for Foundation, Advanced & Enterprise tiers (CS an evolution of SpaceWise):• CS is a connected sensor with integral occupancy and daylight sensing and supports wireless mesh connectivity.• The sensor works in the Foundation mode (similar to SpaceWise) when configured without a gateway or in an Interact Pro Advanced or Enterprise mode if a compatible gateway is used.• Interact Pro includes an App, a portal and a broad portfolio of wireless luminaires, lamps and retrofit kits all working on the same system.• Startup is implemented via Interact Pro App (Android or iPhone) & Bluetooth connectivity. The App provides flexibility to choose between a gateway or non gateway mode for setup.• Setup with the gateway requires wired internet access to the gateway. It is possible to add a gateway at a later point.• Prepare project configuration steps remotely and use IRT9015 remote onsite to identify and group devices together.• Compatible with SWS200 wireless scene switch, wireless Occ sensor (OCC SENSOR IA CM IP42 WH 10/1) and wireless Day/Occ sensor (OCC MULTI SENSOR IA CM WH 10/1).• For more information on Interact Pro visit: www.interact-lighting.com/interactproscalablesystemEmergency Options (R):• Power Sensing (Factory default) – Recommended• UL924 option requires unswitched power sense line, absence of voltage on the normal circuit triggers luminaire to 100% output.• Power Interruption Detection (Field option)• Detects AC power interruption >30ms triggers 90 minute emergency mode with luminaire at 100% output.Interact Pro scalable sensor bundles for Enterprise tier (SB):• SB option, in addition to occupancy and daylight sensing, supports advanced IoT capabilities such as people estimation analysis, desk level temperature & humidity sensing, noise classification, and BLE beacon.• Compatible with SWS200 wireless scene switch, wireless Occ sensor (OCC SENSOR IA CM IP42 WH 10/1) and wireless Day/Occ sensor (OCC MULTI SENSOR IA CM WH 10/1).• Use Interact software and insights to increase building efficiency, achieve building wide integration and optimize space through occupancy analytics.• Requires compatible Gateway and internet connectivity for commissioning.For more information, visit: www.interact-lighting.com/officeInteract Office Wired PoE (IO & SB):• PoE based IoT connected lighting solution for large enterprises that span across multiple floors, buildings and require multiple gateways.• Use Interact software and insights to increase building efficiency, achieve building wide integration and optimize space through occupancy analytics.• Integral sensor option for occupancy sensing (PIR) and/or daylight harvesting available for additional energy savings.• SB option, in addition to occupancy and daylight sensing, supports advanced IoT capabilities such as people estimation analysis, desk level temperature & humidity sensing, noise classification, and BLE beacon.• Optional integral emergency controller and battery pack provides backup lighting in the case of a power outage. Test switch and indicator light mounted on the chassis.• Emergency battery has a 3 month pre-installed shelf life, and must be stored and installed in environments of -20°C to 30°C (-4F to 86F) ambient, and 45-85% relative humidity.• For more information on Interact Office Wired visit: www.interact-lighting.com/officeNote: Signify Interact Office Luminaires are not sold individually and are only compatible with Signify's Interact Office control system & software. The system requires a compatible back-end IT infrastructure for normal operations, please consult your Signify representative for additional information.Tunable White:• Tunable White is available in Interact Office Wired PoE luminaires. Other control options for Tunable White with DALI (DT6 or DT8), 0-10V, Lutron T Series or DMX control are available via an Engineered-to-Order (ETO) request.• Signify tunable white solutions are designed to help maximize the influence of lighting on your daily life.• Dynamic behaviors via scheduled lighting recipes mimicking daylight patterns or supporting biorhythms.• Scene setting via lighting pre-sets based on various combinations of lighting color temperature and intensity.Wireless Controls OptionsWired Controls OptionsInteract Pro scalable sensor option codes across Genlyte product linesEvokitDay-BriteLedaliteLightolierZigbee + Bluetooth + SensingSWZCSSWZCS CS SBA accessory (external) Zigbee + BluetoothRADIORADIO RA RA Zigbee + Bluetooth + Sensing + Environmental dataIAOSBIAOSB SB SB Zigbee + Highbay + Sensing- SWZCSH - - Shine_Recessed_SpecSheet 09/23 page 7 of 12Shine recessedImperial & metric sizesInteract Pro scalable systemFoundationAdvancedEnterpriseDimming, grouping, and zoningBluetooth and ZigBee enabledMotion sensing and daylight harvestingIntegration with 0-10V and phase dimming fixturesCode complianceGranular dimming and dwell timeEnergy reporting and monitoringSchedulingDemand responseBMS integration (BACnet)Floor plan visualizationIoT sensors for wellnessIoT Apps for productivityWireless gatewayBMS systemBACNetInteract Pro EnterpriseInteract Pro AdvancedInteract Pro FoundationWireless gatewayIT infrastructureInteractIOT platformBuilding connectivity bridge (BCB)Smart LED lampCommissioning remoteInteract Pro AppWireless wall switchExternal battery powered sensor 0-10V control module Plug loadcontrol module Phase dimming moduleWireless luminaires with integrated sensorCurrently supported maximum system sizeTo be able to design the lighting system correctly for the customer, it is important to know the prime characteristics of the system, its possibilities and limitations.System levelTotal number of gatewaysUnlimitedTotal number of devices200 per network• luminaires with integrated sensors150• smart TLEDS150Total number of ZGP devices (sensors and switches)50• sensors30• switches50• zones and groups64Group levelRecommended number of lights40 (recommended 25)Number of ZGP devices5Number of scenes16Shine_Recessed_SpecSheet 09/23 page 8 of 12Shine recessedImperial & metric sizesShine recessed (33xx) AccuRender Static White Nominal CRI &CCTCRI 90, 2700KCRI 90, 3000KCRI 90, 3500KCRI 90, 4000KCRI 90, 5000KCIE 013.3-1995 1CRI Ra9493939393R95557596468Ga9999999999C99393939394IES TM-30-18 2Rf9291919190Rf,h19090909189Rg10010099100100Rcs, h1-6%-5%-6%-5%-5%MDER 30.450.510.580.650.81Colorimetry1. Color Rendering Index (CRI Ra) and Strong Red (R9) are calculated in accordance with CIE 013.3-1995. Color Gamut index (Ga) and red chroma Index (C9) are CIE based properties using the Global Lighting Association's calculation tool.2. Fidelity Index (Rf), Red Fidelity Index (Rf,h1), Gamut Index (Rg), and Red Local Chroma Shift (Rcs,h1) are calculated in accordance with IES TM-30-18.-18.3. Melanopic Daylight Efficacy Ratio (MDER) is the measure for “spectral melanopic efficiency” as defined in CIE S 026-2018.Shine_Recessed_SpecSheet 09/23 page 9 of 12Shine recessedImperial & metric sizes2'x2' (22)Nominal CRI &CCTCRI 90, 2700KCRI 90, 3000KCRI 90, 3500KCRI 90, 4000KCRI 90, 5000KNominal LumenPackageWattsFluxEfficacy (LPW) UGR *Photometry ReportIES FileFluxEfficacy (LPW) UGR *Photometry ReportIES FileFluxEfficacy (LPW) UGR *Photometry ReportIES FileFluxEfficacy (LPW) UGR *Photometry ReportIES FileFluxEfficacy (LPW) UGR *Photometry ReportIES File500045.34,623 102.1 20.5 PDFIES4,755 105.0 20.6 PDFIES5,003 110.4 20.8 PDFIES4,988 110.1 20.8 PDFIES5,114 112.9 20.9 PDFIES450040.54,153 102.5 20.1 PDFIES4,273 105.5 20.2 PDFIES4,491 110.9 20.4 PDFIES4,482 110.7 20.4 PDFIES4,593 113.4 20.5 PDFIES400035.43,706 104.7 19.8 PDFIES3,814 107.7 19.8 PDFIES4,004 113.1 20.0 PDFIES4,000 113.0 20.0 PDFIES4,099 115.8 20.1 PDFIES350030.63,247 106.1 19.3 PDFIES3,342 109.2 19.4 PDFIES3,506 114.6 19.6 PDFIES3,506 114.6 19.6 PDFIES3,592 117.4 19.6 PDFIES300026.12,777 106.4 18.7 PDFIES2,859 109.5 18.8 PDFIES2,998 114.9 19.0 PDFIES3,000 114.9 19.0 PDFIES3,072 117.7 19.1 PDFIES250021.82,316 106.2 18.1 PDFIES2,386 109.4 18.2 PDFIES2,500 114.7 18.4 PDFIES2,502 114.8 18.4 PDFIES2,561 117.5 18.5 PDFIESPhotometryClick “PDF” or “IES” text to downloadCANDELA DISTRIBUTIONFlux022.54567.590Lumens015341534153415341534515171526153315401545146151438146715001537154242325129413541378143014256353511061178118112271208741458679379449789507275563968968271870361665415440431459439436752062202062202092288543463740295290000009500000010500000011500000012500000013500000014500000015500000016500000017500000018000000COEFFICIENTS OF UTILIZATION (%)Pc---8070500Pw---705030107050305030100 RCR0119119119119116116116111111111100110910510197107103999895938521009285809790848782777239181736789807277706561484726457827163686156525776556507564556254494667158504370574956484340766534438655244514338368624940346048404739343295845373156443643363129105441332853413340332826ZONAL LUMEN SUMMARYZoneLumens%Fixture%Lamp0-30120430.1%30.1%0-40194448.6%48.6%0-60328882.1%82.1%0-904004100.0%100.0%90-13000.0%0.0%90-15000.0%0.0%90-18000.0%0.0%0-1804004100.0%100.0%AVG LUMINANCE (cd/m2)04590045494549454954516456245991544154605473425423345084663354004427543724536353957398555330135283635652912302230807523602358239185145312661000180135904504590135100% Down / 0% Up045901600 cd* UGR given at 3500K, based on 4Hx8Hx0.25H. UGR can be calculated at other CCTs by importing the ies file into lighting design software.* Based on a floor reflectance of 0.2* Photometric data shown is for 4000lm, 3500K, 90 CRI configuration.Shine_Recessed_SpecSheet 09/23 page 10 of 12Shine recessedImperial & metric sizes2'x4' (24)Nominal CRI &CCTCRI 90, 2700KCRI 90, 3000KCRI 90, 3500KCRI 90, 4000KCRI 90, 5000KNominal LumenPackageWattsFluxEfficacy (LPW) UGR *Photometry ReportIES FileFluxEfficacy (LPW) UGR *Photometry ReportIES FileFluxEfficacy (LPW) UGR *Photometry ReportIES FileFluxEfficacy (LPW) UGR *Photometry ReportIES FileFluxEfficacy (LPW) UGR *Photometry ReportIES File800063.57,403 116.6 19.9 PDFIES7,621 120.0 20.0 PDFIES7,997 125.9 20.1 PDFIES7,990 125.8 20.1 PDFIES8,188 128.9 20.2 PDFIES750059.06,946 117.7 19.6 PDFIES7,154 121.3 19.7 PDFIES7,504 127.2 19.9 PDFIES7,496 127.1 19.9 PDFIES7,682 130.2 20.0 PDFIES700054.66,485 118.8 19.4 PDFIES6,681 122.4 19.5 PDFIES7,005 128.3 19.7 PDFIES6,999 128.2 19.7 PDFIES7,171 131.3 19.7 PDFIES650050.46,019 119.4 19.1 PDFIES6,202 123.1 19.2 PDFIES6,501 129.0 19.4 PDFIES6,496 128.9 19.4 PDFIES6,655 132.0 19.5 PDFIES600046.15,548 120.3 18.9 PDFIES5,717 124.0 19.0 PDFIES5,992 130.0 19.1 PDFIES5,989 129.9 19.1 PDFIES6,133 133.0 19.2 PDFIES550041.95,093 121.6 18.6 PDFIES5,249 125.3 18.7 PDFIES5,500 131.3 18.8 PDFIES5,499 131.2 18.8 PDFIES5,630 134.4 18.9 PDFIES500038.44,634 120.7 18.2 PDFIES4,776 124.4 18.3 PDFIES5,004 130.3 18.5 PDFIES5,005 130.3 18.5 PDFIES5,122 133.4 18.6 PDFIES450034.44,172 121.3 17.9 PDFIES4,299 125.0 18.0 PDFIES4,503 130.9 18.1 PDFIES4,507 131.0 18.1 PDFIES4,610 134.0 18.2 PDFIES400030.43,705 121.9 17.4 PDFIES3,817 125.6 17.6 PDFIES3,998 131.5 17.7 PDFIES4,004 131.7 17.7 PDFIES4,093 134.6 17.8 PDFIESClick “PDF” or “IES” text to downloadPhotometryCANDELA DISTRIBUTIONFlux022.54567.590Lumens02322232223222322232252304231223132323232522015218422232248228622796342520032048207421032079950351704178117721789175711064513811432139914161377108655101910691023102398391865658676657653611651753253533103152893438572785961458390000009500000010500000011500000012500000013500000014500000015500000016500000017500000018000000COEFFICIENTS OF UTILIZATION (%)Pc---8070500Pw---705030107050305030100 RCR0119119119119116116116111111111100110910510197107103999895928521009285809790848781777239181736789807277706561484726457827163686156525776556497564556154494667158504370574956484340766534538655244514338368624940346048404739343295845373156443643363129105441332853413340332826ZONAL LUMEN SUMMARYZoneLumens%Fixture%Lamp0-30180530.1%30.1%0-40291048.6%48.6%0-60491582.0%82.0%0-905992100.0%100.0%90-13000.0%0.0%90-15000.0%0.0%90-18000.0%0.0%0-1805992100.0%100.0%AVG LUMINANCE (cd/m2)045900335433543354533413354337115326633613408253193330533133530053125309945282228582813552566257524756522482246208875181617321615851195973746180135904504590135100% Down / 0% Up045902400 cd* Photometric data shown is for 6000lm, 3500K, 90 CRI configuration.* UGR given at 3500K, based on 4Hx8Hx0.25H. UGR can be calculated at other CCTs by importing the ies file into lighting design software.* Based on a floor reflectance of 0.2Shine_Recessed_SpecSheet 09/23 page 11 of 12Shine recessedImperial & metric sizesPhotometryCANDELA DISTRIBUTIONFlux022.54567.590Lumens017171717171717171717517041706169817011698161151616161916981613159345225144514611419141413736553512161245117011571118742459799909158908657175572071865063259059765471465412381362416752362361801681502098552553133265090000009500000010500000011500000012500000013500000014500000015500000016500000017500000018000000COEFFICIENTS OF UTILIZATION (%)Pc---8070500Pw---705030107050305030100 RCR0119119119119116116116111111111100111010510198107103999996938521009386819891858782787239282746889807377716662484736558827264696257535786657517664566255504767259514570585057494441767544640655345524439378634941366149414740353395946383257453744373230105542342954423441342927ZONAL LUMEN SUMMARYZoneLumens%Fixture%Lamp0-30126931.7%31.7%0-40201150.3%50.3%0-60332583.1%83.1%0-904000100.0%100.0%90-13000.0%0.0%90-15000.0%0.0%90-18000.0%0.0%0-1804000100.0%100.0%AVG LUMINANCE (cd/m2)0459005206520652065518551675168155072501650002548334748459235450143324137454199392537095538073437311665337729562594752768210617518517951075915180135904504590135100% Down / 0% Up045901800 cd* Photometric data shown is for 4000lm, 3500K, 90 CRI configuration.1'x4' (14)* UGR given at 3500K, based on 4Hx8Hx0.25H. UGR can be calculated at other CCTs by importing the ies file into lighting design software.Nominal CRI &CCTCRI 90, 2700KCRI 90, 3000KCRI 90, 3500KCRI 90, 4000KCRI 90, 5000KNominal LumenPackageWattsFluxEfficacy (LPW) UGR *Photometry ReportIES FileFluxEfficacy (LPW) UGR *Photometry ReportIES FileFluxEfficacy (LPW) UGR *Photometry ReportIES FileFluxEfficacy (LPW) UGR *Photometry ReportIES FileFluxEfficacy (LPW) UGR *Photometry ReportIES File500048.04,613 96.1 21.0 PDFIES4,745 98.9 21.1 PDFIES4,995 104.1 21.3 PDFIES4,978 103.7 21.3 PDFIES5,105 106.4 21.4 PDFIES450042.24,156 98.5 20.6 PDFIES4,275 101.3 20.7 PDFIES4,495 106.5 20.9 PDFIES4,484 106.3 20.9 PDFIES4,596 108.9 21.0 PDFIES400037.43,701 99.0 20.2 PDFIES3,808 101.8 20.3 PDFIES4,000 107.0 20.5 PDFIES3,995 106.8 20.5 PDFIES4,093 109.4 20.6 PDFIES350032.13,234 100.7 19.8 PDFIES3,328 103.7 19.9 PDFIES3,492 108.8 20.0 PDFIES3,491 108.8 20.0 PDFIES3,576 111.4 20.1 PDFIES300027.32,771 101.5 19.2 PDFIES2,853 104.5 19.3 PDFIES2,991 109.6 19.5 PDFIES2,993 109.6 19.5 PDFIES3,065 112.3 19.6 PDFIES250022.92,316 101.1 18.6 PDFIES2,386 104.2 18.7 PDFIES2,500 109.2 18.9 PDFIES2,502 109.3 18.9 PDFIES2,561 111.8 19.0 PDFIESClick “PDF” or “IES” text to download* Based on a floor reflectance of 0.2Shine recessedImperial & metric sizes© 2023 Signify Holding. All rights reserved. The information provided herein is subject to change, without notice. Signify does not give any representation or warranty as to the accuracy or completeness of the information included herein and shall not be liable for any action in reliance thereon. The information presented in this document is not intended as any commercial offer and does not form part of any quotation or contract, unless otherwise agreed by Signify.Shine_Recessed_SpecSheet 09/23 page 12 of 12 Signify North America Corporation 400 Crossing Blvd, Suite 600 Bridgewater, NJ 08807 Telephone: 800-555-0050Signify Canada Ltd. 281 Hillmount Road, Markham, ON, Canada L6C 2S3 Telephone: 800-668-9008All trademarks are owned by Signify Holding or their respective owners.www.ledalite.comFootnotes from page 1 ordering guide1. Nominal values within a range. Consult photometry data for CRI, CCT, lumens & distribution of chosen configuration2. Not all wiring types are available with all configurations. Consult Ledalite for a complete list of available options.3. Flex whips are installed, Drywall Trim Kits ship separately.4. Filler Panels available for 20"x4' size to accommodate a 20"x60" grid system. Air Return filler panels available as an option when accommodating 20"x60" grid systems.5. Air Return version available in 2'x2' and 2'x4' sizes only.6. 347V not available with Battery Pack, DALI, Lutron EcoSystem or Sensor Ready drivers or Interact Pro options. 7. 1'x1' & 300x300mm sizes not available with Battery Pack, DALI, Lutron EcoSystem or Sensor Ready drivers or Interact Pro options.8. Interact options require separate controls hardware by Signify. 9. This option is qualified as Engineered-to-Order (ETO) ready. Other options not shown here may be possible via an ETO request. Lead times and minimum order quantities may vary, please consult factory.10. UL924 listed sensor bypass relay is factory installed between driver & sensor. Must be ordered in same module as integral sensing option. Must be installed in conjunction with a UL1008 device. 11. Must order IRT9015 Interact commissioning remote with each system order.Note: Due to continuing product improvements, Ledalite reserves the right to change the specifications without notice.
https://marklighting.acuitybrands.com/api/products/getasset/mark-architectural-lighting/47646/c3125937-48e1-4991-a62e-5b32a8e2ab2d/veil.pdf?abl_version=01%2f25%2f2022+22%3a16%3a50&DOC_Type=SPEC_SHEET | lighting | Page 1VEIL 03/11/21 marklighting.com ¦ 888-834-5684 ¦ ©2009-2021 Acuity Brands Lighting, Inc. All Rights Reserved. We reserve the right to change design, materials and finish in any way that will not alter installed appearance or reduce function and performance.The Veil SeriesLike a thin and delicate piece of fabric, Veil softens, warms and enhances light. A flexible, translucent PVC membrane provides the shielding that gently scatters light to give Veil its superior diffusing qualities.The almost sky-like light warms the appearance of inte-rior environments, and with its wide range of standard and custom sizes, Veil is able to provide soft volumetric illumination for almost any room.Specification FeaturesHousing Nominal 1’x4’, 2’x2’, 2’x4’, 4’x4’, or 5’x5’ housing fabricated from 20-gauge, cold-rolled steel. Consult factory for other sizes.Finish Painted high reflectance white powder coat.Reflector Precision-formed steel; painted white, 89% reflectivity.Shielding Consists of (2) stretch PVC membranes, (1) translucent white layer and (1) clear overlay. These (2) PVC membrane layers are stretched over an extruded aluminum frame which is secured to the housing via torsion springs.Lamps T5, T5HO, T8, 40W BX, or 50W BX lamps. See chart for lamp quantities.Ballast Thermally protected Class P energy-saving electronic ballast.Technical DrawingsOrderingMounting Ceiling trims designed to accommodate: 9/16” slot grid, 15/16” grid, 15/16” concealed tee and drywall installations. Consult factory for other ceiling types. 4’x4’ and 5’x5’ units require support to structure.Certification cULus Listed.Buy AmericanThis product is assembled in the USA and meets the Buy America(n) government procurement requirements under FARS, DFARS and DOT. Please refer to www.acuitybrands.com/buyamerican for additional information.Warranty 1-year limited warranty. Complete warranty terms located at: www.acuitybrands.com CustomerResources/Terms_and_conditions.aspxNote: Actual Actual performance may differ as a result of end-user environment and application. Specifications subject to change without notice.SeriesSizeCeiling TrimNumber of lamps/Lamp type1BallastVoltageOptionsVLVeil141' x 4'222' x 2'242' x 4'4414' x 4'5515' x 5'DF15/16” grid, 9/16” slot gridFL215/16” concealed tee (sheetrock)Number of lampsLamp type31T52T5HO3T8440BX650BX8GEB10IS4Standard instant startGEB10PSProgrammed rapid startGEB10DIMDimming, 0 - 10vDMHL3DLutron Hi-Lume® 3DECOSLutron Eco System®ECOSHLutron Eco System® H-SeriesADZTAdvance Mark 71202773472EMPKEmergency battery packCPChicago plenumGBFlanged door for drywall applicationNotes1 4’x 4’ and 5’x 5’ units require support to structure.2 Not intended for post sheetrock installation.3 Specify number of lamps and lamp type. See configurations table.4 Available with T8 lamping ONLY.Type:Project:Catalog Number:Example: VL 22 DF 1T5 GEB10PS 120 EMPKDO NOT TYPE HERE. Autopopulated field.48" x 48" or 60" x 60"VEIL 4X4 OR 5X5¾"*12"X24", 24"X24" or 24"X48"VEIL 1X4, 2X2, & 2X4¾"*WLWIDTHVL24VL44VL55VL66LENGTH273636484827VL2212121227MOUNTING HOLE LOCATIONS (See Confgurations Chart below for fxture depth.)CONFIGURATIONSSIZELAMP TYPE6” DEPTH8” DEPTH10” DEPTH1' x 4'T5, T5HO, T82, 3 lamps--1 lamp2' x 2'BX, T5, T5HO--3, 4 lamps2 lamps2' x 4'T5, T5HO, T83, 4 lamps--2 lamps4' x 4'T5, T5HO, T86, 8 lamps--4 lamps5' x 5'T5, T5HO, T86, 8 lamps--4 lampsBuy AmericanDISCONTINUEDPage 2VEIL 03/11/21 marklighting.com ¦ 888-834-5684 ¦ ©2009-2021 Acuity Brands Lighting, Inc. All Rights Reserved. We reserve the right to change design, materials and finish in any way that will not alter installed appearance or reduce function and performance.The Veil SeriesPhotometric InformationCatalog Number VL 44 4T5Report Number 13341.0Lamps (4) T5, rated 2900 lumens per lampTotal Efficiency 55.9%MARK ARCHITECTURALLIGHTINGFloor20%Ceiling80%50%30%Walls70%50%30%10%50%30%10%50%30%10%06767676762626259595916158565354535152514925551474348454246434135044403642383540373544639343137333036323054235302633292632292663932272330262329252373629242027232027232083426211825211824211893224191623191622191610302218152117152117150° 10° 20° 30° 40° 50° 60° 70° 80°90°40080012001600200090450Run InformationDISCONTINUED
https://www.pinnacle-ltg.com/sites/default/files/2023-02/CRD_LED_SPEC.pdf | lighting | _ _ _ __ _ _ __ _ _ __ _ _ _CRI, CCT & OUTPUT1LENGTH2MOUNTINGVOLTAGE_27_ _ - 2700K _30_ _ - 3000K _35_ _ - 3500K _40_ _ - 4000K CL_ _ _ _ _ _ - Custom Lumens CW_ _ _ _ _ _ - Custom Watts CRI, CCT & Output pg. 2_ _ - Individual Fixture _ _ - Continuous Row Length pg. 2G1(G) - 1” (15/16”) T Bar G9(G) - 9/16” T Bar GS(G) - Screw Slot T Bar FL(F) - 3/8” Flange SF(S) - Spackle Flange Mounting pg. 3U - Universal (120 thru 277V) 1 - 120V 2 - 277V 3 - 347VVoltage pg. 3_ _FIXTURE OPTIONS4CONTROLSOE - Open End (use when coming thru bulkhead)CP - Chicago PlenumDSP - Customer Supplied Battery/Driver/SensorFW6 - 6’ Flew WhipFixture Options pg. 5Pinnacle is able to accommodate different control solutions from different manufacturers. Consult Factory for more information._ _ __ _ _ _ _ _DRIVERCIRCUITINGBATTERY & EMERGENCY3FINISH4” Housing EL1 - ERP Power (1%, 0-10v, 120v or 277v)Housing with Backbox FSD - Factory Select Driver (1%, 0-10v) PL2 - Advance Xitanium (1%, 0-10v) OL2 - Osram (1%, 0-10v) OL4 - Osram 347v (1%, 0-10v) EE1 - eldoLED ECOdrive (1%, 0-10v) ES1 - eldoLED SOLOdrive (0.1%, 0-10v) LH1- Lutron Hi-lume (1%, EcoSystem) Driver pg. 31 - Single Circuit M - Multi CircuitE - Emergency (entire fixture) N - Night Light (entire fixture) Circuiting pg. 40 - None _FSG - Factory Select ALCR_FSB - Factory Select Battery_GI - Iota ETS DR_GB - Bodine GTD_PLL - Bodine 10W (remote) _ILL - Iota 10W (remote) _E - Emergency Section_N - Night Light Section_L - Life Safety SectionBattery & Emergency pg. 4W - White S - Metallic Silver BL - Textured BlackBR - BronzeGR - GraphiteCC - Custom ColorFinish pg. 42-1/2"(63.5mm)4-1/8"(104.7mm)4"(101.6mm)4"1-1/4"Specifications and dimensions subject to change without notice. Specification sheets that appear on pinnacle-ltg.com are the most recent version and supersede all other previously printed or electronic versions.Project NameDateTypeCRD_LED_SPEC_JAN2023Designed in Denver, CO • USA ¦ pinnacle-ltg.com ¦ O: 303-322-5570Example Part #: CRD-830HO-26’-G1-U-EL1-1-0-WCRD ----------HOUSINGCRI, CCT & OUTPUTLENGTH MOUNTINGVOLTAGEDRIVERCIRCUITINGBATTERY & EMERGENCYFINISHFIXTURE OPTIONSCONTROLSCHUTE CRD4” Open Recessed Linear Direct• Extruded aluminum trim with formed cold rolled 18 gauge steel housing and back box• Room side maintance for LED system• Recessed with a 2 ½” fully luminous aperture• Small, integral driver option for quick, easy installation• Light Protection Guard (LPG) covers LEDs for optimal performance• 5-year limited warranty covers LED, driver and fixture• ETL listed conforming to UL 1598 in US and CSA 250 in Canada• Buy American Act compliantKey Features1When specifying CRI, CCT & OUTPUT the first _ is for specifying either 8 - 80CRI, 9 - 90CRI The ending _ _ are for specifying output, example HO - High Output. 2Individual fixtures come in 2’, 3’, 4’, 5’, 6’, 7’ & 8’ lengths. Continuous row come in 1’ increments. 3Enter quantity for Battery and Emergency, Example 2P. 4Open End (OE) option for Spackle Flange (SF) mounting ONLY. The Open End (OE) will be on one side of the fixture.with backboxSpecifications and dimensions subject to change without notice. Specification sheets that appear on pinnacle-ltg.com are the most recent version and supersede all other previously printed or electronic versions.CRD_LED_SPEC_JAN2023• 90 CRI = R9≥50• Individual units cannot be joined, end plates are factory installed and cannot be removed• Continuous Rows are made up of even and odd lengths designed to fall on gridCRI, CCT & OutputLength1LPW and watts/ft based off 48” fixture size.2345678_Indiv. FixtureIndiv. FixtureIndiv. FixtureIndiv. FixtureIndiv. FixtureIndiv. FixtureIndiv. FixtureCont. RunSpecify nominal overall row length to the foot23” (584.2mm)35” (889mm)47” (1193.8mm)59” (1498.6mm)71” (1803.4mm)83” (2108.2mm)95” (2413mm)Specify to the footCustom Output - Lumens OR WattageCL _____Specify CRI, CCT and desired lumens (i.e. CL835500)Specify lumens between standard offering listed below. Lumens are specified per color tempCW _____Specify CRI, CCT and desired wattage (i.e. CW9407)Specify watts between standard offering listed below80 CRIColorOutput1Lumens/ftLPWWatts/ft8303000K5001154.3830HO3000K7501166.5830VHO3000K10001168.68353500K5001234.1835HO3500K7501246.0835VHO3500K10001258.08404000K5001283.9840HO4000K7501285.9840VHO4000K10001287.890 CRI (longer lead times may apply, consult factory)9272700K500975.2927HO2700K750977.7927VHO2700K100010010.09303000K5001054.8930HO3000K7501057.1930VHO3000K10001069.49353500K5001104.6935HO3500K7501106.8935VHO3500K10001119.09404000K5001074.7940HO4000K7501077.0940VHO4000K10001089.3Designed in Denver, CO • USA ¦ pinnacle-ltg.com ¦ O: 303-322-5570 F: 303-322-5568CHUTE CDOpen Recessed Linear pg. 2Specifications and dimensions subject to change without notice. Specification sheets that appear on pinnacle-ltg.com are the most recent version and supersede all other previously printed or electronic versions.CRD_LED_SPEC_JAN2023• Individual Units, specify G_G, FLF, SFS• Continuous Units, specify G_, FL, SF• Individual units cannot be joined, end trims are factory installed and cannot be removed• Designed to install into acoustical grid and inaccessible ceilings• Grid retention brackets to be installed on site and require mechanical attachment• Each housing contains four grid retention brackets• Tie off fixture to structure with retention wires• Approved for dry/damp location unless otherwise notedMounting• Some CHUTE configurations will not accommodate all voltage options; consult with factory• For EL1 driver, must specify 120v or 277vUUniversal1120 volt2277 volt3347 voltVoltageG1G Individual UnitG9GGSGFLFSFSG1 Continuous Run or PatternG9GSFLSF1" (15/16”) T-Bar Flange to Flange: 4-13/16” (122.2mm)9/16” T-BarFor tegular tile installations, fixture position will not be flush to the bottom of the tile Flange to Flange: 4-13/16” (122.2mm)Screw Slot & 9/16” T-BarFor 9/16” installations with tegular tile, fixture position will be flush to the bottom of the tile Flange to Flange: 4-13/16” (122.2mm)Exposed Standard 1/2” Flange Detail Flange to Flange: 4-13/16” (122.2mm)Drywall, Flangeless Detail Flange to Flange: 6” (152.4mm) Tegular TileStandard TileTegular TileStandard TileTegular TileStandard Tile1”1”13/16”13/16”15/16”15/16”1-1/8”Driver• Standard Driver Option = EL1• Driver Lifetime: 50,000 hours at 25°C ambient operating conditions• For more driver options, see Pinnacle Resource Guide • Some CHUTE configurations will not accommodate all driver options; consult with factory• Backbox necessary for all drivers OTHER THAN the EL14” HousingEL1ERP Power 1%, 0-10v, requires 120 or 277Housing with Back Box0-10V DriversFSDFactory Select Driver (1%, 0-10v)PL2Signify Advance Xitanium 1%, 0-10vPL4Advance Xitanium 347v 1%, 0-10v, requires 347vOL2Osram Optotronic, 1%, 0-10vOL4Osram Optotronic 347v, 1% 0-10v, requires 347v optionEE1eldoLED ECOdrive 1%, 0-10v LogarithmicES1eldoLED SOLOdrive 0-10v, 0.1% LogarithmicDALI DriversEE3eldoLED ECOdrive .1%, DALI (logarithmic)ES3eldoLED SOLOdrive .1%, DALI (logarithmic)OD1Osram Optotronic 1%, DEXALOD2Osram Optotronic 1%, DALI 2 ChannelLutron DriversLH1Lutron Hi-lume Soft-on, Fade-to-black 1%, EcoSystem, LDE1LH4Lutron Hi-Lume 1%, 2-wire, Lutron-LTEA2W, 120v onlyAlternate DriversEH1ELV 120v only, 0-10v universalDesigned in Denver, CO • USA ¦ pinnacle-ltg.com ¦ O: 303-322-5570 F: 303-322-5568CHUTE CDOpen Recessed Linear pg. 3Specifications and dimensions subject to change without notice. Specification sheets that appear on pinnacle-ltg.com are the most recent version and supersede all other previously printed or electronic versions.CRD_LED_SPEC_JAN2023How to specify Circuiting, Battery and Emergency• Select fixture circuiting from options below• Some CHUTE configurations will not accommodate all circuiting options, consult with factory1Single CircuitMMulti CircuitEEmergency Circuit onlyNNight Light Circuit onlyCircuiting+213• Battery and emergency section options are available in addition to fixture circuit• Select battery and emergency section options below; factory shop drawing required• Some CHUTE configurations will not accommodate all circuiting options, consult with factoryDesigned in Denver, CO • USA ¦ pinnacle-ltg.com ¦ O: 303-322-5570 F: 303-322-5568CHUTE CDOpen Recessed Linear pg. 4Battery and/or Emergency If Required0No battery or specific emergency section requiredEmergency_FSGFactory Select Automatic Load Control Relay (ALCR), UNV_GIEmergency Transfer Switch (ETS) DR Emergency Control Device, UNV_GBBodine GTD, Generator Transfer Device, 120v or 277v_EEmergency circuit section_NNight Light circuit section_LLife Safety circuit section NO THROUGH WIREFor Approximate Battery Lumen Output• Multiply battery wattage X fixture LPW shown on Lumen Table• 92.3 (LPW) x 10 (watts) = 923 battery lumen outputBattery OR Emergency Ordering Examples• Single circuit, 10w Integral Battery Ordering Code: 1-1PLL• Emergency only, 10w Integral Battery Ordering Code: E-1PLL• Single circuit, GTD required Ordering Code: 1-1GCombination Section Ordering Examples• Single circuit, (1) 10w battery, (1) emergency section Ordering Code: 1-1PLL1E• Multi circuit, (2) 10w battery, (2) emergency sections Ordering Code: M-2PLL2E• Single circuit, (1) night light section Ordering Code: 1-1N• Select battery section type if required, indicate total QTY. Example 2PL• 90 minute battery runtime; test button is remote to fixture and requires an additional drop• No battery option available for 2’ lengths• Entire fixture housing is on battery for 2’ and 4’ lengths• 4’ of fixture is on battery for 6’ or 8’ housing lengths• For more battery options available, see Pinnacle Resource Guide • Select emergency section type if required, indicate total QTY. Example 1E• Combine battery and emergency section ordering codes if both options are selectedBatteryFinish• Standard powder-coat textured white, metallic silver, textured black, graphite or bronze painted finish; consult factory for chip of standard paint finishes• Selecting a fixture finish other than white may impact lumen output; consult factory for more information• Closed endcap on recessed fixtures will be painted white, not a specified color. Consult Factory.WWhiteSMetallic SilverBLTextured BlackGRGraphiteBRBronzeCCCustom Color0No Battery_FSBFactory Select Battery (10w option)_FSBSTFactory Select Battery (Self Testing)_ILLIota 10w Integral Lithium, Self Testing_IRCIota 10w Remote_IRHIota 20w Remote_PLLBodine 10w Integral Lithium, Self Testing_PRLBodine 7w Remote_PRSBodine 7w Remote, Self Testing_PRDBodine 10w Remote, Dual Flex_PRHBodine 20w RemoteSpecifications and dimensions subject to change without notice. Specification sheets that appear on pinnacle-ltg.com are the most recent version and supersede all other previously printed or electronic versions.CRD_LED_SPEC_JAN2023Controls• Pinnacle is able to accommodate different control solutions from different manufacturers. Consult Factory for more information.Designed in Denver, CO • USA ¦ pinnacle-ltg.com ¦ O: 303-322-5570 F: 303-322-5568CHUTE CDOpen Recessed Linear pg. 5Fixture Options• Additional options to enhance the fixture and finish of the product• The Open End will only be on one side of the fixture.OEOpen End Fixture, use to come thru bulkhead, SF ONLYCPChicago PlenumDSPCustomer Supplied Battery/Driver/SensorFW66’ Flex WhipOpenTest #ITL93073Catalog #CRD-835VHO-4Lumens3983 lmWatts30.7 WEfficacy130 LPWCandela DistributionLuminance Data (cd/sq.m)Vert AngleHorizontal AngleAngle In DegreesAverage 0-DegAverage 45-DegAverage 90-Deg 022.54567.5904517498880170480141114111411141114115517058711959905141013941397139313866516247599152701013951369136013471337751484351474422151369133213111292128085111271692536201335128512561228121525128912291191115711413012341164111710751055351169109310379869644010951014946891869451010927850798782509188337517227165581673366165665660709627585598603655935215175455527047642145649250075357341397427428802352723222992728512119311161469031604018014131060707353PhotometricsApplications & CertificatesConstruction: Extruded aluminium rails and formed cold-rolled 18 gauge steel housing. Highly reflective coextruded acrylic reflector with LED protection guard.Mounting: CHUTE is designed to install into acoustical grid and inaccessible ceilings. Specify GXG, FLF, SFS for individual, unjoinable units (individual units will fall on-grid). Specify GX, FL, SF for continuous runs (runs designed to fall on-grid). Consult factory for detailed installation instructions. Maximum fixture weight is 15lbs per 4’ fixture.LED: 25°C test environment. Lumen output/wattage has a margin of +/- 5%; 2’ or 3’ lengths may have a greater wattage deviation. Luminaire configurations tested in accor-dance with IES LM-79. Diodes tested in accordance with IES LM-80. Lifetime calculated using IES TM-21. Minimum lifetime greater than 60,000 hours. Lifetime Projection L70 = 146,500 hours and L90 = 45,000 hours. MacAdam 3-Step Ellipses. Not all products are Lighting Facts listed. For all available IES files, please visit our website at pinnacle-ltg.com.CRI, CCT & Lumen Output: Three lumen packages available. Standard, High (HO) and Very High (VHO) . Custom outputs are available. Specify custom lumens or watts between standard offering listed on CRI, CCT & Output page. 80 CRI is available for 3000K, 3500K, and 4000K. 90 CRI is available for 2700K, 3000K, 3500K, and 4000K. 90 CRI = R9≥50.Voltage: Universal (U), 120 volt (1), 277 volt (2) and 347 volt (3) options available. Must specify OL4 in Driver section when 347 volt (3) is selected. Some CHUTE configurations will not accommodate all voltage options; consult with factory.Driver: Standard INTEGRAL Driver Option is EL1. All other driver options will be in driver backbox. EL1 designed for use with 120v or 277v only. Electronic driver, Power factor is >0.9 with a THD <20%. Driver Lifetime: 50,000 hours at 25°C ambient operating condi-tions. Ambient operating range: -20°F/-30°C to 81°F/27°C, preliminary using 4” data. When ND is specified, a spec grade driver will be provided. For more driver options, see Pinnacle Resource Guide. Some CHUTE configurations will not accommodate all driver options.Circuiting: Select from single circuit (1), Multi circuit - For multiple circuiting and zone control, requires factory shop drawing (M), Emergency circuit (E), Life Safety (L) or Night Light circuit (N). For emergency circuiting situations that require no through wire or circuit separation, Life Safety Circuit should be selected. This will provide a separate power feed and only the Life Safety Circuit in that section. Some CHUTE configurations will not accommodate all circuiting options; consult with factory. Battery & Emergency: Select battery or emergency options if required. If battery or emergency option is not required, enter 0. Battery duration is 90 minutes as standard. Test button is remote to fixture. For more Battery options, see Pinnacle Resource Guide.Finish: Standard powder-coat textured white, metallic silver, textured black, graphite or bronze painted finish; consult factory for chip of standard paint finishes or for additional custom color and finish options.Labels: ETL listed confroming to UL 1598 in US and CSA 250 in Canada. Standard, HO and VHO lumen packages are IC Rated, approved for dry/damp location unless otherwise noted.Fixture Weight: Maximum fixture weight is 15lbs per 4’ fixture.Buy American Act CompliantWarranty: CHUTE LED offered with a 5-year limited warranty. Covers LED, driver and fixture.
https://www.pinnacle-ltg.com/sites/default/files/2023-02/Cove_LED_SPEC.pdf | lighting | _ _ _ _ _ __ _ _ _ _ _CVCRI, CCT & OUTPUT 1LENGTH2MOUNTING_27_ _ - 2700K _30_ _ - 3000K _35_ _ - 3500K _40_ _ - 4000K CL_ _ _ _ _ _ - Custom Lumens CW_ _ _ _ _ _ - Custom Watts Lumen Output pg. 2_ _ - Individual Fixture_ _ - Continuous Row Length and Pattern pg. 2-3CV - Cove Mounting pg. 3_ _ _N_ _ _ _ _ _BATTERY & EMERGENCY3FINISHFIXTURE OPTIONS4CONTROLS0 - None _FSG - Factory Select ALCR_FSB - Factory Select Battery_GI - Iota ETS DR_GB - Bodine GTD_ILL - Iota 10w Integral (low profile) _PLL - Bodine 10w Integral (low profile) Battery and Emergency pg. 4N - Natural Finish pg. 4QS - QuickShip DSP - Customer Supplied Battery/Driver/SensorFixture Options pg. 4Pinnacle is able to accommodate different control solutions from different manufacturers. Consult Factory for more information._ _ _ __ _ _ _ _ __VOLTAGEDRIVERCIRCUITINGU - Universal (120 thru 277V)1 - 120V 2 - 277V 3 - 347VVoltage pg. 3FSD - Factory Select Driver (1%, 0-10v)PL2 - Advance Xitanium (1%, 0-10v) OL4 - Osram 347v (1%, 0-10v)EE1 - eldoLED ECOdrive (1%, 0-10v)ES1 - eldoLED SOLOdrive (0.1%, 0-10v)LH1- Lutron Hi-lume (1%, EcoSystem) PS1 - Advance Xitanium (50%/100%)OL2 - Osram (1%, 0-10v) Driver pg. 31 - Single Circuit E - Emergency (entire fixture)N - Night Light (entire fixture)Circuiting pg. 4Specifications and dimensions subject to change without notice. Specification sheets that appear on pinnacle-ltg.com are the most recent version and supersede all other previously printed or electronic versions.Project NameDateTypeC_LED_SPEC_JAN2023Designed in Denver, CO • USA ¦ pinnacle-ltg.com ¦ O: 303-322-5570Example Part #: C-830HO-26’-CV-U-OL2-1-0-NC---CV-----N--CRI, CCT & OUTPUTLENGTHMOUNTINGVOLTAGEDRIVERCIRCUITINGBATTERY & EMERGENCYFINISHFIXTURE OPTIONSCONTROLSCOVEArchitectural Cove Mount• Toolless 3 position adjustable head• Integral Driver• Wiring Quick Connection for rows• 5-year limited warranty covers LED, driver and fixture• UL and cUL listed.• Approved for dry/damp location unless otherwise noted• Maximum fixture weight is 10 lbs per 4ft fixture • Room-Side Maintenance for LED system• Buy American Act compliantKey FeaturesExample: 830HO is 8 = 80 CRI; 30 = 3000K; HO = High Output; Blank = Standard Output3-15/16”2-9/16”2-13/16”When specifying SOURCE the first _ is for specifying either 8 - 80CRI, 9 - 90CRI or B - BIOS. The ending _ _ are for specifying output, example HO - High Output. When specifying BIOS use B and then specify color temperature, either 3500K or 4000K, and output, example B35HO - BIOS 3500K High Output. If specifying QS output is 80 CRI, all color temperatures, all lumen packages. Does not include BIOS or Tunable White. See output charts for more information. BIOS dynamic available, please contact factory for more information23468_Indiv. FixtureIndiv. FixtureIndiv. FixtureIndiv. FixtureIndiv. FixtureCont. RunSpecify nominal overall row length to the 1’24-3/8” (619mm)36-3/8” (924mm)48-3/8” (1229mm)72-3/8” (1838mm)96-3/8” (2448mm)Specify to the 1’COVESpecifications and dimensions subject to change without notice. Specification sheets that appear on pinnacle-ltg.com are the most recent version and supersede all other previously printed or electronic versions.C_LED_SPEC_JAN2023• Specify either 80 or 90 CRI• Longer lead-time may apply for 90 CRI. Consult factory• 90 CRI = R9≥50pg. 2Designed in Denver, CO • USA ¦ pinnacle-ltg.com ¦ O: 303-322-5570 F: 303-322-5568Architectural Cove MountCRI, CCT & OutputLengthCustom Output- Lumens OR WattageCL_ _ _ _ _Specify CRI, CCT and desired lumens (i.e. CL835500)Specify lumens between standard offering listed below. Lumens are specified per color tempCW_ _ _ _ _Specify CRI, CCT and desired wattage (i.e. CW9407)Specify watts between standard offering listed below80 CRIColorLumensper footLPWWatts/ft830LO3000K500111.04.5830MO3000K750109.56.8830HO3000K1000106.39.4830VHO3000K1250105.511.8835LO3500K500114.24.4835MO3500K750112.76.7835HO3500K1000109.49.1835VHO3500K1250108.611.5840LO4000K500115.64.3840MO4000K750113.06.6840HO4000K1000110.29.1840VHO4000K1250109.911.490 CRI927LO2700K50093.35.4927MO2700K75091.48.2927HO2700K100091.211.0930LO3000K50096.75.2930MO3000K75094.97.9930HO3000K100094.510.6935LO3500K50098.85.1935MO3500K75097.17.7935HO3500K100096.610.4940LO4000K50098.15.1940MO4000K75096.37.8940HO4000K100095.910.4• Continuous Rows are made up of even and odd length fixtures• If ordering single circuit as a row fixtures will come with quick connectors, first and last fixture will have one connector, middle fixtures will have one per endQuick ConnectorCOVESpecifications and dimensions subject to change without notice. Specification sheets that appear on pinnacle-ltg.com are the most recent version and supersede all other previously printed or electronic versions.C_LED_SPEC_JAN2023• Minimum recomended height of 10”• Field adjustable reflector system has 3 positions 105°,117.5°, and 130°• Approved for dry/damp location unless otherwise noted• Maximum fixture weight is 10lbs per 4ft fixturepg. 3Designed in Denver, CO • USA ¦ pinnacle-ltg.com ¦ O: 303-322-5570 F: 303-322-5568Architectural Cove MountMounting• Some Cove configurations will not accommodate all voltage options; consult with factory• Standard Driver Option = PL2 • Driver Lifetime: 50,000 hours at 25°C ambient operating conditions• For more driver options see Pinnacle Resource Guide • Some Cove configurations will not accommodate all driver options; consult with factoryUUniversal1120 volt2277 volt3347 voltVoltageDriver0-10V DriversFSDFactory Select Driver 1%, 0-10vPL2Signify Advance Xitanium 1%, 0-10vPL4Advance Xitanium 347v 1%, 0-10v, requires 347vOL2Osram Optotronic, 1%, 0-10vOL4Osram Optotronic 347v, 1% 0-10v, requires 347v optionEE1eldoLED ECOdrive 1%, 0-10v LogarithmicEE2eldoLED ECOdrive 1%, 0-10v LinearES1eldoLED SOLOdrive 0-10v, 0.1% LogarithmicES2eldoLED SOLOdrive 0-10v, 0% LinearDALI DriversEE3eldoLED ECOdrive .1%, DALI (logarithmic)ES3eldoLED SOLOdrive .1%, DALI (logarithmic)OD1Osram Optotronic 1%, DEXALOD2Osram Optotronic 1%, DALI 2 ChannelLutron DriversLH1Lutron Hi-lume Soft-on, Fade-to-black 1%, EcoSystem, LDE1LH4Lutron Hi-Lume 1%, 2-wire, Lutron-LTEA2W, 120v onlyAlternate DriversPS1Signify Advance Xitanium Step Dimming 50%/100%EH1ELV 120v only, 0-10v universal10” minrecomendedHorizontal ConfigurationVertical ConfigurationField Adjustable Reflector System105° head position117.5° head position130° head positionCOVESpecifications and dimensions subject to change without notice. Specification sheets that appear on pinnacle-ltg.com are the most recent version and supersede all other previously printed or electronic versions.C_LED_SPEC_JAN2023How to specify Circuiting, Battery and Emergency• Select fixture circuiting from options below• Some Cove configurations will not accommodate all circuiting options, consult with factory1Single CircuitEEmergency Circuit onlyNNight Light Circuit onlyFor Approximate Battery Lumen Output• Multiply battery wattage X fixture LPW shown on Lumen Table• 92.3 (LPW) x 10 (watts) = 923 battery lumen outputBattery OR Emergency Ordering Examples • Single circuit, 10w Integral Battery Ordering Code: 1-1P • Emergency only, 10w Integral Battery Ordering Code: E-1P• Select battery section type if required, indicate total QTY. Example 2P• 90 minute battery runtime; test button is integral to fixture • No battery option available for 2’ lengths • Entire fixture housing is on battery for lengths up to 4’ • For more battery options available, see Pinnacle Resource Guide Battery and/or Emergency If RequiredCircuiting10No battery section requiredBatterypg. 4Finish• Unpainted aluminum natural metal finishNNatural+23• Battery and emergency section options are available in addition to fixture circuit• Select battery and emergency section options below; factory shop drawing required• Some EV3D configurations will not accommodate all circuiting options, consult with factoryEmergency_FSGFactory Select Automatic Load Control Relay (ALCR), UNV_GIEmergency Transfer Switch (ETS) DR Emergency Control Device, UNV_GBBodine GTD, Generator Transfer Device, 120v or 277v• Select emergency section type if required, indicate total QTY. Example 1E• Combine battery and emergency section ordering codes if both options are selectedDesigned in Denver, CO • USA ¦ pinnacle-ltg.com ¦ O: 303-322-5570 F: 303-322-5568Architectural Cove Mount0No Battery_FSBFactory Select Battery (10w option)_FSBSTFactory Select Battery (Self Testing)_ILLIota 10w Integral Lithium, Self Testing_IRHIota 20w Remote_PLLBodine 10w Integral Lithium, Self Testing_PRHBodine 20w Remote259619471298649Satine LensTest #ITL91222Catalog #C-840VHO-4Lumens4774 lmWatts43 WEfficacy111 LPWCandela DistributionLuminance Data (cd/sq.m)Vert AngleHorizontal AngleAngle In DegreesAverage 0-DegAverage 45-DegAverage 90-Deg 045901351804500065000005500090135088300065000951972128137007553727050105250416281310085189521504901152589167922900125243316153251301352167149641056171451825132048111565155143611115341951371651058895569337277175731687587499468180589589589589589For all available IES files, please visit our website at pinnacle-ltg.com. Photometry testing in accordance to IESNA-LM-79-08 at an NVLAP accredited testing laboratory. Testing conducted at 25°C ambient conditionsCOVESpecifications and dimensions subject to change without notice. Specification sheets that appear on pinnacle-ltg.com are the most recent version and supersede all other previously printed or electronic versions.C_LED_SPEC_JAN2023Construction: Formed aluminum housing. Highly reflective extruded white painted aluminum reflector.Shielding: Diffuse snap-in clear lens, removable for maintenance.Mounting: Cove is designed to install into architectural cove structures. Recomended 10” minimum cove height. Consult factory for detailed installation instructions. Maximum fixture weight is 10lbs per 4’ fixture.LED: 25°C test environment. Lumen output/wattage has a margin of +/- 5%. Luminaire configurations tested in accordance with IES LM-79. Diodes tested in accordance with IES LM-80. Lifetime calculated using IES TM-21. Minimum lifetime greater than 60,000 hours. Lifetime Projection L70 = 115,850 hours and L90 = 34,500 hours. MacAdam 3-Step Ellips-es. For all available IES files, please visit our website at pinnacle-ltg.com.CRI, CCT & Lumen Output: Four lumen packages available. Low (LO), Medium (MO), High (HO) and Very High (VHO). Custom outputs are available. Specify custom lumens or watts between standard offering listed on CRI, CCT & Output page. 80 CRI is available for 3000K, 3500K, and 4000K. 90 CRI is available for 2700K, 3000K, 3500K, and 4000K. 90 CRI = R9≥50.Voltage: Universal (U), 120 volt (1), 277 volt (2) and 347 volt (3) options available. Must specify OL4 in Driver section when 347 volt (3) is selected. Some Cove configurations will not accommodate all voltage options; consult with factory.Driver: Standard Driver Option is Advance Xitanium 0-10V, 1% = PL2. Electronic driver, Power factor is >0.9 with a THD <20%. Driver Lifetime: 50,000 hours at 25°C ambient operating conditions. Ambient operating range: -20°F/-30°C to 81°F/27°C. For more driver options, see Pinnacle Resource Guide. Some Cove configurations will not accommodate all driver options.Circuiting: Select from single circuit (1), Emergency circuit (E), or Night Light circuit (N). Some Cove configurations will not accommodate all circuiting options; consult with factory. Battery & Emergency: Select battery or emergency options if required. If battery or emergency option is not required, enter 0. Battery duration is 90 minutes as standard. Test button is integral to fixture. For more Battery options, see Pinnacle Resource Guide.Finish: Raw Alumnum with natural metal finish.Controls: Consult factory.Labels: UL and cUL Listed. Approved for dry/damp location unless otherwise noted.Fixture Weight: Maximum fixture weight is 10lbs per 4’ fixture.Buy American Act CompliantWarranty: COVE LED offered with a 5-year limited warranty. Covers LED, driver and fixture.pg. 5Designed in Denver, CO • USA ¦ pinnacle-ltg.com ¦ O: 303-322-5570 F: 303-322-5568Architectural Cove MountPhotometricsApplications & CertificatesControls• Pinnacle is able to accommodate different control solutions from different manufacturers. Consult Factory for more information.All lengths and continuous rows up to 1,000 ft OR 150 individual fixtures. Consult factory for larger projects.Quick ShipCRI, CCT & OutputVoltageDriverCircuitingBattery 80 CRI, all color temperatures, all lumen packagesSee pg 2U12Universal (120-277)120V277VFSDPL2OL2Factory Select Driver (1%, 0-10v)Advance Xitanium 0-10v, 1%Osram 0-10v, 1%1ENSingle CircuitEmergency Night Light0_ILLNoneIota 10w IntegralFixture Options• Additional options to enhance the fixture and finish of the productQSQuick ShipDSPCustomer Supplied Battery/Driver/Sensor
https://www.pinnacle-ltg.com/sites/default/files/2022-05/EV2D_IC_SPEC.pdf | lighting | Specifications and dimensions subject to change without notice. Specification sheets that appear on pinnacle-ltg.com are the most recent version and supersede all other previously printed or electronic versions.Project NameDateTypeEV2D_IC_SPEC_MAY2022Designed in Denver, CO • USA ¦ pinnacle-ltg.com ¦ O: 303-322-5570Example Part #: EV2D-HE-IC37-26’-G1-U-ND-1-0-WEV2D ----------SHIELDINGSOURCELENGTHMOUNTINGVOLTAGEDRIVERCIRCUITINGBATTERY & EMERGENCYFINISHFIXTURE OPTIONSEDGE EV2D2” Recessed Linear Key Features_ __ _ _ _ _ __ _ _ _ _ __ _ _ _ _ _SHIELDINGSOURCELENGTH1MOUNTING2HE - High Efficiency Lens IC32 - Indigo Clean LED, 3200KIC37 - Indigo Clean LED, 3700KIC43 - Indigo Clean LED, 4300KSource pg. 2_ _ - Individual Fixture _ _ - Continuous Row Length pg. 2G1(G) - 1” (15/16”) T Bar G9(G) - 9/16” T Bar GB(G) - 9/16” Bevel T BarGS(G) - Screw Slot T Bar FL(F) - 1/2” Flange NF(N) - Non Flange SF(S) - Spackle Flange Mounting pg. 2_ _ __ _ FINISHFIXTURE OPTIONSW - White S - Metallic SilverBL - Textured BlackBR - BronzeGR - GraphiteCC - Custom ColorFinish pg. 3CP - Chicago Plenum PM - Perimeter MountRC - Rotating CrossbarGLR - Internal Fast Blow Fuse AM - Antimicrobial PaintFixture Options pg. 4_ _ _ __ _ _ _ _ ___ _ _VOLTAGEDRIVER3CIRCUITINGBATTERY & EMERGENCY4U - Universal (120 thru 277V)1 - 120V 2 - 277V Voltage pg. 3FSD - Factory Select Driver (1%, 0-10v)PL2 - Advance Xitanium (1%, 0-10v)OL2 - Osram Optotronic (10%, 0-10v)Driver pg. 31 - Single Circuit M - Multi CircuitE - Emergency (entire fixture)N - Night Light (entire fixture)Circuiting pg. 30 - None _P - Bodine 10W _IC - Iota 10W_E - Emergency Circuit Section_N - Night Light Circuit Section_L - Life Safety Circuit Section_G - Philips Bodine GTDBattery and Emergency pg. 34” (101.6mm)4” (101.6mm)4” (101.6mm)4-13/16” (121.9mm)2-1/4”(57.2mm)See Mounting Section5-1/4” (133.4mm)5-1/4” (133.4mm)1Individual fixtures come in 2’, 4’, 6’ & 8’ lengths. Continuous row come in 2’ increments. 2Specify mounting for individual or continuous length: G1, G9, GS, FL, NF & SF for continuous rows, G1G, G9G, GSG, FLF, NFN & SFS for individual lengths. 3While we do offer dimmable driver options, please note that dimming is not recommended with Indigo-Clean fixtures as it can reduce the efficiency of disinfection. 4Enter quantity for Battery and Emergency, Example 2P. • Boards and driver are specifically for Indigo Clean®• Indigo Clean® is safe and effective at killing SARS-CoV-2, Influenza-A, Staph Aureus and a list of pathogens that negatively impact health• Standard, white luminaire that provides on-demand disinfection when light is on• Laboratory-tested disinfection• Unlike UV disinfection, light is safe for occupants• Proven effectiveness per independent lab test results• Provides a cleaner, safer environment, even in areas normal cleaning doesn’t reachEDGE EV2DSpecifications and dimensions subject to change without notice. Specification sheets that appear on pinnacle-ltg.com are the most recent version and supersede all other previously printed or electronic versions.EV2D_LED_SPEC_MAY2022Designed in Denver, CO • USA ¦ pinnacle-ltg.com ¦ O: 303-322-5570 F: 303-322-5568Recessed Linear • 80 CRI = R9≥19Sourcepg. 22468_Indiv. FixtureIndiv. FixtureIndiv. FixtureIndiv. FixtureCont. RunContinuous runs available in 2’ increments..23” (584.2mm)47” (1193.8mm)71” (1803.4mm)95” (2413mm)Specify in 2’ incrementsLength• All individual units cannot be joined, end trims are factory installed and cannot be removed• Continuous Rows are made up of even and odd length fixtures; designed to fall on-grid• Individual fixtures come in 2’, 4’, 6’ & 8’ lengths. Continuous rows come in 2’ increments.Indigo Clean LEDColorWattShieldingper footHEHigh EfficiencyLumens/ftLPWIC323200K9.895797.7IC373700K9.8982100.2IC434300K9.81005102.6G1G Individual UnitG9GGBGGSGFLFNFNSFSG1 Continuous Run or PatternG9GBGSFLNFSF1" (15/16”) T-Bar Flange to Flange: 3-1/16” (77.8mm)9/16” T-BarFor tegular tile instal-lations, fixture position will not be flush to the bottom of the tile Flange to Flange: 3-1/16” (77.8mm)9/16” T-BarRail has bevel edge details. For tegular tile installations, fixture position will be flush to the bottom of the tile Flange to Flange: 3-1/16” (77.8mm)Screw Slot & 9/16” T-BarFor 9/16” installations with tegular tile, fixture position will be flush to the bottom of the tile Flange to Flange: 3-1/16” (77.8mm)Exposed Standard 1/2” Flange Detail Flange to Flange: 3-3/8” (85.7mm)Metal Pan or Millwork Flange to Flange: 2-11/16” (68.2mm)Drywall, Flangeless Detail Flange to Flange: 4-1/4” (108mm) RCPMOptional Rotating CrossbarOptional Perimeter Mounting Includes bracket and wall railTegular TileTegular TileTegular TileStandard TileStandard TileTegular TileTegular Tile• Individual Units, specify G_G, FLF, SFS, NFN• Continuous Units, specify G_, FL, SF, NF• Individual units cannot be joined, end trims are factory installed and cannot be removed• Designed to install into acoustical grid and inaccessible ceilings• Grid retention brackets integral to housing and require mechanical attachment• Each housing contains 4 grid retention brackets• Tie off fixture to structure with retention wires• Approved for dry/damp location unless otherwise notedMountingEDGE EV2DSpecifications and dimensions subject to change without notice. Specification sheets that appear on pinnacle-ltg.com are the most recent version and supersede all other previously printed or electronic versions.EV2D_LED_SPEC_MAY2022Designed in Denver, CO • USA ¦ pinnacle-ltg.com ¦ O: 303-322-5570 F: 303-322-5568Recessed Linear pg. 3• Some EV2D configurations will not accommodate all voltage options; consult with factoryUUniversal1120 volt2277 voltVoltageDriver• Driver Lifetime: 50,000 hours at 25°C ambient operating conditions• For more Driver options, see Pinnacle Resource Guide• Some EV2D configurations will not accommodate all driver options; consult with factoryHow to Specify Circuiting, Battery and Emergency• Select fixture circuiting from options below• Some EV2D configurations will not accommodate all circuiting options, consult with factory1Single CircuitMMulti Circuit (Not available with controls)EEmergency Circuit only (uses nIO EZ PH ER with NLIGHT)NNight Light Circuit onlyEmergencyFor Approximate Battery Lumen Output• Multiply battery wattage X fixture LPW shown on Lumen Table• 92.3 (LPW) x 10 (watts) = 923 battery lumen outputBattery OR Emergency Ordering Examples • Single circuit, 10w Integral Battery Ordering Code: 1-1P • Emergency only, 10w Integral Battery Ordering Code: E-1P • Single circuit, GTD required Ordering Code: 1-1GCombination Section Ordering Examples • Single circuit, (1) 10w battery, (1) emergency section Ordering Code: 1-1P1E • Multi circuit, (2) 10w battery, (2) emergency sections Ordering Code: M-2P2E • Single circuit, (1) night light section Ordering Code: 1-1N• Select battery section type if required, indicate total QTY. Example 2P• 90 minute battery runtime; test button location dependant on configuration, consult factory • No battery option available for 2’ & 3’ lengths • Entire fixture is on battery for lengths up to 5’ • Half of fixture is on battery for 6’ or 8’ housing lengths • For more battery options available, see Pinnacle Resource Guide • Select emergency section type if required, indicate total QTY. Example 1E• Combine battery and emergency section ordering codes if both options are selectedBattery and/or Emergency If RequiredCircuiting+213• Battery and emergency section options are available in addition to fixture circuit• Select battery and emergency section options below; factory shop drawing required• Some EV2D configurations will not accommodate all circuiting options, consult with factory0No battery or specific emergency section requiredBatteryFinish• Standard powder-coat textured white, metallic silver, textured black, graphite or bronze painted finish; consult factory for chip of standard paint finishes• Selecting a fixture finish other than white may impact lumen output; consult factory for more informationWWhiteSMetallic SilverBLTextured BlackGRGraphiteBRBronzeCCCustom Color0-10V DriversFSDFactory Select Driver 1%, 0-10v PL2Advance Xitanium 1%, 0-10vOL2Osram Optotronic, 1%, 0-10v_FSGFactory Select ALCR, Automatic Load Control Relay_GIIota ETS DR, Emergency Lighting Control Device_GBBodine GTD, Emergency Lighting Control Device_EEmergency circuit section (NLIGHT ONLY full housing not sections)_NNight Light circuit section_LLife Safety circuit section NO THROUGH WIRE0No Battery_ILLIota 10w Integral Lithium, Self Testing_PLLBodine 10w Integral Lithium, Self TestingEDGE EV2DSpecifications and dimensions subject to change without notice. Specification sheets that appear on pinnacle-ltg.com are the most recent version and supersede all other previously printed or electronic versions.EV2D_LED_SPEC_MAY2022Designed in Denver, CO • USA ¦ pinnacle-ltg.com ¦ O: 303-322-5570 F: 303-322-5568Recessed Linear pg. 4Fixture Options• Additional options to enhance the fixture and finish of the productCPChicago PlenumPMPerimeter Mount (not available in 2’ or 3’)RCRotating CrossbarGLRInternal Fast Blow FuseAMAntimicrobial PaintPhotometricsSatine LensTest #ITL93386Catalog #EV2D-HE-IC43-4Lumens4020 lmWatts39.1 WEfficacy102.8 LPW18331375917458For all available IES files, please visit our website at pinnacle-ltg.com. Photometry testing in accordance to IESNA-LM-79-08 at an NVLAP accredited testing laboratory. Testing conducted at 25°C ambient conditions.Candela DistributionLuminance Data (cd/sq.m)Vert AngleHorizontal AngleAngle In DegreesAverage 0-DegAverage 45-DegAverage 90-Deg 022.54567.590452166218742164640183318331833183318335519173160581393951822182118191816181565164591347911746101791178417761766176175131261063793921517411720170816841676858737705767212016671636160915751556251571152914931436141230145914121355128812593513321280120811271095401190113710579739424510469929058257955089684876569166755751707629567546606085715054554406547544438935233970349326284257249752322151881731668013012010798968552474240409000000Controls• Pinnacle is able to accommodate different control solutions from different manufacturers. Consult Factory for more information.Applications & CertificatesConstruction: Formed cold-rolled 18 gauge steel housing. Highly reflective die-formed white painted steel reflector.Shielding: Diffuse snap-in acrylic lens, removable for maintenance.Mounting: EDGE is designed to install into acoustical grid and inaccessible ceilings. Specify GXG, FLF, SFS, NFN for individual, unjoinable units (individual units will fall on-grid). Specify GX, FL, SF, NF for continuous runs (runs designed to fall on-grid). Consult factory for detailed installation instructions. Maximum fixture weight is 15lbs per 4’ fixture.Indigo Clean LED: Spectrum focused lighting for continuous environmental disinfec-tion. 25ºC test environment. Lumen output/wattage has a margin of +/- 5%. All luminaire configurations tested in accordance with IES LM-79. Diodes tested in accordance with IES LM-80. Lifetime calculated using IES TM-21. Minimum lifetime greater than 60,000 hours. L70 = 80,000 hours. MacAdam 3-Step Ellipses. Not all products are lighting facts listed. For all available IES files, please visit our website at pinnacle-ltg.com.Voltage: Universal (U), 120 volt (1), 277 volt (2) and 347 volt (3) options available. Must specify OL3 in Driver section when 347 volt (3) is selected. Some EDGE configurations will not accommodate all voltage options; consult with factory.Driver: Standard Driver Option is Advance Xitanium 0-10v, 1% = PL2. Electronic driver, Power factor is >0.9 with a THD <20%. Driver Lifetime: 50,000 hours at 25°C ambient oper-ating conditions. Ambient operating range: -20°F/-30°C to 120°F/49°C. For more driver options, see Pinnacle Resource Guide. Some EDGE configurations will not accommodate all driver options.Circuiting: Select from single circuit (1), Multi circuit - For multiple circuiting and zone control, requires factory shop drawing (M), Emergency circuit (E), Life Safety (L) or Night Light circuit (N). For emergency circuiting situations that require no through wire or cir-cuit separation, Life Safety Circuit should be selected. This will provide a separate power feed and only the Life Safety Circuit in that section. Some EDGE configurations will not accommodate all circuiting options; consult with factory. Battery & Emergency: Select battery or emergency options if required. If battery or emergency option is not required, enter 0. Battery duration is 90 minutes as standard. Test button location dependant on configuration, consult factory. For more Battery options, see Pinnacle Resource Guide.Finish: Standard powder-coat textured white, metallic silver, textured black, graphite or bronze painted finish; consult factory for chip of standard paint finishes or for additional custom color and finish options.Controls: Pinnacle is able to accommodate different control solutions from different man-ufacturers. Consult Factory for more information.Labels: ETL listed conforming to UL1598 abd CSA 250. Approved for dry/damp location unless otherwise noted.Fixture Weight: Maximum fixture weight is 15lbs per 4’ fixture.Buy American Act CompliantWarranty: EDGE LED offered with a 5-year limited warranty. Covers LED, driver and fixture.
https://www.pinnacle-ltg.com/sites/default/files/2023-02/EV3D_LED_SPEC.pdf | lighting | Specifications and dimensions subject to change without notice. Specification sheets that appear on pinnacle-ltg.com are the most recent version and supersede all other previously printed or electronic versions.Project NameDateTypeEV3D_LED_SPEC_JAN2023Designed in Denver, CO • USA ¦ pinnacle-ltg.com ¦ O: 303-322-5570Example Part #: EV3D-HE-830HO-26’-G1-U-OL2-1-0-WEV3D -----------SHIELDINGSOURCELENGTH OR PATTERNMOUNTINGVOLTAGEDRIVERCIRCUITINGBATTERY & EMERGENCYFINISHFIXTURE OPTIONSCONTROLSEDGE EV3D3” Recessed Linear • Extruded aluminum trim with formed cold rolled 18 gauge steel back box housing• Highly reflective white painted steel reflector• 5-year limited warranty covers LED, driver and fixture• UL and ceUL listed. IC rated• Approved for dry/damp location unless otherwise noted• Maximum fixture weight is 15lbs per 4ft fixture• Room-Side Maintenance for LED system• Buy American Act compliant• Indigo-Clean available, see Indigo-Clean specification sheets for detailsKey Features_ __ _ _ _ _ __ _ _ _ _ __ _ _ _ _ _SHIELDINGSOURCE 1LENGTH OR PATTERN2MOUNTING3A - Satine Lens HE - High Efficiency Lens BW - Batwing WHE - Asymmetric AL - Drop LensHED - Descent LensH - Arched Regress LensR - Regress LensShielding pg. 2_27_ _ - 2700K _30_ _ - 3000K _35_ _ - 3500K _40_ _ - 4000K TW3 - Tunable White (Blanco 3) CL_ _ _ _ _ _ - Custom Lumens CW_ _ _ _ _ _ - Custom Watts MOD - Mod options availableLumen Output pg. 2_ _ - Individual Fixture _ _ - Continuous Row L _ x _ - L Shape R _ x _ - Rectangle S _ - Square U _ x _ - U Shape T _ x _ - T Shape X _ x _ x _ - X Shape WC _ x _ - Wall to Ceiling MOD - Mod options availableLength and Pattern pg. 3-4G1(G) - 1” (15/16”) T Bar G9(G) - 9/16” T Bar GB(G) - 9/16” Bevel T BarGS(G) - Screw Slot T Bar FL(F) - 1/2” Flange NF(N) - Non Flange SF(S) - Spackle Flange MOD - Mod options availableMounting pg. 4_ _ __ _ _ _ _ _FINISHFIXTURE OPTIONS5CONTROLS6W - White S - Metallic SilverBL - Textured BlackBR - BronzeGR - GraphiteCC - Custom ColorFinish pg. 6QS - Quick Ship CP - Chicago Plenum FIL- Field Cut Illuminated Extension LMRA - Adjustable MR16 (LED) XLED - Fixed Xicato LED RC - Rotating CrossbarGLR - Internal Fast Blow Fuse DSP - Customer Supplied Battery/Driver/SensorMOD - Mod options availableFW6 - 6’ Flex WhipFixture Options pg. 6DLMFS - Wattstopper LLLC (wireless)EASYS - Philips EasySense (wireless)SNSLM - Encelium Sensilum (wireless)WVLX - Eaton WaveLinx (wireless)VDO - Lutron Vive Sensor (wireless)VRF - Lutron Vive Connected (wireless)MOD - Mod options availableControls pg. 7_ _ _ __ _ _ _ _ ___ _ _VOLTAGEDRIVERCIRCUITINGBATTERY & EMERGENCY4U - Universal (120 thru 277V)1 - 120V 2 - 277V 3 - 347VVoltage pg. 4FSD - Factory Select Driver (1%, 0-10v)PL2 - Advance Xitanium (1%, 0-10v) OL4 - Osram 347v (1%, 0-10v)EE1 - eldoLED ECOdrive (1%, 0-10v)ES1 - eldoLED SOLOdrive (0.1%, 0-10v)LH1 - Lutron Hi-lume (1%, EcoSystem) PR1 - Advance Xitanium SROL2 - Osram (1%, 0-10v) MOD - Mod options availableDriver pg. 51 - Single Circuit M - Multi CircuitE - Emergency (entire fixture)N - Night Light (entire fixture)Circuiting pg. 50 - None _FSG - Factory Select ALCR_FSB - Factory Select Battery_GI - Iota ETS DR_GB - Bodine GTD_P - Bodine 10W _IC - Iota 10W (CEC Listed) _E - Emergency Circuit Section_N - Night Light Circuit SectionBattery and Emergency pg. 61When specifying SOURCE the first _ is for specifying either 8 - 80CRI or 9 - 90CRI. The ending _ _ are for specifying output, example HO - High Output. If specifying QS output is 80 CRI, all color temperatures, all lumen packages. Does not include Tunable White. See output charts for more information. 2Individual fixtures come in 2’, 3’, 4’, 5’, 6’, 7’ & 8’ lengths. Continuous row come in 1/8” increments. For Patterns specify pattern shape and overall dimensions. Example: L6x4: L pattern that is 6’x4’. 3Specify mounting for individual or continuous length: G1, G9, GS, FL, NF & SF for continuous rows, G1G, G9G, GSG, FLF, NFN & SFS for individual lengths. 4Enter quantity for Battery and Emergency, Example 2P. 5QS must be used in fixture options section of part number to qualify. LMRA option only available with 120v 6Controls can only be used with Single Circuit (1) or Emergency Circuit (E). See Controls chart on page 5 for driver options and more information.4” (101.6mm)4” (101.6mm)See Mounting Section4” (101.6mm)3”(76.2mm)See Mounting SectionSee Mounting Section5-1/4” (133.4mm)5-1/4” (133.4mm)EDGE EV3DSpecifications and dimensions subject to change without notice. Specification sheets that appear on pinnacle-ltg.com are the most recent version and supersede all other previously printed or electronic versions.EV3D_LED_SPEC_JAN2023• Specify either 80 or 90 CRI• Longer lead-time may apply for 90 CRI. Consult factory • 90 CRI = R9≥50• QuickShip available for: “A” lens, 80 CRI, all color temperature, and all lumen packages• Not all products qualify for DLC listing. For a complete listing of the EV3D products that qualify for DLC, please go to the DLC website.Designed in Denver, CO • USA ¦ pinnacle-ltg.com ¦ O: 303-322-5570 F: 303-322-5568Recessed Linear Source: White LED1ShieldingCustom Output - Lumens OR WattageCL _____ Specify CRI, CCT and desired lumens (i.e. CL835500)Specify lumens between standard offering listed below. Lumens are specified per color tempCW_____ Specify CRI, CCT and desired wattage (i.e. CW9407)Specify watts between standard offering listed below80 CRIColorLumens Shielding1per footAALHEBWWHEHEDHRSatineDropHigh EfficiencyBatwingAsymmetricDescent LensArched RegressRegressLPWWatts/ftLPWWatts/ftLPWWatts/ftLPWWatts/ftLPWWatts/ftLPWWatts/ftLPWWatts/ftLPWWatts/ft8303000K5001194.21234.11343.71264.01313.81164.31005.01174.3830HO3000K7501196.31275.91395.41315.71355.51156.51007.51176.4830VHO3000K10001228.21317.71407.11327.61367.31188.51019.91198.48353500K5001234.11273.91383.61303.81353.71204.21034.81214.1835HO3500K7501236.11315.71445.21355.61405.31196.31037.31206.2835VHO3500K10001267.91337.51446.91367.41417.11228.21049.61238.18404000K5001234.11273.91383.61303.81353.71204.21034.81214.1840HO4000K7501236.11315.71445.21355.61405.31196.31037.31206.2840VHO4000K10001267.91337.51446.91367.41417.11228.21049.61238.190 CRI9272700K500995.11044.81134.41064.71104.5965.2816.2975.2927HO2700K750997.61067.11126.71086.91096.9977.7829.1987.6927VHO2700K100010010.01079.31168.61099.21138.99710.3N/A9810.29303000K5001064.71134.41234.11164.31204.21034.9885.71034.8930HO3000K7501087.01136.71236.11156.51206.31057.2898.41067.1930VHO3000K10001089.21168.61268.01188.51238.21069.48911.21079.39353500K5001054.71134.41224.11154.31194.21024.9885.71034.9935HO3500K7501077.01126.71226.11156.51196.31047.2898.41057.1935VHO3500K10001089.31168.71258.01188.51228.21069.58811.41079.49404000K5001054.71134.41224.11154.31194.21024.9885.71034.9940HO4000K7501077.01126.71226.11156.51196.31047.2898.41057.1940VHO4000K10001089.31168.71258.01188.51228.21069.58811.41079.4These options use 5-1/4” HousingAALHEBWWHEHEDHRSatine LensDrop Lens(foot lengths only)High EfficiencyBatwingAsymmetricDescent LensArched RegressFlat Regresspg. 21LPW and watts/ft based off 47” fixture size.1” (25.4mm)Blanco 3 Tunable White (TW3)Range Shielding1AHEBWSatineHigh EfficiencyBatwing2700-6500KLumens/ftLPWWatts/ftLumens/ftLPWWatts/ftLumens/ftLPWWatts/ftTW3653778.5754888.5712848.5• CRI >90, R9 >92• 3 Channel tunable white for precise black body curve CCT• Allows for high color consistency between fixtures• Self-commissioning with Wattstopper DLM integrated controls• Requires Control Ordering Code B3LM (pg. 6)• Requires Drive Ordering Code EC2 (pg. 4)Source: Blanco312345678_Indiv. FixtureIndiv. FixtureIndiv. FixtureIndiv. FixtureIndiv. FixtureIndiv. FixtureIndiv. FixtureCont. RunSpecify nominal overall row length to the 1/8” not avaiable with H or R shielding options23” (584.2mm)35” (889mm)47” (1193.8mm)59” (1498.6mm)71” (1803.4mm)83” (2108.2mm)95” (2413mm)Specify to the 1/8”Length• All individual units cannot be joined, end trims are factory installed and cannot be removed• Refer to Pattern section for specification and ordering options• Continuous Rows are made up of even and odd length fixtures; designed to fall on-gridEDGE EV3DSpecifications and dimensions subject to change without notice. Specification sheets that appear on pinnacle-ltg.com are the most recent version and supersede all other previously printed or electronic versions.EV3D_LED_SPEC_JAN2023• Specify pattern shape and overall dimensions (includes corner dimensions)• 90 degree horizontal corners are 12”x12” (overall, outside dimension)• Angles and shapes not shown require Mod Pattern; consult factory• Only available with A or HE Lenses• Not all drivers available with all patterns; consult factoryBACWBAACBAABS_R_x_U_x_x_L_x_T_x_X_x_WC_x_SquareProvide A dimen-sionExample: S4’Nominal Length- 4’x4’Minimum Length- 3’11”x3’11”RectangleProvide AxB dimensionsExample: R4’x4’ Nominal Length- 4’x4’Minimum Length- 3’11”x3’11”U-ShapeProvide AxBxC dimensionsExample: U3’x4’x3’Nominal Length- 3’x4’x3’Minimum Length- 2’11”x3’11”x2’11”L-ShapeProvide AxB dimensionsExample: L3’x3’Nominal Length- 3’x3’ Minimum Length- 2’11”x2’11”T-ShapeProvide AxB dimensionsExample: T3’x5’Nominal Length- 3’x5’Minimum Length- 2’11”x4’10”X-ShapeProvide AxB dimensionsExample: X5’x5’Nominal Length- 5’x5’Minimum Length- 4’10”x4’10”Wall to CeilingProvide WxC dimensionsExample: WC2’x2’Nominal Length- 2’x2’Minumim Length- 1’11”x1’11”ABHorizontal Details; Every Connection is 12” x 12” in Overall Dimension6”12”12”12”12”6”12”12”Direct Source: MOD Options• Specify MOD in the part number for any of the below options• All RGB_ Source Options will require specific driver and control• Consult factory for MOD specification details, pricing, and lead-time informationRequired DriverRequired ControlMODColor Changing RGB LEDEC1/EC4DMXColor Changing RGB-W LEDEC1/EC4DMX2 Channel Tunable WhiteDesigned in Denver, CO • USA ¦ pinnacle-ltg.com ¦ O: 303-322-5570 F: 303-322-5568Recessed Linear Patternpg. 314”14”Wall to Ceiling Detail Wall to Ceiling connector does not impact overall length. Entire connector will be recessed into wall/ceiling once installed.4-1/16”4-1/16”Outside Detail For Outside Corner configurations,please consult factory. 14”14”EDGE EV3DSpecifications and dimensions subject to change without notice. Specification sheets that appear on pinnacle-ltg.com are the most recent version and supersede all other previously printed or electronic versions.EV3D_LED_SPEC_JAN2023• Some EV3D configurations will not accommodate all voltage options; consult with factoryUUniversal1120 volt2277 volt3347 voltLength or Pattern: MOD Options• Specify MOD in the part number for any of the below options• Consult factory for MOD specification details, pricing, and lead-time informationDesigned in Denver, CO • USA ¦ pinnacle-ltg.com ¦ O: 303-322-5570 F: 303-322-5568Recessed Linear VoltageTegular TileTegular TileTegular TileStandard TileStandard TileTegular TileTegular Tile• Individual Units, specify G_G, FLF, SFS, NFN• Continuous Units, specify G_, FL, SF, NF• Individual units cannot be joined, end trims are factory installed and cannot be removed• Designed to install into acoustical grid and inaccessible ceilings• Grid retention brackets integral to housing and require mechanical attachment• Each housing contains 4 grid retention brackets• Tie off fixture to structure with retention wires• Approved for dry/damp location unless otherwise notedMountingMounting: MOD Options• Specify MOD in the part number for any of the below options• Consult factory for MOD specification details, pricing, and lead-time informationMODRecessed to SuspendedAlternative Ceiling SolutionsCombination RailsG1G Individual UnitG9GGBGGSGFLFNFNSFSG1 Continuous Run or PatternG9GBGSFLNFSF1" (15/16”) T-Bar Flange to Flange: 3-13/16” (96.8mm)9/16” T-BarFor tegular tile instal-lations, fixture position will not be flush to the bottom of the tile Flange to Flange: 3-13/16” (96.8mm)9/16” T-BarRail has bevel edge details. For tegular tile installations, fixture position will be flush to the bottom of the tile Flange to Flange: 3-13/16” (96.8mm)Screw Slot & 9/16” T-BarFor 9/16” installations with tegular tile, fixture position will be flush to the bottom of the tile Flange to Flange: 3-13/16” (96.8mm)Exposed Standard 1/2” Flange Detail Flange to Flange: 4-1/8” (104.7mm)Metal Pan or Millwork Flange to Flange: 3-7/16” (87.3mm)Drywall, Flangeless Detail Flange to Flange: 5” (127mm) RCOptional Rotating Crossbarpg. 4MODSpecify MOD for patterns, lengths or angles not shown above45- 180 degree anglesSingle-piece welded housings up to 4’ x 40-10V DriversFSDFactory Select Driver 1%, 0-10vPL2Signify Advance Xitanium 1%, 0-10vPL4Advance Xitanium 347v 1%, 0-10v, requires 347vOL2Osram Optotronic, 1%, 0-10vOL4Osram Optotronic 347v, 1% 0-10v, requires 347v optionEE1eldoLED ECOdrive 1%, 0-10v LogarithmicEE2eldoLED ECOdrive 1%, 0-10v LinearES1eldoLED SOLOdrive 0-10v, 0.1% LogarithmicES2eldoLED SOLOdrive 0-10v, 0% LinearOL5Osram Optotronic 1%, 0-10v, AUXPL5Advance Xitanium 1%, 0-10v, AUXDALI DriversEE3eldoLED ECOdrive .1%, DALI (logarithmic)ES3eldoLED SOLOdrive .1%, DALI (logarithmic)OD1Osram Optotronic 1%, DEXALOD2Osram Optotronic 1%, DALI 2 ChannelLutron DriversLH1Lutron Hi-lume Soft-on, Fade-to-black 1%, EcoSystem, LDE1LH4Lutron Hi-Lume 1%, 2-wire, Lutron-LTEA2W, 120v onlyAlternate DriversPS1Signify Advance Xitanium Step Dimming 50%/100%PR1Philips Advance Xitanium SR, requires EASYS, VDO or VRFOD1Osram Optotronic 1%, DEXALEH1ELV 120v only, 0-10v universalEDGE EV3DSpecifications and dimensions subject to change without notice. Specification sheets that appear on pinnacle-ltg.com are the most recent version and supersede all other previously printed or electronic versions.EV3D_LED_SPEC_JAN2023• Standard Driver Option = FSD• Driver Lifetime: 50,000 hours at 25°C ambient operating conditions• For more driver options see Pinnacle Resource Guide • Some EV3D configurations will not accommodate all driver options; consult with factoryDriver: MOD Options• Specify MOD in the part number for any of the below options• Consult factory for MOD specification details, pricing, and lead-time informationMODPower Over EthernetHow to specify Circuiting, Battery and Emergency• Select fixture circuiting from options below• Some EV3D configurations will not accommodate all circuiting options, consult with factory1Single CircuitMMulti Circuit (Not available with controls)EEmergency Circuit only (uses nIO EZ PH ER with NLIGHT)NNight Light Circuit onlyCircuiting+213• Battery and emergency section options are available in addition to fixture circuit• Select battery and emergency section options below; factory shop drawing required• Some EV3D configurations will not accommodate all circuiting options, consult with factoryBattery and/or Emergency If Required0No battery or specific emergency section requiredDesigned in Denver, CO • USA ¦ pinnacle-ltg.com ¦ O: 303-322-5570 F: 303-322-5568Recessed Linear Driverpg. 5EDGE EV3DSpecifications and dimensions subject to change without notice. Specification sheets that appear on pinnacle-ltg.com are the most recent version and supersede all other previously printed or electronic versions.EV3D_LED_SPEC_JAN2023FinishFixture Options• Standard powder-coat textured white, metallic silver, textured black, graphite or bronze painted finish; consult factory for chip of standard paint finishes• Selecting a fixture finish other than white may impact lumen output; consult factory for more information• Consult factory for MR16 configurations• FIL has 2” min - 12” max length• FIL Option angle range is 40° to 90°• FIL Option is not IC ratedWWhiteSMetallic SilverBLTextured BlackGRGraphiteBRBronzeCCCustom ColorQSQuick ShipCPChicago PlenumFILField Cut Illuminated Extension LMRAAdjustable MR16 LED (only available with 120v)XLEDFixed Xicato LEDRCRotating CrossbarDSPCustomer Supplied Battery/Driver/SensorGLRInternal Fast Blow FuseFW66’ Flex WhipEmergency_FSGFactory Select Automatic Load Control Relay (ALCR), UNV_GIEmergency Transfer Switch (ETS) DR Emergency Control Device, UNV_GBBodine GTD, Generator Transfer Device, 120v or 277v_EEmergency circuit section (NLIGHT ONLY full housing not sections)_NNight Light circuit section_LLife Safety circuit section NO THROUGH WIREFor Approximate Battery Lumen Output• Multiply battery wattage X fixture LPW shown on Lumen Table• 92.3 (LPW) x 10 (watts) = 923 battery lumen outputBattery OR Emergency Ordering Examples • Single circuit, 10w Integral Battery Ordering Code: 1-1P • Emergency only, 10w Integral Battery Ordering Code: E-1P • Single circuit, GTD required Ordering Code: 1-1GCombination Section Ordering Examples • Single circuit, (1) 10w battery, (1) emergency section Ordering Code: 1-1P1E • Multi circuit, (2) 10w battery, (2) emergency sections Ordering Code: M-2P2E • Single circuit, (1) night light section Ordering Code: 1-1N• Select battery section type if required, indicate total QTY. Example 2P• 90 minute battery runtime; test button is remote • No battery option available for 2’ & 3’ lengths • Entire fixture is on battery for lengths up to 5’ • Half of fixture is on battery for 6’ or 8’ housing lengths • For more battery options available, see Pinnacle Resource Guide • Select emergency section type if required, indicate total QTY. Example 1E• Combine battery and emergency section ordering codes if both options are selectedBatteryFixture Options: MOD Options• Specify MOD in the part number for any of the below options• Consult factory for MOD specification details, pricing, and lead-time informationMODRemote Driver0No Battery_FSBFactory Select Battery (10w option)_FSBSTFactory Select Battery (Self Testing)_ICIota 10w Integral_ILLIota 10w Integral Lithium, Self Testing_IRHIota 20w Remote_PBodine 10w Integral_PLLBodine 10w Integral Lithium, Self Testing_PRHBodine 20w RemoteDesigned in Denver, CO • USA ¦ pinnacle-ltg.com ¦ O: 303-322-5570 F: 303-322-5568Recessed Linear pg. 6EDGE EV3DSpecifications and dimensions subject to change without notice. Specification sheets that appear on pinnacle-ltg.com are the most recent version and supersede all other previously printed or electronic versions.EV3D_LED_SPEC_JAN2023PhotometricsSatine LensTest #91432, 939851Catalog #EV3D-A-840VHO-4Lumens4020 lmWatts32.3 wEfficacy124.6 LPWCandela DistributionLuminance Data (cd/sq.m)Vert AngleHorizontal AngleAngle In DegreesAverage 0-DegAverage 45-DegAverage 90-Deg 022.54567.59045109501089210833014001400140014001400551054110483104405139313951397139813996598829804980415134813441350135013487585618625872025125312451253125412478561436616689935111211041112110811054594093293593293055734730730729727655075045035015037526926827127327485656670737390000001Based on ITL Reports 91432 and 93985. For all available IES files, please visit our website at pinnacle-ltg.com. Photometry testing in accordance to IESNA-LM-79-08 at an NVLAP accredited testing laboratory. Testing conducted at 25°C ambient conditions.All lengths and continuous rows up to 1,000 ft OR 150 individual fixtures. Consult factory for larger projects.Quick ShipShieldingCRI, CCT & OutputMountingVoltageDriverCircuitingBatteryFinish10-DayAHEBWWHE 80 CRI, all color tem-peratures, all lumen packagesSee pg 2G1(G)G9(G)GS(G)FL(F)NF(N)SF(S)1” T-Bar9/16” T-BarScrew Slot1/2” FlangeFlangelessSpackle FlangeU12Universal (120-277)120V277VFSDPL2OL2Factory Select Driver (1%, 0-10v)Advance Xitanium 1%, 1-10vOsram 0-10v, 1%1ENSingle CircuitEmergency Night Light0_ICNoneIota 10wIntegralWSWhiteSilver14021052701351Controls: MOD Options• Specify MOD in the part number for any of the below options• Control Options may require specific driver. Refer to the chart below• Consult factory for MOD specification details, pricing, and lead-time informationRequired DriverMODEnlighted (Wireless) - ENLIAny 0-10vEnlighted (Wireless) - ENLCAny 0-10vAcuity nLight Air Wireless ConnectedEE6, ES6Designed in Denver, CO • USA ¦ pinnacle-ltg.com ¦ O: 303-322-5570 F: 303-322-5568Recessed Linear pg. 7Controls• Pinnacle Lighting offers easy to specify network control solutions that connect to an intelligent centralized system to maximize lighting energy efficiencies or integral sensors for individual fixture control • Pinnacle Lighting fixtures ship technology ready; commissioning by others• Controls can only be used with Single Circuit (1) or Emergency Circuit (E) • Contact factory for any non-standard configurations for layout, placement, or EM options• One drop per sensor typical, consult factory for more information• Must specify required driver in Driver SectionSolutionComponentsNetwork/SensorConnectionRequired DriversLimitationsDLMFCLegrand Wattstopper DLMLMFC-011Digital Lighting Management (DLM)Wired, two RJ45 portsAny 0-10vNot available with BatteryDLMFSLegrand Wattstopper LLLCLMFS-601-W / LMFI-111Wireless DLM Fixture SensorWirelessOD1, PR1 or 0-10v0-10v requires interfaceEASYSPhilips EasySenseSNS-210Daylight/PIR OccupancyWireless to switchesPR1Not available with 347 voltSNSLMEncelium SensilumEN-CLM-PIR-DD-ZBEncelium, Daylight/PIR OccupancyWirelessOD1, OL5Not available with 347 voltWLVXEaton WavelinxSWPD1, NSP3IVMVDC1WaveLinx WCL, DaylightWirelessAny 0-10vNot available with 347 voltVDOLutron Vive SensorDFCSJ-OEM-OCCVive, Daylight/PIR OccupancyWirelessOD1, PR1Not available with 347 voltVRFLutron Vive Connected DFCSJ-OEM-RFViveWirelessOD1, PR1Not available with 347 voltEDGE EV3DSpecifications and dimensions subject to change without notice. Specification sheets that appear on pinnacle-ltg.com are the most recent version and supersede all other previously printed or electronic versions.EV3D_LED_SPEC_JAN2023Construction: Formed cold-rolled 18 gauge steel housing. Highly reflective die-formed white painted steel reflector.Shielding: Diffuse snap-in acrylic lens, removable for maintenance.Mounting: EDGE is designed to install into acoustical grid and inaccessible ceilings. Specify GXG, FLF, SFS, NFN for individual, unjoinable units (individual units will fall on-grid). Specify GX, FL, SF, NF for continuous runs (runs designed to fall on-grid). Consult factory for detailed installation instructions. Maximum fixture weight is 15lbs per 4’ fixture.LED: 25°C test environment. Lumen output/wattage has a margin of +/- 5%; 2’ or 3’ lengths may have a greater wattage deviation. Luminaire configurations tested in accor-dance with IES LM-79. Diodes tested in accordance with IES LM-80. Lifetime calculated using IES TM-21. Minimum lifetime greater than 60,000 hours. Lifetime Projection L70 = 121,600 hours and L90 = 36,200 hours. MacAdam 3-Step Ellipses. Not all products are Lighting Facts listed. For all available IES files, please visit our website at pinnacle-ltg.com.BIOS LED: Spectrum focused lighting for circadian stimulus. EML or M/P ratio: .8 for 3500K, .9 for 4000K. COI >3.0. Not all lumen packages available. Two lumen packages available. Standard, and High (HO). Custom outputs are available. Specify custom lumens or watts between standard offering listed on CRI, CCT & Output page. CRI, CCT & Lumen Output: Three lumen packages available. Standard, High (HO) and Very High (VHO) . Custom outputs are available. Specify custom lumens or watts between standard offering listed on CRI, CCT & Output page. 80 CRI is available for 3000K, 3500K, and 4000K. 90 CRI is available for 2700K, 3000K, 3500K, and 4000K. 90 CRI = R9≥50.Voltage: Universal (U), 120 volt (1), 277 volt (2) and 347 volt (3) options available. Must specify OL4 in Driver section when 347 volt (3) is selected. Some EDGE configurations will not accommodate all voltage options; consult with factory.Driver: Standard Driver Option is Advance Xitanium 0-10V, 1% = PL2. Electronic driver, Power factor is >0.9 with a THD <20%. Driver Lifetime: 50,000 hours at 25°C ambient operating conditions. Ambient operating range: -20°F/-30°C to 98°F/37°C. For more driver options, see Pinnacle Resource Guide. Some EDGE configurations will not accommodate all driver options.Circuiting: Select from single circuit (1), Multi circuit - For multiple circuiting and zone control, requires factory shop drawing (M), Emergency circuit (E), Life Safety (L) or Night Light circuit (N). For emergency circuiting situations that require no through wire or circuit separation, Life Safety Circuit should be selected. This will provide a separate power feed and only the Life Safety Circuit in that section. Some EDGE configurations will not accom-modate all circuiting options; consult with factory. Battery & Emergency: Select battery or emergency options if required. If battery or emergency option is not required, enter 0. Battery duration is 90 minutes as standard. Test button is remote to fixture. For more Battery options, see Pinnacle Resource Guide.Finish: Standard powder-coat textured white, metallic silver, textured black, graphite or bronze painted finish; consult factory for chip of standard paint finishes or for additional custom color and finish options.MR16: Ideal for conference rooms, corridors, wall washing, retail spaces and training facilities where accent lighting is required. Fully enclosed compartment eliminates light from entering into our fixture areas. LED lamps are not included. Consult factory for other lamp types. Standard 60 watt max LED electronic transformer (120v), MR16 installed as an independent circuit. MR16 to match fixture voltage. LMRA option not available with 277v. Consult factory for MR16 configurations.Controls: DLM utilizes wired network connections for digital control through switching and dimming. nLight Air rES7 sensor provides wireless control, daylight harvesting and occupancy detection with PIR or PDT using eldoLED LED drivers. nLight Air rIO module provides wireless control using eldoLED LED drivers. EasySense sensor provides daylight harvesting and PIR occupancy detection using the SR LED driver; the Philips app provides advanced configurations. ENCELIUM SensiLUM sensor provides wireless control, daylight harvesting and PIR occupancy; driver data is available when using the DEXAL driver. ENCELIUM SensiLUM sensor provides wireless control, daylight harvesting and PIR occu-pancy; driver data is available when using the DEXAL driver. WaveLinx Connected Lighting sensor provides wireless control and daylight harvesting using 0-10V LED drivers. Lutron Vive sensor provides wireless control, daylight harvesting and PIR occupancy detection using DEXAL or SR LED drivers. Lutron Vive module provides wireless control using DEXAL or SR LED drivers. Labels: UL and cUL Listed. Standard, HO and VHO lumen packages are IC Rated, ap-proved for dry/damp location unless otherwise noted.Fixture Weight: Maximum fixture weight is 15lbs per 4’ fixture.Buy American Act CompliantWarranty: EDGE LED offered with a 5-year limited warranty. Covers LED, driver and fixture.Applications & CertificatesDesigned in Denver, CO • USA ¦ pinnacle-ltg.com ¦ O: 303-322-5570 F: 303-322-5568Recessed Linear pg. 8
https://www.pinnacle-ltg.com/sites/default/files/2022-05/EV3D_IC_SPEC.pdf | lighting | Specifications and dimensions subject to change without notice. Specification sheets that appear on pinnacle-ltg.com are the most recent version and supersede all other previously printed or electronic versions.Project NameDateTypeEV3D_IC_SPEC_MAY2022Designed in Denver, CO • USA ¦ pinnacle-ltg.com ¦ O: 303-322-5570Example Part #: EV3D-HE-IC37-26’-G1-U-ND-1-0-WEV3D ----------SHIELDINGSOURCELENGTHMOUNTINGVOLTAGEDRIVERCIRCUITINGBATTERY & EMERGENCYFINISHFIXTURE OPTIONSEDGE EV3D3” Recessed Linear Key Features1Individual fixtures come in 2’, 4’, 6’ & 8’ lengths. Continuous row come in 2’ increments. 2Specify mounting for individual or continuous length: G1, G9, GS, FL, NF & SF for continuous rows, G1G, G9G, GSG, FLF, NFN & SFS for individual lengths. 3While we do offer dimmable driver options, please note that dimming is not recommended with Indigo-Clean fixtures as it can reduce the efficiency of disinfection. 4Enter quantity for Battery and Emergency, Example 2P. _ __ _ _ _ _ __ _ _ _ _ __ _ _ _ _ _SHIELDINGSOURCELENGTH1MOUNTING2HE - High Efficiency Lens IC32 - Indigo Clean LED, 3200KIC37 - Indigo Clean LED, 3700KIC43 - Indigo Clean LED, 4300KSource pg. 2_ _ - Individual Fixture _ _ - Continuous Row Length pg. 2G1(G) - 1” (15/16”) T Bar G9(G) - 9/16” T Bar GB(G) - 9/16” Bevel T BarGS(G) - Screw Slot T Bar FL(F) - 1/2” Flange NF(N) - Non Flange SF(S) - Spackle FlangeMounting pg. 2_ _ __ _ FINISHFIXTURE OPTIONSCONTROLSW - White S - Metallic SilverBL - Textured BlackBR - BronzeGR - GraphiteCC - Custom ColorFinish pg. 3CP - Chicago Plenum PM - Perimeter MountRC - Rotating CrossbarGLR - Internal Fast Blow Fuse AM - Antimicrobial PaintFixture Options pg. 4Pinnacle is able to accommodate different control solutions from different manufacturers. Consult Factory for more information._ _ _ __ _ _ _ _ ___ _ _VOLTAGEDRIVER3CIRCUITINGBATTERY & EMERGENCY4U - Universal (120 thru 277V)1 - 120V 2 - 277V Voltage pg. 3FSD - Factory Select Driver (1%, 0-10v)PL2 - Advance Xitanium (1%, 0-10v)OL2 - Osram Optotronic (10%, 0-10v)Driver pg. 31 - Single Circuit M - Multi CircuitE - Emergency (entire fixture)N - Night Light (entire fixture)Circuiting pg. 30 - None _P - Bodine 10W _IC - Iota 10W (CEC Listed)_E - Emergency Circuit Section_N - Night Light Circuit Section_L - Life Safety Circuit Section_G - Bodine GTDBattery and Emergency pg. 34-1/16” (103.2mm)3” (76.2mm)See Mounting Section5-1/4” (133.4mm)• Boards and driver are specifically for Indigo Clean®• Indigo Clean® is safe and effective at killing SARS-CoV-2, Influenza-A, Staph Aureus and a list of pathogens that negatively impact health• Standard, white luminaire that provides on-demand disinfection when light is on• Laboratory-tested disinfection• Unlike UV disinfection, light is safe for occupants• Proven effectiveness per independent lab test results• Provides a cleaner, safer environment, even in areas normal cleaning doesn’t reachEDGE EV3DSpecifications and dimensions subject to change without notice. Specification sheets that appear on pinnacle-ltg.com are the most recent version and supersede all other previously printed or electronic versions.EV3D_IC_SPEC_MAY2022Designed in Denver, CO • USA ¦ pinnacle-ltg.com ¦ O: 303-322-5570 F: 303-322-5568Recessed Linear pg. 2Length• All individual units cannot be joined, end trims are factory installed and cannot be removed• Continuous Rows are made up of even and odd length fixtures; designed to fall on-grid• Individual fixtures come in 2’, 4’, 6’ & 8’ lengths. Continuous rows come in 2’ increments• 80 CRI = R9≥19SourceIndigo Clean LEDColorWattShieldingper footHEHigh EfficiencyLumens/ftLPWIC323200K10.81170108.3IC373700K10.81200111.1IC434300K10.81229113.8G1G Individual UnitG9GGBGGSGFLFNFNSFSG1 Continuous Run or PatternG9GBGSFLNFSF1" (15/16”) T-Bar Flange to Flange: 3-13/16” (96.8mm)9/16” T-BarFor tegular tile instal-lations, fixture position will not be flush to the bottom of the tile Flange to Flange: 3-13/16” (96.8mm)9/16” T-BarRail has bevel edge details. For tegular tile installations, fixture position will be flush to the bottom of the tile Flange to Flange: 3-13/16” (96.8mm)Screw Slot & 9/16” T-BarFor 9/16” installations with tegular tile, fixture position will be flush to the bottom of the tile Flange to Flange: 3-13/16” (96.8mm)Exposed Standard 1/2” Flange Detail Flange to Flange: 4-1/8” (104.7mm)Metal Pan or Millwork Flange to Flange: 3-7/16” (87.3mm)Drywall, Flangeless Detail Flange to Flange: 5” (127mm) PMOptional Perimeter Mounting Includes bracket and wall railTegular TileTegular TileTegular TileStandard TileStandard TileTegular TileTegular Tile• Individual Units, specify G_G, FLF, SFS, NFN• Continuous Units, specify G_, FL, SF, NF• Individual units cannot be joined, end trims are factory installed and cannot be removed• Designed to install into acoustical grid and inaccessible ceilings• Grid retention brackets integral to housing and require mechanical attachment• Each housing contains 4 grid retention brackets• Tie off fixture to structure with retention wires• Approved for dry/damp location unless otherwise notedMounting2468_Indiv. FixtureIndiv. FixtureIndiv. FixtureIndiv. FixtureCont. RunContinuous runs available in 2’ increments.23” (584.2mm)47” (1193.8mm)71” (1803.4mm)95” (2413mm)Specify in 2’ incrementsEDGE EV3DSpecifications and dimensions subject to change without notice. Specification sheets that appear on pinnacle-ltg.com are the most recent version and supersede all other previously printed or electronic versions.EV3D_IC_SPEC_MAY2022Designed in Denver, CO • USA ¦ pinnacle-ltg.com ¦ O: 303-322-5570 F: 303-322-5568Recessed Linear pg. 3• Some EV3D configurations will not accommodate all voltage options; consult with factory• Standard Driver Option = FSD• Driver Lifetime: 50,000 hours at 25°C ambient operating conditions• For more driver options see Pinnacle Resource Guide • Some EV3D configurations will not accommodate all driver options; con-sult with factoryUUniversal1120 volt2277 voltVoltageDriverHow to specify Circuiting, Battery and Emergency• Select fixture circuiting from options below• Some EV3D configurations will not accommodate all circuiting options, consult with factory1Single CircuitMMulti Circuit (Not available with controls)EEmergency Circuit only (uses nIO EZ PH ER with NLIGHT)NNight Light Circuit onlyEmergencyFor Approximate Battery Lumen Output• Multiply battery wattage X fixture LPW shown on Lumen Table• 92.3 (LPW) x 10 (watts) = 923 battery lumen outputBattery OR Emergency Ordering Examples • Single circuit, 10w Integral Battery Ordering Code: 1-1P • Emergency only, 10w Integral Battery Ordering Code: E-1P • Single circuit, GTD required Ordering Code: 1-1GCombination Section Ordering Examples • Single circuit, (1) 10w battery, (1) emergency section Ordering Code: 1-1P1E • Multi circuit, (2) 10w battery, (2) emergency sections Ordering Code: M-2P2E • Single circuit, (1) night light section Ordering Code: 1-1N• Select battery section type if required, indicate total QTY. Example 2P• 90 minute battery runtime; test button is remote • No battery option available for 2’ & 3’ lengths • Entire fixture is on battery for lengths up to 5’ • Half of fixture is on battery for 6’ or 8’ housing lengths • For more battery options available, see Pinnacle Resource Guide • Select emergency section type if required, indicate total QTY. Example 1E• Combine battery and emergency section ordering codes if both options are selectedBattery and/or Emergency If RequiredCircuiting+213• Battery and emergency section options are available in addition to fixture circuit• Select battery and emergency section options below; factory shop drawing required• Some EV3D configurations will not accommodate all circuiting options, consult with factory0No battery or specific emergency section requiredBatteryFinish• Standard powder-coat textured white, metallic silver, textured black, graphite or bronze painted finish; consult factory for chip of standard paint finishes• Selecting a fixture finish other than white may impact lumen output; consult factory for more informationWWhiteSMetallic SilverBLTextured BlackGRGraphiteBRBronzeCCCustom Color0-10V DriversFSDFactory Select Driver 1%, 0-10v PL2Advance Xitanium 1%, 0-10vOL2Osram Optotronic, 1%, 0-10v0No Battery_ICIota 10w Integral_PBodine 10w Integral_FSGFactory Select ALCR, Automatic Load Control Relay_GIIota ETS DR, Emergency Lighting Control Device_GBBodine GTD, Emergency Lighting Control Device_EEmergency circuit section (NLIGHT ONLY full housing not sections)_NNight Light circuit section_LLife Safety circuit section NO THROUGH WIREEDGE EV3DSpecifications and dimensions subject to change without notice. Specification sheets that appear on pinnacle-ltg.com are the most recent version and supersede all other previously printed or electronic versions.EV3D_IC_SPEC_MAY2022Designed in Denver, CO • USA ¦ pinnacle-ltg.com ¦ O: 303-322-5570 F: 303-322-5568Recessed Linear pg. 4Fixture Options• Additional options to enhance the fixture and finish of the productCPChicago PlenumPMPerimeter Mount (not available in 2’ or 3’)RCRotating CrossbarGLRInternal Fast Blow FuseAMAntimicrobial PaintPhotometricsSatine LensTest #ITL93385Catalog #EV3D-HE-IC43-4Lumens3141 lmWatts31.6 WEfficacy99.4 LPW13791034690345For all available IES files, please visit our website at pinnacle-ltg.com. Photometry testing in accordance to IESNA-LM-79-08 at an NVLAP accredited testing laboratory. Testing conducted at 25°C ambient conditionsControls• Pinnacle is able to accommodate different control solutions from different manufacturers. Consult Factory for more information.Construction: Formed cold-rolled 18 gauge steel housing. Highly reflective die-formed white painted steel reflector.Shielding: Diffuse snap-in acrylic lens, removable for maintenance.Mounting: EDGE is designed to install into acoustical grid and inaccessible ceilings. Specify GXG, FLF, SFS, NFN for individual, unjoinable units (individual units will fall on-grid). Specify GX, FL, SF, NF for continuous runs (runs designed to fall on-grid). Consult factory for detailed installation instructions. Maximum fixture weight is 15lbs per 4’ fixture.Indigo Clean LED: Spectrum focused lighting for continuous environmental disinfection. 25ºC test environment. Lumen output/wattage has a margin of +/- 5%. All luminaire configurations tested in accordance with IES LM-79. Diodes tested in accordance with IES LM-80. Lifetime calculated using IES TM-21. Minimum lifetime greater than 60,000 hours. L70 = 80,000 hours. MacAdam 3-Step Ellipses. Not all products are lighting facts listed. For all available IES files, please visit our website at pinnacle-ltg.com.Voltage: Universal (U), 120 volt (1), 277 volt (2) and 347 volt (3) options available. Some EDGE configurations will not accommodate all voltage options; consult with factory.Driver: Standard Driver Option is Advance Xitanium 0-10v, 1% = PL2. Electronic driver, Power factor is >0.9 with a THD <20%. Driver Lifetime: 50,000 hours at 25°C ambient oper-ating conditions. Ambient operating range: -20°F/-30°C to 120°F/49°C. For more driver options, see Pinnacle Resource Guide. Some EDGE configurations will not accommodate all driver options.Circuiting: Select from single circuit (1), Multi circuit - For multiple circuiting and zone control, requires factory shop drawing (M), Emergency circuit (E), Life Safety (L) or Night Light circuit (N). For emergency circuiting situations that require no through wire or circuit separation, Life Safety Circuit should be selected. This will provide a separate power feed and only the Life Safety Circuit in that section. Some EDGE configurations will not accom-modate all circuiting options; consult with factory. Battery & Emergency: Select battery or emergency options if required. If battery or emergency option is not required, enter 0. Battery duration is 90 minutes as standard. Test button is remote to fixture. For more Battery options, see Pinnacle Resource Guide.Finish: Standard powder-coat textured white, metallic silver, textured black, graphite or bronze painted finish; consult factory for chip of standard paint finishes or for additional custom color and finish options.Controls: Pinnacle is able to accommodate different control solutions from different man-ufacturers. Consult Factory for more information.Labels: UL and cUL Listed. Approved for dry/damp location unless otherwise noted.Fixture Weight: Maximum fixture weight is 15lbs per 4’ fixture.Buy American Act CompliantWarranty: EDGE LED offered with a 5-year limited warranty. Covers LED, driver and fixture.Applications & CertificatesCandela DistributionLuminance Data (cd/sq.m)Vert AngleHorizontal AngleAngle In DegreesAverage 0-DegAverage 45-DegAverage 90-Deg 022.54567.59045122391107410111013791379137913791379551097297658789513701369136813671366659641842075881013481343133513291328757850691763231513051290128512691262855545504046622012501227121211901178251176114711291095108130109010601030990973359979639278798644089386181977275445788758713665651506786526085675525557354951047245960470449415383373653713533243002927027726324122321775185176163151149801071029489888544424038379000000
https://www.pinnacle-ltg.com/sites/default/files/2023-02/EV4D_LED_SPEC.pdf | lighting | Specifications and dimensions subject to change without notice. Specification sheets that appear on pinnacle-ltg.com are the most recent version and supersede all other previously printed or electronic versions.Project NameDateTypeEV4D_LED_SPEC_JAN2023Designed in Denver, CO • USA ¦ pinnacle-ltg.com ¦ O: 303-322-5570Example Part #: EV4D-HE-830HO-26’-G1-U-OL2-1-0-WEV4D -----------SHIELDINGSOURCELENGTH OR PATTERNMOUNTINGVOLTAGEDRIVERCIRCUITINGBATTERY & EMERGENCYFINISHFIXTURE OPTIONSCONTROLSEDGE EV4D4” Recessed Linear • Extruded aluminum trim with formed cold rolled 18 gauge steel back box housing• Highly reflective white painted steel reflector• 5-year limited warranty covers LED, driver and fixture• ETL Listed conforming to UL1598 in US and CSA 250 in Canada• Approved for dry/damp location unless otherwise noted• Maximum fixture weight is 15lbs per 4ft fixture• Room-Side Maintenance for LED system• Buy American Act compliant• Indigo-Clean available, see Indigo-Clean specification sheets for detailsKey Features_ __ _ _ _ _ __ _ _ _ _ __ _ _ _ _ _SHIELDINGSOURCE 1LENGTH OR PATTERN2MOUNTING3A - Satine Lens HE - High Efficiency Lens HED - Descent Lens BW - Batwing WHE - Asymmetric AL - Drop LensH - Arched Regress LensR - Regress LensShielding pg. 2_27_ _ - 2700K _30_ _ - 3000K _35_ _ - 3500K (available as BIOS)_40_ _ - 4000K (available as BIOS)TW3 - Tunable White (Blanco 3) CL_ _ _ _ _ _ - Custom Lumens CW_ _ _ _ _ _ - Custom Watts MOD - Mod options available Lumen Output pg. 2-3_ _ - Individual Fixture _ _ - Continuous Row L _ x _ - L Shape R _ x _ - Rectangle S _ - Square U _ x _ - U Shape T _ x _ - T Shape X _ x _ x _ - X Shape WC _ x _ - Wall to Ceiling MOD - Mod options availableLength and Pattern pg. 3-4G1(G) - 1” (15/16”) T Bar G9(G) - 9/16” T Bar GB(G) - 9/16” Bevel T BarGS(G) - Screw Slot T Bar FL(F) - 1/2” Flange NF(N) - Non Flange SF(S) - Spackle Flange MOD - Mod options available Mounting pg. 5_ _ __ _ _ _ _ _FINISHFIXTURE OPTIONS5CONTROLS6W - White S - Metallic SilverBL - Textured BlackBR - BronzeGR - GraphiteCC - Custom ColorFinish pg. 7QS - Quick Ship CP - Chicago Plenum FIL- Field Cut Illuminated Extension RC - Rotating CrossbarGLR - Internal Fast Blow Fuse DSP - Customer Supplied Battery/Driver/SensorMOD - Mod options available FW6 - 6’ Flex WhipFixture Options pg. 7DLMFC - Wattstopper DLM (wired)DLMFS - Wattstopper LLLC (wireless)EASYS - Philips EasySense (wireless)SNSLM - Encelium Sensilum (wireless)WVLX - Eaton Wavelinx (wireless)VDO - Lutron Vive Sensor (wireless)VRF - Lutron Vive Connected (wireless)ENL_ - Enlighted (wireless)MOD - Mod options available Controls pg. 8_ _ _ __ _ _ _ _ ___ _ _VOLTAGEDRIVERCIRCUITINGBATTERY & EMERGENCY4U - Universal (120 thru 277V)1 - 120V 2 - 277V 3 - 347VVoltage pg. 5FSD - Factory Select Driver (1%, 0-10v)PL2 - Advance Xitanium (1%, 0-10v) OL4 - Osram 347v (1%, 0-10v)EE1 - eldoLED ECOdrive (1%, 0-10v)ES1 - eldoLED SOLOdrive (0.1%, 0-10v)LH1 - Lutron Hi-lume (1%, EcoSystem) PR1 - Advance Xitanium SROL2 - Osram (1%, 0-10v) MOD - Mod options available Driver pg. 61 - Single Circuit M - Multi CircuitE - Emergency (entire fixture)N - Night Light (entire fixture)Circuiting pg. 60 - None _FSG - Factory Select ALCR_FSB - Factory Select Battery_GI - Iota ETS DR_GB - Bodine GTD_P - Bodine 10W_IC - Iota 10W (CEC Listed) _E - Emergency Circuit Section_N - Night Light Circuit Section_L - Life Safety Circuit SectionBattery and Emergency pg. 6-71. When specifying SOURCE the first _ is for specifying either 8 - 80CRI or 9 - 90CRI. The ending _ _ are for specifying output, example HO - High Output. If specifying QS output is 80 CRI, all color temperatures, all lumen packages. Does not include Tunable White. See output charts for more information. 2. Individual fixtures come in 2’, 3’, 4’, 5’, 6’, 7’ & 8’ lengths. Continuous row come in 1/8” increments. For Patterns specify pattern shape and overall dimensions. Example: L6x4: L pattern that is 6’x4’. 3. Specify mounting for individual or continuous length: G1, G9, GS, FL, NF & SF for continuous rows, G1G, G9G, GSG, FLF, NFN & SFS for individual lengths. 4. Enter quantity for Battery and Emergency, Example 2P. 5. QS must be used in fixture options section of part number to qualify. LMRA option only available with 120v 6Controls can only be used with Single Circuit (1) or Emergency Circuit (E). See Controls chart on page 5 for driver options and more information.4” (101.6mm)4” (101.6mm)3”(76.2mm)See Mounting SectionSee Mounting Section5-1/4” (133.4mm)5-1/4 (133.4mm)Custom Output - Lumens OR WattageCL _____ Specify CRI, CCT and desired lumens (i.e. CL835500)Specify lumens between standard offering listed below. Lumens are specified per color tempCW_____ Specify CRI, CCT and desired wattage (i.e. CW9407)Specify watts between standard offering listed below80 CRIColorLumens Shielding1per footAALHEBWWHEHEDHRSatineDropHigh EfficiencyBatwingAsymmetricDescentArched RegressRegressLPWWatts/ftLPWWatts/ftLPWWatts/ftLPWWatts/ftLPWWatts/ftLPWWatts/ftLPWWatts/ftLPWWatts/ft8303000K5001144.41034.91264.01224.11234.11134.4975.21034.9830HO3000K7501146.61057.21305.81275.91275.91136.7987.61037.3830VHO3000K10001178.51069.41317.61307.71307.71168.69810.21049.68353500K5001184.31064.71303.91264.01274.01174.31005.01044.8835HO3500K7501176.41086.91345.61315.71315.71166.41007.51067.1835VHO3500K10001208.31089.21367.41327.61327.61198.41019.91079.48404000K5001184.31064.71303.91264.01274.01174.31005.01044.8840HO4000K7501176.41086.91345.61315.71315.71166.41007.51067.1840VHO4000K10001208.31089.21367.41327.61327.61198.41019.91079.490 CRI9272700K500945.3845.91064.71034.91034.8945.3786.4836.0927HO2700K750967.8868.71086.91057.11057.1957.9809.4858.8927VHO2700K10009510.58511.81089.21079.41079.49510.6N/AN/A9303000K5001034.9935.41154.31124.41134.41024.9855.9915.5930HO3000K7501037.3948.01156.51126.71126.71027.3878.6928.1930VHO3000K10001049.69410.71188.51158.71168.71049.78511.79210.99353500K5001034.9925.41154.31124.51124.51024.9855.9905.5935HO3500K7501027.3948.01156.51116.71126.71027.4878.6928.1935VHO3500K10001049.69310.71188.51158.71158.71039.78511.89210.99404000K5001034.9925.41154.31124.51124.51024.9855.9905.5940HO4000K7501027.3948.01156.51116.71126.71027.4878.6928.1940VHO4000K10001049.69310.71188.51158.71158.71039.78511.89210.91LPW and watts/ft based off 47” fixture size.EDGE EV4DSpecifications and dimensions subject to change without notice. Specification sheets that appear on pinnacle-ltg.com are the most recent version and supersede all other previously printed or electronic versions.EV4D_LED_SPEC_JAN2023• Specify either 80 or 90 CRI• Longer lead-time may apply for 90 CRI. Consult factory • 90 CRI = R9≥50• LPW and watts/ft based off 47” fixture size.Designed in Denver, CO • USA ¦ pinnacle-ltg.com ¦ O: 303-322-5570 F: 303-322-5568Recessed Linear Source: White LED1pg. 2ShieldingThese options use 5-1/4” HousingAALHEBWWHEHEDHRSatine LensDrop Lens(foot lengths only)High EfficiencyBatwingAsymmetricDescentArched RegressFlat Regress1” (25.4mm)EDGE EV4DSpecifications and dimensions subject to change without notice. Specification sheets that appear on pinnacle-ltg.com are the most recent version and supersede all other previously printed or electronic versions.EV4D_LED_SPEC_JAN2023Designed in Denver, CO • USA ¦ pinnacle-ltg.com ¦ O: 303-322-5570 F: 303-322-5568Recessed Linear pg. 31LPW and watts/ft based off 47” fixture size.Blanco 3 Tunable White (TW3)Range Shielding1AHEBWSatineHigh EfficiencyBatwing2700-6500KLumens/ftLPWWatts/ftLumens/ftLPWWatts/ftLumens/ftLPWWatts/ftTW3653778.5743878.5724858.5Source: Blanco31• CRI >90, R9 >92• 3 Channel tunable white for precise black body curve CCT• Allows for high color consistency between fixtures• Self-commissioning with Wattstopper DLM integrated controls• Requires Control Ordering Code B3LM (pg. 6)• Requires Drive Ordering Code EC2 (pg. 4)Direct Source: MOD Options• Specify MOD in the part number for any of the below options• All RGB_ Source Options will require specific driver and control• Consult factory for MOD specification details, pricing, and lead-time informationRequired DriverRequired ControlMODColor Changing RGB LEDEC1/EC4DMXColor Changing RGB-W LEDEC1/EC4DMX2 Channel Tunable White2345678_Indiv. FixtureIndiv. FixtureIndiv. FixtureIndiv. FixtureIndiv. FixtureIndiv. FixtureIndiv. FixtureCont. RunSpecify nominal overall row length to the 1/8” not avaiable with H or R shielding options23” (584.2mm)35” (889mm)47” (1193.8mm)59” (1498.6mm)71” (1803.4mm)83” (2108.2mm)95” (2413mm)Specify to the 1/8”Length• All individual units cannot be joined, end trims are factory installed and cannot be removed• Refer to Pattern section for specification and ordering options• Continuous Rows are made up of even and odd length fixtures; designed to fall on-grid• BIOS and Blanco3 are only available in foot lengthsBIOSColorLumens Shielding1per footAHEBWSatineHigh EfficiencyBatwingLPWWatts/ftLPWWatts/ftLPWWatts/ftB353500K50070.17.1816.2796.3B35HO3500K75069.310.8829.2799.5B35VHO3500K1000N/A7912.7N/AB404000K50072.06.9836.0816.2B40HO4000K75071.310.5848.9829.2B40VHO4000K1000N/A8112.3N/ACustom Output - Lumens OR WattageCLB _ _ _ _Specify CRI, CCT and desired lumens (i.e. CL835500)Specify lumens between standard offering listed below. Lumens are specified per color tempCWB _ _ _ _ Specify CRI, CCT and desired wattage (i.e. CW9407)Specify watts between standard offering listed belowSource: BIOS1• CRI >84, R9 >90• Spectrum focused lighting for circadian stimulus• High EML or M/P ratio: .8 for 3500K, .9 for 4000K• COI: ≤3.3• Available for use with most Driver or Control optionsEDGE EV4DSpecifications and dimensions subject to change without notice. Specification sheets that appear on pinnacle-ltg.com are the most recent version and supersede all other previously printed or electronic versions.EV4D_LED_SPEC_JAN2023Horizontal Details; Every Connection is 12” x 12” in Overall Dimension6”12”12”12”12”6”12”12”Designed in Denver, CO • USA ¦ pinnacle-ltg.com ¦ O: 303-322-5570 F: 303-322-5568Recessed Linear pg. 4MODSpecify MOD for patterns, lengths or angles not shown above45- 180 degree anglesSingle-piece welded housings up to 4’ x 4• Specify pattern shape and overall dimensions (includes corner dimensions)• 90 degree horizontal corners are 12”x12” (overall, outside dimension)• Angles and shapes not shown require Mod Pattern; consult factory• Only available with A or HE Lenses• Not all drivers available with all patterns; consult factoryBACWBAACBAABS_R_x_U_x_x_L_x_T_x_X_x_WC_x_MSquareProvide A dimen-sionExample: S4’Nominal Length- 4’x4’Minimum Length- 3’11”x3’11”RectangleProvide AxB dimensionsExample: R4’x4’ Nominal Length- 4’x4’Minimum Length- 3’11”x3’11”U-ShapeProvide AxBxC dimensionsExample: U3’x4’x3’Nominal Length- 3’x4’x3’Minimum Length- 2’11”x3’11”x2’11”L-ShapeProvide AxB dimensionsExample: L3’x3’Nominal Length- 3’x3’ Minimum Length- 2’11”x2’11”T-ShapeProvide AxB dimensionsExample: T3’x5’Nominal Length- 3’x5’Minimum Length- 2’11”x4’10”X-ShapeProvide AxB dimensionsExample: X5’x5’Nominal Length- 5’x5’Minimum Length- 4’10”x4’10”Wall to CeilingProvide WxC dimensionsExample: WC2’x2’Nominal Length- 2’x2’Minumim Length- 1’11”x1’11”ModLayoutFor patterns or lengths not shown or standardABPatternOutside Detail For Outside Corner configurations,please consult factory. 14”14”Wall to Ceiling Detail Wall to Ceiling connector does not impact overall length. Entire connector will be recessed into wall/ceiling once installed.4-1/16”4-1/16”Length or Pattern: MOD Options• Specify MOD in the part number for any of the below options• Consult factory for MOD specification details, pricing, and lead-time informationG1G Individual UnitG9GGBGGSGFLFNFNSFSG1 Continuous Run or PatternG9GBGSFLNFSF1" (15/16”) T-Bar Flange to Flange: 4-13/16” (122.2mm)9/16” T-BarFor tegular tile instal-lations, fixture position will not be flush to the bottom of the tile Flange to Flange: 4-13/16” (122.2mm)9/16” T-BarRail has bevel edge details. For tegular tile installations, fixture position will be flush to the bottom of the tile Flange to Flange: 4-13/16” (122.2mm)Screw Slot & 9/16” T-BarFor 9/16” installations with tegular tile, fixture position will be flush to the bottom of the tile Flange to Flange: 4-13/16” (122.2mm)Exposed Standard 1/2” Flange Detail Flange to Flange: 5-1/8” (130.2mm)Metal Pan or Millwork Flange to Flange: 4-7/16” (112.7mm)Drywall, Flangeless Detail Flange to Flange: 6” (152.4mm) RCOptional Rotating CrossbarTegular TileTegular TileTegular TileStandard TileStandard TileTegular TileTegular TileEDGE EV4DSpecifications and dimensions subject to change without notice. Specification sheets that appear on pinnacle-ltg.com are the most recent version and supersede all other previously printed or electronic versions.EV4D_LED_SPEC_JAN2023• Some EV4D configurations will not accommodate all voltage options; consult with factoryUUniversal1120 volt2277 volt3347 volt• Individual Units, specify G_G, FLF, SFS, NFN• Continuous Units, specify G_, FL, SF, NF• Individual units cannot be joined, end trims are factory installed and cannot be removed• Designed to install into acoustical grid and inaccessible ceilings• Grid retention brackets integral to housing and require mechanical attachment• Each housing contains 4 grid retention brackets• Tie off fixture to structure with retention wires• Approved for dry/damp location unless otherwise notedDesigned in Denver, CO • USA ¦ pinnacle-ltg.com ¦ O: 303-322-5570 F: 303-322-5568Recessed Linear VoltageMountingpg. 5Mounting: MOD Options• Specify MOD in the part number for any of the below options• Consult factory for MOD specification details, pricing, and lead-time informationMODRecessed to SuspendedAlternative Ceiling SolutionsCombination Rails0-10V DriversFSDFactory Select Driver 1%, 0-10vPL2Signify Advance Xitanium 1%, 0-10vPL4Advance Xitanium 347v 1%, 0-10v, requires 347vOL2Osram Optotronic, 1%, 0-10vOL4Osram Optotronic 347v, 1% 0-10v, requires 347v optionEE1eldoLED ECOdrive 1%, 0-10v LogarithmicEE2eldoLED ECOdrive 1%, 0-10v LinearES1eldoLED SOLOdrive 0-10v, 0.1% LogarithmicES2eldoLED SOLOdrive 0-10v, 0% LinearOL5Osram Optotronic 1%, 0-10v, AUXPL5Advance Xitanium 1%, 0-10v, AUXDALI DriversEE3eldoLED ECOdrive .1%, DALI (logarithmic)ES3eldoLED SOLOdrive .1%, DALI (logarithmic)OD1Osram Optotronic 1%, DEXALOD2Osram Optotronic 1%, DALI 2 ChannelLutron DriversLH1Lutron Hi-lume Soft-on, Fade-to-black 1%, EcoSystem, LDE1LH4Lutron Hi-Lume 1%, 2-wire, Lutron-LTEA2W, 120v onlyAlternate DriversPS1Signify Advance Xitanium Step Dimming 50%/100%PR1Philips Advance Xitanium SR, requires EASYS, VDO or VRFOD1Osram Optotronic 1%, DEXALEH1ELV 120v only, 0-10v universalEC2Constant Voltage LED driver, 120v or 277v requiredEDGE EV4DSpecifications and dimensions subject to change without notice. Specification sheets that appear on pinnacle-ltg.com are the most recent version and supersede all other previously printed or electronic versions.EV4D_LED_SPEC_JAN2023• Standard Driver Option = FSD• Driver Lifetime: 50,000 hours at 25°C ambient operating conditions• For more driver options see Pinnacle Resource Guide • Some EV4D configurations will not accommodate all driver options; consult with factoryHow to Specify Circuiting, Battery and Emergency• Select fixture circuiting from options below• Some EV4D configurations will not accommodate all circuiting options, consult with factory1Single CircuitMMulti Circuit (Not available with controls)EEmergency Circuit only (uses nIO EZ PH ER with NLIGHT)NNight Light Circuit onlyCircuiting+213• Battery and emergency section options are available in addition to fixture circuit• Select battery and emergency section options below; factory shop drawing required• Some EV4D configurations will not accommodate all circuiting options, consult with factoryBattery and/or Emergency If Required0No battery or specific emergency section requiredDesigned in Denver, CO • USA ¦ pinnacle-ltg.com ¦ O: 303-322-5570 F: 303-322-5568Recessed Linear DriverDriver: MOD Options• Specify MOD in the part number for any of the below options• Consult factory for MOD specification details, pricing, and lead-time informationMODPower Over Ethernetpg. 6EDGE EV4DSpecifications and dimensions subject to change without notice. Specification sheets that appear on pinnacle-ltg.com are the most recent version and supersede all other previously printed or electronic versions.EV4D_LED_SPEC_JAN2023FinishFixture Options• Standard powder-coat textured white, metallic silver, textured black, graphite or bronze painted finish; consult factory for chip of standard paint finishes• Selecting a fixture finish other than white may impact lumen output; consult factory for more information• FIL has 2” min - 12” max length• FIL Option angle range is 40° to 90°• FIL Option is not IC ratedWWhiteSMetallic SilverBLTextured BlackGRGraphiteBRBronzeCCCustom ColorQSQuick ShipCPChicago PlenumFILField Cut Illuminated Extension RCRotating CrossbarDSPCustomer Supplied Battery/Driver/SensorGLRInternal Fast Blow FuseFW66’ Flex WhipEmergency_FSGFactory Select Automatic Load Control Relay (ALCR), UNV_GIEmergency Transfer Switch (ETS) DR Emergency Control Device, UNV_GBBodine GTD, Generator Transfer Device, 120v or 277v_EEmergency circuit section (NLIGHT ONLY full housing not sections)_NNight Light circuit section_LLife Safety circuit section NO THROUGH WIREFor Approximate Battery Lumen Output• Multiply battery wattage X fixture LPW shown on Lumen Table• 92.3 (LPW) x 10 (watts) = 923 battery lumen outputBattery OR Emergency Ordering Examples • Single circuit, 10w Integral Battery Ordering Code: 1-1P • Emergency only, 10w Integral Battery Ordering Code: E-1P • Single circuit, GTD required Ordering Code: 1-1GCombination Section Ordering Examples • Single circuit, (1) 10w battery, (1) emergency section Ordering Code: 1-1P1E • Multi circuit, (2) 10w battery, (2) emergency sections Ordering Code: M-2P2E • Single circuit, (1) night light section Ordering Code: 1-1N• Select battery section type if required, indicate total QTY. Example 2P• 90 minute battery runtime; test button location dependant on configuration, consult factory • No battery option available for 2’ & 3’ lengths • Entire fixture is on battery for lengths up to 5’ • Half of fixture is on battery for 6’ or 8’ housing lengths • For more battery options available, see Pinnacle Resource Guide • Select emergency section type if required, indicate total QTY. Example 1E• Combine battery and emergency section ordering codes if both options are selectedBattery0No Battery_FSBFactory Select Battery (10w option)_FSBSTFactory Select Battery (Self Testing)_ICIota 10w Integral_ILLIota 10w Integral Lithium, Self Testing_IRHIota 20w Remote_PBodine 10w Integral_PLLBodine 10w Integral Lithium, Self Testing_PRHBodine 20w RemoteDesigned in Denver, CO • USA ¦ pinnacle-ltg.com ¦ O: 303-322-5570 F: 303-322-5568Recessed Linear All lengths and continuous rows up to 1,000 ft OR 150 individual fixtures. Consult factory for larger projects.Quick ShipShieldingCRI, CCT & OutputMountingVoltageDriverCircuitingBatteryFinish10-DayAHEBWWHE 80 CRI, all color tem-peratures, all lumen packagesSee pg 2G1(G)G9(G)GS(G)FL(F)NF(N)SF(S)1” T-Bar9/16” T-BarScrew Slot1/2” FlangeFlangelessSpackle FlangeU12Universal (120-277)120V277VFSDPL2OL2Factory Select Driver (1%, 0-10v)Advance Xitanium 1%, 0-10vOsram 0-10v, 1%1ENSingle CircuitEmergency Night Light0_ICNoneIota 10wIntegralW Whitepg. 7EDGE EV4DSpecifications and dimensions subject to change without notice. Specification sheets that appear on pinnacle-ltg.com are the most recent version and supersede all other previously printed or electronic versions.EV4D_LED_SPEC_JAN2023Controls: MOD Options• Specify MOD in the part number for any of the below options• Control Options may require specific driver. Refer to the chart below• Consult factory for MOD specification details, pricing, and lead-time informationRequired DriverMODAcuity nLight Air Wireless ConnectedEE6, ES6PhotometricsSatine LensTest #ITL91432Catalog #EV2D-A-840VHO-4Lumens4020 lmWatts34.7 wEfficacy116 LPWCandela DistributionLuminance Data (cd/sq.m)Vert AngleHorizontal AngleAngle In DegreesAverage 0-DegAverage 45-DegAverage 90-Deg 022.54567.590451095010892108330140014001400140014005510541104831044051393139513971398139965988298049804101379138213821379138175856186258720151348134413501350134885614366166899201306129813061307130425125312451253125412473011911178118511841183351112110411121108110540103010231029102710244594093293593293050839834836833830557347307307297276062461861961861565507504503501503703883863873883877526926827127327480156160164166168856566707373900000014021052701351For all available IES files, please visit our website at pinnacle-ltg.com. Photometry testing in accordance to IESNA-LM-79-08 at an NVLAP accredited testing laboratory. Testing conducted at 25°C ambient conditions.Designed in Denver, CO • USA ¦ pinnacle-ltg.com ¦ O: 303-322-5570 F: 303-322-5568Recessed Linear ControlsControls: Tunable WhiteSolutionComponentsNetwork/SensorConnectionRequired DriversLimitationsDLMFCLegrand Wattstopper DLMLMFC-011Digital Lighting Management (DLM)Wired, two RJ45 portsOL2, OL4Not available with BatteryDLMFSLegrand Wattstopper LLLCLMFS-601-W / LMFI-111Wireless DLM Fixture SensorWirelessOD1, PR1, 0-10v0-10v requires interfaceEASYSPhilips EasySenseSNS-210Daylight/PIR OccupancyWireless to switchesPR1Not available with 347 voltSNSLMEncelium SensilumEN-CLM-PIR-DD-ZBEncelium, Daylight/PIR OccupancyWirelessOD1, OL5Not available with 347 voltWLVXEaton WavelinxSWPD1, NSP3IVMVDC1WaveLinx WCL, DaylightWirelessAny 0-10vNot available with 347 voltVDOLutron Vive SensorDFCSJ-OEM-OCCVive, Daylight/PIR OccupancyWirelessOD1, PR1Not available with 347 voltVRFLutron Vive Connected DFCSJ-OEM-RFViveWirelessOD1, PR1Not available with 347 voltENLIEnlightedSU-5E-IOT, CU-4EEnlighted, Daylight/PIR OccupancyWirelessAny 0-10vNot available with 347 voltENLCEnlightedSU-5E-CL, CU-4EEnlighted, Daylight/PIR OccupancyWirelessAny 0-10vNot available with 347 volt• Pinnacle Lighting offers easy to specify tunable white solutions for integrated building control solutions or standalone controls• Pinnacle Lighting fixtures ship technology ready; comissioning by others• Controls can only be used with Single Circuit (1) or Emergency Circuit (E)• Contact factory for any non-standard configurations for layout or placementSolutionComponentsNetwork/SensorConnectionRequired-DriversRequired LEDRequired ControlsLimitationsB3LMLegrand Wattstopper Blanco 3BLM3-DLMDigital Lighting Management (DLM)Wired, two RJ45 portsEC2TW3B3LMNot available with 347 volt• Pinnacle Lighting offers easy to specify network control solutions that connect to an intelligent centralized system to maximize lighting energy efficiencies or integral sensors for individual fixture control • Pinnacle Lighting fixtures ship technology ready; comissioning by others• Controls can only be used with Single Circuit (1) or Emergency Circuit (E) • Contact factory for any non-standard configurations for layout, placement, or EM options• One drop per sensor typical, consult factory for more informationFixture Options: MOD Options• Specify MOD in the part number for any of the below options• Consult factory for MOD specification details, pricing, and lead-time informationMODRemote Driverpg. 8EDGE EV4DSpecifications and dimensions subject to change without notice. Specification sheets that appear on pinnacle-ltg.com are the most recent version and supersede all other previously printed or electronic versions.EV4D_LED_SPEC_JAN2023Construction: Formed cold-rolled 18 gauge steel housing. Highly reflective die-formed white painted steel reflector.Shielding: Diffuse snap-in acrylic lens, removable for maintenance.Mounting: EDGE is designed to install into acoustical grid and inaccessible ceilings. Specify GXG, FLF, SFS, NFN for individual, unjoinable units (individual units will fall on-grid). Specify GX, FL, SF, NF for continuous runs (runs designed to fall on-grid). Consult factory for detailed installation instructions. Maximum fixture weight is 15lbs per 4’ fixture.White LED: 25°C test environment. Lumen output/wattage has a margin of +/- 5%; 2’ or 3’ lengths may have a greater wattage deviation. Luminaire configurations tested in accor-dance with IES LM-79. Diodes tested in accordance with IES LM-80. Lifetime calculated using IES TM-21. Minimum lifetime greater than 60,000 hours. Lifetime Projection L70 = 146,500 hours and L90 = 45,000 hours. MacAdam 3-Step Ellipses. Not all products are Lighting Facts listed. For all available IES files, please visit our website at pinnacle-ltg.com. Three lumen packages available. Standard, High (HO) and Very High (VHO) . Custom outputs are available. Specify custom lumens or watts between standard offering listed on CRI, CCT & Output page. 80 CRI is available for 3000K, 3500K, and 4000K. 90 CRI is available for 2700K, 3000K, 3500K, and 4000K. 90 CRI = R9≥50.BIOS LED: Spectrum focused lighting for circadian stimulus. EML or M/P ratio: .8 for 3500K, .9 for 4000K. COI >3.0. Not all lumen packages available. Three lumen packages available. Standard, High (HO) and Very High (VHO) . Custom outputs are available. Speci-fy custom lumens or watts between standard offering listed on CRI, CCT & Output page. Tunable White LED: Blanco 3; 3 Channel tunable white for precise black body curve CCT. Self-commissioning with Wattstopper DLM integrated controls. Custom lumen output and color temperature configurations require use of controls. Voltage: Universal (U), 120 volt (1), 277 volt (2) and 347 volt (3) options available. Must specify OL4 in Driver section when 347 volt (3) is selected. Some EDGE configurations will not accommodate all voltage options; consult with factory.Driver: Standard Driver Option is Advance Xitanium 0-10V, 1% = PL2. Electronic driver, Power factor is >0.9 with a THD <20%. Driver Lifetime: 50,000 hours at 25°C ambient op-erating conditions. Ambient operating range: -20°F/-30°C to 81.3°F/27.4°C. For more driver options, see Pinnacle Resource Guide. Some EDGE configurations will not accommodate all driver options.Circuiting: Select from single circuit (1), Multi circuit - For multiple circuiting and zone control, requires factory shop drawing (M), Emergency circuit (E), Life Safety (L) or Night Light circuit (N). For emergency circuiting situations that require no through wire or cir-cuit separation, Life Safety Circuit should be selected. This will provide a separate power feed and only the Life Safety Circuit in that section. Some EDGE configurations will not accommodate all circuiting options; consult with factory. Battery & Emergency: Select battery or emergency options if required. If battery or emergency option is not required, enter 0. Battery duration is 90 minutes as standard. Test button location dependant on configuration, consult factory. For more Battery options, see Pinnacle Resource Guide.Finish: Standard powder-coat textured white, metallic silver, textured black, graphite or bronze painted finish; consult factory for chip of standard paint finishes or for additional custom color and finish options.Controls: DLM utlizes wired network connections for digital control through switching and dimming. nLight Air rES7 sensor provides wireless control, daylight harvesting and occupancy detection with PIR using eldoLED LED drivers. nLight Air rES7 sensor provides wireless control, daylight harvesting and occupancy detection with PDT using eldoLED LED drivers. nLight Air rIO module provides wireless control using eldoLED LED drivers. EasySense sensor provides daylight harvesting and PIR occupancy detection using the SR LED driver; the Philips app provides advanced configurations. ENCELIUM SensiLUM sensor provides wireless control, daylight harvesting and PIR occupancy; driver data is available when using the DEXAL driver. ENCELIUM SensiLUM sensor provides wireless control, daylight harvesting and PIR occupancy; driver data is available when using the DEXAL driver. Wavelinx Connected Lighting sensor provides wireless control and daylight harvesting using 0-10V LED drivers. Lutron Vive sensor provides wireless control, daylight harvesting and PIR occupancy detection using DEXAL or SR LED drivers. Lutron Vive module provides wireless control using DEXAL or SR LED drivers. Enlighted Smart Sensor provides multi-functionality including daylight harvesting and PIR occupancy; for IOT platform using 0-10v LED drivers. Enlighted Smart Sensor provides multi-functionality including daylight harvesting and PIR occupancy; for Connected platform using 0-10v LED drivers.Labels: ETL listed conforming to UL1598 and CSA 250. Standard, HO and VHO lumen packages are IC Rated, approved for dry/damp location unless otherwise noted.Fixture Weight: Maximum fixture weight is 15lbs per 4’ fixture.Buy American Act CompliantWarranty: EDGE LED offered with a 5-year limited warranty. Covers LED, driver and fixture.Designed in Denver, CO • USA ¦ pinnacle-ltg.com ¦ O: 303-322-5570 F: 303-322-5568Recessed Linear Applications & Certificatespg. 9
https://www.pinnacle-ltg.com/sites/default/files/2022-05/EV4D_IC_SPEC.pdf | lighting | Specifications and dimensions subject to change without notice. Specification sheets that appear on pinnacle-ltg.com are the most recent version and supersede all other previously printed or electronic versions.Project NameDateTypeEV4D_IC_SPEC_MAY2022Designed in Denver, CO • USA ¦ pinnacle-ltg.com ¦ O: 303-322-5570Example Part #: EV4D-HE-IC37-26’-G1-U-ND-1-0-WEV4D ----------SHIELDINGSOURCELENGTHMOUNTINGVOLTAGEDRIVERCIRCUITINGBATTERY & EMERGENCYFINISHFIXTURE OPTIONSEDGE EV4D4” Recessed Linear Key Features_ __ _ _ _ _ __ _ _ _ _ __ _ _ _ _ _SHIELDINGSOURCELENGTH1MOUNTING2HE - High Efficiency Lens IC32 - Indigo Clean LED, 3200KIC37 - Indigo Clean LED, 3700KIC43 - Indigo Clean LED, 4300KSource pg. 2_ _ - Individual Fixture _ _ - Continuous Row Length pg. 2G1(G) - 1” (15/16”) T Bar G9(G) - 9/16” T Bar GB(G) - 9/16” Bevel T BarGS(G) - Screw Slot T Bar FL(F) - 1/2” Flange NF(N) - Non Flange SF(S) - Spackle Flange Mounting pg. 2_ _ __ _ FINISHFIXTURE OPTIONSCONTROLSW - White S - Metallic SilverBL - Textured BlackBR - BronzeGR - GraphiteCC - Custom ColorFinish pg. 3CP - Chicago Plenum PM - Perimeter MountRC - Rotating CrossbarGLR - Internal Fast Blow FuseAM - Antimicrobial PaintFixture Options pg. 4Pinnacle is able to accommodate different control solutions from different manufacturers. Consult Factory for more information._ _ _ __ _ _ _ _ ___ _ _VOLTAGEDRIVER3CIRCUITINGBATTERY & EMERGENCY4U - Universal (120 thru 277V)1 - 120V 2 - 277V Voltage pg. 3FSD - Factory Select Driver (1%, 0-10v)PL2 - Advance Xitanium (1%, 0-10v)OL2 - Osram Optotronic (10%, 0-10v)Driver pg. 31 - Single Circuit M - Multi CircuitE - Emergency (entire fixture)N - Night Light (entire fixture)Circuiting pg. 30 - None _P - Bodine 10W _IC - Iota 10W (CEC Listed)_E - Emergency Circuit Section_N - Night Light Circuit Section_L - Life Safety Circuit Section_G - Bodine GTDBattery and Emergency pg. 34” (101.6mm)4” (101.6mm)See Mounting Section5-1/4” (133.4mm)1Individual fixtures come in 2’, 4’, 6’, & 8’ lengths. Continuous row come in 2’ increments. 2Specify mounting for individual or continuous length: G1, G9, GS, FL, NF & SF for continuous rows, G1G, G9G, GSG, FLF, NFN & SFS for individual lengths. 3While we do offer dimmable driver options, please note that dimming is not recommended with Indigo-Clean fixtures as it can reduce the efficiency of disinfection. 4Enter quantity for Battery and Emergency, Example 2P. • Boards and driver are specifically for Indigo Clean®• Indigo Clean® is safe and effective at killing SARS-CoV-2, Influenza-A, Staph Aureus and a list of pathogens that negatively impact health• Standard, white luminaire that provides on-demand disinfection when light is on• Laboratory-tested disinfection• Unlike UV disinfection, light is safe for occupants• Proven effectiveness per independent lab test results• Provides a cleaner, safer environment, even in areas normal cleaning doesn’t reachEDGE EV4DSpecifications and dimensions subject to change without notice. Specification sheets that appear on pinnacle-ltg.com are the most recent version and supersede all other previously printed or electronic versions.EV4D_IC_SPEC_MAY2022Designed in Denver, CO • USA ¦ pinnacle-ltg.com ¦ O: 303-322-5570 F: 303-322-5568Recessed Linear pg. 2Length• All individual units cannot be joined, end trims are factory installed and cannot be removed• Continuous Rows are made up of even and odd length fixtures; designed to fall on-grid• Individual fixtures come in 2’, 4’, 6’ & 8’ lengths. Continuous rows come in 2’ increments• 80 CRI = R9≥19SourceIndigo Clean LEDColorWattShieldingper footHEHigh EfficiencyLumens/ftLPWIC323200K10.81103102.1IC373700K10.81131104.7IC434300K10.81157107.1G1G Individual UnitG9GGBGGSGFLFNFNSFSG1 Continuous Run or PatternG9GBGSFLNFSF1" (15/16”) T-Bar Flange to Flange: 4-13/16” (122.2mm)9/16” T-BarFor tegular tile instal-lations, fixture position will not be flush to the bottom of the tile Flange to Flange: 4-13/16” (122.2mm)9/16” T-BarRail has bevel edge details. For tegular tile installations, fixture position will be flush to the bottom of the tile Flange to Flange: 4-13/16” (122.2mm)Screw Slot & 9/16” T-BarFor 9/16” installations with tegular tile, fixture position will be flush to the bottom of the tile Flange to Flange: 4-13/16” (122.2mm)Exposed Standard 1/2” Flange Detail Flange to Flange: 5-1/8” (130.2mm)Metal Pan or Millwork Flange to Flange: 4-7/16” (112.7mm)Drywall, Flangeless Detail Flange to Flange: 6” (152.4mm) RCPMOptional Rotating CrossbarOptional Perimeter Mounting Includes bracket and wall railTegular TileTegular TileTegular TileStandard TileStandard TileTegular TileTegular Tile• Individual Units, specify G_G, FLF, SFS, NFN• Continuous Units, specify G_, FL, SF, NF• Individual units cannot be joined, end trims are factory installed and cannot be removed• Designed to install into acoustical grid and inaccessible ceilings• Grid retention brackets integral to housing and require mechanical attachment• Each housing contains 4 grid retention brackets• Tie off fixture to structure with retention wires• Approved for dry/damp location unless otherwise notedMounting2468_Indiv. FixtureIndiv. FixtureIndiv. FixtureIndiv. FixtureCont. RunContinuous runs available in 2’ increments.23” (584.2mm)47” (1193.8mm)71” (1803.4mm)95” (2413mm)Specify in 2’ incrementsEDGE EV4DSpecifications and dimensions subject to change without notice. Specification sheets that appear on pinnacle-ltg.com are the most recent version and supersede all other previously printed or electronic versions.EV4D_IC_SPEC_MAY2022Designed in Denver, CO • USA ¦ pinnacle-ltg.com ¦ O: 303-322-5570 F: 303-322-5568Recessed Linear pg. 3• Some EV4D configurations will not accommodate all voltage options; consult with factory• Standard Driver Option = FSD • Driver Lifetime: 50,000 hours at 25°C ambient operating conditions• For more driver options see Pinnacle Resource Guide • Some EV4D configurations will not accommodate all driver options; consult with factoryUUniversal1120 volt2277 voltVoltageDriverHow to Specify Circuiting, Battery and Emergency• Select fixture circuiting from options below• Some EV4D configurations will not accommodate all circuiting options, consult with factory1Single CircuitMMulti Circuit (Not available with controls)EEmergency Circuit only (uses nIO EZ PH ER with NLIGHT)NNight Light Circuit onlyEmergencyFor Approximate Battery Lumen Output• Multiply battery wattage X fixture LPW shown on Lumen Table• 92.3 (LPW) x 10 (watts) = 923 battery lumen outputBattery OR Emergency Ordering Examples • Single circuit, 10w Integral Battery Ordering Code: 1-1P • Emergency only, 10w Integral Battery Ordering Code: E-1P • Single circuit, GTD required Ordering Code: 1-1GCombination Section Ordering Examples • Single circuit, (1) 10w battery, (1) emergency section Ordering Code: 1-1P1E • Multi circuit, (2) 10w battery, (2) emergency sections Ordering Code: M-2P2E • Single circuit, (1) night light section Ordering Code: 1-1N• Select battery section type if required, indicate total QTY. Example 2P• 90 minute battery runtime; test button location dependant on configuration, consult factory • No battery option available for 2’ & 3’ lengths • Entire fixture is on battery for lengths up to 5’ • Half of fixture is on battery for 6’ or 8’ housing lengths • For more battery options available, see Pinnacle Resource Guide • Select emergency section type if required, indicate total QTY. Example 1E• Combine battery and emergency section ordering codes if both options are selectedBattery and/or Emergency If RequiredCircuiting+213• Battery and emergency section options are available in addition to fixture circuit• Select battery and emergency section options below; factory shop drawing required• Some EV4D configurations will not accommodate all circuiting options, consult with factory0No battery or specific emergency section requiredBatteryFinish• Standard powder-coat textured white, metallic silver, textured black, graphite or bronze painted finish; consult factory for chip of standard paint finishes• Selecting a fixture finish other than white may impact lumen output; consult factory for more informationWWhiteSMetallic SilverBLTextured BlackGRGraphiteBRBronzeCCCustom Color0-10V DriversFSDFactory Select Driver 1%, 0-10v PL2Advance Xitanium 1%, 0-10vOL2Osram Optotronic, 1%, 0-10v0No Battery_ICIota 10w Integral_PBodine 10w Integral_FSGFactory Select ALCR, Automatic Load Control Relay_GIIota ETS DR, Emergency Lighting Control Device_GBBodine GTD, Emergency Lighting Control Device_EEmergency circuit section (NLIGHT ONLY full housing not sections)_NNight Light circuit section_LLife Safety circuit section NO THROUGH WIREEDGE EV4DSpecifications and dimensions subject to change without notice. Specification sheets that appear on pinnacle-ltg.com are the most recent version and supersede all other previously printed or electronic versions.EV4D_IC_SPEC_MAY2022Designed in Denver, CO • USA ¦ pinnacle-ltg.com ¦ O: 303-322-5570 F: 303-322-5568Recessed Linear pg. 4Fixture Options• Additional options to enhance the fixture and finish of the productAMAntimicrobial PaintCPChicago PlenumPMPerimeter Mount (not available in 2’ or 3’)RCRotating CrossbarGLRInternal Fast Blow FuseControls• Pinnacle is able to accommodate different control solutions from different manufacturers. Consult Factory for more information.PhotometricsSatine LensTest #ITL93368 & ITL93387Catalog #EV4D-HE-IC43-4Lumens4631 lmWatts43.1 WEfficacy107.4 LPWCandela DistributionLuminance Data (cd/sq.m)Vert AngleHorizontal AngleAngle In DegreesAverage 0-DegAverage 45-DegAverage 90-Deg 022.54567.5904513416121961093502058205820582058205855118901044791275204620462044204220426510278878876001020102002200219951989758419707962051519511933193019171907856331519546272018681839183218071794251759172517091668164730163015941562150914843514851448140013351306401328129012331156112745116411261058983949509999638928197915583780573566864260681650588532510655335084564103947039137333329928775267252225202197801561481321191168568625650499000000205815441029515For all available IES files, please visit our website at pinnacle-ltg.com. Photometry testing in accordance to IESNA-LM-79-08 at an NVLAP accredited testing laboratory. Testing conducted at 25°C ambient conditions.Construction: Formed cold-rolled 18 gauge steel housing. Highly reflective die-formed white painted steel reflector.Shielding: Diffuse snap-in acrylic lens, removable for maintenance.Mounting: EDGE is designed to install into acoustical grid and inaccessible ceilings. Specify GXG, FLF, SFS, NFN for individual, unjoinable units (individual units will fall on-grid). Specify GX, FL, SF, NF for continuous runs (runs designed to fall on-grid). Consult factory for detailed installation instructions. Maximum fixture weight is 15lbs per 4’ fixture.Indigo Clean LED: Spectrum focused lighting for continuous environmental disinfec-tion. 25ºC test environment. Lumen output/wattage has a margin of +/- 5%. All luminaire configurations tested in accordance with IES LM-79. Diodes tested in accordance with IES LM-80. Lifetime calculated using IES TM-21. Minimum lifetime greater than 60,000 hours. L70 = 80,000 hours. MacAdam 3-Step Ellipses. Not all products are lighting facts listed. For all available IES files, please visit our website at pinnacle-ltg.com.Voltage: Universal (U), 120 volt (1), 277 volt (2) and 347 volt (3) options available. Must specify OL3 in Driver section when 347 volt (3) is selected. Some EDGE configurations will not accommodate all voltage options; consult with factory.Driver: Standard Driver Option is Advance Xitanium 0-10v, 1% = PL2. Electronic driver, Power factor is >0.9 with a THD <20%. Driver Lifetime: 50,000 hours at 25°C ambient oper-ating conditions. Ambient operating range: -20°F/-30°C to 118°F/48°C. For more driver options, see Pinnacle Resource Guide. Some EDGE configurations will not accommodate all driver options.Circuiting: Select from single circuit (1), Multi circuit - For multiple circuiting and zone control, requires factory shop drawing (M), Emergency circuit (E), Life Safety (L) or Night Light circuit (N). For emergency circuiting situations that require no through wire or cir-cuit separation, Life Safety Circuit should be selected. This will provide a separate power feed and only the Life Safety Circuit in that section. Some EDGE configurations will not accommodate all circuiting options; consult with factory. Battery & Emergency: Select battery or emergency options if required. If battery or emergency option is not required, enter 0. Battery duration is 90 minutes as standard. Test button location dependant on configuration, consult factory. For more Battery options, see Pinnacle Resource Guide.Finish: Standard powder-coat textured white, metallic silver, textured black, graphite or bronze painted finish; consult factory for chip of standard paint finishes or for additional custom color and finish options.Controls: Pinnacle is able to accommodate different control solutions from different man-ufacturers. Consult Factory for more information. Labels: ETL listed conforming to UL1598 and CSA 250. Approved for dry/damp location unless otherwise noted.Fixture Weight: Maximum fixture weight is 15lbs per 4’ fixture.Buy American Act CompliantWarranty: EDGE LED offered with a 5-year limited warranty. Covers LED, driver and fixture.Applications & Certificates
https://www.pinnacle-ltg.com/sites/default/files/2023-02/EV6_LED_SPEC.pdf | lighting | Specifications and dimensions subject to change without notice. Specification sheets that appear on pinnacle-ltg.com are the most recent version and supersede all other previously printed or electronic versions.Project NameDateTypeEV6_LED_SPEC_JAN2023Designed in Denver, CO • USA ¦ pinnacle-ltg.com ¦ O: 303-322-5570Example Part #: EV6-A-830HO-26’-G1-U-FSD-1-0-WEV6-----------SHIELDINGCRI, CCT & OUTPUTLENGTH OR PATTERNMOUNTINGVOLTAGEDRIVERCIRCUITINGBATTERY & EMERGENCYFINISHFIXTURE OPTIONSCONTROLSEDGE EV66” Recessed Linear • Extruded aluminum trim with formed cold rolled 20 gauge steel back box housing• Highly reflective die-formed white painted steel reflector• 5-year limited warranty covers LED, driver and fixture• UL and cUL listed. IC rated• Approved for dry/damp location unless otherwise noted• Maximum fixture weight is 15lbs per 4ft fixture• Room-Side Maintenance for LED system• Buy American Act compliantKey Features1When specifying CRI, CCT & OUTPUT the first _ is for specifying either 8 - 80CRI or 9 - 90CRI. The ending _ _ are for specifying output, example HO - High Output. See output charts for more information. 2Individual fixtures come in 2’, 3’, 4’, 5’, 6’ & 8’ lengths. Continuous row come in 1/8” increments. For Patterns specify pattern shape and overall dimensions. Example: L6x4: L pattern that is 6’x4’. 3Specify mounting for individual or continuous length: G1, G9, GS, FL, NF, SF for continuous rows, G1G, G9G, GSG, FLF, NFN & SFS for individual lengths. 4Enter quantity for Battery and Emergency, Example 2P. 5MRF, and LMRF options only available with 120v._ __ _ _ _ _ __ _ _ _ _ __ _ _ _ _ _SHIELDINGCRI, CCT & OUTPUT1LENGTH OR PATTERN2MOUNTING3A - Satine LensAL - Drop LensR - Regress LensV - Path LensShielding pg. 2_27_ _ - 2700K _30_ _ - 3000K _35_ _ - 3500K _40_ _ - 4000K CL_ _ _ _ _ _ - Custom Lumens CW_ _ _ _ _ _ - Custom Watts Lumen Output pg. 2_ _ - Individual Fixture_ _ - Continuous Row L _ x _ - L Shape R _ x _ - RectangleU _ x _ - U Shape S _ - SquareWC _ x _ - Wall to CeilingM - Mod Layout Length and Pattern pg. 2-3G1(G) - 1” (15/16”) T BarG9(G) - 9/16” T BarGB(G) - 9/16” Bevel T BarGS(G) - Screw Slot T BarFL(F) - 1/2” FlangeNF(N) - Non FlangeSF(S) - Spackle Flange Mounting pg. 3_ _ __ _ _ _ _ _FINISHFIXTURE OPTIONS5CONTROLSW - White S - Metallic SilverBL - Textured BlackBR - BronzeGR - GraphiteCC - Custom ColorFinish pg. 6CP - Chicago PlenumFIL- Field Cut Illuminated Extension MRF - Fixed MR16 Halogen LMRF - Fixed MR16 LEDXLED - Fixed Xicato LEDMRA - Adjustable MR16 Halogen LMRA - Adjustable MR16 LED PM - Perimeter MountRC - Rotating CrossbarDSP - Customer Supplied Battery/Driver/SensorGLR - Internal Fast Blow FuseFW6 - 6’ Flex WhipFixture Options pg. 6Pinnacle is able to accommodate different control solutions from different manufacturers. Consult Factory for more information._ _ _ __ _ _ _ _ ___ _ _VOLTAGEDRIVERCIRCUITINGBATTERY & EMERGENCY4U - Universal (120 thru 277V)1 - 120V 2 - 277V 3 - 347VVoltage pg. 4FSD - Factory Select Driver (1%, 0-10v)PL2 - Advance Xitanium (1%, 0-10v)OL4 - Osram 347v (1%, 0-10v)EE1 - eldoLED ECOdrive (1%, 0-10v)ES1 - eldoLED SOLOdrive (0.1%, 0-10v)LH1- Lutron Hi-lume (1%, EcoSystem) PS1 - Advance Xitanium (50%/100%)OL2 - Osram (1%, 0-10v)Driver pg. 41 - Single Circuit M - Multi CircuitE - Emergency (entire fixture)N - Night Light (entire fixture)Circuiting pg. 50 - None_FSG - Factory Select ALCR_FSB - Factory Select Battery_GI - Iota ETS DR_GB - Bodine GTD_P - Bodine 10W _IC - Iota 10W (CEC Listed)_E - Emergency Circuit Section_N - Night Light Circuit Section_L - Life Safety Circuit SectionBattery and Emergency pg. 5EDGE 6 EV65-3/4”(146.1mm)5” (127mm)See Mounting SectionEDGE EV6Specifications and dimensions subject to change without notice. Specification sheets that appear on pinnacle-ltg.com are the most recent version and supersede all other previously printed or electronic versions.EV6_LED_SPEC_JAN2023• Specify either 80 or 90 CRI• Longer lead-time may apply for 90 CRI. Consult factory• 90 CRI = R9≥50• Path Lens (V) surface rests 0.59” below housing for use with ceiling types that extrude below the ceiling level.Designed in Denver, CO • USA ¦ pinnacle-ltg.com ¦ O: 303-322-5570 F: 303-322-5568Recessed Linear CRI, CCT & OutputShieldingLength• Individual units cannot be joined, end trims are factory installed and cannot be removed• Refer to Pattern section for specification and ordering options• Continuous Rows are made up of even and odd length fixtures; designed to fall on-grid234568_Indiv. FixtureIndiv. FixtureIndiv. FixtureIndiv. FixtureIndiv. FixtureIndiv. FixtureCont. RunSpecify nominal overall row length to the 1/8”23” (584.2mm)35” (889mm)47” (1193.8mm)59” (1498.6mm)71” (1803.4mm)95” (2413mm)Specify to the 1/8”AALRVSatine LensDrop LensIndividual fixtures onlyFlat RegressPath LensIndividual fixtures onlyCustom Output - Lumens OR WattageCL_ _ _ _ _Specify CRI, CCT and desired lumens (i.e. CL835500)Specify lumens between standard offering listed below. Lumens are specified per color tempCW_ _ _ _ _ Specify CRI, CCT and desired wattage (i.e. CW9407)Specify watts between standard offering listed below80 CRIColorOutputWattsShieldingper footAALRVSatineDropRegressPath Lumens/ftLPWLumens/ftLPWLumens/ftLPWLumens/ftLPW8303000KStandard4.641188.9469101.441188.939885.9830HO3000KHigh8.775286.9866100.175286.973484.98353500KStandard4.642391.5483104.342391.540988.4835HO3500KHigh8.777489.4890102.977489.475587.38404000KStandard4.643193.2492106.343193.241790.1840HO4000KHigh8.778891.1907104.978891.177089.090 CRI9272700KStandard4.632570.237180.132570.231467.9927HO2700KHigh8.759468.768479.059468.758067.19303000KStandard4.637981.943293.437981.936779.4930HO3000KHigh8.769380.179892.369380.167778.39353500KStandard4.638182.443493.838182.436879.6935HO3500KHigh8.769680.580192.669680.567978.59404000KStandard4.638583.243994.938583.237280.4940HO4000KHigh8.770481.481093.670481.468779.4pg. 21” (25.4mm)1/4”14”(355.6mm)14”(355.6mm)G1G Individual UnitG9GGBGGSGFLFNFNSFSG1 Continuous Run or PatternG9GBGSFLNFSF1" (15/16”) T-BarFlange to Flange: 5-13/16” (147.6mm)9/16” T-BarFor tegular tile instal-lations, fixture position will not be flush to the bottom of the tileFlange to Flange: 5-13/16” (147.6mm)9/16” T-BarRail has bevel edge details. For tegular tile installations, fixture position will be flush to the bottom of the tileFlange to Flange: 5-13/16” (147.6mm)Screw Slot & 9/16” T-BarFor 9/16” installations with tegular tile, fixture position will be flush to the bottom of the tileFlange to Flange: 5-13/16” (147.6mm)Exposed Standard 1/2” Flange DetailFlange to Flange: 6-1/8” (155.6mm)Metal Pan or MillworkFlange to Flange: 5-1/2” (139.7mm)Drywall, Flangeless DetailFlange to Flange: 7” (177.8mm)Tegular TileTegular TileTegular TileStandard TileStandard TileTegular TileTegular TileEDGE EV6Specifications and dimensions subject to change without notice. Specification sheets that appear on pinnacle-ltg.com are the most recent version and supersede all other previously printed or electronic versions.EV6_LED_SPEC_JAN2023• Specify pattern shape and overall dimensions (includes corner dimensions)• 90 degree horizontal corners are 14”x14” (overall, outside dimension)• Angles and shapes not shown require Mod Pattern; consult factory• Only Available with “A” Lens• Not all drivers available with all patterns; consult factory• Individual Units: specify G_G, FLF, SFS, NFN• Continuous Units: specify G_, FL, SF, NF• All individual units cannot be joined, end trims are factory installed and cannot be removed• Designed to install into acoustical grid and inaccessible ceilings• Grid retention brackets integral to housing and require mechanical attachment• Each housing contains 4 grid retention brackets• Tie off fixture to structure with retention wires• Approved for dry/damp location unless otherwise notedBACWACBAABS_R_x_U_x_x_L_x_WC_x_MSquareProvide A dimensionExample: S4’Nominal Length- 4’x4’Minimum Length- 4’3”x4’3”RectangleProvide AxB dimensionsExample: R4’x4’Nominal Length- 4’x4’ Minimum Length- 4’3”x4’3”U-ShapeProvide AxBxC dimen-sionsExample: U3’x4’x3’Nominal Length- 3’x4’x3’Minimum Length- 3’1”x4’3”x3’1”L-ShapeProvide AxB dimensionsExample: L3’x3’Nominal Length- 3’x3’ Minimum Length- 3’1”x3’1”Wall to CeilingProvide WxC dimensionsExample: WC2’x2’Nominal Length- 2’x2’Minumim Length- 1’11”x1’11”ModLayoutFor patterns or lengths not shown or standardDesigned in Denver, CO • USA ¦ pinnacle-ltg.com ¦ O: 303-322-5570 F: 303-322-5568Recessed Linear PatternMountingpg. 3Outside Detail For Outside Corner configurations, please consult factory. 14”14”Horizontal Details14”14”Wall to Ceiling Detail Wall to Ceiling connector does not impact overall length. Entire connector will be recessed into wall/ceiling once installed.5-1/8”5-1/8”EDGE EV6Specifications and dimensions subject to change without notice. Specification sheets that appear on pinnacle-ltg.com are the most recent version and supersede all other previously printed or electronic versions.EV6_LED_SPEC_JAN2023• Some EV6 configurations will not accommodate all voltage options; consult with factory• Standard Driver Option = FSD • Driver Lifetime: 50,000 hours at 25°C ambient operating conditions• For more driver options see Pinnacle Resource Guide • Some EV6 configurations will not accommodate all driver options; consult with factoryUUniversal1120 volt2277 volt3347 volt0-10V DriversFSDFactory Select Driver 1%, 0-10vPL2Signify Advance Xitanium 1%, 0-10vPL4Advance Xitanium 347v 1%, 0-10v, requires 347vOL2Osram Optotronic, 1%, 0-10vOL4Osram Optotronic 347v, 1% 0-10v, requires 347v optionEE1eldoLED ECOdrive 1%, 0-10v LogarithmicEE2eldoLED ECOdrive 1%, 0-10v LinearES1eldoLED SOLOdrive 0-10v, 0.1% LogarithmicES2eldoLED SOLOdrive 0-10v, 0% LinearDALI DriversEE3eldoLED ECOdrive .1%, DALI (logarithmic)ES3eldoLED SOLOdrive .1%, DALI (logarithmic)OD1Osram Optotronic 1%, DEXALOD2Osram Optotronic 1%, DALI 2 ChannelLutron DriversLH1Lutron Hi-lume Soft-on, Fade-to-black 1%, EcoSystem, LDE1LH4Lutron Hi-Lume 1%, 2-wire, Lutron-LTEA2W, 120v onlyAlternate DriversPS1Signify Advance Xitanium Step Dimming 50%/100%EH1ELV 120v only, 0-10v universalDesigned in Denver, CO • USA ¦ pinnacle-ltg.com ¦ O: 303-322-5570 F: 303-322-5568Recessed Linear VoltageDriverpg. 4How to specify Circuiting, Battery and Emergency• Select fixture circuiting from options below• Some EV6 configurations will not accommodate all circuiting options, consult with factory1Single CircuitMMulti CircuitEEmergency Circuit onlyNNight Light Circuit onlyBattery and/or Emergency If RequiredCircuiting+213• Battery and emergency section options are available in addition to fixture circuit• Select battery and emergency section options below; factory shop drawing required• Some EV6 configurations will not accommodate all circuiting options, consult with factory0No battery or specific emergency section requiredEDGE EV6Specifications and dimensions subject to change without notice. Specification sheets that appear on pinnacle-ltg.com are the most recent version and supersede all other previously printed or electronic versions.EV6_LED_SPEC_JAN2023Emergency_FSGFactory Select Automatic Load Control Relay (ALCR), UNV_GIEmergency Transfer Switch (ETS) DR Emergency Control Device, UNV_GBBodine GTD, Generator Transfer Device, 120v or 277v_EEmergency circuit section_NNight Light circuit section_LLife Safety circuit section NO THROUGH WIREFor Approximate Battery Lumen Output• Multiply battery wattage X fixture LPW shown on Lumen Table• 92.3 (LPW) x 10 (watts) = 923 battery lumen outputBattery OR Emergency Ordering Examples • Single circuit, 10w Integral Battery Ordering Code: 1-1P • Emergency only, 10w Integral Battery Ordering Code: E-1P • Single circuit, GTD required Ordering Code: 1-1GCombination Section Ordering Examples • Single circuit, (1) 10w battery, (1) emergency section Ordering Code: 1-1P1E • Multi circuit, (2) 10w battery, (2) emergency sections Ordering Code: M-2P2E • Single circuit, (1) night light section Ordering Code: 1-1N• Select battery section type if required, indicate total QTY. Example 2P• 90 minute battery runtime; test button is remote to fixture and requires an additional drop • No battery option available for 2’ lengths • Entire fixture is on battery for lengths up to 5’ • Half of fixture is on battery for 6’’ or 8’ housing lengths • For more battery options available, see Pinnacle Resource Guide • Select emergency section type if required, indicate total QTY. Example 1E• Combine battery and emergency section ordering codes if both options are selectedBattery0No Battery_FSBFactory Select Battery (10w option)_FSBSTFactory Select Battery (Self Testing)_ICIota 10w Integral_ILLIota 10w Integral Lithium, Self Testing_IRHIota 20w Remote_PBodine 10w Integral_PLLBodine 10w Integral Lithium, Self Testing_PRHBodine 20w RemoteFinishFixture Options• Standard powder-coat textured white, metallic silver, textured black, graphite or bronze painted finish; consult factory for chip of standard paint finishes• Selecting a fixture finish other than white may impact lumen output; consult factory for more information• Consult factory for MR16 configurations• FIL has 2” min - 12” max length• FIL Option angle range is 40° to 90°• FIL Option is not IC ratedWWhiteSMetallic SilverBLTextured BlackGRGraphiteBRBronzeCCCustom ColorCPChicago PlenumFILField Cut Illuminated Extension MRFFixed MR16 Halogen (only available with 120v)LMRFFixed MR16 LED (only available with 120v)XLEDFixed Xicato LEDMRAAdjustable MR16 HalogenLMRAAdjustable MR16 LEDPMPerimeter MountRCRotating CrossbarDSPCustomer Supplied Battery/Driver/SensorGLRInternal Fast Blow FuseFW66’ Flex WhipDesigned in Denver, CO • USA ¦ pinnacle-ltg.com ¦ O: 303-322-5570 F: 303-322-5568Recessed Linear pg. 5EDGE EV6Specifications and dimensions subject to change without notice. Specification sheets that appear on pinnacle-ltg.com are the most recent version and supersede all other previously printed or electronic versions.EV6_LED_SPEC_JAN2023ControlsPhotometrics631473315158Satine LensTest #ITL86394Catalog #EV6A-840-4Lumens1724 lmWatts18.5 WEfficacy93 LPWCandela DistributionLuminance Data (cd/sq.m)Vert AngleHorizontal AngleAngle In DegreesAverage 0-DegAverage 45-DegAverage 90-Deg 022.54567.59045372236663599063163163163163155353534773418562762762762762765332132573225106196166166166157530873009300915602598599599596852851277426972058257557857557425553546548545543305215145165125083548347647747347040442436436432429453993933933893865035435034834434355308304303300298602612572562542536521321120920720770167165163162162751211191181181188078777675758538373736369000000• Pinnacle is able to accommodate different control solutions from different manufacturers. Consult Factory for more information.For all available IES files, please visit our website at pinnacle-ltg.com. Photometry testing in accordance to IESNA-LM-79-08 at an NVLAP accredited testing laboratory. Testing conducted at 25°C ambient conditionsConstruction: Extruded aluminum trim with formed cold rolled 20 gauge steel back box housing. Highly reflective die-formed white painted steel reflector.Shielding: Diffuse snap-in acrylic lens, removable for maintenance.Mounting: Evolution is designed to install into acoustical grid and inaccessible ceilings. Specify GXG, FLF, SFS, NFN for individual, unjoinable units (individual units will fall on-grid). Specify GX, FL, SF, NF for continuous runs (runs designed to fall on-grid). Grid retention brackets are integral to housing. Each housing contains 4 grid retention brackets. Consult factory for detailed installation instructions. Maximum fixture weight is 15lbs per 4’ fixture.LED: 25°C test environment. Lumen output/wattage has a margin of +/- 5%; 2’ or 3’ lengths may have a greater wattage deviation. Luminaire configurations tested in accor-dance with IES LM-79. Diodes tested in accordance with IES LM-80. Lifetime calculated using IES TM-21. Minimum lifetime greater than 60,000 hours. Lifetime Projection L70 = 135,200 hours and L90 = 40,300 hours. MacAdam 3-Step Ellipses. Not all products are Lighting Facts listed. For all available IES files, please visit our website at pinnacle-ltg.com.CRI, CCT & Lumen Output: Two lumen packages available. Standard and High (HO). Custom outputs are available. Specify custom lumens or watts between standard offering listed on CRI, CCT & Output page. 80 CRI is available for 3000K, 3500K, and 4000K. 90 CRI is available for 2700K, 3000K, 3500K, and 4000K. 90 CRI = R9≥50.Voltage: Universal (U), 120 volt (1), 277 volt (2) and 347 volt (3) options available. Must specify OL4 in Driver section when 347 volt (3) is selected. Some Evolution configurations will not accommodate all voltage options; consult with factory.Driver: Standard Driver Option is Advance Xitanium 0-10V, 1% = PL2. Electronic driver, Power factor is >0.9 with a THD <20%. Driver Lifetime: 50,000 hours at 25°C ambient op-erating conditions. Ambient operating range: -20°F/-30°C to 112°F/44°C. For more driver options, see Pinnacle Resource Guide. Some Evolution configurations will not accommo-date all driver options.Circuiting: Select from single circuit (1), Multi circuit - For multiple circuiting and zone control, requires factory shop drawing (M), Emergency circuit (E), Life Safety (L) or Night Light circuit (N). For emergency circuiting situations that require no through wire or cir-cuit separation, Life Safety Circuit should be selected. This will provide a separate power feed and only the Life Safety Circuit in that section. Some EDGE configurations will not accommodate all circuiting options; consult with factory. Battery & Emergency: Select battery or emergency options if required. If battery or emergency option is not required, enter 0. Battery duration is 90 minutes as standard. Test button is remote to fixture. For more Battery options, see Pinnacle Resource Guide.Finish: Standard powder-coat textured white, metallic silver, textured black, graphite or bronze painted finish; consult factory for chip of standard paint finishes or for additional custom color and finish options.MR16: Ideal for conference rooms, corridors, wall washing, retail spaces and training facilities where accent lighting is required. Fully enclosed compartment eliminates light from entering into our fixture areas. For LED and Halogen lamps (lamps are not included). Consult factory for other lamp types. Standard 60 watt max LED electronic transformer (120v), 50 watt max halogen lamp electronic transformer (120v), MR16 installed as an independent circuit. MR16 to match fixture voltage. 277v not available. Consult factory for MR16 configurations. Pinnacle’s MR16 applications are to be used with Soraa lamps with a maximum of 13 transformers on one circuit.Controls: Consult factory.Labels: UL and cUL Listed. Standard and HO lumen packages are IC Rated, approved for dry/damp location unless otherwise noted.Fixture Weight: Maximum fixture weight is 15lbs per 4’ fixture.Buy American Act CompliantWarranty: Evolution LED offered with a 5-year limited warranty. Covers LED, driver and fixture.Applications & CertificatesDesigned in Denver, CO • USA ¦ pinnacle-ltg.com ¦ O: 303-322-5570 F: 303-322-5568Recessed Linear pg. 6
https://www.pinnacle-ltg.com/sites/default/files/2023-02/ET4WW_LED_SPEC.pdf | lighting | Specifications and dimensions subject to change without notice. Specification sheets that appear on pinnacle-ltg.com are the most recent version and supersede all other previously printed or electronic versions.Project NameDateTypeET4WW_LED_SPEC_JAN2023Designed in Denver, CO • USA ¦ pinnacle-ltg.com ¦ O: 303-322-5570Example Part #: ET4WW-830HO-26’-G1-U-OL2-1-0-WET4WW ---------CRI, CCT & OUTPUTLENGTHMOUNTINGVOLTAGEDRIVERCIRCUITINGBATTERY & EMERGENCYFINISHFIXTURE OPTIONSEDGE ET4WWKey Features1 Individual fixtures come in 2’, 3’, 4’, 5’, 6, & 8’ lengths. Continuous row come in 1’ increments.2Specify grid for individual or continuous length: G1, G9 & GS for continuous rows, G1G, G9G & GSG for individual lengths. 3 Enter quantity for Battery and Emergency, Example 2P.Example: 830HO is 8 = 80 CRI; 30 = 3000K; HO = High Output; Blank = Standard Output_ _ _ _ _ __ _ _ _ _ __ _ _ _ _ __ _ _ _CRI, CCT & OUTPUTLENGTH1MOUNTING2VOLTAGE_27_ _ - 2700K _30_ _ - 3000K _35_ _ - 3500K _40_ _ - 4000K CL_ _ _ _ _ _ - Custom Lumens CW_ _ _ _ _ _ - Custom Watts Lumen Output pg. 2_ _ - Individual Fixture_ _ - Continuous RowLength pg. 2G1(G) - 1” (15/16”) T BarG9(G) - 9/16” T BarGB(G) - 9/16” T Bar with Bevel EdgeGS(G) - Screw Slot T Bar Mounting pg. 3U - Universal (120 thru 277V)1 - 120V 2 - 277V 3 - 347VVoltage pg. 3_ _FIXTURE OPTIONSCONTROLSCP - Chicago PlenumLC - Clear Lens B - Baffle DSP - Customer Supplied Battery/Driver/SensorGLR - Internal Fast Blow FuseFixture Options pg. 5Pinnacle is able to accommodate different control solutions from different manufacturers. Consult Factory for more information._ _ _ _ _ ___ _ __ _ _DRIVERCIRCUITINGBATTERY & EMERGENCY3FINISHFSD - Factory Select Driver (1%, 0-10v)PL2 - Advance Xitanium (1%, 0-10v)OL4 - Osram 347v (1%, 0-10v)EE1 - eldoLED ECOdrive (1%, 0-10v)ES1 - eldoLED SOLOdrive (0.1%, 0-10v)LH1- Lutron Hi-lume (1%, EcoSystem)PS1 - Advance Xitanium (50%/100%)OL2 - Osram (1%, 0-10v)Driver pg. 31 - Single Circuit M - Multi CircuitE - Emergency (entire fixture)N - Night Light (entire fixture)Circuiting pg. 40 - None_FSG - Factory Select ALCR_FSB - Factory Select Battery_GI - Iota ETS DR_GB - Bodine GTD_P - Bodine 10W_IC - Iota 10W (CEC Listed)_E - Emergency Circuit Section_N - Night Light Circuit Section_L - Life Safety Circuit SectionBattery and Emergency pg. 4W - White S - Metallic SilverBL - Textured BlackBR - BronzeGR - GraphiteCC - Custom ColorFinish pg. 4• Extruded aluminum trim with formed cold rolled 20 gauge steel back box housing. • ET4WW LED offered with a 5-year limited warranty. Covers LED, driver and fixture• UL and cUL listed. IC rated• Approved for dry/damp location unless otherwise noted• Maximum fixture weight is 15 lbs (per 4’ fixture) • Room-Side Maintenance for LED system• Buy American Act compliantEDGE 3WW EV3WW3” (72.6mm)5-1/8” (130.2mm)11/16”(17.5m)7/16”(11.1m)3-13/16” (96.8m)Recessed Linear Wall Wash EDGE Techx for Integrated Ceiling Systems234568_Indiv. FixtureIndiv. FixtureIndiv. FixtureIndiv. FixtureIndiv. FixtureIndiv. FixtureCont. RunSpecify nominal overall row length to the 1’23” (584.2mm)35” (889mm)47” (1193.8mm)59” (1498.6mm)71” (1803.4mm)95” (2413mm)Specify to the 1’EDGE ET4WWSpecifications and dimensions subject to change without notice. Specification sheets that appear on pinnacle-ltg.com are the most recent version and supersede all other previously printed or electronic versions.ET4WW_LED_SPEC_JAN2023• Specify either 80 or 90 CRI• Longer lead-time may apply for 90 CRI. Consult factory• 90 CRI = R9≥50Designed in Denver, CO • USA ¦ pinnacle-ltg.com ¦ O: 303-322-5570 F: 303-322-5568Recessed Linear Wall WashCRI, CCT & OutputLength• All individual units cannot be joined, end trims are factory installed and cannot be removed• Continuous Rows are made up of even and odd length fixtures; designed to fall on-gridCustom Output- Lumens OR WattageCL_ _ _ _ _Specify CRI, CCT and desired lumens (i.e. CL835400)Specify lumens between standard offering listed below. Lumens are specified per color tempCW_ _ _ _ _ Specify CRI, CCT and desired wattage (i.e. CW9407)Specify watts between standard offering listed below80 CRIColorOutputWattsShieldingper footWWWall WashLumens/ftLPW8303000KStandard6.032954.6830HO3000KHigh10.351149.78353500KStandard6.034356.9835HO3500KHigh10.353452.08404000KStandard6.035258.4840HO4000KHigh10.354853.390 CRI9272700KStandard6.027044.8927HO2700KHigh10.342040.99303000KStandard6.030450.5930HO3000KHigh10.347145.89353500KStandard6.030951.3935HO3500KHigh10.348146.89404000KStandard6.031452.1940HO4000KHigh10.348947.6pg. 2EDGE ET4WWSpecifications and dimensions subject to change without notice. Specification sheets that appear on pinnacle-ltg.com are the most recent version and supersede all other previously printed or electronic versions.ET4WW_LED_SPEC_JAN2023• Individual Units: specify G_G• Continuous Units: specify G_• All individual units cannot be joined, end trims are factory installed and cannot be removed• Grid retention brackets integral to housing and require mechanical attachment• Each housing contains 4 grid retention brackets• Tie off fixture to structure with retention wires• Approved for dry/damp location unless otherwise notedG1G Individual UnitG9GGBGGSGG1 Continuous Run or PatternG9GBGS1" (15/16”) T-Bar9/16” T-BarFor tegular tile installations, fixture position will not be flush to the bottom of the tile9/16” T-BarRail has bevel edge details. For tegular tile installations, fixture position will be flush to the bottom of the tileScrew Slot & 9/16” T-BarFor 9/16” installations with tegular tile, fixture position will be flush to the bottom of the tileTegular TileStandard TileTegular TileStandard TileTegular TileTegular TileTegular TileMounting• Some ET4WW configurations will not accommodate all voltage options; consult with factory• Standard Driver Option = PL2• Driver Lifetime: 50,000 hours at 25°C ambient operating conditions• For more driver options see Pinnacle Resource Guide • Some ET4WW configurations will not accommodate all driver options-consult with factoryUUniversal1120 volt2277 volt3347 voltVoltageDriver0-10V DriversFSDFactory Select Driver 1%, 0-10vPL2Signify Advance Xitanium 1%, 0-10vPL4Advance Xitanium 347v 1%, 0-10v, requires 347vOL2Osram Optotronic, 1%, 0-10vOL4Osram Optotronic 347v, 1% 0-10v, requires 347v optionEE1eldoLED ECOdrive 1%, 0-10v LogarithmicEE2eldoLED ECOdrive 1%, 0-10v LinearES1eldoLED SOLOdrive 0-10v, 0.1% LogarithmicES2eldoLED SOLOdrive 0-10v, 0% LinearDALI DriversEE3eldoLED SOLOdrive .1%, DALI (logarithmic)EE4eldoLED SOLOdrive .1%, DALI (linear)OD1Osram Optotronic 1%, DEXALOD2Osram Optotronic 1%, DALI 2 ChannelLutron DriversLH1Lutron Hi-lume Soft-on, Fade-to-black 1%, EcoSystem, LDE1LH4Lutron Hi-Lume 1%, 2-wire, Lutron-LTEA2W, 120v onlyAlternate DriversPS1Signify Advance Xitanium Step Dimming 50%/100%EH1ELV 120v only, 0-10v universalDesigned in Denver, CO • USA ¦ pinnacle-ltg.com ¦ O: 303-322-5570 F: 303-322-5568Recessed Linear Wall Washpg. 3EDGE ET4WWSpecifications and dimensions subject to change without notice. Specification sheets that appear on pinnacle-ltg.com are the most recent version and supersede all other previously printed or electronic versions.ET4WW_LED_SPEC_JAN2023How to specify Circuiting, Battery and Emergency• Select fixture circuiting from options below• Some ET4WW configurations will not accommodate all circuiting options, consult with factory1Single CircuitMMulti CircuitEEmergency Circuit onlyNNight Light Circuit onlyEmergency_FSGFactory Select Automatic Load Control Relay (ALCR), UNV_GIEmergency Transfer Switch (ETS) DR Emergency Control Device, UNV_GBBodine GTD, Generator Transfer Device, 120v or 277v_EEmergency circuit section_NNight Light circuit section_LLife Safety circuit section NO THROUGH WIREFor Approximate Battery Lumen Output• Multiply battery wattage X fixture LPW shown on Lumen Table• 92.3 (LPW) x 10 (watts) = 923 battery lumen outputBattery OR Emergency Ordering Examples • Single circuit, 10w Integral Battery Ordering Code: 1-1P • Emergency only, 10w Integral Battery Ordering Code: E-1P • Single circuit, GTD required Ordering Code: 1-1GCombination Section Ordering Examples • Single circuit, (1) 10w battery, (1) emergency section Ordering Code: 1-1P1E • Multi circuit, (2) 10w battery, (2) emergency sections Ordering Code: M-2P2E • Single circuit, (1) night light section Ordering Code: 1-1N• Select battery section type if required, indicate total QTY. Example 2P• 90 minute battery runtime; test button is remote to fixture • No battery option available for 2’ lengths • Entire fixture is on battery for lengths up to 5’ • Half of fixture is on battery for 6’ or 8’ housing lengths • For more battery options available, see Pinnacle Resource Guide • Select emergency section type if required, indicate total QTY. Example 1E• Combine battery and emergency section ordering codes if both options are selectedBattery and/or Emergency If RequiredCircuiting+213• Battery and emergency section options are available in addition to fixture circuit• Select battery and emergency section options below; factory shop drawing required• Some ET4WW configurations will not accommodate all circuiting options, consult with factory0No battery or specific emergency section requiredBatteryFinish• Standard powder-coat textured white, metallic silver, textured black, graphite or bronze painted finish; consult factory for chip of standard paint finishes• Selecting a fixture finish other than white may impact lumen output; consult factory for more informationWWhiteSMetallic SilverBLTextured BlackGRGraphiteBRBronzeCCCustom Color0No Battery_FSBFactory Select Battery (10w option)_FSBSTFactory Select Battery (Self Testing)_ICIota 10w Integral_ILLIota 10w Integral Lithium, Self Testing_IRHIota 20w Remote_PBodine 10w Integral_PLLBodine 10w Integral Lithium, Self Testing_PRHBodine 20w RemoteDesigned in Denver, CO • USA ¦ pinnacle-ltg.com ¦ O: 303-322-5570 F: 303-322-5568Recessed Linear Wall Washpg. 4EDGE ET4WWSpecifications and dimensions subject to change without notice. Specification sheets that appear on pinnacle-ltg.com are the most recent version and supersede all other previously printed or electronic versions.ET4WW_LED_SPEC_JAN2023Fixture OptionsControls• Additional options to enhance the fixture and finish of the product• Pinnacle is able to accommodate different control solutions from different manufacturers. Consult Factory for more information.CPChicago PlenumLCClear LensBBaffleDSPCustomer Supplied Battery/Driver/SensorGLRInternal Fast Blow FusePhotometricsApplications & Certificates1042782521261Wall WashTest #ITL82933Catalog #ET4WW-840-4Lumens1406 lmWatts24.1 WEfficacy58 LPWCandela DistributionLuminance Data (cd/sq.m)Vert AngleHorizontal AngleAngle In DegreesAverage 0-DegAverage 45-DegAverage 90-Deg 022.54567.590451988824775381320566566566566566551752920163381105793731567434371651508817640380631099689156330123075116201419238811151038999554210140859643102322843620903101654114488257099265239669305817655037357354706114766148404115094465039453734084124129503423513763311553163103362446028727529273652522432483170214208204217517316715710801461241061085122964100909570000Construction: Extruded aluminum trim with formed cold rolled 20 gauge steel back box housing. Highly reflective die-formed white painted steel reflector.Shielding: Extruded aluminum module with miro reflector for perfect wall wash illumina-tion.Mounting: EDGE Techx is designed to install into acoustical grid and inaccessible ceilings. Specify GXG for individual, unjoinable units (individual units will fall on-grid). Specify GX for continuous runs (runs designed to fall on-grid). Grid retention brackets are integral to housing. Each housing contains 4 grid retention brackets. Consult factory for detailed installation instructions. Maximum fixture weight is 15 lbs (per 4’ fixture).LED: 25°C test environment. Lumen output/wattage has a margin of +/- 5%; 2’ or 3’ lengths may have a greater wattage deviation. Luminaire configurations tested in accor-dance with IES LM-79. Diodes tested in accordance with IES LM-80. Lifetime calculated using IES TM-21. Minimum lifetime greater than 60,000 hours. Lifetime Projection L70 = 122,900 hours and L90 = 36,600 hours. MacAdam 3-Step Ellipses. Not all products are lighting facts listed. For all available IES files, please visit our website at pinnacle-ltg.com.CRI, CCT & Lumen Output: Two lumen packages available. Standard and High (HO). Custom outputs are available. Specify custom lumens or watts between standard offering listed on CRI, CCT & Output page. 80 CRI is available for 3000K, 3500K, and 4000K. 90 CRI is available for 2700K, 3000K, 3500K, and 4000K. 90 CRI = R9≥50.Voltage: Universal (U), 120 volt (1), 277 volt (2) and 347 volt (3) options available. Must specify OL4 in Driver section when 347 volt (3) is selected. Some EDGE Techx configura-tions will not accommodate all voltage options; consult with factory.Driver: Standard Driver Option is Advance Xitanium 0-10V, 1% = PL2. Electronic driver, Power factor is >0.9 with a THD <20%. Driver Lifetime: 50,000 hours at 25°C ambient operating conditions. Ambient operating range: -20°F/-30°C to 96°F/35°C. For more driver options, see Pinnacle Resource Guide. Some EDGE Techx configurations will not accom-modate all driver options.Circuiting: Select from single circuit (1), Multi circuit - For multiple circuiting and zone control, requires factory shop drawing (M), Emergency circuit (E) or Night Light circuit (N). For emergency circuiting situations that require no through wire or circuit separation, Life Safety Circuit should be selected. This will provide a separate power feed and only the Life Safety Circuit in that section. Some EDGE Techx configurations will not accommodate all circuiting options; consult with factory. Battery & Emergency: Select battery or emergency options if required. If battery or emergency option is not required, enter 0. Battery duration is 90 minutes as standard. Test button is remote to fixture. For more Battery options, see Pinnacle Resource Guide.Finish: Standard powder-coat textured white, metallic silver, textured black, graphite or bronze painted finish; consult factory for chip of standard paint finishes or for additional custom color and finish options.Controls: Consult Factory.Labels: UL and cUL Listed. Standard and HO lumen packages are IC Rated, approved for dry/damp location unless otherwise noted.Fixture Weight: Maximum fixture weight is 15 lbs (per 4’ fixture).Buy American Act CompliantWarranty: EDGE Techx LED offered with a 5-year limited warranty. Covers LED, driver and fixture.For all available IES files, please visit our website at pinnacle-ltg.com. Photometry testing in accordance to IESNA-LM-79-08 at an NVLAP accredited testing laboratory. Testing conducted at 25°C ambient conditionsDesigned in Denver, CO • USA ¦ pinnacle-ltg.com ¦ O: 303-322-5570 F: 303-322-5568Recessed Linear Wall Washpg. 5
https://www.pinnacle-ltg.com/sites/default/files/2023-02/EV3WG_LED_SPEC.pdf | lighting | 11/16”(17.5mm)6-5/8”(168.3mm)3” (76.2mm)3-7/16” (87.3mm)Specifications and dimensions subject to change without notice. Specification sheets that appear on pinnacle-ltg.com are the most recent version and supersede all other previously printed or electronic versions.Project NameDateTypeEV3WG_LED_SPEC_JAN2023Designed in Denver, CO • USA ¦ pinnacle-ltg.com ¦ O: 303-322-5570Example Part #: EV3WG-830HO-26’-G1-U-OL2-1-0-WEV3WG ---------CRI, CCT & OUTPUTLENGTH OR PATTERNMOUNTINGVOLTAGEDRIVERCIRCUITINGBATTERY & EMERGENCYFINISHFIXTURE OPTIONSEDGE EV3WG3” Recessed Linear Wall Grazer • Extruded aluminum trim with formed cold rolled 20 gauge steel back box housing• Edge Evolution Wall Grazer is designed to highlight textured wall surfaces• Not recommended for smooth surfaces• Offered with a 5-year limited warranty. Covers LED, driver and fixture• UL and cUL listed. IC rated• Approved for dry/damp location unless otherwise noted• Room-Side Maintenance for LED system• Buy American Act compliantKey Features1 Individual fixtures come in 2’, 3’, 4’, 5’, 6’, 8’ lengths. Continuous row come in 1’ increments. For Patterns, specify pattern shape and overall dimensions. Example: LO6x4: L pattern that is 6’x4’. 2Specify mounting for individual or continuous length: G1, G9, GS, FL, NF & SF for continuous rows, G1G, G9G, GSG, FLF, NFN, SFS for individual lengths. 3 Enter quantity for Battery and Emergency, Example 2P. _ _ _ _ _ __ _ _ _ _ __ _ _ _ _ __ _ _ _CRI, CCT & OUTPUTLENGTH OR PATTERN1MOUNTING2VOLTAGE_27_ _ - 2700K _30_ _ - 3000K _35_ _ - 3500K _40_ _ - 4000K CL_ _ _ _ _ _ - Custom Lumens CW_ _ _ _ _ _ - Custom Watts Lumen Output pg. 2_ _ - Individual Fixture_ _ - Continuous Row LI _ x _ - Inside L ShapeLO _ x _ - Outside L Shape RI _ x _ - Inside RectangleRO _ x _ - Outside Rectangle SI _ - Inside SquareSO _ - Outside SquareM - Mod Layout Length and Pattern pg. 2-3G1(G) - 1” (15/16”) T BarG9(G) - 9/16” T BarGS(G) - Screw Slot T BarFL(F) - 1/2” FlangeNF(N) - Non FlangeSF(S) - Spackle Flange Mounting pg. 3U - Universal (120 thru 277V)1 - 120V 2 - 277V 3 - 347VVoltage pg. 4_ _ FIXTURE OPTIONSCONTROLSCP - Chicago PlenumDSP - Customer Supplied Battery/Driver/SensorEF - End FillerFixture Options pg. 5Pinnacle is able to accommodate different control solutions from different manufacturers. Consult Factory for more information._ _ _ _ _ ___ _ __ _ _DRIVERCIRCUITINGBATTERY & EMERGENCY3FINISHFSD - Factory Select Driver (1%, 0-10v)PL2 - Advance Xitanium (1%, 0-10v)OL4 - Osram 347v (1%, 0-10v)EE1 - eldoLED ECOdrive (1%, 0-10v)ES1 - eldoLED SOLOdrive (0.1%, 0-10v)LH1- Lutron Hi-lume (1%, EcoSystem)PS1 - Advance Xitanium (50%/100%)OL2 - Osram (1%, 0-10v)Driver pg. 41 - Single Circuit M - Multi CircuitE - Emergency (entire fixture)N - Night Light (entire fixture)Circuiting pg. 50 - None_FSG - Factory Select ALCR_FSB - Factory Select Battery_GI - Iota ETS DR_GB - Bodine GTD_P - Bodine 10W _IC - Iota 10W (CEC Listed)_E - Emergency Circuit Section_N - Night Light Circuit Section_L - Life Safety Circuit SectionBattery and Emergency pg. 5W - White S - Metallic SilverBL - Textured BlackBR - BronzeGR - GraphiteCC - Custom ColorFinish pg. 5Example: 830HO is 8 = 80 CRI; 30 = 3000K; HO = High Output; Blank = Standard OutputCustom Output- Lumens OR WattageCL_ _ _ _ _Specify CRI, CCT and desired lumens (i.e. CL835400)Specify lumens between standard offering listed below. Lumens are specified per color tempCW_ _ _ _ _ Specify CRI, CCT and desired wattage (i.e. CW9407)Specify watts between standard offering listed below80 CRIColorOutputWattsShieldingper footWGWall GrazerLumens/ftLPW8303000KStandard6.030350.3830HO3000KHigh10.347946.68353500KStandard6.031652.4835HO3500KHigh10.350048.78404000KStandard6.032453.8840HO4000KHigh10.351349.990 CRI9272700KStandard6.024941.3927HO2700KHigh10.339338.29303000KStandard6.028046.5930HO3000KHigh10.344243.09353500KStandard6.028547.3935HO3500KHigh10.345043.89404000KStandard6.029048.1940HO4000KHigh10.345844.6234568_Indiv. FixtureIndiv. FixtureIndiv. FixtureIndiv. FixtureIndiv. FixtureIndiv. FixtureCont. RunCustomizable length using field cutable non-illu-minated end fillers - max. length of 12” per side.23” (584.2mm)35” (889mm)47” (1193.8mm)59” (1498.6mm)71” (1803.4mm)95” (2413mm)Specify lengthEDGE EV3WGSpecifications and dimensions subject to change without notice. Specification sheets that appear on pinnacle-ltg.com are the most recent version and supersede all other previously printed or electronic versions.EV3WG_LED_SPEC_JAN2023• Specify either 80 or 90 CRI• Longer lead-time may apply for 90 CRI. Consult factory• 90 CRI = R9≥50Designed in Denver, CO • USA ¦ pinnacle-ltg.com ¦ O: 303-322-5570 F: 303-322-5568Recessed Linear Wall GrazerCRI, CCT & OutputLength• Individual units cannot be joined, end plates are factory installed and cannot be removed• Refer to Pattern section for specification and ordering options• Continuous Rows are made up of even and odd length fixtures; designed to fall on-gridpg. 2Tegular TileTegular TileTegular TileStandard TileStandard TileTegular TileTegular TileG1G Individual UnitG9GGBGGSGFLFNFNSFSG1 Continuous Run or PatternG9GBGSFLNFSF1" (15/16”) T-Bar 9/16” T-BarFor tegular tile instal-lations, fixture position will not be flush to the bottom of the tile 9/16” T-BarRail has bevel edge details. For tegular tile installations, fixture position will be flush to the bottom of the tile Screw Slot & 9/16” T-BarFor 9/16” installations with tegular tile, fixture position will be flush to the bottom of the tile Exposed Standard 1/2” Flange Detail Metal Pan or Millwork Drywall, Flangeless Detail EDGE EV3WGSpecifications and dimensions subject to change without notice. Specification sheets that appear on pinnacle-ltg.com are the most recent version and supersede all other previously printed or electronic versions.EV3WG_LED_SPEC_JAN2023• Individual Units: specify G_G, FLF, SFS, NFN• Continuous Units: specify G_, FL, SF, NF• All individual units cannot be joined, end trims are factory installed and cannot be removed• Designed to install into acoustical grid and inaccessible ceilings• Grid retention brackets integral to housing and require mechanical attachment• Each housing contains 4 grid retention brackets• Tie off fixture to structure with retention wires• Approved for dry/damp location unless otherwise noted• Grazer is a complete perimeter lighting solution that includes inside corners, out-side corners, and end fillers• Corners are 90 degree and allow for +/- 5 degrees of adjustability to accommodate wall imperfections• Specify runs to the nearest foot. Corners are slid into place to finish the perimeter lighting• Field cut End Fillers have a maximum length of 6”• Inside and Outside corners are field cut. Detailed length information will be on Factory Drawings• End Fillers, Inside and Outside Corners are all Non-illuminated. • See installation instructions for detailed informationAll fixture lengths within a pattern will be rounded to the nearest foot. End fillers and Corners (both field cut) will be used to complete the pattern. Factory Drawings will reflect all fixture, corner, and end filler locations and will need to be approved before an order is entered.SI_SO_RI_x_RO_x_UI_x_x_UO_x_x_LI_x_LO_x_MSquare, Inside (SI) or Outside (SO)Provide overall length dimen-sion for each fixture legRectangle, Inside (RI) or Outside (RO)Provide overall length dimen-sion for each fixture legU-Shape,Inside (UI) or Outside (UO)Provide overall length dimen-sion for each fixture legL-Shape,Inside (LI) or Outside (LO)Provide overall length dimen-sion for each fixture legMod LayoutFor 45 degrees, patterns or lengths not shown or standard90° Outside90° InsideEnd FillerInside Corners:Min. Length - 6-1/2”Max. Length - 15”Length is measured from fixture end to wall. Outside Corners:Min. Length - 0”Max. Length - 5-1/2”Length is measured from fixture end to wall. pg. 3Designed in Denver, CO • USA ¦ pinnacle-ltg.com ¦ O: 303-322-5570 F: 303-322-5568Recessed Linear Wall GrazerPatternMounting0-10V DriversFSDFactory Select Driver 1%, 0-10vPL2Signify Advance Xitanium 1%, 0-10vPL4Advance Xitanium 347v 1%, 0-10v, requires 347vOL2Osram Optotronic, 1%, 0-10vOL4Osram Optotronic 347v, 1% 0-10v, requires 347v optionEE1eldoLED ECOdrive 1%, 0-10v LogarithmicEE2eldoLED ECOdrive 1%, 0-10v LinearES1eldoLED SOLOdrive 0-10v, 0.1% LogarithmicES2eldoLED SOLOdrive 0-10v, 0% LinearDALI DriversEE3eldoLED ECOdrive .1%, DALI (logarithmic)ES3eldoLED SOLOdrive .1%, DALI (logarithmic)OD1Osram Optotronic 1%, DEXALOD2Osram Optotronic 1%, DALI 2 ChannelLutron DriversLH1Lutron Hi-lume Soft-on, Fade-to-black 1%, EcoSystem, LDE1LH4Lutron Hi-Lume 1%, 2-wire, Lutron-LTEA2W, 120v onlyAlternate DriversPS1Signify Advance Xitanium Step Dimming 50%/100%EH1ELV 120v only, 0-10v universalEDGE EV3WGSpecifications and dimensions subject to change without notice. Specification sheets that appear on pinnacle-ltg.com are the most recent version and supersede all other previously printed or electronic versions.EV3WG_LED_SPEC_JAN2023• Some EV3WG configurations will not accommodate all voltage options; consult with factory• Standard Driver Option = FSD • Driver Lifetime: 50,000 hours at 25°C ambient operating conditions• For more driver options see Pinnacle Resource Guide • Some EV3WG configurations will not accommodate all driver options; consult with factoryUUniversal1120 volt2277 volt3347 voltpg. 4How to specify Circuiting, Battery and Emergency• Select fixture circuiting from options below• Some EV3WG configurations will not accommodate all circuiting options, consult with factory1Single CircuitMMulti CircuitEEmergency Circuit onlyNNight Light Circuit onlyBattery and/or Emergency If RequiredCircuiting+213• Battery and emergency section options are available in addition to fixture circuit• Select battery and emergency section options below; factory shop drawing required• Some EV3WG configurations will not accommodate all circuiting options, consult with factory0No battery or specific emergency section requiredDesigned in Denver, CO • USA ¦ pinnacle-ltg.com ¦ O: 303-322-5570 F: 303-322-5568Recessed Linear Wall GrazerVoltageDriver0No Battery_FSBFactory Select Battery (10w option)_FSBSTFactory Select Battery (Self Testing)_ICIota 10w Integral_ILLIota 10w Integral Lithium, Self Testing_IRHIota 20w Remote_PBodine 10w Integral_PLLBodine 10w Integral Lithium, Self Testing_PRHBodine 20w RemoteEDGE EV3WGSpecifications and dimensions subject to change without notice. Specification sheets that appear on pinnacle-ltg.com are the most recent version and supersede all other previously printed or electronic versions.EV3WG_LED_SPEC_JAN2023Emergency_FSGFactory Select Automatic Load Control Relay (ALCR), UNV_GIEmergency Transfer Switch (ETS) DR Emergency Control Device, UNV_GBBodine GTD, Generator Transfer Device, 120v or 277v_EEmergency circuit section_NNight Light circuit section_LLife Safety circuit section NO THROUGH WIREFor Approximate Battery Lumen Output• Multiply battery wattage X fixture LPW shown on Lumen Table• 92.3 (LPW) x 10 (watts) = 923 battery lumen outputBattery OR Emergency Ordering Examples • Single circuit, 10w Integral Battery Ordering Code: 1-1P • Emergency only, 10w Integral Battery Ordering Code: E-1P • Single circuit, GTD required Ordering Code: 1-1GCombination Section Ordering Examples • Single circuit, (1) 10w battery, (1) emergency section Ordering Code: 1-1P1E • Multi circuit, (2) 10w battery, (2) emergency sections Ordering Code: M-2P2E • Single circuit, (1) night light section Ordering Code: 1-1N• Select battery section type if required, indicate total QTY. Example 2P• 90 minute battery runtime; test button is remote • No battery option available for 2’ lengths • Entire fixture is on battery for lengths up to 5’ • Half of fixture is on battery for 6’ or 8’ housing lengths • For more battery options available, see Pinnacle Resource Guide • Select emergency section type if required, indicate total QTY. Example 1E• Combine battery and emergency section ordering codes if both options are selectedBatteryFinish• Standard powder-coat textured white, metallic silver, textured black, graphite or bronze painted finish; consult factory for chip of standard paint finishes• Selecting a fixture finish other than white may impact lumen output; consult factory for more informationWWhiteSMetallic SilverBLTextured BlackGRGraphiteBRBronzeCCCustom Colorpg. 5Fixture Options• Additional options to enhance the fixture and finish of the productCPChicago PlenumDSPCustomer Supplied Battery/Driver/SensorEFEnd Fillers, comes as pair adds upto 6” per end Controls• Pinnacle is able to accommodate different control solutions from different manufacturers. Consult Factory for more informationDesigned in Denver, CO • USA ¦ pinnacle-ltg.com ¦ O: 303-322-5570 F: 303-322-5568Recessed Linear Wall GrazerEDGE EV3WGSpecifications and dimensions subject to change without notice. Specification sheets that appear on pinnacle-ltg.com are the most recent version and supersede all other previously printed or electronic versions.EV3WG_LED_SPEC_JAN2023PhotometricsWall GrazerTest #ITL82935Catalog #EV3WG-840-4Lumens1296 lmWatts24.1 WEfficacy54 LPWCandela DistributionLuminance Data (cd/sq.m)Vert AngleHorizontal AngleAngle In DegreesAverage 0-DegAverage 45-DegAverage 90-Deg 022.54567.590451342872685603320332033203320332055601902155252001248933092795231565631291522710726133932581496686751985759615233617316654313585228680020932733012164282551134281250730367825821723527532324714021392046404516311761305012241465305571911743060815898206571263520702124042075272101080277410852610009025000Construction: Extruded aluminum trim with formed cold rolled 20 gauge steel back box housing. Shielding: Extruded aluminum module for perfect wall grazer illumination.Mounting: Evolution is designed to install into acoustical grid and inaccessible ceilings. Specify GXG, FLF, SFS, NFN for individual, unjoinable units (individual units will fall on-grid). Specify GX, FL, SF, NF for continuous runs (runs designed to fall on-grid). Grid retention brackets are integral to housing. Each housing contains 4 grid retention brackets. Consult factory for detailed installation instructions. LED: 25°C test environment. Lumen output/wattage has a margin of +/- 5%; 2’ or 3’ lengths may have a greater wattage deviation. Luminaire configurations tested in accor-dance with IES LM-79. Diodes tested in accordance with IES LM-80. Lifetime calculated using IES TM-21. Minimum lifetime greater than 60,000 hours. Lifetime Projection L70 = 122,900 hours and L90 = 36,600 hours. MacAdam 3-Step Ellipses. Not all products are lighting facts listed. For all available IES files, please visit our website at pinnacle-ltg.com.CRI, CCT & Lumen Output: Two lumen packages available. Standard and High (HO). Custom outputs are available. Specify custom lumens or watts between standard offering listed on CRI, CCT & Output page. 80 CRI is available for 3000K, 3500K, and 4000K. 90 CRI is available for 2700K, 3000K, 3500K, and 4000K. 90 CRI = R9≥50. Published lumen or wattage data based on OL1 configuration.Voltage: Universal (U), 120 volt (1), 277 volt (2) and 347 volt (3) options available. Must specify OL4 in Driver section when 347 volt (3) is selected. Some Grazer configurations will not accommodate all voltage options; consult with factory.Driver: Standard Driver Option is Advance Xitanium 0-10V, 1% = PL2. Electronic driver, Power factor is >0.9 with a THD <20%. Driver Lifetime: 50,000 hours at 25°C ambient operating conditions. Ambient operating range: -20°F/-30°C to 96°F/35°C. For more driver options, see Pinnacle Resource Guide. Some Grazer configurations will not accommodate all driver options.Circuiting: Select from single circuit (1),Multi circuit - For multiple circuiting and zone control, requires factory shop drawing (M), Emergency circuit (E) or Night Light circuit (N). Some Grazer configurations will not accommodate all circuiting options; consult with factory. Battery & Emergency: Select battery or emergency options if required. If battery or emergency option is not required, enter 0. Battery duration is 90 minutes as standard. Test button is remote to fixture. For more Battery options, see Pinnacle Resource Guide.Finish: Standard powder-coat textured white, metallic silver, textured black, graphite or bronze painted finish; consult factory for chip of standard paint finishes or for additional custom color and finish options.Labels: UL and cUL Listed. Standard and HO lumen packages are IC Rated, approved for dry/damp location unless otherwise noted.Buy American Act CompliantWarranty: Evolution LED offered with a 5-year limited warranty. Covers LED, driver and fixture.pg. 6332624951663832For all available IES files, please visit our website at pinnacle-ltg.com. Photometry testing in accordance to IESNA-LM-79-08 at an NVLAP accredited testing laboratory. Testing conducted at 25°C ambient conditionsDesigned in Denver, CO • USA ¦ pinnacle-ltg.com ¦ O: 303-322-5570 F: 303-322-5568Recessed Linear Wall GrazerApplications & Certificates
https://www.pinnacle-ltg.com/sites/default/files/2023-02/EV6WET_LED_SPEC.pdf | lighting | Specifications and dimensions subject to change without notice. Specification sheets that appear on pinnacle-ltg.com are the most recent version and supersede all other previously printed or electronic versions.Project NameDateTypeEV6_WET_LED_SPEC_JAN2023Designed in Denver, CO • USA ¦ pinnacle-ltg.com ¦ O: 303-322-5570Example Part #: EV6-WET-830HO-8’-IND-FLF-U-OL2-1-0-WEV6- WET ----------SHIELDINGCRI, CCT & OUTPUTLENGTHPOSITIONMOUNTINGVOLTAGEDRIVERCIRCUITINGBATTERY & EMERGENCYFINISHFIXTURE OPTIONSEDGE EV6WET6” Recessed Linear WET• Approved for wet location unless otherwise noted. IP65 and IK10 rated• 6063-T5 Extruded aluminum housing• Highly reflective die-formed white painted reflector• All-inclusive module houses all LED system components in one compact unit• Unit easily releases from the housing for room-side maintenance• Wiring access available through bottom of housing• 5-year limited warranty covers LED, driver and fixture• ETL listed conforming to UL 1598 in US and CSA 250 in Canada• Buy American Act compliantKey Features1When specifying OUTPUT the first _ is for specifying either 8 - 80CRI or 9 -90CRI. The ending _ _ are for specifying output, example HO - High Output. See output charts for more information. 2Individual fixtures come in nominal 2’, 3’, 4’, 5’, 6’, 7’, & 8’ lengths, see pg. 2 for actual lengths. 3Specify position of fixture. Use IND for an individual fixture, use BOR, MOR, or EOR for building connected rows. 4Enter quantity for Battery and Emergency, Example 2P. WET_ _ _ _ _ __ _ _ _ _ __ _ _ SHIELDINGCRI, CCT & OUTPUT1LENGTH2POSITION3WET - Satine Wet LensShielding pg. 2_27_ _ - 2700K _30_ _ - 3000K _35_ _ - 3500K _40_ _ - 4000K_50_ _ - 5000KCL_ _ _ _ _ _ - Custom Lumens CW_ _ _ _ _ _ - Custom Watts Lumen Output pg. 2_ _ - Individual FixtureLength pg. 2IND - IndividualBOR - Beginning of RowMOR - Middle of RowEOR - End of RowMounting pg. 3_ _ __ _ __ _BATTERY & EMERGENCY4FINISHFIXTURE OPTIONSCONTROLS0 - None_FSG - Factory Select ALCR_FSB - Factory Select Battery_GI - Iota ETS DR_GB - Bodine GTD_P - Bodine 10W _IC - Iota 10W (CEC Listed)_E - Emergency Circuit Section_N - Night Light Circuit Section_L - Life Safety Circuit SectionBattery and Emergency pg. 4W - White S - Metallic SilverBL - Textured BlackBR - BronzeGR - GraphiteCC - Custom ColorFinish pg. 4GLR - Internal Fast Blow FuseEPF - End Power FeedDSP - Customer Supplied Battery/Driver/SensorN - Natatorium (corrosion resistant hardware)Fixture Options pg. 5Pinnacle is able to accommodate different control solutions from different manufacturers. Consult Factory for more information.FL ___ _ __MOUNTINGVOLTAGEDRIVERCIRCUITINGFL(F) - 1/2” FlangeMounting pg. 3U - Universal (120 thru 277V)1 - 120V 2 - 277V 3 - 347VVoltage pg. 3FSD - Factory Select Driver (1%, 0-10v)PL2 - Advance Xitanium (1%, 0-10v)OL4 - Osram 347v (1%, 0-10v)EE1 - eldoLED ECOdrive (1%, 0-10v)ES1 - eldoLED SOLOdrive (0.1%, 0-10v)LH1- Lutron Hi-lume (1%, EcoSystem) PS1 - Advance Xitanium (50%/100%)OL2 - Osram (1%, 0-10v)Driver pg. 31 - Single Circuit M - Multi CircuitE - Emergency (entire fixture)N - Night Light (entire fixture)Circuiting pg. 44-13/16”(122mm)5/16”(8mm)5-11/16”(144mm)6-3/4” (171mm)2345678Individual FixtureIndividual FixtureIndividual FixtureIndividual FixtureIndividual FixtureIndividual FixtureIndividual Fixture27-1/8” (689mm)39” (991mm)50-3/4” (1289mm)62-5/8” (1591mm)74-5/8” (1895mm)86-1/2” (2197mm)98-3/8” (2499mm)EDGE EV6Specifications and dimensions subject to change without notice. Specification sheets that appear on pinnacle-ltg.com are the most recent version and supersede all other previously printed or electronic versions.EV6_WET_LED_SPEC_JAN2023• Specify either 80 or 90 CRI• Longer lead-time may apply for 90 CRI. Consult factory• 90 CRI = R9≥50Designed in Denver, CO • USA ¦ pinnacle-ltg.com ¦ O: 303-322-5570 F: 303-322-5568Recessed Linear WETCRI, CCT & OutputShieldingLengthWETSatine Wet LensEDGE 6 EX6WETCustom Output- Lumens OR WattageCL_ _ _ _ _Specify CRI, CCT and desired lumens (i.e. CL835500)Specify lumens between standard offering listed below. Lumens are specified per color tempCW_ _ _ _ _ Specify CRI, CCT and desired wattage (i.e. CW9407)Specify watts between standard offering listed below80 CRIColorOutputWattsShieldingper footWETSatine WetLumens/ftLPW8303000KStandard4.643895.2830HO3000KHigh8.679291.88353500KStandard4.644797.2835HO3500KHigh8.680893.78404000KStandard4.6460100.0840HO4000KHigh8.683296.58905000KStandard4.645999.8809HO5000KHigh8.683096.290 CRI9272700KStandard4.634675.2927HO2700KHigh8.662672.69303000KStandard4.637280.9930HO3000KHigh8.667277.99353500KStandard4.639385.4935HO3500KHigh8.671082.39404000KStandard4.639385.4940HO4000KHigh8.671182.4pg. 2EDGE EV6Specifications and dimensions subject to change without notice. Specification sheets that appear on pinnacle-ltg.com are the most recent version and supersede all other previously printed or electronic versions.EV6_WET_LED_SPEC_JAN2023FL(F)Flanged• Available with standard 1/2” flange (FL)• Utilize Surface Mount for in-wall application. Building surface waterproofing by others• End trims and power cord attached at factory• Approved for wet location unless otherwise noted• Refer to installation instructions during installation at the jobsiteMountingFL - FlangedDesigned in Denver, CO • USA ¦ pinnacle-ltg.com ¦ O: 303-322-5570 F: 303-322-5568Recessed Linear WET• Some EDGE Wet configurations will not accommodate all voltage options; consult with factory• Standard Driver Option = FSD• Driver Lifetime: 50,000 hours at 25°C ambient operating conditions• For more driver options see Pinnacle Resource Guide • Some EDGE Wet configurations will not accommodate all driver options; consult with factoryUUniversal1120 volt2277 volt3347 voltVoltageDriver0-10V DriversFSDFactory Select Driver 1%, 0-10vPL2Signify Advance Xitanium 1%, 0-10vPL4Advance Xitanium 347v 1%, 0-10v, requires 347vOL2Osram Optotronic, 1%, 0-10vOL4Osram Optotronic 347v, 1% 0-10v, requires 347v optionEE1eldoLED ECOdrive 1%, 0-10v LogarithmicEE2eldoLED ECOdrive 1%, 0-10v LinearES1eldoLED SOLOdrive 0-10v, 0.1% LogarithmicES2eldoLED SOLOdrive 0-10v, 0% LinearDALI DriversEE3eldoLED ECOdrive .1%, DALI (logarithmic)ES3eldoLED SOLOdrive .1%, DALI (logarithmic)OD1Osram Optotronic 1%, DEXALOD2Osram Optotronic 1%, DALI 2 ChannelLutron DriversLH1Lutron Hi-lume Soft-on, Fade-to-black 1%, EcoSystem, LDE1LH4Lutron Hi-Lume 1%, 2-wire, Lutron-LTEA2W, 120v onlyAlternate DriversPS1Signify Advance Xitanium Step Dimming 50%/100%EH1ELV 120v only, 0-10v universalOD1Osram Optotronic 1%, DEXAL pg. 3INDBORMOREORIndividual FixtureBeginning of RowMiddle of RowEnd of Row• When making rows with EDGE Wet, the rows must be ordered as individual units with a position specified• Positions can either be “BOR” - Beginning of Row, “MOR” - Middle of Row, or “EOR” - End of Row• The connection between fixtures is less than 1/8” • For single, non-connected units, specify as “IND” for individualPositionEDGE EV6Specifications and dimensions subject to change without notice. Specification sheets that appear on pinnacle-ltg.com are the most recent version and supersede all other previously printed or electronic versions.EV6_WET_LED_SPEC_JAN2023How to specify Circuiting, Battery and Emergency• Select fixture circuiting from options below• Some EDGE Wet configurations will not accommodate all circuiting options, consult with factory1Single CircuitMMulti CircuitEEmergency Circuit onlyNNight Light Circuit onlyEmergency_FSGFactory Select Automatic Load Control Relay (ALCR), UNV_GIEmergency Transfer Switch (ETS) DR Emergency Control Device, UNV_GBBodine GTD, Generator Transfer Device, 120v or 277v_EEmergency circuit section_NNight Light circuit section_LLife Safety circuit section NO THROUGH WIREFor Approximate Battery Lumen Output• Multiply battery wattage X fixture LPW shown on Lumen Table• 92.3 (LPW) x 10 (watts) = 923 battery lumen outputBattery OR Emergency Ordering Examples • Single circuit, 10w Integral Battery Ordering Code: 1-1P • Emergency only, 10w Integral Battery Ordering Code: E-1P • Single circuit, GTD required Ordering Code: 1-1GCombination Section Ordering Examples • Single circuit, (1) 10w battery, (1) emergency section Ordering Code: 1-1P1E • Multi circuit, (2) 10w battery, (2) emergency sections Ordering Code: M-2P2E • Single circuit, (1) night light section Ordering Code: 1-1N• Select battery section type if required, indicate total QTY. Example 2P• 90 minute battery runtime; test button is integral to fixture• No battery option available for 2’ lengths • Entire direct fixture housing is on battery for lengths up to 5’ • Half of direct fixture is on battery for 6’, 7’ or 8’ housing lengths • For more battery options available, see Pinnacle Resource Guide • Select emergency section type if required, indicate total QTY. Example 1E• Combine battery and emergency section ordering codes if both options are selectedBattery and/or Emergency If RequiredCircuiting+213• Battery and emergency section options are available in addition to fixture circuit• Select battery and emergency section options below; factory shop drawing required• Some EDGE Wet configurations will not accommodate all circuiting options, consult with factory0No battery or specific emergency section requiredBatteryFinish• Standard powder-coat textured white, metallic silver, textured black, graphite or bronze painted finish; consult factory for chip of standard paint finishes• Selecting a fixture finish other than white may impact lumen output; consult factory for more informationWWhiteSMetallic SilverBLTextured BlackGRGraphiteBRBronzeCCCustom Color0No Battery_FSBFactory Select Battery (10w option)_FSBSTFactory Select Battery (Self Testing)_ICIota 10w Integral_ILLIota 10w Integral Lithium, Self Testing_IRHIota 20w Remote_PBodine 10w Integral_PLLBodine 10w Integral Lithium, Self Testing_PRHBodine 20w RemoteDesigned in Denver, CO • USA ¦ pinnacle-ltg.com ¦ O: 303-322-5570 F: 303-322-5568Recessed Linear WETpg. 4EDGE EV6Specifications and dimensions subject to change without notice. Specification sheets that appear on pinnacle-ltg.com are the most recent version and supersede all other previously printed or electronic versions.EV6_WET_LED_SPEC_JAN2023Fixture OptionsControls• Additional options to enhance the fixture and finish of the product• Pinnacle is able to accommodate different control solutions from different manufacturers. Consult Factory for more information.Photometrics13851039692346Candela DistributionLuminance Data (cd/sq.m)Vert AngleHorizontal AngleAngle In DegreesAverage 0-DegAverage 45-DegAverage 90-Deg 022.54567.5904558135368504801385138513851385138555513846674332513781376137613751375654452397136761013511345134513431340753661324230611513101298129712921285852979262227212012491230122912191211251170115011451133112230107910621051103310213597996394792791440873858840818804457637507317096955065564562660559355549542525506495604464434294134066535234933932732170262262254248245751791821801781778010711211611711885515663687290412233033Satine Wet LensTest #Scaled from ITL86504Catalog #EV6-WET-840-4Lumens3328 lmWatts34.5 WEfficacy96 LPWGLRInternal Fast Blow FuseDSPCustomer Supplied Battery/Driver/SensorEPFEnd Power FeedNNatatorium (corrosion resistant hardware)Designed in Denver, CO • USA ¦ pinnacle-ltg.com ¦ O: 303-322-5570 F: 303-322-5568Recessed Linear WETConstruction 6063-T5 extruded aluminum housing with welded ends. Internal lens gaskets seal housing to prevent moisture and debris from entering the fixture. Pressure equalizing vent allows fixture to “breathe” preventing condensation.Shielding Solid acrylic diffuse snap-in lens with matte finish with an EPDM gasketed for complete wet seal.Mounting Fixtures can be installed individually or connected for a continuous run appear-ance. IND fixtures are individual fixtures and have no joining holes. IND fixtures cannot be joined. BOR fixtures are used for beginning of row and have joining holes on non-power end of fixture. MOR fixtures are used for middle of row and have joining holes on both ends of fixture. EOR fixtures are used for the end of a row and have no joining holes on power end of fixture. Consult factory for detailed installation instructions. LED 25°C test environment. Lumen output/wattage has a margin of +/- 5%; 2’ or 3’ lengths may have a greater wattage deviation. Luminaire configurations tested in accor-dance with IES LM-79. Diodes tested in accordance with IES LM-80. Lifetime calculated using IES TM-21. Minimum lifetime greater than 60,000 hours. Lifetime Projection L70 = 134,700 hours and L90 = 40,100 hours. MacAdam 3-Step Ellipses. Not all products are Lighting Facts listed. For all available IES files, please visit our website at pinnacle-ltg.com.CRI, CCT & Lumen Output Two lumen packages available. Standard and High (HO). Custom outputs are available. Specify custom lumens or watts between standard offering listed on CRI, CCT & Output page. 80 CRI is available for 3000K, 3500K, and 4000K. 90 CRI is available for 2700K, 3000K, 3500K, and 4000K. 90 CRI = R9≥50. Published lumen or wattage data based on OL1 configuration.Voltage Universal (U), 120 volt (1), 277 volt (2) and 347 volt (3) options available. Must specify OL4 in Driver section when 347 volt (3) is selected. Some EDGE Wet configurations will not accommodate all voltage options; consult with factory.Driver Standard Driver Option is Advance Xitanium 0-10V, 1% = PL2. Electronic driver, Power factor is >0.9 with a THD <20%. Driver Lifetime: 50,000 hours at 25°C ambient op-erating conditions. Ambient operating range: -20°F/-30°C to 107°F/42°C. For more driver options, see Pinnacle Resource Guide. Some EDGE Wet configurations will not accommo-date all driver options.Circuiting Select from single circuit (1), Multi circuit - For multiple circuiting and zone control, requires factory shop drawing (M), Emergency circuit (E) or Night Light circuit (N). For emergency circuiting situations that require no through wire or circuit separation, Life Safety Circuit should be selected. This will provide a separate power feed and only the Life Safety Circuit in that section. Some EDGE Wet configurations will not accommodate all circuiting options; consult with factory. Battery & Emergency Select battery or emergency options if required. If battery or emergency option is not required, enter 0. Battery duration is 90 minutes as standard. Test button is integral to fixture. For more Battery options, see Pinnacle Resource Guide.Finish Standard powder-coat textured white, metallic silver, textured black, graphite or bronze painted finish; consult factory for chip of standard paint finishes or for additional custom color and finish options.Controls Consult FactoryLabels ETL listed conforming to UL 1598 in US and CSA 250 in Canada. IP65 and IK10 rated.Buy American Act CompliantWarranty EDGE Wet LED offered with a 5-year limited warranty. Covers LED, driver and fixture.Applications & CertificatesFor all available IES files, please visit our website at pinnacle-ltg.com. Photometry testing in accordance to IESNA-LM-79-08 at an NVLAP accredited testing laboratory. Testing conducted at 25°C ambient conditionspg. 5
https://www.pinnacle-ltg.com/sites/default/files/2023-02/F14D_REC_SA_SPEC.pdf | lighting | _ __ _ _ _ _ __ _ _ _ _ __SHIELDING1SOURCE2MOUNTINGVOLTAGEA - Flush Satine LensAL - Drop Satine LensAR - Regress Satine Lens ASF_ _ - Acoustic Solution Flush(use A_ _ to specify color)ASR_ _ - Acoustic Solution Regress(use A _ _ to specify color)Shielding pg. 2_27_ _ - 2700K _30_ _ - 3000K _35_ _ - 3500K_40_ _ - 4000KCL_ _ _ _ _ _ - Custom Lumens CW_ _ _ _ _ _ - Custom Watts NA - Not Applicable (for specifying SA fixtures)Source pg. 3G - Grid CeilingFL - Flanged NF - Non-FlangedSF - Spackle FlangeMounting pg. 3U - Universal (120 thru 277V)1 - 120V 2 - 277V3 - 347VNA - Not Applicable (for specifying SA fixtures)Voltage pg. 4_ _ _ __ _ _ _FIXTURE OPTIONSCONTROLS3CP - Chicago PlenumAM - Antimicrobial Paint FW6 - 6’ Flex WhipGMF - Slow Blow FusingDSP - Customer Supplied Battery/Driver/SensorNA - Not Applicable (for specifying SA fixtures)Fixture Options pg. 4DLMFC - Wattstopper DLM (wired)ENLI - Enlighted IOT (remote)ENLC - Enlighted Connected Lighting (remote)NA - Not Applicable (for specifying SA fixtures)Controls pg. 5_ _ ___ _ __ _ DRIVERCIRCUITINGBATTERY & EMERGENCYFINISHFSD - Factory Select Driver (1%, 0-10v)PL2 - Advance Xitanium (1%, 0-10v)EE1 - eldoLED ECOdrive (1%, 0-10v)ES1 - eldoLED SOLOdrive (0.1%, 0-10v)LH1 - Lutron Hi-lume (1%, EcoSystem)OL2 - Osram Optotronic (1%, 0-10v)OL4 - Osram Optotronic 347v (1%, 0-10v)NA - Not Applicable (for specifying SA fixtures)Driver pg. 41 - Single Circuit E - Emergency (entire fixture)N - Night Light (entire fixture)NA - Not Applicable (for specifying SA fixtures)Circuiting pg. 40 - None1G - Bodine GTD1PRL - Bodine 7W RemoteFSG - Factory Select ALCRGI - Iota ETS DRGB - Bodine GTDNA - Not Applicable (for specifying SA fixtures)Battery and Emergency pg. 4W - WhiteFinish pg. 4Specifications and dimensions subject to change without notice. Specification sheets that appear on pinnacle-ltg.com are the most recent version and supersede all other previously printed or electronic versions.Project NameDateTypeF14D_RECESS_SPEC_JAN2023Designed in Denver, CO • USA ¦ pinnacle-ltg.com ¦ O: 303-322-5570Example Part #: F14D-A-830HO-G-U-PL2-1-0-WF14D ----------SHIELDINGSOURCEMOUNTINGVOLTAGEDRIVERCIRCUITINGBATTERY & EMERGENCYFINISHFIXTURE OPTIONSCONTROLSFINA F14D• Extruded aluminum housing is rolled and welded for seamless finish with 3/4” trim• Aluminum top cover conceals all electrical components. Highly reflective die-formed white painted steel reflector• Sound Absorption available in specific configurations• FINA offered with a 5-year limited warranty. Covers LED, driver and fixture• ETL Listed conforming to UL1598 in US and CSA 250 in Canada• Maximum fixture weight is 15 lbs• Room-side maintenance for LED system • Buy American Act compliant• Apparent Noise Reduction Coefficient (NRC) is up to 1.6Key Features13-3/4” (349.3mm)4”(101.6mm)1When specifying a fixture with only Sound Absorption (no lit components), use NA for the following sections of the part number: SOURCE, VOLTAGE, DRIVER, CIRCUITING, BATTERY & EMERGENCY, or CONTROLS. 2When specifying SOURCE the first _ is for specifying either 8 - 80CRI, 9 - 90CRI. The ending _ _ are for specifying output, example HO - High Output. See output charts for more information. 3Controls can only be used with Single Circuit (1) or Emergency Circuit (E), cannot be used with any battery options. See Controls chart on page 5 for driver options and more information.14” Direct Recessed Architectural Roundwith Sound AbsorptionFINA F14DSpecifications and dimensions subject to change without notice. Specification sheets that appear on pinnacle-ltg.com are the most recent version and supersede all other previously printed or electronic versions.F14D_RECESS_SPEC_JAN2023Designed in Denver, CO • USA ¦ pinnacle-ltg.com ¦ O: 303-322-5570 F: 303-322-5568Architectural Round• White virgin acrylic lens with matte finish, removable for LED access• Lens available in 3 positions1” (25.4mm)3/4” (19mm)ShieldingOrdering CodeA or ASFALAR or ASRFlush Satine Lens or Acoustic SolutionDrop Satine LensRegress Satine Lens or Acoustic SolutionAcoustic Solutions• 12mm PET Polyester Fiber acoustic panel• Recyclable and contains up-to 90% post-consumer content• Colors below are for representation purposes, color may vary from photograph, contact factory for sample• Specify the color of the Acoustic panel with the numeric code below in the Acoustic Finish portion of the part number. For example, specify A08 for NickelA19 - BoneA20 - BumblebeeA21 - GingerbreadA22 - RavenA23 - OreganoA24 - MushroomPCC - Custom ColorPlease note there is a minimum order quantity for custom matching. Consult factory for order quantity, price and lead-time.A01 - CharcoalA02 - BlackA03 - AzureA04 - RubyA05 - CommanderA06 - Coffee BeanA07 - AlmondA08 - NickelA09 - StoneA10 - SlateA11 - PearA12 - TealA13 - Warm WhiteA14 - Nighttime BlueA15 - TigerA16 - Cool GreyA17 - Grey GraniteA18 - Dunepg. 2FINA F14DSpecifications and dimensions subject to change without notice. Specification sheets that appear on pinnacle-ltg.com are the most recent version and supersede all other previously printed or electronic versions.F14D_RECESS_SPEC_JAN2023Designed in Denver, CO • USA ¦ pinnacle-ltg.com ¦ O: 303-322-5570 F: 303-322-5568Architectural RoundMounting• Designed to install into acoustical grid and inaccessible ceilings• Tie off fixture to structure with retention wires• Maximum fixture weight is 15 lbsGGrid Ceiling with 3/4” (19.1mm) Trim15/16” T-Bar9/16” T-BarScrew Slot T-BarRecessed box allows for 1/2” of adjust-ability to accommodate a variety of grid ceilingsFLNFSFStandard 3/4” (19.1mm) FlangeExposed FlangeNon-Flange with 1/4” (6.4mm) TrimMetal Pan or MillworkSpackle FlangeDrywall, Flangeless• Specify either 80 or 90 CRI• Longer lead-time may apply for 90 CRI. Consult factory• 90 CRI = R9≥50Source: White LEDCustom Output- Lumens OR WattageCL_ _ _ _ _Specify CRI, CCT and desired lumens (i.e. CL8352000)Specify lumens between standard offering listed below. Lumens are specified per color tempCW_ _ _ _ _ Specify CRI, CCT and desired wattage (i.e. CW94020)Specify watts between standard offering listed below80 CRIColorShieldingA, AL, ARSatine LensLumensWattsLPW830LO3000K8389.093830MO3000K143814.3101830HO3000K201519.6103835LO3500K8959.198835MO3500K153414.4107835HO3500K215019.7109840LO4000K9049.1100840MO4000K154814.3108840HO4000K216919.611190 CRI927LO2700K7019.475927MO2700K117915.079927HO2700K162420.878930LO3000K7259.378930MO3000K122614.883930HO3000K169220.682935LO3500K7259.378935MO3500K122614.883935HO3500K169220.682940LO4000K7689.382940MO4000K130015.087940HO4000K179520.886Sound AbsorptionNANot applicable (for Sound Absorption fixtures)pg. 3FINA F14DSpecifications and dimensions subject to change without notice. Specification sheets that appear on pinnacle-ltg.com are the most recent version and supersede all other previously printed or electronic versions.F14D_RECESS_SPEC_JAN2023Battery & EmergencyFinish• Powder-coat white painted finish on exposed trimWWhite1Single CircuitEEmergency Circuit onlyNNight Light Circuit onlyNANot Applicable (for Sound Absorption)Circuiting• Select fixture circuiting from options below• Some FINA configurations will not accommodate all circuiting options; consult with factoryFor Approximate Battery Lumen Output•
https://www.pinnacle-ltg.com/sites/default/files/2023-02/LF12D_REC_SA_SPEC.pdf | lighting | _ _ _ _ _ _ _ _ __ _ _ _ _ __SHIELDING1SOURCE2MOUNTINGVOLTAGEA - Flush Satine LensAL - Drop Satine LensAR - Regress Satine Lens ASF_ _ - Acoustic Solution Flush(use A_ _ to specify color)ASR_ _ - Acoustic Solution Regress(use A_ _ to specify color) Shielding pg. 2_27_ _ - 2700K _30_ _ - 3000K _35_ _ - 3500K _40_ _ - 4000KCL_ _ _ _ _ _ - Custom Lumens CW_ _ _ _ _ _ - Custom Watts NA - Not Applicable (for specifying SA fixtures)Source pg. 3G - Grid Ceiling(Fixture does not fit in standard grid spacing)FL - Flanged SF - Spackle FlangeMounting pg. 4U - Universal (120 thru 277V)1 - 120V 2 - 277V 3 - 347VNA - Not Applicable (for specifying SA fixtures)Voltage pg. 4_ _ _ _ _ __ _ _ _ _ _FIXTURE OPTIONSCONTROLS3CP - Chicago PlenumAM - Antimicrobial Paint FW6 - 6’ Flex WhipGMF - Slow Blow FusingDSP - Customer Supplied Battery/Driver/SensorNA - Not Applicable (for specifying SA fixtures)Fixture Options pg. 6DLMFC - Wattstopper DLM (wired)ENLI - Enlighted IOT (remote)ENLC - Enlighted Connected Lighting (remote)NA - Not Applicable (for specifying SA fixtures)Controls pg. 6_ _ ___ _ __ _ DRIVERCIRCUITINGBATTERY & EMERGENCYFINISHFSD - Factory Select Driver (1%, 0-10v)PL2 - Advance Xitanium (1%, 0-10v)PS1 - Advance Xitanium (50%/100%)EE1 - eldoLED ECOdrive (1%, 0-10v)ES1 - eldoLED SOLOdrive (0.1%, 0-10v)LH1 - Lutron Hi-lume (1%, EcoSystem)OL2 - Osram Optotronic (1%, 0-10v)OL4 - Osram Optotronic 347v (1%, 0-10v)NA - Not Applicable (for specifying SA fixtures)Driver pg. 51 - Single Circuit E - Emergency (entire fixture)N - Night Light (entire fixture)NA - Not Applicable (for specifying SA fixtures)Circuiting pg. 50 - None1P - Bodine 10W Integral1I - Iota 10W1IC - Iota 10W, Integral (CEC Listed)1G - Bodine GTDFSG - Factory Select ALCRGI - Iota ETS DRGB - Bodine GTDNA - Not Applicable (for specifying SA fixtures)Battery and Emergency pg. 5W - White S - Metallic SilverBL - Textured BlackBR - BronzeGR - Graphite CC - Custom ColorFinish pg. 54”(101.6mm)12” (304.8mm)1When specifying a fixture with only Sound Absorption (no lit components), use NA for the following sections of the part number: SOURCE, VOLTAGE, DRIVER, CIRCUITING, BATTERY & EMERGENCY, or CONTROLS. 2When specifying SOURCE the first _ is for specifying either 8 - 80CRI, 9 - 90CRI. The ending _ _ are for specifying output, example HO - High Output. See output charts for more information. 3Controls can only be used with Single Circuit (1) or Emergency Circuit (E), cannot be used with any battery options. See Controls chart on page 5 for driver options and more information.1x2 Direct Recessed Architectural Squarewith Sound Absorption*Shown with SAR12 optionSpecifications and dimensions subject to change without notice. Specification sheets that appear on pinnacle-ltg.com are the most recent version and supersede all other previously printed or electronic versions.Project NameDateTypeLF12D_RECESSED_SPEC_JAN2023Designed in Denver, CO • USA ¦ pinnacle-ltg.com ¦ O: 303-322-5570Example Part #: LF12D-A-830HO-G-U-PL2-1-0-WLF12D ----------SHIELDINGCRI, CCT & OUTPUTMOUNTINGVOLTAGEDRIVERCIRCUITINGBATTERY & EMERGENCYFINISHFIXTURE OPTIONSCONTROLSLiFT LF12DKey Features• Formed 20 gauge cold rolled steel housing• Highly reflective die-formed white painted reflector• Fabricated, captive lens with 3 lens positions• Sound Absorption available in specific configurations• LiFT offered with a 5-year limited warranty. Covers LED, driver and fixture• ETL Listed conforming to UL1598 in US and CSA 250 in Canada• Maximum fixture weight is 15 lbs• Room-Side Maintenance for LED system• Buy American Act compliant• Apparent Noise Reduction Coefficient (NRC) is up to 1.6LiFT LF12DSpecifications and dimensions subject to change without notice. Specification sheets that appear on pinnacle-ltg.com are the most recent version and supersede all other previously printed or electronic versions.LF12D_RECESSED_SPEC_JAN2023Designed in Denver, CO • USA ¦ pinnacle-ltg.com ¦ O: 303-322-5570 F: 303-322-5568Architectural Squarepg. 2Shielding• Fabricated, captive lens with 3 lens positions• Highly reflective white reflectors maintain uniform lens brightness1” (25.4mm)1-3/16” (30.2mm)Ordering CodeA or ASFALAR or ASRFlush Satine Lens or Acoustic SolutionDrop Satine LensRegress Satine Lens or Acoustic SolutionAcoustic Solutions• 12mm PET Polyester Fiber acoustic panel• Recyclable and contains up-to 90% post-consumer content• Colors below are for representation purposes, color may vary from photograph, contact factory for sample• Specify the color of the Acoustic panel with the numeric code below in the Acoustic Finish portion of the part number. For example, specify A08 for NickelA19 - BoneA20 - BumblebeeA21 - GingerbreadA22 - RavenA23 - OreganoA24 - MushroomPCC - Custom ColorPlease note there is a minimum order quantity for custom matching. Consult factory for order quantity, price and lead-time.A01 - CharcoalA02 - BlackA03 - AzureA04 - RubyA05 - CommanderA06 - Coffee BeanA07 - AlmondA08 - NickelA09 - StoneA10 - SlateA11 - PearA12 - TealA13 - Warm WhiteA14 - Nighttime BlueA15 - TigerA16 - Cool GreyA17 - Grey GraniteA18 - DuneLiFT LF12DSpecifications and dimensions subject to change without notice. Specification sheets that appear on pinnacle-ltg.com are the most recent version and supersede all other previously printed or electronic versions.LF12D_RECESSED_SPEC_JAN2023Designed in Denver, CO • USA ¦ pinnacle-ltg.com ¦ O: 303-322-5570 F: 303-322-5568Architectural Squarepg. 3• Specify either 80 or 90 CRI• Longer lead-time may apply for 90 CRI. Consult factory• 90 CRI = R9≥50Source: White LEDSound AbsorptionNANot applicable (for Sound Absorption fixtures)Custom Output- Lumens OR WattageCL_ _ _ _ _Specify CRI, CCT and desired lumens (i.e. CL8352000)Specify lumens between standard offering listed below. Lumens are specified per color tempCW_ _ _ _ _ Specify CRI, CCT and desired wattage (i.e. CW94020)Specify watts between standard offering listed below80 CRIColorLumensShieldingA, AL, ARSatine LensWattsLPW830LO3000K110510.7103830MO3000K177917.1104830HO3000K243423.9102835LO3500K114510.7107835MO3500K186517.1109835HO3500K258623.9108840LO4000K119910.8111840MO4000K193417.2112840HO4000K266324.111090 CRI927LO2700K89810.883927MO2700K144717.284927HO2700K198624.083930LO3000K95710.889930MO3000K154517.290930HO3000K212424.089935LO3500K95710.889935MO3500K154517.290935HO3500K212424.089940LO4000K100810.794940MO4000K162317.295940HO4000K222524.093LiFT LF12DSpecifications and dimensions subject to change without notice. Specification sheets that appear on pinnacle-ltg.com are the most recent version and supersede all other previously printed or electronic versions.LF12D_RECESSED_SPEC_JAN2023UUniversal1120 volt2277 volt3347 voltNANot Applicable (for Sound Absorption)Voltage• Some LIFT configurations will not accommodate all voltage options; consult with factoryDesigned in Denver, CO • USA ¦ pinnacle-ltg.com ¦ O: 303-322-5570 F: 303-322-5568Architectural SquareGFLSF1" Grid MountDoes not fit into standard 1’ grid spacing, see installs for grid mounting details.Works with 15/16” grid ceiling types. See profile for fixture position in relation to ceiling grid and tile.9/16” Grid MountDoes not fit into standard 1’ grid spacing, see installs for grid mounting details.Works with 9/16” grid ceiling type. For tegular tile installations, fixture position will be flush to the bottom of the tile. See tegular tile profile image below.Screw Slot MountingDoes not fit into standard 1’ grid spacing, see installs for grid mounting details.Works with screw slot and bolt slot ceiling types. FlangeUtilize in drywall application when a flange is required.Spackle FlangeUtilize in drywall application when a flangeless look is required.Mounting• LiFT 1x2 Recessed does not fit into standard 1’ grid spacing, see installs for grid mounting details. • Designed to install into acoustical grid and inaccessible ceilings• Grid retention clips integral to housing and require mechanical attachment • Tie off fixture to structure with retention wires• Maximum fixture weight is 15 lbs• Refer to installation instructions during installation at the job site• Approved for dry/damp location unless otherwise notedTegular TileTegular TileStandard TileTegular TileStandard Tilepg. 4Side-by-Side InstallationLiFT has the ability to have 2 fixtures mounted side by side using the same grid. This detail allows LiFT to be installed in a pattern with only the space of the T-bar between the fixtures.LiFT LF12DSpecifications and dimensions subject to change without notice. Specification sheets that appear on pinnacle-ltg.com are the most recent version and supersede all other previously printed or electronic versions.LF12D_RECESSED_SPEC_JAN20231Single CircuitEEmergency Circuit onlyNNight Light Circuit onlyNANot Applicable (for Sound Absorption)Battery & EmergencyFor Approximate Battery Lumen Output• Multiply battery wattage X fixture LPW shown on Lumen Table• 10 (watts) x 92.3 (LPW) = 923 battery lumen outputBattery & Emergency Ordering Examples• Single circuit, 10w integral battery Ordering Code: 1-1P• Emergency circuit only, 10w integral battery Ordering Code: E-1P• Select battery or emergency options if required• Battery duration is 90 minutes • Test button is integral to fixture• For more Battery options, see Pinnacle Resource Guide on download pages at pinnacle-ltg.comCircuiting• Select fixture circuiting from options below• Some LIFT configurations will not accommodate all circuiting options; consult with factoryFinishDriver• Standard Driver Option = FSD• Driver Lifetime: 50,000 hours at 25°C ambient operating conditions• For more Driver options, see Pinnacle Resource Guide on download pages at pinnacle-ltg.com• Some LIFT configurations will not accommodate all driver options; consult with factory0-10V DriversFSDFactory Select Driver 1%, 0-10vPL2Advance Xitanium 1%, 0-10vPL4Advance Xitanium 347v 1%, 0-10v, requires 347vOL2Osram Optotronic, 1%, 0-10vOL4Osram Optotronic 347v, 1% 0-10v, requires 347v optionEE1eldoLED ECOdrive 1%, 0-10v LogarithmicEE2eldoLED ECOdrive 1%, 0-10v LinearES1eldoLED SOLOdrive 0-10v, 0.1% LogarithmicES2eldoLED SOLOdrive 0-10v, 0% LinearDALI DriversEE3eldoLED ECOdrive .1%, DALI (logarithmic)ES3eldoLED SOLOdrive .1%, DALI (logarithmic)OD1Osram Optotronic 1%, DEXALOD2Osram Optotronic 1%, DALI 2 ChannelLutron DriversLH1Lutron Hi-lume Soft-on, Fade-to-black 1%, EcoSystem, LDE1LH4Lutron Hi-Lume 1%, 2-wire, Lutron-LTEA2W, 120v onlyAlternate DriversPS1Signify Advance Xitanium Step Dimming 50%/100%OD1Osram Optotronic 1%, DEXAL• Powder-coat white painted finish on exposed trim• Selecting a fixture finish other than white may impact lumen output; consult factory for more informationWWhite (white cord/white canopy)SMetallic Silver (grey cord/silver canopy)BLTextured Black (black cord/black canopy)BRBronze (white cord/bronze canopy)GRGraphite (white cord/graphite canopy)CCCustom Color (white cord/color match canopy)0No Battery1ICIota 10w Integral1ILLIota 10w Integral Lithium, Self Testing1IRHIota 20w Remote1PBodine 10w Integral1PLLBodine 10w Integral Lithium, Self Testing1PRHBodine 20w RemoteFSGFactory Select Automatic Load Control Relay (ALCR), UNVGIEmergency Transfer Switch (ETS) DR Emergency Control Device, UNVGBBodine GTD, Generator Transfer Device, 120v or 277vDesigned in Denver, CO • USA ¦ pinnacle-ltg.com ¦ O: 303-322-5570 F: 303-322-5568Architectural Squarepg. 5LiFT LF12DSpecifications and dimensions subject to change without notice. Specification sheets that appear on pinnacle-ltg.com are the most recent version and supersede all other previously printed or electronic versions.LF12D_RECESSED_SPEC_JAN2023Approvals & CertificationsConstruction: Formed 20 gauge cold rolled steel housing. Highly reflective die-formed white painted reflector. Wiring access available on top of housing.Lens is removable for room-side maintenance of lens, driver and LED boards.Shielding: Single piece fabricated diffuse acrylic lens creating a fully luminous fixture. Acoustic Solutions: Acoustic Solutions panels may be specified in place of lit fixture components to aid in Acoustic Control within a space. Acoustic Solutions material is a 9mm PET Polyester Fiber acoustic panel, containing up to 90% post-consumer content, made by others. Acoustic testing was completed by Riverbank Acoustical Labritories. For specific reports, contact Pinnacle directly. Mounting: LiFT 1x2 Recessed does not fit into standard 1’ grid spacing, see installs for grid mounting details. Designed to install into acoustical grid and inaccessible ceilings. Specify G for acoustical grid ceiling. Specify FL or SF for inaccessible ceilings. Grid reten-tion clips integral to housing and require mechanical attachment. Tie off fixture to structure with retention wires. Maximum fixture weight is 15 lbs.LED: 25ºC test environment. Lumen output/wattage has a margin of +/- 5%. Luminaire configurations tested in accordance with IES LM-79. Diodes tested in accordance with IES LM-80. Lifetime calculated using IES TM-21. Minimum lifetime greater than 60,000 hours. L70 = 146,500 hours and L90 = 45,000 hours. MacAdam 3-Step Ellipses. Not all products are Lighting Facts listed. For all available IES files, please visit our website at pinnacle-ltg.com.Color & Lumen Output: Three lumen packages available. Low (LO), Middle (MO) and High (HO). Custom outputs are available. Specify custom lumens or watts between stan-dard offering listed on CRI, CCT & Output page. 80 CRI is available for 3000K, 3500K, and 4000K. 90 CRI is available for 2700K, 3000K, 3500K, and 4000K. 90 CRI = R9≥50.Voltage: Universal (U), 120 volt (1), 277 volt (2) and 347 volt (3) options available. Must specify OL4 in Driver section when 347 volt (3) is selected. Some LiFT configurations will not accommodate all voltage options; consult with factory.Driver: Standard Driver Option is Advance 0-10V, 1% = PL2. Electronic driver, Power factor is >0.9 with a THD <20%. Driver Lifetime: 50,000 hours at 25°C ambient operating conditions. For more driver options, see Pinnacle Resource Guide on download pages at pinnacle-ltg.com. Some LiFT configurations will not accommodate all driver options.Circuiting: Select from single circuit (1), Emergency circuit (E) or Night Light circuit (N). Some LiFT configurations will not accommodate all circuiting options; consult with factory.Battery & Emergency: Select battery or emergency options if required. If battery or emergency option is not required, enter 0. Battery duration is 90 minutes as standard. Test button is integral to fixture. For more Battery options, see Pinnacle Resource Guide on download pages at pinnacle-ltg.com.Finish: Powder-coat white painted finish on exposed trim.Controls: DLM utlizes wired network connections for digital control through switching and dimming with 0-10v LED drivers. Enlighted Smart Sensor provides multi-functionality including daylight harvesting and PIR occupancy; for IOT platform using 0-10v LED driv-ers. Enlighted Smart Sensor provides multi-functionality including daylight harvesting and PIR occupancy; for Connected platform using 0-10v LED drivers.Labels: ETL Listed conforming to UL1598 in US and CSA 250 in Canada. LO, MO, and HO lumen packages are IC Rated, approved for dry/damp location unless otherwise noted.Fixture Weight: 15 lbs maximum.Buy American Act CompliantWarranty: LiFT LED offered with a 5-year limited warranty. Covers LED, driver and fixture.Fixture Options• Additional options to enhance the fixture and finish of the productCPChicago PlenumAMAntimicrobial PaintFW6Flex Whip 6’GMFInternal Slow Blow FuseDSPCustomer Supplied Battery/Driver/SensorNANot Applicable (for Sound Absorption)• Pinnacle Lighting offers easy to specify network control solutions that connect to an intelligent centralized system to maximize lighting energy efficiencies or integral sensors for individual fixture control • Pinnacle Lighting fixtures ship technology ready; comissioning by others• Controls can only be used with Single Circuit (1) or Emergency Circuit (E) • Contact factory for any non-standard configurations for layout, placement, or EM options• One sensor per housing typical, contact factory for more informationControlsSolutionComponentsNetwork/SensorConnectionRQD DriversLimitationDLMFCLegrand Wattstopper DLMLMFC-011Digital Lighting Management (DLM)Wired, two RJ45 portsOL2, OL4NoneENLIEnlighted IOTCU-4EEnlighted, remoteEnlighted CableAny 0-10vNot available with 347 voltENLCEnlighted Connected LightingCU-4EEnlighted, remoteEnlighted CableAny 0-10vNot available with 347 voltNANot Applicable (for Sound Absorption)Designed in Denver, CO • USA ¦ pinnacle-ltg.com ¦ O: 303-322-5570 F: 303-322-5568Architectural Squarepg. 6
https://cdn.currentlighting.com/site/specsheet/dl_cl_spec.pdf | lighting | CL SeriesCONCEALED RECESSED EMERGENCY LUMINAIREcurrentlighting.com/dual-lite© 2022 HLI Solutions, Inc. All rights reserved. Information and specifications subject to change without notice. All values are design or typical values when measured under laboratory conditions.Page 1 of 2 Rev 02/02/24dl_cl_spec_R02FEATURESAPPLICATION • The CL series is a recessed, self-contained emergency light with fully automatic operation suitable for wall or ceiling mount applications. • High wattage lamp offers concealed and unobtrusive emergency lighting compliance for small and large open floor-plans. • Two flat panel doors are flush with trim and mounting surface. • Upon loss of power, the doors automatically open and reveal the emergency lighting lamp-heads.CONSTRUCTION• Back-box made of galvanized 20 gauge steel. • Galvanized bar hangers span up to 30” on center. • Trim and door panels in durable white powder coat finish. • Can be wall-papered or field painted. • Trim and panel doors are mounted flush with surface with no exposed hardware. • Chicago Plenum (CP) optioned model ships with Chicago Plenum listed rough-in kit.ELECTRONICS• Dual-voltage input of 120/277VAC. • Precision controlled motor and cam system ensures smooth and reliable opening and closing of light source. • LED indicator provides visible fault detection and AC-On indication. • Test switch provides manual activation of a 30-second diagnostic test. COMPLIANCES• UL 924 Listed to 924 Standard• NFPA 101 (Life Safety Code)• NFPA 70 National Electrical CodeWARRANTY• Full 3 year warrantySPECIFICATIONSINSTALLATION• Wall or ceiling mount. • The CL is fully recessed by means of a steel back-box complete with fully adjustable mounting hardware. • The modular assembly and quick connector design allow for fast and easy installation. T-bar clips secure unit to grid in ceiling mount applications.• Rough-in dimensions: 13.5” X 6.75”., allow 5.5” for panel opening clearance.ILLUMINATION• The CL series provides illumination with two adjustable 12 through 75 watt MR-16 Halogen lamps rated for 2,000 hours of operation. • Soft start lamp circuit allows for extended lamp life.Concealed, recessed, self-contained emergency light with fully automatic operation suitable for wall or ceiling mount applications• Virtually invisible until power outage occurs• Self-test/self-diagnostic circuitry monitors lamp load transfer, battery capacity, operations and motor drive• Fully adjustable, high-output halogen lamps• Brownout detection circuit• Quiet, reliable, precision-controlled door mechanism• Low voltage disconnect prevents battery deep discharge• Polarized connector provides voltage polarity protection• 15-minute time delay retransfer circuit• Capacity (50, 100 or 150W)• Fused remote leads on models with remote capacity• Test switchNFPAKEY DATALamp ColorWhiteLamp Type12-75 watt HalogenOperating Temperature RangeLead Calcium Battery: 16°C to 32°C (60°F to 90°F) Nickel Cadmium Battery: 0°C to 38°C (32°F to 100°F)Weight23-31 lbs. depending upon capacityOverall Size16”L X 13.5”W X 4”D DATE:LOCATION:TYPE:PROJECT:CATALOG #:CL SeriesCONCEALED RECESSED EMERGENCY LUMINAIREcurrentlighting.com/dual-lite© 2022 HLI Solutions, Inc. All rights reserved. Information and specifications subject to change without notice. All values are design or typical values when measured under laboratory conditions.Page 2 of 2 Rev 02/02/24dl_cl_spec_R02ORDERING GUIDEDATE:LOCATION:TYPE:PROJECT:Univeral, AdjustableMounting Rails2 per unit13½" to 30"Depth Behind Wall3¼"Total Depth 4"Rough In Opening13½"Back Box andMounting DimensionsRough In Opening6¾"75⁄8"14Mounted Dimen16"CATALOG #:CATALOG #DIMENSIONSREMOTE CAPACITY CHARTCL–ModelCapacityBattery TypeLamp WattageOptionsCLConcealed Recessed Emergency Luminaire5050 Watts1100100 Watts²150150 WattsBlankLead CalciumNNickle CadmiumH1212 Watt HalogenH2020 Watt HalogenH3535 Watt HalogenH5050 Watt HalogenH7575 Watt HalogenCPChicago Plenum Rated⁴XKLess Rough-in Kit³Accessories (Order Separately)CLRTRemote Testing TransmitterCLLRKCLL Rough-In KitNotes:1Not available with H35, H50, or H75 lamps2Not available with H75 lamps3To order the rough-in kit only for early installation, add "XK" option suffix to CL model number and order "CLRK" separately.4XK option not available with CP (Chicago Plenum)Part NumberRun Time1Remote CapacityRemote Watts²CL50H123.0 HoursYes26CL50NH123.0 HoursYes26CL50H202.0 HoursNo--CL50NH202.0 HoursNo--CL100H126.0 hoursYes76CL100NH126.0 HoursYes76CL100H204.0 HoursYes60CL100NH204.0 HoursYes60CL100H352.0 HoursYes30CL100NH352.0 HoursYes30CL100H501.5 HoursNo--CL100NH501.5 HoursNo--CL150H129.0 HoursYes126CL150NH129.0 HoursYes126CL150H206.0 HoursYes110CL150NH206.0 HoursYes110CL150H354.0 HoursYes80CL150NH354.0 HoursYes80CL150H502.0 HoursYes50CL150NH502.0 HoursYes50CL150H751.5 HoursNo--CL150NH751.5 HoursNo--LampTypeCeiling Height10'12'16'20'H1212W Halogen17'17'16'16'H2020W Halogen36'36'34'34'H3535W Halogen65'65'58'64'H5050W Halogen70'70'70'70'H7575W Halogen130140'134'140'SUGGESTED CENTER-TO-CENTER SPACINGUniveral, AdjustableMounting Rails2 per unit13½" to 30"Depth Behind Wall3¼"Total Depth 4"Rough In Opening13½"Back Box andMounting DimensionsRough In Opening6¾"Lamp sockets can be adjustedto optimize light pattern for wallor ceiling mounting.75⁄8"147⁄16"Mounted Dimensions (door open)16"1Unit battery run time for integral lamps only (no remote lamps connected).2Max. watts available for connection of remote lamps at 1.5 Hour unit minimum run time.0603443AB
https://www.belfuse.com/resources/datasheets/circuitprotection/ds-cp-c1f-series.pdf | fuses | Type C1F Surface Mount Fast Acting Chip Fuse belfuse.com/circuit-protection C1F Series – 1206 Size RoHS Compliant Features - Fast Acting, with improved surge withstand performance - Small size, 1206 SMD - Current rating from 250mA to 8A, fuse marked with ampere code - Wide operating temperature range from -55℃ to 125℃ - Tape and Reel for automatic SMD placement - Compatible with 260℃ IR Pb-free and wave soldering process - Full compliance with EU Directive 2011/65/EU and amending directive 2015/863 (MSL = 1) - Halogen Free and Lead Free - AEC-Q Compliant - Meets Bel automotive qualification* * - Largely based on internal AEC-Q test plan Applications - Automotive Navigation System - Thin film transistor LCD flat-panel display screen - Notebook - PC computer - Office electronic equipment - Industrial equipment - Medical equipment - POE, POE+ - LCD / LED monitor - Power supply - LCD / LED TV LEAD FREE = - DC-DC Converter HALOGEN FREE = Electrical Characteristics (UL STD. 248-14) Testing Current Blow Time Minimum Maximum 100% 4 Hrs. N/A 200% N/A 5 Sec 300% N/A 0.2 Sec Safety Agency Approvals Physical Specifications Materials Body : Ceramic Substrate Terminations : Ag / Ni / Sn (100% Lead-free) Element Cover Coating : Lead-free Glass Marking On Fuse : Marking Code On Label : "bel", "C1F", "Current Rating", "Voltage Rating", "Interrupting Rating", "Appropriate Safety Logos" and " ", " "(China RoHS compliant). Safety Agency Safety Agency Certificate Ampere Rating/ Voltage Rating Ampere Range / Volt @ I.R. ability* E20624 250mA–8A/125V AC /63V DC 250mA–6A/100A@ 125V AC /50A@ 63V DC 7A–8A/35A@ 125V AC /50A@ 63V DC *I.R.= Interrupting Rating = Short Circuit Rating(Amps) Typical Part Marking Fuse body (ceramic white side) marked with marking code. Example: Specifications subject to change without notice 250mA E 2.5A T 375mA H 3A 3 500mA J 3.5A Z 750mA M 4A 4 1A 1 5A 5 1.25A P 6A 6 1.5A R 7A 7 2A 2 8A 8 AEC-Q Compliant Type C1F 2 / 4 Bel Fuse Inc. 206 Van Vorst Street Jersey City, NJ 07302 USA +1 201.432.0463 Bel.US.CS@belf.com belfuse.com/circuit-protection © 2023 Bel Fuse, Inc. Rev. C1F May2023 Temperature Derating Curve Average Time Current Curve Electrical Specifications Part Number Ampere Rating (A) Marking Code Nominal Cold Resistance (ohms) Maximum Volt-drop @100% In (Volt) max. Voltage and Interrupting Ratings Nominal Melting I²T @10 In (A² Sec) Maximum Power Dissipation @100% In (W) Agency Approvals 0685F0250-XX 250mA E 2.30 0.813 See Table of Safety Approvals on Page 1 for Voltage and associated Interrupting Ratings 0.0002 0.20 Y 0685F0375-XX 375mA H 1.25 0.789 0.0007 0.30 Y 0685F0500-XX 500mA J 0.87 0.693 0.0015 0.35 Y 0685F0750-XX 750mA M 0.43 0.476 0.0051 0.36 Y 0685F1000-XX 1A 1 0.28 0.421 0.012 0.42 Y 0685F1250-XX 1.25A P 0.210 0.411 0.023 0.51 Y 0685F1500-XX 1.5A R 0.165 0.400 0.040 0.60 Y 0685F2000-XX 2A 2 0.068 0.194 0.085 0.39 Y 0685F2500-XX 2.5A T 0.049 0.198 0.15 0.50 Y 0685F3000-XX 3A 3 0.039 0.166 0.19 0.50 Y 0685F3500-XX 3.5A Z 0.032 0.164 0.21 0.57 Y 0685F4000-XX 4A 4 0.026 0.164 0.33 0.66 Y 0685F5000-XX 5A 5 0.020 0.164 0.83 0.82 Y 0685F6000-XX 6A 6 0.015 0.163 1.3 0.98 Y 0685F7000-XX 7A 7 0.012 0.154 2.2 1.08 Y 0685F8000-XX 8A 8 0.010 0.148 3.5 1.18 Y Consult manufacturer for other ratings NOTES: Test Conditions All test for ratings 250mA - 5A were conducted with fuse samples soldered on a PCB (1.6mm thick) test board with copper traces measuring 0.035 mm (35μm) nominal thickness (1 oz. clad), 5mm wide and 100mm overall length. All test for ratings 6A-8A were conducted with fuse samples soldered on a PCB (1.6mm thick) test board with copper traces measuring 0.070 mm (70μm) nominal thickness (2 oz. clad), 7.5mm wide and 100mm overall length. Device designed to be mounted with marking facing up. Device designed to carry rated current for 4 hours minimum. It is recommended that device be operated continuously at no more than 80% of rated current when in a +25°C ambient, with further derating at elevated ambient temperatures. Specifications subject to change without notice Type C1F 3 / 4 Bel Fuse Inc. 206 Van Vorst Street Jersey City, NJ 07302 USA +1 201.432.0463 Bel.US.CS@belf.com belfuse.com/circuit-protection © 2023 Bel Fuse, Inc. Rev. C1F May2023 Environmental Specifications High temperature storage MIL-STD-202 Method 108 Temperature cycling JESD22 Method JA-104,Test Condition B Biased humidity MIL-STD-202 Method 103, 85C/85% RH with 10% operating power for 1000 hrs. Operational life MIL-STD-202 Method 108, Test Condition D Resistance to solvents MIL-STD-202 Method 215 Mechanical shock MIL-STD-202 Method 213,Test Condition C Vibration MIL-STD-202 Method 204 Resistance to soldering heat MIL-STD-202 Method 210,Test condition B Thermal shock MIL-STD-202 Method 107 Solderability J-STD-002 Board flex(SMD) AEC-Q200-005 Terminal strength AEC-Q200-006 Electrical characterization 3 temperature electrical Soldering Parameters Shock Resistance MIL-STD-202G, Method 213B, Test Condition 1 (100 G's peak for 6 milliseconds; Sawtooth waveform) Vibration Resistance MIL-STD-202G, Method 201A (10-55 Hz, 0.06 inch, total excursion). Salt Spray Resistance MIL-STD-202G, Method 101E, Test Condition B (48 hrs.). Insulation Resistance MIL-STD-202G, Method 302, Test Condition A (After Opening) 10,000 ohms minimum. Solderability MIL-STD-202G, Method 208H Resistance to solder Heat MIL-STD-202G, Method 210F, Test Condition C. Top Side(260℃,20 sec) MIL-STD-202G, Method 210F, Test Condition D. Bottom Side(260℃,10 sec) Thermal Shock MIL-STD-202G, Method 107G, Test Condition B (-65℃ to +125℃). Operating Temperature -55℃ to +125℃ Moisture Sensitivity Level 1 (According to IPC J-Std-020) IR Reflow Profile (IPC/JEDEC J-STD-020D) Preheat & Soak Temperature min (Tsmin) Temperature max (Tsmax) Time (Tsmin to Tsmax) (ts) 150℃ 200℃ 60-120 seconds Average ramp-up rate (Tsmax to Tp) 3℃/second max. Liquidous temperature (TL) Time at liquidous (tL) 217℃ 60-150 seconds Peak temperature (Tp) 260℃ max Time (tp) within 5℃ of the specified classification temperture (Tc) 30 seconds Average ramp-down rate (Tp to Tsmax) 6℃/second max. Time 25℃ to peak temperature 8 minutes max. Lead-free Wave Soldering Profile Wave Soldering Parameter Average ramp-up rate 200℃ / second Heating rate during preheat typical 1 - 2℃ / second Max 4℃ / second Final preheat temperature within 125℃ of soldering temperature Peak temperature Tp 260℃ Time within +0℃ / -5℃ of actual peak temperature 10 seconds Ramp-down rate 5℃ / second max. Specifications subject to change without notice Type C1F 4 / 4 Bel Fuse Inc. 206 Van Vorst Street Jersey City, NJ 07302 USA +1 201.432.0463 Bel.US.CS@belf.com belfuse.com/circuit-protection © 2023 Bel Fuse, Inc. Rev. C1F May2023 Fuse FGNO Explanation 0685 F [XXXX] -XX 0685F=C1F; [XXXX]=Ampere Rating; XX=See Ordering Information as below Fraction Decimal Milliamps Bel FGNO[XXXX] Fraction Decimal Amps Bel FGNO[XXXX] 1/4 0.250 250 0250 1.0 1 1000 3/8 .375 375 0375 1-1/4 1.25 1.25 1250 1/2 .500 500 0500 1-1/2 1.50 1.5 1500 3/4 .750 750 0750 2.0 2 2000 2-1/2 2.5 2.5 2500 3.0 3 3000 3-1/2 3.5 3.5 3500 4.0 4 4000 5.0 5 5000 6.0 6 6000 7.0 7 7000 8.0 8 8000 Mechanical Dimensions Ordering Information Packaging Packaging Tape & Reel Packaging Specification Quantity Quantity & Packaging Code 8 mm wide tape with 7 inches Diameter reel EIA Standard 481-E 5000 0685FXXXX-01 Specifications subject to change without notice
https://www.belfuse.com/resources/datasheets/circuitprotection/ds-cp-c2f-series.pdf | fuses | Type C2F Surface Mount Fast Acting Chip Fuse belfuse.com/circuit-protection C2F Series – 0603 Size RoHS Compliant Features - Fast Acting, with improved surge withstand performance - Small size, 0603 SMD - Current rating from 300mA to 8A, fuse marked with ampere code - Wide operating temperature range from -55℃ to 125℃ - Tape and Reel for automatic SMD placement - Compatible with 260℃ IR Pb-free and wave soldering process - Full compliance with EU Directive 2011/65/EU and amending directive 2015/863 (MSL = 1) - Halogen Free and Lead Free - AEC-Q Compliant - Meets Bel automotive qualification* * - Largely based on internal AEC-Q test plan Applications - Notebook - Automotive Navigation System - LED Lighting - Thin film transistor LCD flat-panel display screen - PC computer - Office electronic equipment - Industrial equipment - Medical equipment - POE, POE+ - LCD / LED monitor and LCD / LED TV - Power supply LEAD FREE = - DC-DC Converter HALOGEN FREE = Electrical Characteristics (UL STD. 248-14) Testing Current Blow Time Minimum Maximum 100% 4 Hrs. N/A 200% N/A 5 Sec 300% N/A 0.2 Sec Safety Agency Approvals Physical Specifications Materials Body : Ceramic Substrate Terminations : Ag / Ni / Sn (100% Lead-free) Element Cover Coating : Lead-free Glass Marking On Fuse : Marking Code On Label : "bel", "C2F", "Current Rating", "Voltage Rating", "Interrupting Rating", "Appropriate Safety Logos" and " ", " "(China RoHS compliant). Safety Agency Safety Agency Certificate Ampere Rating/ Voltage Rating Ampere Range / Volt @ I.R. ability* E20624 300mA–8A/32V AC /63V DC 300mA–8A/35A@ 32V AC /50A@ 63V DC *I.R.= Interrupting Rating = Short Circuit Rating(Amps) Typical Part Marking Fuse body (ceramic white side) marked with marking code. Example: Specifications subject to change without notice 300mA F 3A 3 500mA J 3.5A Z 750mA M 4A 4 1A 1 5A 5 1.25A P 6A 6 1.5A R 7A 7 2A 2 8A 8 2.5A T AEC-Q Compliant Type C2F 2 / 4 Bel Fuse Inc. 206 Van Vorst Street Jersey City, NJ 07302 USA +1 201.432.0463 Bel.US.CS@belf.com belfuse.com/circuit-protection © 2023 Bel Fuse, Inc. Rev. C2F May2023 Temperature Derating Curve Average Time Current Curve Electrical Specifications Part Number Ampere Rating (A) Marking Code Nominal Cold Resistance (ohms) Maximum Volt-drop @100% In (Volt) max. Voltage and Interrupting Ratings Nominal Melting I²T @10 In (A² Sec) Maximum Power Dissipation @100% In (W) Agency Approvals 0686F0300-XX 300mA F 0.720 0.315 See Table of Safety Approvals on Page 1 for Voltage and associated Interrupting Ratings 0.00004 0.09 Y 0686F0500-XX 500mA J 0.430 0.310 0.0003 0.16 Y 0686F0750-XX 750mA M 0.225 0.230 0.0013 0.17 Y 0686F1000-XX 1A 1 0.150 0.215 0.0028 0.22 Y 0686F1250-XX 1.25A P 0.110 0.195 0.0045 0.24 Y 0686F1500-XX 1.5A R 0.088 0.185 0.008 0.28 Y 0686F2000-XX 2A 2 0.060 0.180 0.014 0.36 Y 0686F2500-XX 2.5A T 0.035 0.115 0.027 0.29 Y 0686F3000-XX 3A 3 0.026 0.110 0.040 0.33 Y 0686F3500-XX 3.5A Z 0.021 0.103 0.058 0.36 Y 0686F4000-XX 4A 4 0.017 0.100 0.110 0.40 Y 0686F5000-XX 5A 5 0.0135 0.098 0.140 0.49 Y 0686F6000-XX 6A 6 0.0113 0.106 0.210 0.64 Y 0686F7000-XX 7A 7 0.0092 0.107 0.350 0.75 Y 0686F8000-XX 8A 8 0.0075 0.097 0.500 0.78 Y Consult manufacturer for other ratings NOTES: Test Conditions All test for ratings 300mA - 5A were conducted with fuse samples soldered on a PCB (1.6mm thick) test board with copper traces measuring 0.035 mm (35μm) nominal thickness (1 oz.clad), 5mm wide and 100 mm overall length. All test for ratings 6A-8A were conducted with fuse samples soldered on a PCB (1.6mm thick) test board with copper traces measuring 0.070 mm (70μm) nominal thickness (2 oz. clad), 7.5mm wide and 100 mm overall length. Device designed to be mounted with marking facing up. Device designed to carry rated current for 4 hours minimum. It is recommended that device be operated continuously at no more than 80% of rated current when in a +25°C ambient, with further derating at elevated ambient temperatures. Specifications subject to change without notice 0.0010.010.11101000.1110100TIME IN SECONDSCURRENT IN AMPERESC2F - TIME CURRENT CHARACTERISTIC CURVE300mA 500mA 750mA 1A 1.25A 1.5A 2A 2.5A 3A 3.5A 4A 5A 6A 7A 8A Type C2F 3 / 4 Bel Fuse Inc. 206 Van Vorst Street Jersey City, NJ 07302 USA +1 201.432.0463 Bel.US.CS@belf.com belfuse.com/circuit-protection © 2023 Bel Fuse, Inc. Rev. C2F May2023 Environmental Specifications High temperature storage MIL-STD-202 Method 108 Temperature cycling JESD22 Method JA-104,Test Condition B Biased humidity MIL-STD-202 Method 103,85C/85% RH with 10% operating power for 1000 hrs Operational life MIL-STD-202 Method 108, Test Condition D Resistance to solvents MIL-STD-202 Method 215 Mechanical shock MIL-STD-202 Method 213,Test Condition C Vibration MIL-STD-202 Method 204 Resistance to soldering heat MIL-STD-202 Method 210,Test condition B Thermal shock MIL-STD-202 Method 107 Solderability J-STD-002 Board flex(SMD) AEC-Q200-005 Terminal strength AEC-Q200-006 Electrical characterization 3 temperature electrical Soldering Parameters Shock Resistance MIL-STD-202G, Method 213B, Test Condition 1 (100 G's peak for 6 milliseconds; Sawtooth waveform) Vibration Resistance MIL-STD-202G, Method 201A (10-55 Hz,0.06 inch, total excursion). Salt Spray Resistance MIL-STD-202G, Method 101E, Test Condition B (48 hrs). Insulation Resistance MIL-STD-202G, Method 302, Test Condition A (After Opening) 10,000 ohms minimum. Solderability MIL-STD-202G, Method 208H Resistance to solder Heat MIL-STD-202G, Method 210F, Test Condition C. Top Side(260℃,20 sec) MIL-STD-202G, Method 210F, Test Condition D. Bottom Side(260℃,10 sec) Thermal Shock MIL-STD-202G, Method 107G, Test Condition B (-65℃ to +125℃). Operating Temperature -55℃ to +125℃ Moisture Sensitivity Level 1 (According to IPC J-Std-020) IR Reflow Profile (IPC/JEDEC J-STD-020D) Preheat & Soak Temperature min (Tsmin) Temperature max (Tsmax) Time (Tsmin to Tsmax) (ts) 150℃ 200℃ 60-120 seconds Average ramp-up rate (Tsmax to Tp) 3℃/second max. Liquidous temperature (TL) Time at liquidous (tL) 217℃ 60-150 seconds Peak temperature (Tp) 260℃ max Time (tp) within 5℃ of the specified classification temperture (Tc) 30 seconds Average ramp-down rate (Tp to Tsmax) 6℃/second max. Time 25℃ to peak temperature 8 minutes max. Lead-free Wave Soldering Profile Wave Soldering Parameter Average ramp-up rate 200℃ / second Heating rate during preheat typical 1 - 2℃ / second Max 4℃ / second Final preheat temperature within 125℃ of soldering temperature Peak temperature Tp 260℃ Time within +0℃ / -5℃ of actual peak temperature 10 seconds Ramp-down rate 5℃ / second max. Specifications subject to change without notice Type C2F 4 / 4 Bel Fuse Inc. 206 Van Vorst Street Jersey City, NJ 07302 USA +1 201.432.0463 Bel.US.CS@belf.com belfuse.com/circuit-protection © 2023 Bel Fuse, Inc. Rev. C2F May2023 Fuse FGNO Explanation 0686 F [XXXX] X XX 0686F=C2F; [XXXX]=Ampere Rating; XX=See Ordering Information as below Mechanical Dimensions Ordering Information Packaging Packaging Tape & Reel Packaging Specification Quantity Quantity & Packaging Code 8 mm wide tape with 7 inches Diameter reel EIA Standard 481-E 5000 0686FXXXX-01 Fraction Decimal Milliamps Bel FGNO[XXXX] Fraction Decimal Amps Bel FGNO[XXXX] 0.300 300 0300 1.0 1 1000 1/2 0.500 500 0500 1-1/4 1.25 1.25 1250 3/4 .750 750 0750 1-1/2 1.50 1.5 1500 2.0 2 2000 2-1/2 2.5 2.5 2500 3.0 3 3000 3-1/2 3.5 3.5 3500 4.0 4 4000 5.0 5 5000 6.0 6 6000 7.0 7 7000 8.0 8 8000 Specifications subject to change without notice
https://www.belfuse.com/resources/datasheets/circuitprotection/ds-cp-c2q-series.pdf | fuses | Type C2Q Surface Mount Very Fast-Acting Chip Fuse belfuse.com/circuit-protection C2Q Series – 0603 Size RoHS Compliant Features - Fast-acting - Small size, 0603 SMD - Current rating from 250mA to 5A - Wide operating temperature range from -55℃ to 125℃ - Tape and Reel for automatic SMD placement - Compatible with 260℃ IR Pb-free and wave soldering process - Full compliance with EU Directive 2011/65/EU and amending directive 2015/863 (MSL = 1) - Halogen Free and Lead Free Applications - Notebook - LCD monitor - PC computer - Office electronic equipment - Industrial equipment - Medical equipment - POE, POE+ - LCD / LED monitor - Power supply - LCD / LED TV LEAD FREE = - DC-DC Converter HALOGEN FREE = Electrical Characteristics (UL STD.248-14) Safety Agency Approvals Physical Specifications Materials Body : Ceramic Substrate Terminations : Ag / Ni / Sn (100% Lead-free) Element Cover Coating : Lead-free Glass Marking On Fuse : None On Label : "bel", "C2Q", "Current Rating", "Voltage Rating", "Interrupting Rating", "Appropriate Safety Logos" and " ", " "(China RoHS compliant). Testing Current Blow Time Minimum Maximum 100% 4 Hrs. N/A 200% N/A 5 Sec 300% N/A 0.2 Sec Safety Agency Safety Agency Certificate Ampere Rating/ Voltage Rating Ampere Range / Volt @ I.R. ability* E20624 250mA-4A/32V AC 63V DC 250mA-4A/32V AC @ 35A 63V DC @ 50A 5A / 32V AC & DC 5A / 32V AC & DC @ 50A *I.R.= Interrupting Rating = Short Circuit Rating(Amps) Specifications subject to change without notice Type C2Q 2 / 4 Bel Fuse Inc. 206 Van Vorst Street Jersey City, NJ 07302 USA +1 201.432.0463 Bel.US.CS@belf.com belfuse.com/circuit-protection © 2023 Bel Fuse, Inc. Rev. C2Q May2023 Temperature Derating Curve Average Time Current Curve Electrical Specifications Catalog Number Ampere Rating (A) Nominal Cold Resistance (ohms) Nominal Volt-drop @100% In (Volt) Voltage and Interrupting Ratings Nominal Melting I²T @10 In (A² Sec) Nominal Power Dissipation @100% In (W) Agency Approvals C2Q 250 250mA 0.77 0.243 See Table of Safety Approvals on Page 1 for Voltage and associated Interrupting Ratings 0.00001 0.06 Y C2Q 300 300mA 0.54 0.217 0.00003 0.07 Y C2Q 375 375mA 0.42 0.196 0.00004 0.07 Y C2Q 500 500mA 0.28 0.171 0.00015 0.09 Y C2Q 750 750mA 0.17 0.159 0.0005 0.12 Y C2Q 1 1A 0.122 0.154 0.0010 0.15 Y C2Q 1.25 1.25A 0.092 0.152 0.0018 0.19 Y C2Q 1.5 1.5A 0.073 0.146 0.0025 0.22 Y C2Q 1.75 1.75A 0.063 0.144 0.0044 0.25 Y C2Q 2 2A 0.053 0.133 0.0063 0.27 Y C2Q 2.5 2.5A 0.042 0.130 0.0074 0.33 Y C2Q 3 3A 0.034 0.130 0.018 0.39 Y C2Q 3.5 3.5A 0.028 0.131 0.021 0.46 Y C2Q 4 4A 0.023 0.131 0.042 0.52 Y C2Q 5 5A 0.019 0.131 0.055 0.66 Y Consult manufacturer for other ratings Specifications subject to change without notice Type C2Q 3 / 4 Bel Fuse Inc. 206 Van Vorst Street Jersey City, NJ 07302 USA +1 201.432.0463 Bel.US.CS@belf.com belfuse.com/circuit-protection © 2023 Bel Fuse, Inc. Rev. C2Q May2023 Environmental Specifications Soldering Parameters Shock Resistance MIL-STD-202G, Method 213B, Test Condition 1 (100 G's peak for 6 milliseconds; Sawtooth waveform) Vibration Resistance MIL-STD-202G, Method 201A (10-55 Hz, 0.06 inch, total excursion). Salt Spray Resistance MIL-STD-202G, Method 101E, Test Condition B (48 hrs.). Insulation Resistance MIL-STD-202G, Method 302, Test Condition A (After Opening) 10,000 ohms minimum. Solderability MIL-STD-202G, Method 208H Resistance to solder Heat MIL-STD-202G, Method 210F, Test Condition C. Top Side (260℃,20 sec) MIL-STD-202G, Method 210F, Test Condition D. Bottom Side (260℃,10 sec) Thermal Shock MIL-STD-202G, Method 107G, Test Condition B (-65℃ to +125℃). Operating Temperature -55℃ to +125℃ Moisture Sensitivity Level 1 (According to IPC J-Std-020) IR Reflow Profile (IPC/JEDEC J-STD-020D) Preheat & Soak Temperature min (Tsmin) Temperature max (Tsmax) Time (Tsmin to Tsmax) (ts) 150℃ 200℃ 60-120 seconds Average ramp-up rate (Tsmax to Tp) 3℃/second max. Liquidous temperature (TL) Time at liquidous (tL) 217℃ 60-150 seconds Peak temperature (Tp) 260℃ max Time (tp) within 5℃ of the specified classification temperture (Tc) 30 seconds Average ramp-down rate (Tp to Tsmax) 6℃/second max. Time 25℃ to peak temperature 8 minutes max. Lead-free Wave Soldering Profile Wave Soldering Parameter Average ramp-up rate 200℃ / second Heating rate during preheat typical 1 - 2℃ / second Max 4℃ / second Final preheat temperature within 125℃ of soldering temperature Peak temperature Tp 260℃ Time within +0℃ / -5℃ of actual peak temperature 10 seconds Ramp-down rate 5℃ / second max. Specifications subject to change without notice Type C2Q 4 / 4 Bel Fuse Inc. 206 Van Vorst Street Jersey City, NJ 07302 USA +1 201.432.0463 Bel.US.CS@belf.com belfuse.com/circuit-protection © 2023 Bel Fuse, Inc. Rev. C2Q May2023 Fuse FGNO Explanation 0686 - [XXXX] -XX 0686=C2Q; [XXXX]=Ampere Rating; XX=See Ordering Information as below Fraction Decimal Milliamps Bel FGNO[XXXX] Fraction Decimal Amps Bel FGNO[XXXX] 1/4 0.250 250 0250 1.0 1 1000 3/10 .300 300 0300 1-1/4 1.25 1.25 1250 3/8 .375 375 0375 1-1/2 1.50 1.5 1500 1/2 .500 500 0500 1.75 1.75 1750 3/4 .750 750 0750 2.0 2 2000 2-1/2 2.5 2.5 2500 3.0 3 3000 3-1/2 3.5 3.5 3500 4.0 4 4000 5.0 5 5000 Mechanical Dimensions Ordering Information Packaging Packaging Tape & Reel Packaging Specification Quantity Quantity & Packaging Code 8 mm wide tape with 7 inches Diameter reel EIA Standard 481-E 5000 0686-XXXX-01 Specifications subject to change without notice
https://www.vishay.com/docs/28747/mfuserie.pdf | fuses | MFU Serieswww.vishay.comVishay Beyschlag Revision: 11-Mar-131Document Number: 28747For technical questions, contact: fuse@vishay.comTHIS DOCUMENT IS SUBJECT TO CHANGE WITHOUT NOTICE. THE PRODUCTS DESCRIBED HEREIN AND THIS DOCUMENTARE SUBJECT TO SPECIFIC DISCLAIMERS, SET FORTH AT www.vishay.com/doc?91000Thin Film Chip FusesMFU Thin Film Chip Fuses are the perfect choice for themost fields of modern electronics. The highly controlledmanufacturing thin film process guarantees an outstandingstability of fusing characteristics. Typical applicationsinclude information technology, telecommunication,medical equipment, industrial, audio/video, and automotiveelectronics.FEATURES• Advanced thin film technology• Very quick acting fuse characteristics• Outstanding stability of fusing characteristics• Green product, supports lead (Pb)-free soldering• Material categorization: For definitions of complianceplease see www.vishay.com/doc?99912 APPLICATIONS• Information technology• Industrial electronics• Automotive electronics• Telecommunication• Medical equipment• Audio/video electronicsSIZEINCH0402060308051206METRIC1005M1608M2012M3216MTECHNICAL SPECIFICATIONSDESCRIPTIONMFU 0402MFU 0603MFU 0805MFU 1206Metric size1005M1608M2012M3216MRated current range IR0.5 A to 3.15 A0.5 A to 5.0 A0.5 A to 5.0 A0.5 A to 6.3 ARated voltage, Umax. DC32 V32 V32 V63 VBreaking Capacity,Imax. at Umax. DC50 A at 32 V50 A at 32 V50 A at 32 V50 A at 63 VVoltage drop at 1 x IR90 mV to 368 mV85 mV to 361 mV98 mV to 374 mV116 mV to 433 mVCold resistance at 0.1 x IR22 m to 560 m13 m to 550 m15 m to 570 m14 m to 660 mPermissible film temperature,F max.125 °COperating temperature range- 55 °C to 125 °CPermissible continuouscurrent rating at amb = 23 °C0.7 x IRApproval UL recognition fileE253806Approval IEC 60127-4n/aRefer to table:MFU 0603 RATINGRefer to table:MFU 1206 RATINGFITobserved 0.2 x 10- 9/h MFU Serieswww.vishay.comVishay Beyschlag Revision: 11-Mar-132Document Number: 28747For technical questions, contact: fuse@vishay.comTHIS DOCUMENT IS SUBJECT TO CHANGE WITHOUT NOTICE. THE PRODUCTS DESCRIBED HEREIN AND THIS DOCUMENTARE SUBJECT TO SPECIFIC DISCLAIMERS, SET FORTH AT www.vishay.com/doc?91000Notes(1) Products can be ordered using either the PART NUMBER or the PRODUCT DESCRIPTION(2) Please refer to table PACKAGINGPART NUMBER AND PRODUCT DESCRIPTION (1)Part Number: MFU0603FF01000PW00MODEL/SIZEFUSING CHARACTERISTICRATED CURRENTPACKAGING (2)SPECIALMFU0402MFU0603MFU0805MFU1206FF = Very quick actingExamples:0.5 A = 005001.0 A = 010006.3 A = 06300E1E5E0P1P5PWUp to 2 digits00 = StandardProduct Description: MFU 0603 -FF PW 1A0MFU0603-FFPW1A0MODELSIZEFUSING CHARACTERISTICPACKAGING (2)RATED CURRENTMFU0402060308051206FF = Very quick actingE1E5E0P1P5PWExamples:0.5 A = 0A51.0 A = 1A06.3 A = 6A3PACKAGINGTYPECODEQUANTITYCARRIER TAPEWIDTHPITCHREELDIAMETERMFU 0402E11000Card board tape acc. IEC 60286-3 Type I8.02.0180 mm/7"E55000E010 000MFU 0603P110004.0180 mm/7"P55000PW20 000330 mm/13"MFU 0805P11000180 mm/7"P55000PW20 000330 mm/13"MFU 1206P11000180 mm/7"P55000PW20 000330 mm/13"MFU0603FF01000PW00 MFU Serieswww.vishay.comVishay Beyschlag Revision: 11-Mar-133Document Number: 28747For technical questions, contact: fuse@vishay.comTHIS DOCUMENT IS SUBJECT TO CHANGE WITHOUT NOTICE. THE PRODUCTS DESCRIBED HEREIN AND THIS DOCUMENTARE SUBJECT TO SPECIFIC DISCLAIMERS, SET FORTH AT www.vishay.com/doc?91000DIMENSIONSSOLDER PAD DIMENSIONSNote•The given solder pad dimensions reflect the considerations for board design and assembly as outlined e.g. in standards IEC 61188-5-x, orin publication IPC-7351. They do not guarantee any supposed thermal properties, particularly as these are also strongly influenced by manyother parameters. DIMENSIONS - Chip fuse types, mass and relevant physical dimensionsTYPEH(mm)L(mm)W(mm)WT(mm)T1(mm)T2(mm)MASS(mg)MFU 04020.32 ± 0.071.0 ± 0.050.5 ± 0.05> 75 % of W0.2 + 0.1/- 0.150.2 ± 0.10.65MFU 06030.45 + 0.1/- 0.051.55 ± 0.050.85 ± 0.1> 75 % of W0.3 + 0.15/- 0.20.3 + 0.15/- 0.21.9MFU 08050.45 + 0.1/- 0.052.0 ± 0.11.25 ± 0.15> 75 % of W0.4 + 0.1/- 0.20.4 + 0.1/- 0.24.7MFU 12060.55 ± 0.13.2 + 0.1/- 0.21.6 ± 0.15> 75 % of W0.5 ± 0.250.5 ± 0.259.5RECOMMENDED SOLDER PAD DIMENSIONSTYPEWAVE SOLDERINGREFLOW SOLDERINGG(mm)Y(mm)X(mm)Z(mm)G(mm)Y(mm)X(mm)Z(mm)MFU 0402----0.350.550.551.45MFU 06030.551.101.102.750.650.700.952.05MFU 08050.801.251.503.300.900.901.402.70MFU 12061.401.501.904.401.501.151.753.80T2T1LHWWTGXYZ MFU Serieswww.vishay.comVishay Beyschlag Revision: 11-Mar-134Document Number: 28747For technical questions, contact: fuse@vishay.comTHIS DOCUMENT IS SUBJECT TO CHANGE WITHOUT NOTICE. THE PRODUCTS DESCRIBED HEREIN AND THIS DOCUMENTARE SUBJECT TO SPECIFIC DISCLAIMERS, SET FORTH AT www.vishay.com/doc?91000Notes(1) Other values of rated current are available on request(2) Typical values(3) For packages with 1000 pieces, please use for packaging E1 instead of E5(4) For packages with 10 000 pieces, please use for packaging E0 instead of E5(5) Available on requestNotes(6) Other values of rated current are available on request(7) Typical values(8) For packages with 1000 pieces, please use for packaging P1 instead of P5(9) For packages with 20 000 pieces, please use for packaging PW instead of P5MFU 0402 RATING - Very quick acting (FF)SIZEFUSECHAR.RATED CURRENT (1)RATED VOLTAGEPRE-ARCING (2)I2tat 10 x IRVOLT.DROP (2)at1 x IRCOLDRESIS (2)at0.1 x IRBREAKINGCAPACITYDCMARK.APPROVALPART NUMBER (3)(4)0402FF500 mA (5)32 V0.0009 A2s368 mV560 m50 A at 32 V-ULMFU0402FF00500E500630 mA (5)32 V0.0014 A2s331 mV400 m50 A at 32 V-ULMFU0402FF00630E500750 mA (5)32 V0.0020 A2s275 mV280 m50 A at 32 V-ULMFU0402FF00750E500800 mA32 V0.0023 A2s231 mV220 m50 A at 32 V-ULMFU0402FF00800E5001.0 A32 V0.0028 A2s184 mV140 m50 A at 32 V-ULMFU0402FF01000E5001.25 A32 V0.0039 A2s159 mV97 m50 A at 32 V-ULMFU0402FF01250E5001.5 A32 V0.0059 A2s146 mV74 m50 A at 32 V-ULMFU0402FF01500E5001.6 A32 V0.0065 A2s136 mV65 m50 A at 32 V-ULMFU0402FF01600E5001.75 A32 V0.0077 A2s124 mV54 m50 A at 32 V-ULMFU0402FF01750E5002.0 A32 V0.0101 A2s115 mV44 m50 A at 32 V-ULMFU0402FF02000E5002.5 A32 V0.0157 A2s107 mV33 m50 A at 32 V-ULMFU0402FF02500E5003.0 A32 V0.0227 A2s95 mV24 m50 A at 32 V-ULMFU0402FF03000E5003.15 A32 V0.0250 A2s90 mV22 m50 A at 32 V-ULMFU0402FF03150E500MFU 0603 RATING - Very quick acting (FF)SIZEFUSECHAR.RATED CURRENT (6)RATED VOLTAGEPRE-ARCING (7)I2tat 10 x IRVOLT.DROP (7)at1 x IRCOLDRESIS (7)at0.1 x IRBREAKINGCAPACITYDCMARK.APPROVALPART NUMBER (8)(9)0603FF500 mA32 V0.0009 A2s361 mV550 m50 A at 32 VFUL/IECMFU0603FF00500P500630 mA32 V0.0014 A2s331 mV400 m50 A at 32 VCTULMFU0603FF00630P500750 mA32 V0.0020 A2s258 mV262 m50 A at 32 VGULMFU0603FF00750P500800 mA32 V0.0023 A2s249 mV237 m50 A at 32 VCVULMFU0603FF00800P5001.0 A32 V0.0028 A2s223 mV170 m50 A at 32 VHUL/IECMFU0603FF01000P5001.25 A32 V0.0039 A2s180 mV110 m50 A at 32 VJULMFU0603FF01250P5001.5 A32 V0.0059 A2s155 mV79 m50 A at 32 VKULMFU0603FF01500P5001.6 A32 V0.0065 A2s159 mV76 m50 A at 32 VEFUL/IECMFU0603FF01600P5001.75 A32 V0.0077 A2s138 mV60 m50 A at 32 VLULMFU0603FF01750P5002.0 A32 V0.0101 A2s150 mV57 m50 A at 32 VNUL/IECMFU0603FF02000P5002.5 A32 V0.0157 A2s121 mV37 m50 A at 32 VOULMFU0603FF02500P5003.0 A32 V0.0227 A2s126 mV32 m50 A at 32 VPULMFU0603FF03000P5003.15 A32 V0.0250 A2s120 mV29 m50 A at 32 VELUL/IECMFU0603FF03150P5003.5 A32 V0.0308 A2s106 mV23 m50 A at 32 VRULMFU0603FF03500P5004.0 A32 V0.0403 A2s100 mV19 m50 A at 32 VSULMFU0603FF04000P5005.0 A32 V0.2275 A2s85 mV13 m50 A at 32 VTULMFU0603FF05000P500 MFU Serieswww.vishay.comVishay Beyschlag Revision: 11-Mar-135Document Number: 28747For technical questions, contact: fuse@vishay.comTHIS DOCUMENT IS SUBJECT TO CHANGE WITHOUT NOTICE. THE PRODUCTS DESCRIBED HEREIN AND THIS DOCUMENTARE SUBJECT TO SPECIFIC DISCLAIMERS, SET FORTH AT www.vishay.com/doc?91000Notes(1) Other values of rated current are available on request(2) Typical values(3) For packages with 1000 pieces, please use for packaging P1 instead of P5(4) For packages with 20 000 pieces, please use for packaging PW instead of P5Notes(5) Other values of rated current are available on request(6) Typical values(7) For packages with 1000 pieces, please use for packaging P1 instead of P5(8) For packages with 20 000 pieces, please use for packaging PW instead of P5MFU 0805 RATING - Very quick acting (FF)SIZEFUSECHAR.RATED CURRENT (1)RATED VOLTAGEPRE-ARCING (2)I2tat 10 x IRVOLT.DROP (2)at1 x IRCOLDRESIS (2)at0.1 x IRBREAKINGCAPACITYDCMARK. APPROVALPART NUMBER (3)(4)0805FF500 mA32 V0.0009 A2s374 mV570 m50 A at 32 VFULMFU0805FF00500P500630 mA32 V0.0014 A2s347 mV420 m50 A at 32 VCTULMFU0805FF00630P500750 mA32 V0.0021 A2s280 mV285 m50 A at 32 VGULMFU0805FF00750P500800 mA32 V0.0023 A2s262 mV250 m50 A at 32 VCVULMFU0805FF00800P5001.0 A32 V0.0028 A2s243 mV185 m50 A at 32 VHULMFU0805FF01000P5001.25 A32 V0.0040 A2s205 mV125 m50 A at 32 VJULMFU0805FF01250P5001.5 A32 V0.0059 A2s171 mV87 m50 A at 32 VKULMFU0805FF01500P5001.6 A32 V0.0065 A2s164 mV78 m50 A at 32 VEFULMFU0805FF01600P5001.75 A32 V0.0077 A2s161 mV70 m50 A at 32 VLULMFU0805FF01750P5002.0 A32 V0.0101 A2s176 mV67 m50 A at 32 VNULMFU0805FF02000P5002.5 A32 V0.0157 A2s131 mV40 m50 A at 32 VOULMFU0805FF02500P5003.0 A32 V0.0227 A2s134 mV34 m50 A at 32 VPULMFU0805FF03000P5003.15 A32 V0.0250 A2s128 mV31 m50 A at 32 VELULMFU0805FF03150P5003.5 A32 V0.0308 A2s119 mV26 m50 A at 32 VRULMFU0805FF03500P5004.0 A32 V0.0403 A2s105 mV20 m50 A at 32 VSULMFU0805FF04000P5005.0 A32 V0.2275 A2s98 mV15 m50 A at 32 VTULMFU0805FF05000P500MFU 1206 RATING - Very quick acting (FF)SIZEFUSECHAR.RATED CURRENT (5)RATED VOLTAGEPRE-ARCING (6)I2tat 10 x IRVOLT.DROP (6)at1 x IRCOLDRESIS (6)at0.1 x IRBREAKINGCAPACITYDCMARK. APPROVALPART NUMBER (7)(8)1206FF500 mA63 V0.0009 A2s433 mV660 m50 A at 63 VFUL/IECMFU1206FF00500P500630 mA63 V0.0014 A2s372 mV450 m50 A at 63 VCTULMFU1206FF00630P500750 mA63 V0.0022 A2s325 mV330 m50 A at 63 VGULMFU1206FF00750P500800 mA63 V0.0023 A2s273 mV260 m50 A at 63 VCVULMFU1206FF00800P5001.0 A63 V0.0028 A2s262 mV200 m50 A at 63 VHUL/IECMFU1206FF01000P5001.25 A63 V0.0041 A2s230 mV140 m50 A at 63 VJULMFU1206FF01250P5001.5 A63 V0.0059 A2s207 mV105 m50 A at 63 VKULMFU1206FF01500P5001.6 A63 V0.0066 A2s168 mV80 m50 A at 63 VEFUL/IECMFU1206FF01600P5001.75 A63 V0.0077 A2s174 mV76 m50 A at 63 VLULMFU1206FF01750P5002.0 A63 V0.0102 A2s181 mV69 m50 A at 63 VNUL/IECMFU1206FF02000P5002.5 A63 V0.0159 A2s161 mV49 m50 A at 63 VOULMFU1206FF02500P5003.0 A63 V0.0229 A2s173 mV44 m50 A at 63 VPULMFU1206FF03000P5003.15 A63 V0.0251 A2s153 mV37 m50 A at 63 VELUL/IECMFU1206FF03150P5003.5 A63 V0.0310 A2s161 mV35 m50 A at 63 VRULMFU1206FF03500P5004.0 A63 V0.0404 A2s147 mV28 m50 A at 63 VSULMFU1206FF04000P5005.0 A63 V0.2275 A2s131 mV20 m50 A at 63 VTULMFU1206FF05000P5006.3 A63 V0.5160 A2s116 mV14 m50 A at 63 VETULMFU1206FF06300P500 MFU Serieswww.vishay.comVishay Beyschlag Revision: 11-Mar-136Document Number: 28747For technical questions, contact: fuse@vishay.comTHIS DOCUMENT IS SUBJECT TO CHANGE WITHOUT NOTICE. THE PRODUCTS DESCRIBED HEREIN AND THIS DOCUMENTARE SUBJECT TO SPECIFIC DISCLAIMERS, SET FORTH AT www.vishay.com/doc?91000DESCRIPTIONProduction is strictly controlled and follows an extensiveset of instructions established for reproducibility. Ahomogeneous film of metal alloy is deposited on a highgrade ceramic body. The fuse elements are covered by aprotective coating designed for electrical, mechanical andclimatic protection. The terminations receive a final pure tinon nickel plating.The result of the determined production is verified by anextensive testing procedure performed on 100 % of theindividual fuses. Only accepted products are laid directlyinto the paper tape in accordance with IEC 60286-3.APPROVALSThe fuses are tested in accordance with the followingstandards:• IEC 60127-1• IEC 60127-4• UL 248-14• IEC 60068 seriesApproval of conformity is indicated by the UMF Logo on thepackage label. Recognition by Underwriter Laboratories Inc.is indicated by the UL logo on the package label.ASSEMBLYThe fuses are suitable for processing on automatic SMDassembly systems. They are suitable for automaticsoldering using wave, reflow or vapour phase. Theencapsulation is resistant to all cleaning solvents commonlyused in the electronics industry, including alcohols, estersand aqueous solutions. The fuses are RoHS compliant, thepure tin plating provides compatibility with lead (Pb)-freeand lead-containing soldering processes. The immunity ofthe plating against tin whisker growth has been provenunder extensive testing. Solderability is specified for 2 yearsafter production or re-qualification. The permitted storagetime is 20 years.All products comply with the JIG 101 list of legal restrictionson hazardous substances. This includes full compliance with the following directives:• 2000/53/EC End of Vehicle life Directive (ELV) andAnnex II (ELV II)• 2011/65/EU Restriction of the use of HazardousSubstances Directive (RoHS)• 2002/96/EC Waste Electrical and Electronic EquipmentDirective (WEEE)FUNCTIONAL PERFORMANCENote(1) Current rating factor is in addition to the given permissible continuous current rating of 0.7Current Rating Factor (1) vs. Ambient Temperature amb- 601500Ambient Temperature amb [°C]Current Rating Factor [%]5060708090100110120MFU Series7590105120135ϑ40302010- 45- 30- 15015304560 MFU Serieswww.vishay.comVishay Beyschlag Revision: 11-Mar-137Document Number: 28747For technical questions, contact: fuse@vishay.comTHIS DOCUMENT IS SUBJECT TO CHANGE WITHOUT NOTICE. THE PRODUCTS DESCRIBED HEREIN AND THIS DOCUMENTARE SUBJECT TO SPECIFIC DISCLAIMERS, SET FORTH AT www.vishay.com/doc?91000FUNCTIONAL PERFORMANCENote(1) Fuses mounted on a test board according to IEC 60127-4Typical tpre-arc vs. I characteristic of MFU 0402 (1)Typical I2t vs. tpre-arc characteristic of MFU 0402 (1)0.110010-41Current I [A]Pre-arc Time tpre-arc [s]10-310-210-1100101102103104MFU 0402-FF3.15 A3.00 A2.50 A2.00 A1.75 A1.60 A1.50 A1.25 A1.00 A0.80 A0.75 A0.63 A0.50 A1010-510-410-310-210-1100101102103104MFU 0402-FF3.15 A3.00 A2.50 A2.00 A1.75 A1.60 A1.50 A1.25 A1.00 A0.80 A0.75 A0.63 A0.50 APre-arc Time tpre-arc [s]Joule Integral l2t [A2S]10-410-310-210-1100101102 MFU Serieswww.vishay.comVishay Beyschlag Revision: 11-Mar-138Document Number: 28747For technical questions, contact: fuse@vishay.comTHIS DOCUMENT IS SUBJECT TO CHANGE WITHOUT NOTICE. THE PRODUCTS DESCRIBED HEREIN AND THIS DOCUMENTARE SUBJECT TO SPECIFIC DISCLAIMERS, SET FORTH AT www.vishay.com/doc?91000FUNCTIONAL PERFORMANCENote(1) Fuses mounted on a test board according to IEC 60127-4Typical tpre-arc vs. I characteristic of MFU 0603 (1)Typical I2t vs. tpre-arc characteristic of MFU 0603 (1)0.110010-41Current I [A]Pre-arc Time tpre-arc [s]10-310-210-1100101102103104MFU 0603-FF5.00 A4.00 A3.50 A3.15 A3.00 A2.50 A2.00 A1.75 A1.60 A1.50 A1.25 A1.00 A0.80 A0.75 A0.63 A0.50 A1010-510-410-310-210-1100101102103104MFU 0603-FF5.00 A4.00 A3.50 A3.15 A3.00 A2.50 A2.00 A1.75 A1.60 A1.50 A1.25 A1.00 A0.80 A0.75 A0.63 A0.50 APre-arc Time tpre-arc [s]Joule Integral l2t [A2S]10-410-310-210-1100101102 MFU Serieswww.vishay.comVishay Beyschlag Revision: 11-Mar-139Document Number: 28747For technical questions, contact: fuse@vishay.comTHIS DOCUMENT IS SUBJECT TO CHANGE WITHOUT NOTICE. THE PRODUCTS DESCRIBED HEREIN AND THIS DOCUMENTARE SUBJECT TO SPECIFIC DISCLAIMERS, SET FORTH AT www.vishay.com/doc?91000FUNCTIONAL PERFORMANCENote(1) Fuses mounted on a test board according to IEC 60127-4Typical tpre-arc vs. I characteristic of MFU 0805 (1)Typical I2t vs. tpre-arc characteristic of MFU 0805 (1)0.110010-41Current I [A]Pre-arc Time tpre-arc [s]10-310-210-1100101102103104MFU 0805-FF5.00 A4.00 A3.50 A3.15 A3.00 A2.50 A2.00 A1.75 A1.60 A1.50 A1.25 A1.00 A0.80 A0.75 A0.63 A0.50 A1010-510-410-310-210-1100101102103104MFU 0805-FF5.00 A4.00 A3.50 A3.15 A3.00 A2.50 A2.00 A1.75 A1.60 A1.50 A1.25 A1.00 A0.80 A0.75 A0.63 A0.50 APre-arc Time tpre-arc [s]Joule Integral l2t [A2S]10-410-310-210-1100101102 MFU Serieswww.vishay.comVishay Beyschlag Revision: 11-Mar-1310Document Number: 28747For technical questions, contact: fuse@vishay.comTHIS DOCUMENT IS SUBJECT TO CHANGE WITHOUT NOTICE. THE PRODUCTS DESCRIBED HEREIN AND THIS DOCUMENTARE SUBJECT TO SPECIFIC DISCLAIMERS, SET FORTH AT www.vishay.com/doc?91000FUNCTIONAL PERFORMANCENote(1) Fuses mounted on a test board according to IEC 60127-4Typical tpre-arc vs. I characteristic of MFU 1206 (1)Typical I2t vs. tpre-arc characteristic of MFU 1206 (1)0.110010-41Current I [A]Pre-arc Time tpre-arc [s]10-310-210-1100101102103104MFU 1206-FF6.30 A5.00 A4.00 A3.50 A3.15 A3.00 A2.50 A2.00 A1.75 A1.60 A1.50 A1.25 A1.00 A0.80 A0.75 A0.63 A0.50 A1010-510-410-310-210-1100101102103104MFU 1206-FF6.30 A5.00 A4.00 A3.50 A3.15 A3.00 A2.50 A2.00 A1.75 A1.60 A1.50 A1.25 A1.00 A0.80 A0.75 A0.63 A0.50 APre-arc Time tpre-arc [s]Joule Integral l2t [A2S]10-410-310-210-1100101102 MFU Serieswww.vishay.comVishay Beyschlag Revision: 11-Mar-1311Document Number: 28747For technical questions, contact: fuse@vishay.comTHIS DOCUMENT IS SUBJECT TO CHANGE WITHOUT NOTICE. THE PRODUCTS DESCRIBED HEREIN AND THIS DOCUMENTARE SUBJECT TO SPECIFIC DISCLAIMERS, SET FORTH AT www.vishay.com/doc?91000TEST AND REQUIREMENTSAll tests are carried out in accordance with the followingspecifications:IEC 60127-1, Miniature fuse - Part 1: Definitions forminiature fuses and general requirements for miniaturefuse-linksIEC 60127-4, Universal Modular Fuse Links (UMF)UL 248-14, Low voltage fuses - Part 14: SupplementalfusesFor the full test schedule refer to the documents listedabove. The testing also covers most of the requirementsspecified by METI and CCC.The tests are carried out under standard atmosphericconditions in accordance with IEC 60068-1, 5.3. Climaticcategory LCT/UCT/56 (rated temperature range: Lowercategory temperature, upper category temperature; dampheat, long term, 56 days) is valid.Unless otherwise specified the following values apply:Temperature: 15 °C to 35 °CRelative humidity: 45 % to 75 %Air pressure: 86 kPa to 106 kPa (860 mbar to 1060 mbar).The components are mounted for testing on printed-circuitboards in accordance with IEC 60127-4, unless otherwisespecified.The requirements stated in the Test Procedures andRequirements table are based on the required tests andpermitted limits of IEC 60127-1 and IEC 60127-4respectively. However, some additional tests and a numberof improvements against those minimum requirements havebeen included.TEST PROCEDURES AND REQUIREMENTSIEC 60127-4 CLAUSEIEC 60068-2 TEST METHODTESTPROCEDUREREQUIREMENTSPERMISSIBLE CHANGE8.3.221 (Ue1)SubstratebendingDepth 1 mm;rate 1 mm/s1 timesNo visible damageR/R  ± 10 %8.6.258 (Td)SolderabilitySolder bath method; SnPb40; non-activated flux; (215 ± 3) °C; (3 ± 0.3) sGood tinning (95 % covered); no visible damageSolder bath method; SnAg3Cu0.5 or SnAg3.5; non-activated flux; (245 ± 3) °C; (2 ± 0.2) s8.7.258 (Td)Resistance to soldering heatSolder bath method; (260 ± 5) °C; (10 ± 1) sNo visible damageR/R  ± 10 %Reflow method 2(IR/forced gas convection); (260 ± 5) °C; (10 ± 1) s9.2.1-Time/currentcharacteristicsat nominaltemperatureCold resistance at 0.1 x IR;destructive testing underovercurrent conditions(DC-Current)MFU 0402IR  0.75 AAt 1.25 x IR, tpre-arc > 1 hat 2.0 x IR, tpre-arc < 60 sat 10 x IR, tpre-arc < 0.001 sMFU 04020.8 A  IR  3.15 A At 1.25 x IR, tpre-arc > 1 hat 2.0 x IR, tpre-arc < 5 sat 10 x IR, tpre-arc < 0.001 sMFU 0603IR  5.0 AMFU 0805IR  5.0 AMFU 1206IR  6.3 A9.3.2-Breaking capacity50 A at rated voltageacc. to UL 248-14Optical inspection with naked eyeno visible damage9.3.3-Residualresistance50 A at rated voltageacc. to UL 248-14Insulation resistance at 2.0 x UR (DC) higher than 0.1 M MFU Serieswww.vishay.comVishay Beyschlag Revision: 11-Mar-1312Document Number: 28747For technical questions, contact: fuse@vishay.comTHIS DOCUMENT IS SUBJECT TO CHANGE WITHOUT NOTICE. THE PRODUCTS DESCRIBED HEREIN AND THIS DOCUMENTARE SUBJECT TO SPECIFIC DISCLAIMERS, SET FORTH AT www.vishay.com/doc?910009.4-Endurance testacc. to IEC 60127-1a) I = 1.0 x IR(DC)1.0 h on; 0.25 h off;23 °C; 100 timesb) I = 1.25 x IR (DC)1.0 h on23 °C; 1 timeMFU 0402IR  3.15 ANo visible damageR/R  ± 10 %MFU 0603IR  3.15 AMFU 0805IR  3.15 AMFU 1206IR  3.15 A9.5-Maximumsustaineddissipation acc. toIEC 60127-1Calculation in accordance with results of clause 9.4 b)Dissipation  acc. to IEC 60127-4 table 29.7-Fuse-linktemperatureThe test is performed during the final 5 min of clause 9.4 b)MFU 0402IR  3.15 ATemperature rise of terminals 85 KMFU 0603IR  3.15 AMFU 0805IR  3.15 AMFU 1206IR  3.15 A--Verification oftemp.-rise andcurrent- carryingcapacity acc. toUL 248-14clause 8.2.3I = 1.0 x IR (DC)MFU 0402IR  3.15 ATemperature riseof hot spot 75 Kacc. to UL 248-14 clause 8.2.4MFU 0603IR  5.0 AMFU 0805IR  5.0 AMFU 1206IR  6.3 A-78 (Cab)Damp heat,steady state(40 ± 2) °C; 56 days;(93 ± 3) % RHR/R  ± 10 %I-t characteristic-14 (Na)Rapid change of temperature30 min at LCT;30 min at UCT; LCT = - 55 °C;UCT = 125 °C;5 cyclesR/R  ± 10 %-6 (Fc)VibrationEndurance by sweeping;10 Hz to 2000 Hz;no resonance;amplitude  1.5 mm or  200 m/s2; 6 hR/R  ± 10 %-45 (XA)Componentsolvent resistanceIsopropyl alcohol;50 C; method 2No visible damage-45 (XA)Solventresistance of markingIsopropyl alcohol;50 C; method 1, toothbrushMarking legible,no visible damage-21 (Ue3)Shear(adhesion)RR 1608M; 9 NNo visible damageRR 2012M and RR 3216M; 45 N--FlammabilityIEC 60695-2-2,needle flame test; 10 sNo burning after 30 sTEST PROCEDURES AND REQUIREMENTSIEC 60127-4 CLAUSEIEC 60068-2 TEST METHODTESTPROCEDUREREQUIREMENTSPERMISSIBLE CHANGELegal Disclaimer Noticewww.vishay.comVishay Revision: 01-Jul-20241Document Number: 91000For technical questions, contact: THIS DOCUMENT IS SUBJECT TO CHANGE WITHOUT NOTICE. THE PRODUCTS DESCRIBED HEREIN AND THIS DOCUMENTARE SUBJECT TO SPECIFIC DISCLAIMERS, SET FORTH AT www.vishay.com/doc?91000DisclaimerALL PRODUCT, PRODUCT SPECIFICATIONS AND DATA ARE SUBJECT TO CHANGE WITHOUT NOTICE TO IMPROVE RELIABILITY, FUNCTION OR DESIGN OR OTHERWISE. Vishay Intertechnology, Inc., its affiliates, agents, and employees, and all persons acting on its or their behalf (collectively, “Vishay”), disclaim any and all liability for any errors, inaccuracies or incompleteness contained in any datasheet or in any other disclosure relating to any product.Vishay makes no warranty, representation or guarantee regarding the suitability of the products for any particular purpose or the continuing production of any product. To the maximum extent permitted by applicable law, Vishay disclaims (i) any and all liability arising out of the application or use of any product, (ii) any and all liability, including without limitation special, consequential or incidental damages, and (iii) any and all implied warranties, including warranties of fitness for particular purpose, non-infringement and merchantability.Statements regarding the suitability of products for certain types of applications are based on Vishay's knowledge of typical requirements that are often placed on Vishay products in generic applications. Such statements are not binding statements about the suitability of products for a particular application. It is the customer's responsibility to validate that a particular product with the properties described in the product specification is suitable for use in a particular application. Parameters provided in datasheets and / or specifications may vary in different applications and performance may vary over time. All operating parameters, including typical parameters, must be validated for each customer application by the customer's technical experts. Product specifications do not expand or otherwise modify Vishay's terms and conditions of purchase, including but not limited to the warranty expressed therein.Hyperlinks included in this datasheet may direct users to third-party websites. These links are provided as a convenience and for informational purposes only. Inclusion of these hyperlinks does not constitute an endorsement or an approval by Vishay of any of the products, services or opinions of the corporation, organization or individual associated with the third-party website. Vishay disclaims any and all liability and bears no responsibility for the accuracy, legality or content of the third-party website or for that of subsequent links.Vishay products are not designed for use in life-saving or life-sustaining applications or any application in which the failure of the Vishay product could result in personal injury or death unless specifically qualified in writing by Vishay. Customers using or selling Vishay products not expressly indicated for use in such applications do so at their own risk. Please contact authorized Vishay personnel to obtain written terms and conditions regarding products designed for such applications.No license, express or implied, by estoppel or otherwise, to any intellectual property rights is granted by this document or by any conduct of Vishay. Product names and markings noted herein may be trademarks of their respective owners.© 2024 VISHAY INTERTECHNOLOGY, INC. ALL RIGHTS RESERVED
https://industrial.panasonic.com/cdbs/www-data/pdf/AFA0000/AFA0000C7.pdf | fuses | ●Small size●Fast-acting and withstanding in-rush current characteristics●RoHS compliantUL248-14 : File No.E194052c-UL C22.2 No.248-14 : File No.E1940520.55±0.200R250R310R370R500R630R751R001R250.25A0.75A3R151.0A4R000.315A2R50ERBRE(0603)ERBRG(1206)ERBRD0.63A0.50A4.0ATb0.15±0.10Micro Chip FuseERB RD, RE, RG type Explanation of part numbers Approved safety standards FeaturesPackaging methodsERBREERBRGPart no. Construction(3.2 mm×1.6 mm)(1.6 mm×0.8 mm)(1.0 mm×0.5 mm)3.0A2.5A0.50025±0.10 Dimensions in mm (not to scale)Product code(0402)Design and specifications are each subject to change without notice. Ask factory for the current technical specifications before purchase and/or use.EG0603 inch size1206 inch size1.25AXPressed carrier taping2 mm pitch, 10,000 pcsVPunched carrier taping4mm pitch, 5,000 pcs1R505R005.0A0.375A2R003R00+0.10-0.051.00±0.103.15A1.5AMicro chip fuse2.22.0A2020/3/1aMass(Weight)(g/1000 pcs)101.60±0.153.20±0.201.60±0.150.24±0.150.800.65±0.10LWPart No.(inch size)0.30±0.200.30±0.150.54±0.10+0.15-0.05ERBRD0.70.39±0.10Dimensions (mm)StructureRectangulartypeRRated current (A)1R401.4APackagingCodeDProduct shape0402 inch size1234567891000XERBRD1RProtective CoatingElectrode (Base)Electrode(Outer)Fusing ElementAlmina SubstrateWaLTbMicro Chip Fuse●0402 inch /1005 mm size : Type ERBRD●0603 inch / 1608 mm size : Type ERBRE●1206 inch / 3216 mm size : Type ERBRG*The thin type is available about 1005 (0402 inch) size. Please contact us for details.*Please contact us when another rated current is needed.Fusing current/Fusing time (at 25 ℃)Marking codeRated current ×100 % /4 hours min.K85GHJ35Rated current ×300 % /0.2 seconds max.Rated current ×200 % / 5 seconds max.OPS65Internal R(mΩ) at 25 ℃ max.34021017511556045Fusing current/Fusing time (at 25 ℃)Rated voltage(Open circuit voltage)(V)DC0.75515.0P31Rated current (A)2.02.53.04.0ERBRG□R□□V1R001R251R50Part No.K72O2R50NS402R002R500R63OTNPSHJK4R000.751.01.251.5Part No.Rated current (A)Marking codeInternal R(mΩ) at 25 ℃ max.520700YX440ERBRD□R□□X0R250.25V0.3150R316G5R000R753R005.01R001R251R500.5F3103.01R250.63125822201903235-40 to +1253.151.44.01.52.02.52.02.53.04.01R50331.01.50.5NF0R501.00.5Rated current ×200 % / 5 seconds max.50-40 to +125Rated voltage(Open circuit voltage)(V)DCInterrupting rating at ratedvoltage(A)Category temp. range (℃)1.253R002R0032634R001R403301900R751.252R002R501R004R003R000R500R750R50Category temp. range (℃)3R15Rated current (A)Fusing current/Fusing time (at 25 ℃)Rated voltage(Open circuit voltage)(V)DCInterrupting rating at ratedvoltage(A)Category temp. range (℃)Rated current ×100 % /4 hours min.Rated current ×200 % / 5 seconds max.Rated current ×300 % /0.2 seconds max.3250Interrupting rating at ratedvoltage(A)T5R00Rated current ×300 % /0.2 seconds max.3222191259485Rated current ×100 % /4 hours min. RatingsDesign and specifications are each subject to change without notice. Ask factory for the current technical specifications before purchase and/or use.2020/3/10.375Part No.ERBRE□R□□V705342372419.5J14Marking codeFGH0.750R37Internal R(mΩ) at 25 ℃ max.-40 to +125Micro Chip Fuse2.0 to 2.20.8 to 1.02020/3/12.0 to 2.44.4 to 5.01.2 to 1.8ERBRG(1206)Test conditions Fusing characteristics (25 ℃ typical) PerfomanceDesign and specifications are each subject to change without notice. Ask factory for the current technical specifications before purchase and/or use.Part no.(inch size)Dimensions (mm)ABCERBRD(0402)ERBRE(0603)0.5 to 0.61.4 to 1.60.4 to 0.60.7 to 0.9±10 %±10 %±10 % Recommended soldering conditionsResistanceResistance to oldering heatRapid change of temperatureDamp heat, Steady stateLoad life in humidityEndurance at 70 ℃60 ℃, 90 % to 95 %RH, Load: 70 % rated current, 1000 h70 ℃, Load: 70 % rated current, 1000 h60 ℃, 90 % to 95 %RH, 1000 h (no load)-40 ℃ (30 min.) / + 125 ℃ (30 min.), 5 cycles260 ℃±5 ℃, 10 s25 ℃Test ItemPerformance requirementsWithin specified tolerance±10 %±10 %●0402 inch / 1005 mm size（Type ERBRD)Fusing current (A)1010.10.010.0010.00011101000.10.25 AFusing time (s)0.315 A0.375 A0.5 A0.63 A0.75 A1.0 A1.25 A1.5 A2.0 A2.5 A3.0 A4.0 A5.0 A＊Reference Only1010.010.0010.00010.10.5 A0.75 A1.0 A1.25 A1.5 A2.0 A2.5 A3.0 A4.0 A＊Reference Only0.1110100Fusing current (A)0.00010.5 A0.75 A1.0 A1.25 A1.4 A2.0 A2.5 A3.0 A4.0 A5.0 A＊Reference Only1.5 A3.15 A0.1110100Fusing Current (A)1010.010.0010.1CBA●0603 inch / 1608 mm size（Type ERBRE)●1206 inch / 3216mm size（Type ERBRG)Fusing time (s)Fusing Time（s）Micro Chip Fuse●Standard quantity●Carrier taping●Taping reelUnit : mmUnit : mmRecommendations and precautions are described below● Recommended soldering conditions for reflowFor soldering (Example : Sn/Pb)For lead-free soldering (Example :Sn/Ag/Cu)● Recommended soldering conditions for flow《Repair with hand soldering》● Preheat with a blast of hot air or similar method. Use a soldering iron with a tip temperature of 350 °C or less. Solder each electrode for 3 seconds or less.● Never touch this product with the tip of a soldering iron.Part no.+0.10 0±0.100.68ERBRDERBREERBRG20 s to 30 smax. 260 ℃ max. 10 sFor solderingFor lead-free solderingmax. 10 s60 s to 120 sTime150 ℃ to 180 ℃9.0+1.0 011.4±1.0 0180.0 -1.560・ Reflow soldering shall be performed a maximum of two times.・ Please contact us for additional information when used in conditions other than those specified.・ Please measure the temperature of the terminals and study every kind of solder and printed circuit board for solderability before actual use.2.0060 s to 120 s8.001.901.75±0.10±0.07ERBRGERBREQuantity10,000 pcs / reel 5,000 pcs / reelW1W2øA+1.0 013.0±0.2øNøCPart no.ABWFE235 ± 5 ℃max. 10 sPreheatingMain heatingPeak Recommended soldering conditionsERBRGERBRE2.001.10±0.051.20±0.10ERBRD1.50±0.102.00±0.10±0.054.00±0153.60±020Above 200 ℃30 s to 40 sPart no.P1P2P0øD0T0.670.780.84TemperatureTime140 ℃ to 160 ℃2020/3/1Design and specifications are each subject to change without notice. Ask factory for the current technical specifications before purchase and/or use.TimeTemperatureTimemax. 260 ℃Temperature60 s to 120 s150 ℃ to 180 ℃PreheatingSolderingTemperature140 ℃ to 160 ℃245±5 ℃Main heatingPeak60 s to 120 sAbove 230 ℃30 s to 40 sPreheating Packaging methods (Taping)ERBRD4.00±0.10Pitch (P1)2 mm4 mmPart No.Size (inch)ERBRDERBREERBRG040206031206Kind of TapingPressed Carrier TapingPunched Carrier Taping±0.10±0.10±0.203.50±0.07±0.07PressedTP2P0TAP1P1(2ｍｍ pitch)FWEBPunchedcarrierPeakPreheatingHeatingTimeTemperatureøCW1øNøAW2øD0Safety and Legal Matters to Be Observed■ Please be advised that this product and product specifications are subject to change without notice forimprovement purposes. Therefore, please request and confirm the latest delivery specifications that explain the specifications in detail before the final design, or purchase or use of the product, regardless of the application. In addition, do not use this product in any way that deviates from the contents of the company's delivery specifications. ■ Unless otherwise specified in this catalog or the product specifications, this product is intended for use ingeneral electronic equipment (AV products, home appliances, commercial equipment, office equipment, information and communication equipment, etc.).When this product is used for the following special cases, the specification document suited to each application shall be signed/sealed (with Panasonic Industry and the user) in advance..These include applications requiring special quality and reliability, wherein their failures or malfunctions may directly threaten human life or cause harm to the human body (e.g.: space/aircraft equipment, transportation/traffic equipment, combustion equipment, medical equipment, disaster prevention/crime prevention equipment, safety equipment, etc.). ■ Please ensure safety through protection circuits, redundant circuits, etc., in the customer's system design sothat a defect in our company's product will not endanger human life or cause other serious damage.■ This catalog shows the quality and performance of individual parts. The durability of parts varies depending onthe usage environment and conditions. Therefore, please ensure to evaluate and confirm the state of each part after it has been mounted in your product in the actual operating environment before use.If you have any doubts about the safety of this product, then please notify us immediately, and be sure to conduct a technical review including the above protection circuits and redundant circuits at your company.■ The transportation of dangerous goods as designated by UN numbers, UN classifications, etc., does not applyto this product. In addition, when exporting products, product specifications, and technical information described in this catalog, please comply with the laws and regulations of the countries to which the products are exported, especially those concerning security export control.■ Each model of this product complies with the RoHS Directive (Restriction of the use of hazardous substances inelectrical and electronic equipment) (2011/65/EU and (EU) 2015/863). The date of compliance with the RoHS Directive and REACH Regulation varies depending on the product model.Further, if you are using product models in stock and are not sure whether or not they comply with the RoHS Directive or REACH Regulation, please contact us by selecting "Sales Inquiry" from the inquiry form.■ During the manufacturing process of this product and any of its components and materials to be used,Panasonic Industry does not intentionally use ozone-depleting substances stipulated in the Montreal Protocol and specific bromine-based flame retardants such as PBBs (Poly-Brominated Biphenyls) / PBDEs (Poly-Brominated Diphenyl Ethers). In addition, the materials used in this product are all listed as existing chemical substances based on the Act on the Regulation of Manufacture and Evaluation of Chemical Substances.■ With regard to the disposal of this product, please confirm the disposal method in each country and regionwhere it is incorporated into your company's product and used. ■ The technical information contained in this catalog is intended to show only typical operation and applicationcircuit examples of this product. This catalog does not guarantee that such information does not infringe upon the intellectual property rights of Panasonic Industry or any third party, nor imply that the license of such rights has been granted.■ Design, materials, or process related to technical owned by Panasonic Industry are subject to change withoutnotice.Panasonic Industry will assume no liability whatsoever if the use of our company's products deviates from the contents of this catalog or does not comply with the precautions. Please be advised of these restrictions. Laws / Regulations / Intellectual property10-May-24Safety and Legal Matters to Be Observed Product specifications and applications Safety design and product evaluationMatters to Be Observed When Using This Product■ This product (Fuses) is not designed for use in specific environments. Using the fuses in the following specificenvironments or service conditions may affect the performance/reliability. Avoid using it in such specific environments. If you intend to use the fuses in such environments, checking the performance, reliability, etc., of the product sufficiently is your own responsibility.(1) Used in liquid, such as water, oil, chemicals, and organic solvents.(2) Used in a place exposed to direct sunlight, an outdoor place with no shielding, or a dusty place.(3) Used in a place where the product is heavily exposed to sea breeze or a corrosive gas, such as Cl2, H2S, NH3, SO2,or NOX.(4) Used in an environment where static electricity and electromagnetic waves are strong.(5) Located close to a heating component or a flammable material, such as a vinyl cable placed near the product.(6) Sealed or coated with a resin.(7) Solder flux of the resistor soldered with no-clean type solder, etc., is cleansed with a solvent, water, or a water-soluble cleaner, etc. (Water-soluble flux residues have a particularly large influence on a resistor.)(8) Used in a place where dew concentrates on the product.(9) Used in a contaminated state.(Example: Touching the resistor mounted on a printed board leaving sebum on the fuses (improper handling))■ Sealing the fuses with a resin in a resin potting process, damp-proofing process, etc., applies excessive stress to thefuses, which may cause the internal electrodes a connection problem. In such cases, the proper operation of the fuses is not guaranteed. If you intend to use the resistor in such environments, checking the performance, reliability, etc., of the product sufficiently is your own responsibility.■ Do not leave the fuses immersed in a solvent for a long time. When using the fuses immersed in a solvent, confirmthe operation of the product mounted on the board.■ When a cleaning solution or cleaning condition for cleaning the printed board or a drying condition for drying the printedboard after soldering the fuses is improper, it may have a negative effect on the performance/reliability of the fuses. Confirming these conditions sufficiently is your own responsibility. Also examine the effects of soiled cleaning agent, cleaning residues, and post-cleaning contaminations, and control for these effects properly.■ When the fuses is heating abnormally or emitting a smell, stop using the fuses immediately, for example, turn offthe main power supply of the device.Also, keep your face and hands away from the product as it may become hot and cause burns.■ The fuses is so thin that it may break easily when subjected to impact. Before putting the fuses in use, confirm thatthe fuses has not been broken by impact that applied thereto when mounted on the printed board. Applying impact to the fuses or pinching the fuses with a hard tool (pliers, tweezers, etc.) may the fuses or its protective film, which affects its performance. Be careful to avoid such cases.■ Do not reuse a fuses having been used on a printed board and removed therefrom. Do not touch the fuses with yourbare hands.■ Be careful not to drop the fuses on the floor, etc. The fuses is likely to suffer mechanical or electrical damage whendropped on the floor. Avoid using said fuses.■ The fuses may have its resistance value changed due to electrostatic discharge (ESD). Take ESD prevention measureswhen handling the fuses. ESD prevention measures include an environment where static electricity is not likely to be generated (recommended RH: 40% to 60%), by wearing an earth band, conductive gloves, etc., grounding the device in which the fuses is incorporated, and placing a conductive mat, etc., on a work platform.■ Select a rated current for the chip fuse so that a current flowing through the chip fuse, in a normal condition, is 70% or lessof the rated current. Do not let a current larger than the rated current flow continuously through the chip fuse.15-Mar-24Matters to Be Observed When Using This Product(Rectangular chip fuse) Use environments and cleaning conditions Response to anomalies and handling conditionsMatters to Be Observed When Using This Product■ Be careful when a pulse current larger than the rated current, such as an inrush current or surge current at the moment ofturning on the power supply, briefly flows through the chip fuse. It may cause the chip fuse to fuse off, which is undesirable. Calculate the I2-t value of the pulse current, and from the I2t-t characteristics curve, determine the tolerance of the chip fuse to the number of pulses applied. Based on these I2-t value and tolerance, make a decision on whether or not to use the chip fuse. Determining the tolerance involves technicalities. Consult our sales staff in advance.■ The product fuses off when carrying a current two times or more of the rated current. Select a product so that the abnormalcurrent generated in the event of a circuit failure of your product is at least twice the rated current of the product. Make sure that the abnormal current does not exceed the maximum cutoff current of the product.■ The chip fuse is intended for use on the secondary side of the power supply. Do not use the fuse on the primary side ofthe power supply. Keep source voltage applied to the chip fuse equal to or lower than the rated voltage of the chip fuse. ■ The load characteristics and fuse characteristics of the chip fuse are affected by the ambient temperature. Before actuallyusing the chip fuse, evaluate and confirm the operation of the chip fuse incorporated in your product while sufficiently taking into consideration the category temperature range.■ To prevent a case where a transient load (e.g., a pulse for a short period) too large for the product to handle is applied,make sure to evaluate and confirm the operation of the product incorporated in your product. Applying power or voltage (current) larger than the rated power or rated voltage (current) to the fuses may impair its performance and reliability. Make sure to use the fuses with power or voltage (current) equal to or lower than the rated power or rated voltage(current). The product warranty does not cover usage where an excessively large load, such as a pulse current, is applied to the product.■ The fuses may have a high temperature even when used with power equal to or lower than the rated power. Be carefulin such cases. Another factor to be considered are effects on the board, peripheral components, etc., and the effects of peripheral components on the fuses. Make sure to confirm first that the temperature of the fuse elements incorporated in your product is equal to or lower than the specified temperature, and then use the fuses.■ Continuously using the chip fuse in a fused state is not allowed.When the chip fuse fuses off, immediately turn off the power supply to cut off the current flow.■ When a fuses is used in a high-frequency circuit, the fuses may fail to offer the required characteristics. Checkwhether the fuses offers the required characteristics in the actual circuit in which the fuses are incorporated.■ Be careful that unusual stress caused by an excessive bend of the printed board is not applied to the fuses. Design thecircuit structure such that the fuses is not close to a perforated line for board splitting or on a line with sizable holes bored on the board.■ When a different component is mounted on the board where the fuses has been soldered, be careful that the boarddoes not bend excessively. If necessary, provide the board with backup pins (support pins) to keep it straight.■ Avoid manual board splitting. Use a jig, etc., to break the board so that it does not bend excessively when split apart.■ When the product is used under mounting conditions departing from mounting conditions specified in our specificationsheet, the product may be exposed to unexpected stress to fail. Be careful to avoid such a case. When mounting the fuses on a printed board, set the fuses's front and back surfaces in the direction indicated by the tape. Make sure to evaluate and confirm the operation of the fuses incorporated in your product and determine whether the fuses is usable as a component of the product.■ Set soldering conditions for the fuses within the recommended soldering conditions specified by our company. Any time,soldering condition departing from the specified soldering condition, such as a high peak temperature or a long heating may impair the performance/reliability of the fuses. Note that the specified soldering conditions indicate conditions under which degradation of the fuses characteristics does not occur but do not indicate conditions under which stable soldering can be performed. Check and set individual conditions under which stable soldering can be performed.■ Heat the fuses in advance so that a difference between the soldering temperature and the temperature of the fusessurface is reduced to 100 ℃ or lower. When dipping the soldered fuses in a solvent, etc., to cool fuse elementsrapidly, ensure that the temperature difference between the fuses and the solvent is 100 ℃ or lower during the dipping.15-Mar-24 Circuit design and circuit board design Mounting conditionsMatters to Be Observed When Using This Product■ When soldering the fuses using a soldering iron, apply hot air, etc., to the fuses to heat it sufficiently in advance andthen solder the fuses without bringing the soldering iron tip into contact with the product. If the temperature of the soldering iron tip is high, finish the soldering work quickly (within 3 seconds when the temperature of the soldering iron tip is 350 ℃ or lower). In the case of a fuses with low resistance, the resistor may fail to offer the exactly intendedresistance value because of the variation in the solder volume, etc. Make sure to confirm the resistance value of the fuses in the actual circuit configuration.■ Soldering the fuses with too much solder or too little solder results in the poor reliability of the solder connection of thefuses. Use the proper volume of solder in the soldering process. Sufficiently check for the volume of solder used.■ Soldering with high bond strength or special property solder may affect the quality of the fuses. Do not use such solder.■ Use rosin-based solder flux. When using highly active solder flux made mainly of halogen (chlorine, bromine, etc.), fluxresidues may affect the performance and reliability of the fuses. Check the effects of flux residues before using the solder flux. Do not use highly acidic flux, water-soluble flux, or flux containing fluoride ions. When solder flux sticks to the fuses after the soldering process, the activation energy of the flux may corrode the fuses and cause it to fail. Prevent solder flux from sticking to the fuses.Keeping the product in the following environments or conditions may lead to degradation of its performance, solderability, etc. Do not keep the product in the following environments.(1) Stored in a place where the product is heavily exposed to sea breeze or a corrosive gas, such as Cl2, H2S, NH3, SO2,or NOX.(2) Stored in a place where the product is exposed to direct sunlight.(3) Stored in a place where a temperature condition of 5 ℃ to 35 ℃ and a relative humidity condition of 45% to 85% cannot be maintained.(4) Kept in storage for more than one year from the delivery date. Storage conditions15-Mar-24
https://industrial.panasonic.com/cdbs/www-data/pdf/AFA0000/AFA0000C7.pdf | fuses | ●Small size●Fast-acting and withstanding in-rush current characteristics●RoHS compliantUL248-14 : File No.E194052c-UL C22.2 No.248-14 : File No.E1940520.55±0.200R250R310R370R500R630R751R001R250.25A0.75A3R151.0A4R000.315A2R50ERBRE(0603)ERBRG(1206)ERBRD0.63A0.50A4.0ATb0.15±0.10Micro Chip FuseERB RD, RE, RG type Explanation of part numbers Approved safety standards FeaturesPackaging methodsERBREERBRGPart no. Construction(3.2 mm×1.6 mm)(1.6 mm×0.8 mm)(1.0 mm×0.5 mm)3.0A2.5A0.50025±0.10 Dimensions in mm (not to scale)Product code(0402)Design and specifications are each subject to change without notice. Ask factory for the current technical specifications before purchase and/or use.EG0603 inch size1206 inch size1.25AXPressed carrier taping2 mm pitch, 10,000 pcsVPunched carrier taping4mm pitch, 5,000 pcs1R505R005.0A0.375A2R003R00+0.10-0.051.00±0.103.15A1.5AMicro chip fuse2.22.0A2020/3/1aMass(Weight)(g/1000 pcs)101.60±0.153.20±0.201.60±0.150.24±0.150.800.65±0.10LWPart No.(inch size)0.30±0.200.30±0.150.54±0.10+0.15-0.05ERBRD0.70.39±0.10Dimensions (mm)StructureRectangulartypeRRated current (A)1R401.4APackagingCodeDProduct shape0402 inch size1234567891000XERBRD1RProtective CoatingElectrode (Base)Electrode(Outer)Fusing ElementAlmina SubstrateWaLTbMicro Chip Fuse●0402 inch /1005 mm size : Type ERBRD●0603 inch / 1608 mm size : Type ERBRE●1206 inch / 3216 mm size : Type ERBRG*The thin type is available about 1005 (0402 inch) size. Please contact us for details.*Please contact us when another rated current is needed.Fusing current/Fusing time (at 25 ℃)Marking codeRated current ×100 % /4 hours min.K85GHJ35Rated current ×300 % /0.2 seconds max.Rated current ×200 % / 5 seconds max.OPS65Internal R(mΩ) at 25 ℃ max.34021017511556045Fusing current/Fusing time (at 25 ℃)Rated voltage(Open circuit voltage)(V)DC0.75515.0P31Rated current (A)2.02.53.04.0ERBRG□R□□V1R001R251R50Part No.K72O2R50NS402R002R500R63OTNPSHJK4R000.751.01.251.5Part No.Rated current (A)Marking codeInternal R(mΩ) at 25 ℃ max.520700YX440ERBRD□R□□X0R250.25V0.3150R316G5R000R753R005.01R001R251R500.5F3103.01R250.63125822201903235-40 to +1253.151.44.01.52.02.52.02.53.04.01R50331.01.50.5NF0R501.00.5Rated current ×200 % / 5 seconds max.50-40 to +125Rated voltage(Open circuit voltage)(V)DCInterrupting rating at ratedvoltage(A)Category temp. range (℃)1.253R002R0032634R001R403301900R751.252R002R501R004R003R000R500R750R50Category temp. range (℃)3R15Rated current (A)Fusing current/Fusing time (at 25 ℃)Rated voltage(Open circuit voltage)(V)DCInterrupting rating at ratedvoltage(A)Category temp. range (℃)Rated current ×100 % /4 hours min.Rated current ×200 % / 5 seconds max.Rated current ×300 % /0.2 seconds max.3250Interrupting rating at ratedvoltage(A)T5R00Rated current ×300 % /0.2 seconds max.3222191259485Rated current ×100 % /4 hours min. RatingsDesign and specifications are each subject to change without notice. Ask factory for the current technical specifications before purchase and/or use.2020/3/10.375Part No.ERBRE□R□□V705342372419.5J14Marking codeFGH0.750R37Internal R(mΩ) at 25 ℃ max.-40 to +125Micro Chip Fuse2.0 to 2.20.8 to 1.02020/3/12.0 to 2.44.4 to 5.01.2 to 1.8ERBRG(1206)Test conditions Fusing characteristics (25 ℃ typical) PerfomanceDesign and specifications are each subject to change without notice. Ask factory for the current technical specifications before purchase and/or use.Part no.(inch size)Dimensions (mm)ABCERBRD(0402)ERBRE(0603)0.5 to 0.61.4 to 1.60.4 to 0.60.7 to 0.9±10 %±10 %±10 % Recommended soldering conditionsResistanceResistance to oldering heatRapid change of temperatureDamp heat, Steady stateLoad life in humidityEndurance at 70 ℃60 ℃, 90 % to 95 %RH, Load: 70 % rated current, 1000 h70 ℃, Load: 70 % rated current, 1000 h60 ℃, 90 % to 95 %RH, 1000 h (no load)-40 ℃ (30 min.) / + 125 ℃ (30 min.), 5 cycles260 ℃±5 ℃, 10 s25 ℃Test ItemPerformance requirementsWithin specified tolerance±10 %±10 %●0402 inch / 1005 mm size（Type ERBRD)Fusing current (A)1010.10.010.0010.00011101000.10.25 AFusing time (s)0.315 A0.375 A0.5 A0.63 A0.75 A1.0 A1.25 A1.5 A2.0 A2.5 A3.0 A4.0 A5.0 A＊Reference Only1010.010.0010.00010.10.5 A0.75 A1.0 A1.25 A1.5 A2.0 A2.5 A3.0 A4.0 A＊Reference Only0.1110100Fusing current (A)0.00010.5 A0.75 A1.0 A1.25 A1.4 A2.0 A2.5 A3.0 A4.0 A5.0 A＊Reference Only1.5 A3.15 A0.1110100Fusing Current (A)1010.010.0010.1CBA●0603 inch / 1608 mm size（Type ERBRE)●1206 inch / 3216mm size（Type ERBRG)Fusing time (s)Fusing Time（s）Micro Chip Fuse●Standard quantity●Carrier taping●Taping reelUnit : mmUnit : mmRecommendations and precautions are described below● Recommended soldering conditions for reflowFor soldering (Example : Sn/Pb)For lead-free soldering (Example :Sn/Ag/Cu)● Recommended soldering conditions for flow《Repair with hand soldering》● Preheat with a blast of hot air or similar method. Use a soldering iron with a tip temperature of 350 °C or less. Solder each electrode for 3 seconds or less.● Never touch this product with the tip of a soldering iron.Part no.+0.10 0±0.100.68ERBRDERBREERBRG20 s to 30 smax. 260 ℃ max. 10 sFor solderingFor lead-free solderingmax. 10 s60 s to 120 sTime150 ℃ to 180 ℃9.0+1.0 011.4±1.0 0180.0 -1.560・ Reflow soldering shall be performed a maximum of two times.・ Please contact us for additional information when used in conditions other than those specified.・ Please measure the temperature of the terminals and study every kind of solder and printed circuit board for solderability before actual use.2.0060 s to 120 s8.001.901.75±0.10±0.07ERBRGERBREQuantity10,000 pcs / reel 5,000 pcs / reelW1W2øA+1.0 013.0±0.2øNøCPart no.ABWFE235 ± 5 ℃max. 10 sPreheatingMain heatingPeak Recommended soldering conditionsERBRGERBRE2.001.10±0.051.20±0.10ERBRD1.50±0.102.00±0.10±0.054.00±0153.60±020Above 200 ℃30 s to 40 sPart no.P1P2P0øD0T0.670.780.84TemperatureTime140 ℃ to 160 ℃2020/3/1Design and specifications are each subject to change without notice. Ask factory for the current technical specifications before purchase and/or use.TimeTemperatureTimemax. 260 ℃Temperature60 s to 120 s150 ℃ to 180 ℃PreheatingSolderingTemperature140 ℃ to 160 ℃245±5 ℃Main heatingPeak60 s to 120 sAbove 230 ℃30 s to 40 sPreheating Packaging methods (Taping)ERBRD4.00±0.10Pitch (P1)2 mm4 mmPart No.Size (inch)ERBRDERBREERBRG040206031206Kind of TapingPressed Carrier TapingPunched Carrier Taping±0.10±0.10±0.203.50±0.07±0.07PressedTP2P0TAP1P1(2ｍｍ pitch)FWEBPunchedcarrierPeakPreheatingHeatingTimeTemperatureøCW1øNøAW2øD0Safety and Legal Matters to Be Observed■ Please be advised that this product and product specifications are subject to change without notice forimprovement purposes. Therefore, please request and confirm the latest delivery specifications that explain the specifications in detail before the final design, or purchase or use of the product, regardless of the application. In addition, do not use this product in any way that deviates from the contents of the company's delivery specifications. ■ Unless otherwise specified in this catalog or the product specifications, this product is intended for use ingeneral electronic equipment (AV products, home appliances, commercial equipment, office equipment, information and communication equipment, etc.).When this product is used for the following special cases, the specification document suited to each application shall be signed/sealed (with Panasonic Industry and the user) in advance..These include applications requiring special quality and reliability, wherein their failures or malfunctions may directly threaten human life or cause harm to the human body (e.g.: space/aircraft equipment, transportation/traffic equipment, combustion equipment, medical equipment, disaster prevention/crime prevention equipment, safety equipment, etc.). ■ Please ensure safety through protection circuits, redundant circuits, etc., in the customer's system design sothat a defect in our company's product will not endanger human life or cause other serious damage.■ This catalog shows the quality and performance of individual parts. The durability of parts varies depending onthe usage environment and conditions. Therefore, please ensure to evaluate and confirm the state of each part after it has been mounted in your product in the actual operating environment before use.If you have any doubts about the safety of this product, then please notify us immediately, and be sure to conduct a technical review including the above protection circuits and redundant circuits at your company.■ The transportation of dangerous goods as designated by UN numbers, UN classifications, etc., does not applyto this product. In addition, when exporting products, product specifications, and technical information described in this catalog, please comply with the laws and regulations of the countries to which the products are exported, especially those concerning security export control.■ Each model of this product complies with the RoHS Directive (Restriction of the use of hazardous substances inelectrical and electronic equipment) (2011/65/EU and (EU) 2015/863). The date of compliance with the RoHS Directive and REACH Regulation varies depending on the product model.Further, if you are using product models in stock and are not sure whether or not they comply with the RoHS Directive or REACH Regulation, please contact us by selecting "Sales Inquiry" from the inquiry form.■ During the manufacturing process of this product and any of its components and materials to be used,Panasonic Industry does not intentionally use ozone-depleting substances stipulated in the Montreal Protocol and specific bromine-based flame retardants such as PBBs (Poly-Brominated Biphenyls) / PBDEs (Poly-Brominated Diphenyl Ethers). In addition, the materials used in this product are all listed as existing chemical substances based on the Act on the Regulation of Manufacture and Evaluation of Chemical Substances.■ With regard to the disposal of this product, please confirm the disposal method in each country and regionwhere it is incorporated into your company's product and used. ■ The technical information contained in this catalog is intended to show only typical operation and applicationcircuit examples of this product. This catalog does not guarantee that such information does not infringe upon the intellectual property rights of Panasonic Industry or any third party, nor imply that the license of such rights has been granted.■ Design, materials, or process related to technical owned by Panasonic Industry are subject to change withoutnotice.Panasonic Industry will assume no liability whatsoever if the use of our company's products deviates from the contents of this catalog or does not comply with the precautions. Please be advised of these restrictions. Laws / Regulations / Intellectual property10-May-24Safety and Legal Matters to Be Observed Product specifications and applications Safety design and product evaluationMatters to Be Observed When Using This Product■ This product (Fuses) is not designed for use in specific environments. Using the fuses in the following specificenvironments or service conditions may affect the performance/reliability. Avoid using it in such specific environments. If you intend to use the fuses in such environments, checking the performance, reliability, etc., of the product sufficiently is your own responsibility.(1) Used in liquid, such as water, oil, chemicals, and organic solvents.(2) Used in a place exposed to direct sunlight, an outdoor place with no shielding, or a dusty place.(3) Used in a place where the product is heavily exposed to sea breeze or a corrosive gas, such as Cl2, H2S, NH3, SO2,or NOX.(4) Used in an environment where static electricity and electromagnetic waves are strong.(5) Located close to a heating component or a flammable material, such as a vinyl cable placed near the product.(6) Sealed or coated with a resin.(7) Solder flux of the resistor soldered with no-clean type solder, etc., is cleansed with a solvent, water, or a water-soluble cleaner, etc. (Water-soluble flux residues have a particularly large influence on a resistor.)(8) Used in a place where dew concentrates on the product.(9) Used in a contaminated state.(Example: Touching the resistor mounted on a printed board leaving sebum on the fuses (improper handling))■ Sealing the fuses with a resin in a resin potting process, damp-proofing process, etc., applies excessive stress to thefuses, which may cause the internal electrodes a connection problem. In such cases, the proper operation of the fuses is not guaranteed. If you intend to use the resistor in such environments, checking the performance, reliability, etc., of the product sufficiently is your own responsibility.■ Do not leave the fuses immersed in a solvent for a long time. When using the fuses immersed in a solvent, confirmthe operation of the product mounted on the board.■ When a cleaning solution or cleaning condition for cleaning the printed board or a drying condition for drying the printedboard after soldering the fuses is improper, it may have a negative effect on the performance/reliability of the fuses. Confirming these conditions sufficiently is your own responsibility. Also examine the effects of soiled cleaning agent, cleaning residues, and post-cleaning contaminations, and control for these effects properly.■ When the fuses is heating abnormally or emitting a smell, stop using the fuses immediately, for example, turn offthe main power supply of the device.Also, keep your face and hands away from the product as it may become hot and cause burns.■ The fuses is so thin that it may break easily when subjected to impact. Before putting the fuses in use, confirm thatthe fuses has not been broken by impact that applied thereto when mounted on the printed board. Applying impact to the fuses or pinching the fuses with a hard tool (pliers, tweezers, etc.) may the fuses or its protective film, which affects its performance. Be careful to avoid such cases.■ Do not reuse a fuses having been used on a printed board and removed therefrom. Do not touch the fuses with yourbare hands.■ Be careful not to drop the fuses on the floor, etc. The fuses is likely to suffer mechanical or electrical damage whendropped on the floor. Avoid using said fuses.■ The fuses may have its resistance value changed due to electrostatic discharge (ESD). Take ESD prevention measureswhen handling the fuses. ESD prevention measures include an environment where static electricity is not likely to be generated (recommended RH: 40% to 60%), by wearing an earth band, conductive gloves, etc., grounding the device in which the fuses is incorporated, and placing a conductive mat, etc., on a work platform.■ Select a rated current for the chip fuse so that a current flowing through the chip fuse, in a normal condition, is 70% or lessof the rated current. Do not let a current larger than the rated current flow continuously through the chip fuse.15-Mar-24Matters to Be Observed When Using This Product(Rectangular chip fuse) Use environments and cleaning conditions Response to anomalies and handling conditionsMatters to Be Observed When Using This Product■ Be careful when a pulse current larger than the rated current, such as an inrush current or surge current at the moment ofturning on the power supply, briefly flows through the chip fuse. It may cause the chip fuse to fuse off, which is undesirable. Calculate the I2-t value of the pulse current, and from the I2t-t characteristics curve, determine the tolerance of the chip fuse to the number of pulses applied. Based on these I2-t value and tolerance, make a decision on whether or not to use the chip fuse. Determining the tolerance involves technicalities. Consult our sales staff in advance.■ The product fuses off when carrying a current two times or more of the rated current. Select a product so that the abnormalcurrent generated in the event of a circuit failure of your product is at least twice the rated current of the product. Make sure that the abnormal current does not exceed the maximum cutoff current of the product.■ The chip fuse is intended for use on the secondary side of the power supply. Do not use the fuse on the primary side ofthe power supply. Keep source voltage applied to the chip fuse equal to or lower than the rated voltage of the chip fuse. ■ The load characteristics and fuse characteristics of the chip fuse are affected by the ambient temperature. Before actuallyusing the chip fuse, evaluate and confirm the operation of the chip fuse incorporated in your product while sufficiently taking into consideration the category temperature range.■ To prevent a case where a transient load (e.g., a pulse for a short period) too large for the product to handle is applied,make sure to evaluate and confirm the operation of the product incorporated in your product. Applying power or voltage (current) larger than the rated power or rated voltage (current) to the fuses may impair its performance and reliability. Make sure to use the fuses with power or voltage (current) equal to or lower than the rated power or rated voltage(current). The product warranty does not cover usage where an excessively large load, such as a pulse current, is applied to the product.■ The fuses may have a high temperature even when used with power equal to or lower than the rated power. Be carefulin such cases. Another factor to be considered are effects on the board, peripheral components, etc., and the effects of peripheral components on the fuses. Make sure to confirm first that the temperature of the fuse elements incorporated in your product is equal to or lower than the specified temperature, and then use the fuses.■ Continuously using the chip fuse in a fused state is not allowed.When the chip fuse fuses off, immediately turn off the power supply to cut off the current flow.■ When a fuses is used in a high-frequency circuit, the fuses may fail to offer the required characteristics. Checkwhether the fuses offers the required characteristics in the actual circuit in which the fuses are incorporated.■ Be careful that unusual stress caused by an excessive bend of the printed board is not applied to the fuses. Design thecircuit structure such that the fuses is not close to a perforated line for board splitting or on a line with sizable holes bored on the board.■ When a different component is mounted on the board where the fuses has been soldered, be careful that the boarddoes not bend excessively. If necessary, provide the board with backup pins (support pins) to keep it straight.■ Avoid manual board splitting. Use a jig, etc., to break the board so that it does not bend excessively when split apart.■ When the product is used under mounting conditions departing from mounting conditions specified in our specificationsheet, the product may be exposed to unexpected stress to fail. Be careful to avoid such a case. When mounting the fuses on a printed board, set the fuses's front and back surfaces in the direction indicated by the tape. Make sure to evaluate and confirm the operation of the fuses incorporated in your product and determine whether the fuses is usable as a component of the product.■ Set soldering conditions for the fuses within the recommended soldering conditions specified by our company. Any time,soldering condition departing from the specified soldering condition, such as a high peak temperature or a long heating may impair the performance/reliability of the fuses. Note that the specified soldering conditions indicate conditions under which degradation of the fuses characteristics does not occur but do not indicate conditions under which stable soldering can be performed. Check and set individual conditions under which stable soldering can be performed.■ Heat the fuses in advance so that a difference between the soldering temperature and the temperature of the fusessurface is reduced to 100 ℃ or lower. When dipping the soldered fuses in a solvent, etc., to cool fuse elementsrapidly, ensure that the temperature difference between the fuses and the solvent is 100 ℃ or lower during the dipping.15-Mar-24 Circuit design and circuit board design Mounting conditionsMatters to Be Observed When Using This Product■ When soldering the fuses using a soldering iron, apply hot air, etc., to the fuses to heat it sufficiently in advance andthen solder the fuses without bringing the soldering iron tip into contact with the product. If the temperature of the soldering iron tip is high, finish the soldering work quickly (within 3 seconds when the temperature of the soldering iron tip is 350 ℃ or lower). In the case of a fuses with low resistance, the resistor may fail to offer the exactly intendedresistance value because of the variation in the solder volume, etc. Make sure to confirm the resistance value of the fuses in the actual circuit configuration.■ Soldering the fuses with too much solder or too little solder results in the poor reliability of the solder connection of thefuses. Use the proper volume of solder in the soldering process. Sufficiently check for the volume of solder used.■ Soldering with high bond strength or special property solder may affect the quality of the fuses. Do not use such solder.■ Use rosin-based solder flux. When using highly active solder flux made mainly of halogen (chlorine, bromine, etc.), fluxresidues may affect the performance and reliability of the fuses. Check the effects of flux residues before using the solder flux. Do not use highly acidic flux, water-soluble flux, or flux containing fluoride ions. When solder flux sticks to the fuses after the soldering process, the activation energy of the flux may corrode the fuses and cause it to fail. Prevent solder flux from sticking to the fuses.Keeping the product in the following environments or conditions may lead to degradation of its performance, solderability, etc. Do not keep the product in the following environments.(1) Stored in a place where the product is heavily exposed to sea breeze or a corrosive gas, such as Cl2, H2S, NH3, SO2,or NOX.(2) Stored in a place where the product is exposed to direct sunlight.(3) Stored in a place where a temperature condition of 5 ℃ to 35 ℃ and a relative humidity condition of 45% to 85% cannot be maintained.(4) Kept in storage for more than one year from the delivery date. Storage conditions15-Mar-24
https://industrial.panasonic.com/cdbs/www-data/pdf/AFA0000/AFA0000C7.pdf | fuses | ●Small size●Fast-acting and withstanding in-rush current characteristics●RoHS compliantUL248-14 : File No.E194052c-UL C22.2 No.248-14 : File No.E1940520.55±0.200R250R310R370R500R630R751R001R250.25A0.75A3R151.0A4R000.315A2R50ERBRE(0603)ERBRG(1206)ERBRD0.63A0.50A4.0ATb0.15±0.10Micro Chip FuseERB RD, RE, RG type Explanation of part numbers Approved safety standards FeaturesPackaging methodsERBREERBRGPart no. Construction(3.2 mm×1.6 mm)(1.6 mm×0.8 mm)(1.0 mm×0.5 mm)3.0A2.5A0.50025±0.10 Dimensions in mm (not to scale)Product code(0402)Design and specifications are each subject to change without notice. Ask factory for the current technical specifications before purchase and/or use.EG0603 inch size1206 inch size1.25AXPressed carrier taping2 mm pitch, 10,000 pcsVPunched carrier taping4mm pitch, 5,000 pcs1R505R005.0A0.375A2R003R00+0.10-0.051.00±0.103.15A1.5AMicro chip fuse2.22.0A2020/3/1aMass(Weight)(g/1000 pcs)101.60±0.153.20±0.201.60±0.150.24±0.150.800.65±0.10LWPart No.(inch size)0.30±0.200.30±0.150.54±0.10+0.15-0.05ERBRD0.70.39±0.10Dimensions (mm)StructureRectangulartypeRRated current (A)1R401.4APackagingCodeDProduct shape0402 inch size1234567891000XERBRD1RProtective CoatingElectrode (Base)Electrode(Outer)Fusing ElementAlmina SubstrateWaLTbMicro Chip Fuse●0402 inch /1005 mm size : Type ERBRD●0603 inch / 1608 mm size : Type ERBRE●1206 inch / 3216 mm size : Type ERBRG*The thin type is available about 1005 (0402 inch) size. Please contact us for details.*Please contact us when another rated current is needed.Fusing current/Fusing time (at 25 ℃)Marking codeRated current ×100 % /4 hours min.K85GHJ35Rated current ×300 % /0.2 seconds max.Rated current ×200 % / 5 seconds max.OPS65Internal R(mΩ) at 25 ℃ max.34021017511556045Fusing current/Fusing time (at 25 ℃)Rated voltage(Open circuit voltage)(V)DC0.75515.0P31Rated current (A)2.02.53.04.0ERBRG□R□□V1R001R251R50Part No.K72O2R50NS402R002R500R63OTNPSHJK4R000.751.01.251.5Part No.Rated current (A)Marking codeInternal R(mΩ) at 25 ℃ max.520700YX440ERBRD□R□□X0R250.25V0.3150R316G5R000R753R005.01R001R251R500.5F3103.01R250.63125822201903235-40 to +1253.151.44.01.52.02.52.02.53.04.01R50331.01.50.5NF0R501.00.5Rated current ×200 % / 5 seconds max.50-40 to +125Rated voltage(Open circuit voltage)(V)DCInterrupting rating at ratedvoltage(A)Category temp. range (℃)1.253R002R0032634R001R403301900R751.252R002R501R004R003R000R500R750R50Category temp. range (℃)3R15Rated current (A)Fusing current/Fusing time (at 25 ℃)Rated voltage(Open circuit voltage)(V)DCInterrupting rating at ratedvoltage(A)Category temp. range (℃)Rated current ×100 % /4 hours min.Rated current ×200 % / 5 seconds max.Rated current ×300 % /0.2 seconds max.3250Interrupting rating at ratedvoltage(A)T5R00Rated current ×300 % /0.2 seconds max.3222191259485Rated current ×100 % /4 hours min. RatingsDesign and specifications are each subject to change without notice. Ask factory for the current technical specifications before purchase and/or use.2020/3/10.375Part No.ERBRE□R□□V705342372419.5J14Marking codeFGH0.750R37Internal R(mΩ) at 25 ℃ max.-40 to +125Micro Chip Fuse2.0 to 2.20.8 to 1.02020/3/12.0 to 2.44.4 to 5.01.2 to 1.8ERBRG(1206)Test conditions Fusing characteristics (25 ℃ typical) PerfomanceDesign and specifications are each subject to change without notice. Ask factory for the current technical specifications before purchase and/or use.Part no.(inch size)Dimensions (mm)ABCERBRD(0402)ERBRE(0603)0.5 to 0.61.4 to 1.60.4 to 0.60.7 to 0.9±10 %±10 %±10 % Recommended soldering conditionsResistanceResistance to oldering heatRapid change of temperatureDamp heat, Steady stateLoad life in humidityEndurance at 70 ℃60 ℃, 90 % to 95 %RH, Load: 70 % rated current, 1000 h70 ℃, Load: 70 % rated current, 1000 h60 ℃, 90 % to 95 %RH, 1000 h (no load)-40 ℃ (30 min.) / + 125 ℃ (30 min.), 5 cycles260 ℃±5 ℃, 10 s25 ℃Test ItemPerformance requirementsWithin specified tolerance±10 %±10 %●0402 inch / 1005 mm size（Type ERBRD)Fusing current (A)1010.10.010.0010.00011101000.10.25 AFusing time (s)0.315 A0.375 A0.5 A0.63 A0.75 A1.0 A1.25 A1.5 A2.0 A2.5 A3.0 A4.0 A5.0 A＊Reference Only1010.010.0010.00010.10.5 A0.75 A1.0 A1.25 A1.5 A2.0 A2.5 A3.0 A4.0 A＊Reference Only0.1110100Fusing current (A)0.00010.5 A0.75 A1.0 A1.25 A1.4 A2.0 A2.5 A3.0 A4.0 A5.0 A＊Reference Only1.5 A3.15 A0.1110100Fusing Current (A)1010.010.0010.1CBA●0603 inch / 1608 mm size（Type ERBRE)●1206 inch / 3216mm size（Type ERBRG)Fusing time (s)Fusing Time（s）Micro Chip Fuse●Standard quantity●Carrier taping●Taping reelUnit : mmUnit : mmRecommendations and precautions are described below● Recommended soldering conditions for reflowFor soldering (Example : Sn/Pb)For lead-free soldering (Example :Sn/Ag/Cu)● Recommended soldering conditions for flow《Repair with hand soldering》● Preheat with a blast of hot air or similar method. Use a soldering iron with a tip temperature of 350 °C or less. Solder each electrode for 3 seconds or less.● Never touch this product with the tip of a soldering iron.Part no.+0.10 0±0.100.68ERBRDERBREERBRG20 s to 30 smax. 260 ℃ max. 10 sFor solderingFor lead-free solderingmax. 10 s60 s to 120 sTime150 ℃ to 180 ℃9.0+1.0 011.4±1.0 0180.0 -1.560・ Reflow soldering shall be performed a maximum of two times.・ Please contact us for additional information when used in conditions other than those specified.・ Please measure the temperature of the terminals and study every kind of solder and printed circuit board for solderability before actual use.2.0060 s to 120 s8.001.901.75±0.10±0.07ERBRGERBREQuantity10,000 pcs / reel 5,000 pcs / reelW1W2øA+1.0 013.0±0.2øNøCPart no.ABWFE235 ± 5 ℃max. 10 sPreheatingMain heatingPeak Recommended soldering conditionsERBRGERBRE2.001.10±0.051.20±0.10ERBRD1.50±0.102.00±0.10±0.054.00±0153.60±020Above 200 ℃30 s to 40 sPart no.P1P2P0øD0T0.670.780.84TemperatureTime140 ℃ to 160 ℃2020/3/1Design and specifications are each subject to change without notice. Ask factory for the current technical specifications before purchase and/or use.TimeTemperatureTimemax. 260 ℃Temperature60 s to 120 s150 ℃ to 180 ℃PreheatingSolderingTemperature140 ℃ to 160 ℃245±5 ℃Main heatingPeak60 s to 120 sAbove 230 ℃30 s to 40 sPreheating Packaging methods (Taping)ERBRD4.00±0.10Pitch (P1)2 mm4 mmPart No.Size (inch)ERBRDERBREERBRG040206031206Kind of TapingPressed Carrier TapingPunched Carrier Taping±0.10±0.10±0.203.50±0.07±0.07PressedTP2P0TAP1P1(2ｍｍ pitch)FWEBPunchedcarrierPeakPreheatingHeatingTimeTemperatureøCW1øNøAW2øD0Safety and Legal Matters to Be Observed■ Please be advised that this product and product specifications are subject to change without notice forimprovement purposes. Therefore, please request and confirm the latest delivery specifications that explain the specifications in detail before the final design, or purchase or use of the product, regardless of the application. In addition, do not use this product in any way that deviates from the contents of the company's delivery specifications. ■ Unless otherwise specified in this catalog or the product specifications, this product is intended for use ingeneral electronic equipment (AV products, home appliances, commercial equipment, office equipment, information and communication equipment, etc.).When this product is used for the following special cases, the specification document suited to each application shall be signed/sealed (with Panasonic Industry and the user) in advance..These include applications requiring special quality and reliability, wherein their failures or malfunctions may directly threaten human life or cause harm to the human body (e.g.: space/aircraft equipment, transportation/traffic equipment, combustion equipment, medical equipment, disaster prevention/crime prevention equipment, safety equipment, etc.). ■ Please ensure safety through protection circuits, redundant circuits, etc., in the customer's system design sothat a defect in our company's product will not endanger human life or cause other serious damage.■ This catalog shows the quality and performance of individual parts. The durability of parts varies depending onthe usage environment and conditions. Therefore, please ensure to evaluate and confirm the state of each part after it has been mounted in your product in the actual operating environment before use.If you have any doubts about the safety of this product, then please notify us immediately, and be sure to conduct a technical review including the above protection circuits and redundant circuits at your company.■ The transportation of dangerous goods as designated by UN numbers, UN classifications, etc., does not applyto this product. In addition, when exporting products, product specifications, and technical information described in this catalog, please comply with the laws and regulations of the countries to which the products are exported, especially those concerning security export control.■ Each model of this product complies with the RoHS Directive (Restriction of the use of hazardous substances inelectrical and electronic equipment) (2011/65/EU and (EU) 2015/863). The date of compliance with the RoHS Directive and REACH Regulation varies depending on the product model.Further, if you are using product models in stock and are not sure whether or not they comply with the RoHS Directive or REACH Regulation, please contact us by selecting "Sales Inquiry" from the inquiry form.■ During the manufacturing process of this product and any of its components and materials to be used,Panasonic Industry does not intentionally use ozone-depleting substances stipulated in the Montreal Protocol and specific bromine-based flame retardants such as PBBs (Poly-Brominated Biphenyls) / PBDEs (Poly-Brominated Diphenyl Ethers). In addition, the materials used in this product are all listed as existing chemical substances based on the Act on the Regulation of Manufacture and Evaluation of Chemical Substances.■ With regard to the disposal of this product, please confirm the disposal method in each country and regionwhere it is incorporated into your company's product and used. ■ The technical information contained in this catalog is intended to show only typical operation and applicationcircuit examples of this product. This catalog does not guarantee that such information does not infringe upon the intellectual property rights of Panasonic Industry or any third party, nor imply that the license of such rights has been granted.■ Design, materials, or process related to technical owned by Panasonic Industry are subject to change withoutnotice.Panasonic Industry will assume no liability whatsoever if the use of our company's products deviates from the contents of this catalog or does not comply with the precautions. Please be advised of these restrictions. Laws / Regulations / Intellectual property10-May-24Safety and Legal Matters to Be Observed Product specifications and applications Safety design and product evaluationMatters to Be Observed When Using This Product■ This product (Fuses) is not designed for use in specific environments. Using the fuses in the following specificenvironments or service conditions may affect the performance/reliability. Avoid using it in such specific environments. If you intend to use the fuses in such environments, checking the performance, reliability, etc., of the product sufficiently is your own responsibility.(1) Used in liquid, such as water, oil, chemicals, and organic solvents.(2) Used in a place exposed to direct sunlight, an outdoor place with no shielding, or a dusty place.(3) Used in a place where the product is heavily exposed to sea breeze or a corrosive gas, such as Cl2, H2S, NH3, SO2,or NOX.(4) Used in an environment where static electricity and electromagnetic waves are strong.(5) Located close to a heating component or a flammable material, such as a vinyl cable placed near the product.(6) Sealed or coated with a resin.(7) Solder flux of the resistor soldered with no-clean type solder, etc., is cleansed with a solvent, water, or a water-soluble cleaner, etc. (Water-soluble flux residues have a particularly large influence on a resistor.)(8) Used in a place where dew concentrates on the product.(9) Used in a contaminated state.(Example: Touching the resistor mounted on a printed board leaving sebum on the fuses (improper handling))■ Sealing the fuses with a resin in a resin potting process, damp-proofing process, etc., applies excessive stress to thefuses, which may cause the internal electrodes a connection problem. In such cases, the proper operation of the fuses is not guaranteed. If you intend to use the resistor in such environments, checking the performance, reliability, etc., of the product sufficiently is your own responsibility.■ Do not leave the fuses immersed in a solvent for a long time. When using the fuses immersed in a solvent, confirmthe operation of the product mounted on the board.■ When a cleaning solution or cleaning condition for cleaning the printed board or a drying condition for drying the printedboard after soldering the fuses is improper, it may have a negative effect on the performance/reliability of the fuses. Confirming these conditions sufficiently is your own responsibility. Also examine the effects of soiled cleaning agent, cleaning residues, and post-cleaning contaminations, and control for these effects properly.■ When the fuses is heating abnormally or emitting a smell, stop using the fuses immediately, for example, turn offthe main power supply of the device.Also, keep your face and hands away from the product as it may become hot and cause burns.■ The fuses is so thin that it may break easily when subjected to impact. Before putting the fuses in use, confirm thatthe fuses has not been broken by impact that applied thereto when mounted on the printed board. Applying impact to the fuses or pinching the fuses with a hard tool (pliers, tweezers, etc.) may the fuses or its protective film, which affects its performance. Be careful to avoid such cases.■ Do not reuse a fuses having been used on a printed board and removed therefrom. Do not touch the fuses with yourbare hands.■ Be careful not to drop the fuses on the floor, etc. The fuses is likely to suffer mechanical or electrical damage whendropped on the floor. Avoid using said fuses.■ The fuses may have its resistance value changed due to electrostatic discharge (ESD). Take ESD prevention measureswhen handling the fuses. ESD prevention measures include an environment where static electricity is not likely to be generated (recommended RH: 40% to 60%), by wearing an earth band, conductive gloves, etc., grounding the device in which the fuses is incorporated, and placing a conductive mat, etc., on a work platform.■ Select a rated current for the chip fuse so that a current flowing through the chip fuse, in a normal condition, is 70% or lessof the rated current. Do not let a current larger than the rated current flow continuously through the chip fuse.15-Mar-24Matters to Be Observed When Using This Product(Rectangular chip fuse) Use environments and cleaning conditions Response to anomalies and handling conditionsMatters to Be Observed When Using This Product■ Be careful when a pulse current larger than the rated current, such as an inrush current or surge current at the moment ofturning on the power supply, briefly flows through the chip fuse. It may cause the chip fuse to fuse off, which is undesirable. Calculate the I2-t value of the pulse current, and from the I2t-t characteristics curve, determine the tolerance of the chip fuse to the number of pulses applied. Based on these I2-t value and tolerance, make a decision on whether or not to use the chip fuse. Determining the tolerance involves technicalities. Consult our sales staff in advance.■ The product fuses off when carrying a current two times or more of the rated current. Select a product so that the abnormalcurrent generated in the event of a circuit failure of your product is at least twice the rated current of the product. Make sure that the abnormal current does not exceed the maximum cutoff current of the product.■ The chip fuse is intended for use on the secondary side of the power supply. Do not use the fuse on the primary side ofthe power supply. Keep source voltage applied to the chip fuse equal to or lower than the rated voltage of the chip fuse. ■ The load characteristics and fuse characteristics of the chip fuse are affected by the ambient temperature. Before actuallyusing the chip fuse, evaluate and confirm the operation of the chip fuse incorporated in your product while sufficiently taking into consideration the category temperature range.■ To prevent a case where a transient load (e.g., a pulse for a short period) too large for the product to handle is applied,make sure to evaluate and confirm the operation of the product incorporated in your product. Applying power or voltage (current) larger than the rated power or rated voltage (current) to the fuses may impair its performance and reliability. Make sure to use the fuses with power or voltage (current) equal to or lower than the rated power or rated voltage(current). The product warranty does not cover usage where an excessively large load, such as a pulse current, is applied to the product.■ The fuses may have a high temperature even when used with power equal to or lower than the rated power. Be carefulin such cases. Another factor to be considered are effects on the board, peripheral components, etc., and the effects of peripheral components on the fuses. Make sure to confirm first that the temperature of the fuse elements incorporated in your product is equal to or lower than the specified temperature, and then use the fuses.■ Continuously using the chip fuse in a fused state is not allowed.When the chip fuse fuses off, immediately turn off the power supply to cut off the current flow.■ When a fuses is used in a high-frequency circuit, the fuses may fail to offer the required characteristics. Checkwhether the fuses offers the required characteristics in the actual circuit in which the fuses are incorporated.■ Be careful that unusual stress caused by an excessive bend of the printed board is not applied to the fuses. Design thecircuit structure such that the fuses is not close to a perforated line for board splitting or on a line with sizable holes bored on the board.■ When a different component is mounted on the board where the fuses has been soldered, be careful that the boarddoes not bend excessively. If necessary, provide the board with backup pins (support pins) to keep it straight.■ Avoid manual board splitting. Use a jig, etc., to break the board so that it does not bend excessively when split apart.■ When the product is used under mounting conditions departing from mounting conditions specified in our specificationsheet, the product may be exposed to unexpected stress to fail. Be careful to avoid such a case. When mounting the fuses on a printed board, set the fuses's front and back surfaces in the direction indicated by the tape. Make sure to evaluate and confirm the operation of the fuses incorporated in your product and determine whether the fuses is usable as a component of the product.■ Set soldering conditions for the fuses within the recommended soldering conditions specified by our company. Any time,soldering condition departing from the specified soldering condition, such as a high peak temperature or a long heating may impair the performance/reliability of the fuses. Note that the specified soldering conditions indicate conditions under which degradation of the fuses characteristics does not occur but do not indicate conditions under which stable soldering can be performed. Check and set individual conditions under which stable soldering can be performed.■ Heat the fuses in advance so that a difference between the soldering temperature and the temperature of the fusessurface is reduced to 100 ℃ or lower. When dipping the soldered fuses in a solvent, etc., to cool fuse elementsrapidly, ensure that the temperature difference between the fuses and the solvent is 100 ℃ or lower during the dipping.15-Mar-24 Circuit design and circuit board design Mounting conditionsMatters to Be Observed When Using This Product■ When soldering the fuses using a soldering iron, apply hot air, etc., to the fuses to heat it sufficiently in advance andthen solder the fuses without bringing the soldering iron tip into contact with the product. If the temperature of the soldering iron tip is high, finish the soldering work quickly (within 3 seconds when the temperature of the soldering iron tip is 350 ℃ or lower). In the case of a fuses with low resistance, the resistor may fail to offer the exactly intendedresistance value because of the variation in the solder volume, etc. Make sure to confirm the resistance value of the fuses in the actual circuit configuration.■ Soldering the fuses with too much solder or too little solder results in the poor reliability of the solder connection of thefuses. Use the proper volume of solder in the soldering process. Sufficiently check for the volume of solder used.■ Soldering with high bond strength or special property solder may affect the quality of the fuses. Do not use such solder.■ Use rosin-based solder flux. When using highly active solder flux made mainly of halogen (chlorine, bromine, etc.), fluxresidues may affect the performance and reliability of the fuses. Check the effects of flux residues before using the solder flux. Do not use highly acidic flux, water-soluble flux, or flux containing fluoride ions. When solder flux sticks to the fuses after the soldering process, the activation energy of the flux may corrode the fuses and cause it to fail. Prevent solder flux from sticking to the fuses.Keeping the product in the following environments or conditions may lead to degradation of its performance, solderability, etc. Do not keep the product in the following environments.(1) Stored in a place where the product is heavily exposed to sea breeze or a corrosive gas, such as Cl2, H2S, NH3, SO2,or NOX.(2) Stored in a place where the product is exposed to direct sunlight.(3) Stored in a place where a temperature condition of 5 ℃ to 35 ℃ and a relative humidity condition of 45% to 85% cannot be maintained.(4) Kept in storage for more than one year from the delivery date. Storage conditions15-Mar-24
https://industrial.panasonic.com/cdbs/www-data/pdf/AFA0000/AFA0000C7.pdf | fuses | ●Small size●Fast-acting and withstanding in-rush current characteristics●RoHS compliantUL248-14 : File No.E194052c-UL C22.2 No.248-14 : File No.E1940520.55±0.200R250R310R370R500R630R751R001R250.25A0.75A3R151.0A4R000.315A2R50ERBRE(0603)ERBRG(1206)ERBRD0.63A0.50A4.0ATb0.15±0.10Micro Chip FuseERB RD, RE, RG type Explanation of part numbers Approved safety standards FeaturesPackaging methodsERBREERBRGPart no. Construction(3.2 mm×1.6 mm)(1.6 mm×0.8 mm)(1.0 mm×0.5 mm)3.0A2.5A0.50025±0.10 Dimensions in mm (not to scale)Product code(0402)Design and specifications are each subject to change without notice. Ask factory for the current technical specifications before purchase and/or use.EG0603 inch size1206 inch size1.25AXPressed carrier taping2 mm pitch, 10,000 pcsVPunched carrier taping4mm pitch, 5,000 pcs1R505R005.0A0.375A2R003R00+0.10-0.051.00±0.103.15A1.5AMicro chip fuse2.22.0A2020/3/1aMass(Weight)(g/1000 pcs)101.60±0.153.20±0.201.60±0.150.24±0.150.800.65±0.10LWPart No.(inch size)0.30±0.200.30±0.150.54±0.10+0.15-0.05ERBRD0.70.39±0.10Dimensions (mm)StructureRectangulartypeRRated current (A)1R401.4APackagingCodeDProduct shape0402 inch size1234567891000XERBRD1RProtective CoatingElectrode (Base)Electrode(Outer)Fusing ElementAlmina SubstrateWaLTbMicro Chip Fuse●0402 inch /1005 mm size : Type ERBRD●0603 inch / 1608 mm size : Type ERBRE●1206 inch / 3216 mm size : Type ERBRG*The thin type is available about 1005 (0402 inch) size. Please contact us for details.*Please contact us when another rated current is needed.Fusing current/Fusing time (at 25 ℃)Marking codeRated current ×100 % /4 hours min.K85GHJ35Rated current ×300 % /0.2 seconds max.Rated current ×200 % / 5 seconds max.OPS65Internal R(mΩ) at 25 ℃ max.34021017511556045Fusing current/Fusing time (at 25 ℃)Rated voltage(Open circuit voltage)(V)DC0.75515.0P31Rated current (A)2.02.53.04.0ERBRG□R□□V1R001R251R50Part No.K72O2R50NS402R002R500R63OTNPSHJK4R000.751.01.251.5Part No.Rated current (A)Marking codeInternal R(mΩ) at 25 ℃ max.520700YX440ERBRD□R□□X0R250.25V0.3150R316G5R000R753R005.01R001R251R500.5F3103.01R250.63125822201903235-40 to +1253.151.44.01.52.02.52.02.53.04.01R50331.01.50.5NF0R501.00.5Rated current ×200 % / 5 seconds max.50-40 to +125Rated voltage(Open circuit voltage)(V)DCInterrupting rating at ratedvoltage(A)Category temp. range (℃)1.253R002R0032634R001R403301900R751.252R002R501R004R003R000R500R750R50Category temp. range (℃)3R15Rated current (A)Fusing current/Fusing time (at 25 ℃)Rated voltage(Open circuit voltage)(V)DCInterrupting rating at ratedvoltage(A)Category temp. range (℃)Rated current ×100 % /4 hours min.Rated current ×200 % / 5 seconds max.Rated current ×300 % /0.2 seconds max.3250Interrupting rating at ratedvoltage(A)T5R00Rated current ×300 % /0.2 seconds max.3222191259485Rated current ×100 % /4 hours min. RatingsDesign and specifications are each subject to change without notice. Ask factory for the current technical specifications before purchase and/or use.2020/3/10.375Part No.ERBRE□R□□V705342372419.5J14Marking codeFGH0.750R37Internal R(mΩ) at 25 ℃ max.-40 to +125Micro Chip Fuse2.0 to 2.20.8 to 1.02020/3/12.0 to 2.44.4 to 5.01.2 to 1.8ERBRG(1206)Test conditions Fusing characteristics (25 ℃ typical) PerfomanceDesign and specifications are each subject to change without notice. Ask factory for the current technical specifications before purchase and/or use.Part no.(inch size)Dimensions (mm)ABCERBRD(0402)ERBRE(0603)0.5 to 0.61.4 to 1.60.4 to 0.60.7 to 0.9±10 %±10 %±10 % Recommended soldering conditionsResistanceResistance to oldering heatRapid change of temperatureDamp heat, Steady stateLoad life in humidityEndurance at 70 ℃60 ℃, 90 % to 95 %RH, Load: 70 % rated current, 1000 h70 ℃, Load: 70 % rated current, 1000 h60 ℃, 90 % to 95 %RH, 1000 h (no load)-40 ℃ (30 min.) / + 125 ℃ (30 min.), 5 cycles260 ℃±5 ℃, 10 s25 ℃Test ItemPerformance requirementsWithin specified tolerance±10 %±10 %●0402 inch / 1005 mm size（Type ERBRD)Fusing current (A)1010.10.010.0010.00011101000.10.25 AFusing time (s)0.315 A0.375 A0.5 A0.63 A0.75 A1.0 A1.25 A1.5 A2.0 A2.5 A3.0 A4.0 A5.0 A＊Reference Only1010.010.0010.00010.10.5 A0.75 A1.0 A1.25 A1.5 A2.0 A2.5 A3.0 A4.0 A＊Reference Only0.1110100Fusing current (A)0.00010.5 A0.75 A1.0 A1.25 A1.4 A2.0 A2.5 A3.0 A4.0 A5.0 A＊Reference Only1.5 A3.15 A0.1110100Fusing Current (A)1010.010.0010.1CBA●0603 inch / 1608 mm size（Type ERBRE)●1206 inch / 3216mm size（Type ERBRG)Fusing time (s)Fusing Time（s）Micro Chip Fuse●Standard quantity●Carrier taping●Taping reelUnit : mmUnit : mmRecommendations and precautions are described below● Recommended soldering conditions for reflowFor soldering (Example : Sn/Pb)For lead-free soldering (Example :Sn/Ag/Cu)● Recommended soldering conditions for flow《Repair with hand soldering》● Preheat with a blast of hot air or similar method. Use a soldering iron with a tip temperature of 350 °C or less. Solder each electrode for 3 seconds or less.● Never touch this product with the tip of a soldering iron.Part no.+0.10 0±0.100.68ERBRDERBREERBRG20 s to 30 smax. 260 ℃ max. 10 sFor solderingFor lead-free solderingmax. 10 s60 s to 120 sTime150 ℃ to 180 ℃9.0+1.0 011.4±1.0 0180.0 -1.560・ Reflow soldering shall be performed a maximum of two times.・ Please contact us for additional information when used in conditions other than those specified.・ Please measure the temperature of the terminals and study every kind of solder and printed circuit board for solderability before actual use.2.0060 s to 120 s8.001.901.75±0.10±0.07ERBRGERBREQuantity10,000 pcs / reel 5,000 pcs / reelW1W2øA+1.0 013.0±0.2øNøCPart no.ABWFE235 ± 5 ℃max. 10 sPreheatingMain heatingPeak Recommended soldering conditionsERBRGERBRE2.001.10±0.051.20±0.10ERBRD1.50±0.102.00±0.10±0.054.00±0153.60±020Above 200 ℃30 s to 40 sPart no.P1P2P0øD0T0.670.780.84TemperatureTime140 ℃ to 160 ℃2020/3/1Design and specifications are each subject to change without notice. Ask factory for the current technical specifications before purchase and/or use.TimeTemperatureTimemax. 260 ℃Temperature60 s to 120 s150 ℃ to 180 ℃PreheatingSolderingTemperature140 ℃ to 160 ℃245±5 ℃Main heatingPeak60 s to 120 sAbove 230 ℃30 s to 40 sPreheating Packaging methods (Taping)ERBRD4.00±0.10Pitch (P1)2 mm4 mmPart No.Size (inch)ERBRDERBREERBRG040206031206Kind of TapingPressed Carrier TapingPunched Carrier Taping±0.10±0.10±0.203.50±0.07±0.07PressedTP2P0TAP1P1(2ｍｍ pitch)FWEBPunchedcarrierPeakPreheatingHeatingTimeTemperatureøCW1øNøAW2øD0Safety and Legal Matters to Be Observed■ Please be advised that this product and product specifications are subject to change without notice forimprovement purposes. Therefore, please request and confirm the latest delivery specifications that explain the specifications in detail before the final design, or purchase or use of the product, regardless of the application. In addition, do not use this product in any way that deviates from the contents of the company's delivery specifications. ■ Unless otherwise specified in this catalog or the product specifications, this product is intended for use ingeneral electronic equipment (AV products, home appliances, commercial equipment, office equipment, information and communication equipment, etc.).When this product is used for the following special cases, the specification document suited to each application shall be signed/sealed (with Panasonic Industry and the user) in advance..These include applications requiring special quality and reliability, wherein their failures or malfunctions may directly threaten human life or cause harm to the human body (e.g.: space/aircraft equipment, transportation/traffic equipment, combustion equipment, medical equipment, disaster prevention/crime prevention equipment, safety equipment, etc.). ■ Please ensure safety through protection circuits, redundant circuits, etc., in the customer's system design sothat a defect in our company's product will not endanger human life or cause other serious damage.■ This catalog shows the quality and performance of individual parts. The durability of parts varies depending onthe usage environment and conditions. Therefore, please ensure to evaluate and confirm the state of each part after it has been mounted in your product in the actual operating environment before use.If you have any doubts about the safety of this product, then please notify us immediately, and be sure to conduct a technical review including the above protection circuits and redundant circuits at your company.■ The transportation of dangerous goods as designated by UN numbers, UN classifications, etc., does not applyto this product. In addition, when exporting products, product specifications, and technical information described in this catalog, please comply with the laws and regulations of the countries to which the products are exported, especially those concerning security export control.■ Each model of this product complies with the RoHS Directive (Restriction of the use of hazardous substances inelectrical and electronic equipment) (2011/65/EU and (EU) 2015/863). The date of compliance with the RoHS Directive and REACH Regulation varies depending on the product model.Further, if you are using product models in stock and are not sure whether or not they comply with the RoHS Directive or REACH Regulation, please contact us by selecting "Sales Inquiry" from the inquiry form.■ During the manufacturing process of this product and any of its components and materials to be used,Panasonic Industry does not intentionally use ozone-depleting substances stipulated in the Montreal Protocol and specific bromine-based flame retardants such as PBBs (Poly-Brominated Biphenyls) / PBDEs (Poly-Brominated Diphenyl Ethers). In addition, the materials used in this product are all listed as existing chemical substances based on the Act on the Regulation of Manufacture and Evaluation of Chemical Substances.■ With regard to the disposal of this product, please confirm the disposal method in each country and regionwhere it is incorporated into your company's product and used. ■ The technical information contained in this catalog is intended to show only typical operation and applicationcircuit examples of this product. This catalog does not guarantee that such information does not infringe upon the intellectual property rights of Panasonic Industry or any third party, nor imply that the license of such rights has been granted.■ Design, materials, or process related to technical owned by Panasonic Industry are subject to change withoutnotice.Panasonic Industry will assume no liability whatsoever if the use of our company's products deviates from the contents of this catalog or does not comply with the precautions. Please be advised of these restrictions. Laws / Regulations / Intellectual property10-May-24Safety and Legal Matters to Be Observed Product specifications and applications Safety design and product evaluationMatters to Be Observed When Using This Product■ This product (Fuses) is not designed for use in specific environments. Using the fuses in the following specificenvironments or service conditions may affect the performance/reliability. Avoid using it in such specific environments. If you intend to use the fuses in such environments, checking the performance, reliability, etc., of the product sufficiently is your own responsibility.(1) Used in liquid, such as water, oil, chemicals, and organic solvents.(2) Used in a place exposed to direct sunlight, an outdoor place with no shielding, or a dusty place.(3) Used in a place where the product is heavily exposed to sea breeze or a corrosive gas, such as Cl2, H2S, NH3, SO2,or NOX.(4) Used in an environment where static electricity and electromagnetic waves are strong.(5) Located close to a heating component or a flammable material, such as a vinyl cable placed near the product.(6) Sealed or coated with a resin.(7) Solder flux of the resistor soldered with no-clean type solder, etc., is cleansed with a solvent, water, or a water-soluble cleaner, etc. (Water-soluble flux residues have a particularly large influence on a resistor.)(8) Used in a place where dew concentrates on the product.(9) Used in a contaminated state.(Example: Touching the resistor mounted on a printed board leaving sebum on the fuses (improper handling))■ Sealing the fuses with a resin in a resin potting process, damp-proofing process, etc., applies excessive stress to thefuses, which may cause the internal electrodes a connection problem. In such cases, the proper operation of the fuses is not guaranteed. If you intend to use the resistor in such environments, checking the performance, reliability, etc., of the product sufficiently is your own responsibility.■ Do not leave the fuses immersed in a solvent for a long time. When using the fuses immersed in a solvent, confirmthe operation of the product mounted on the board.■ When a cleaning solution or cleaning condition for cleaning the printed board or a drying condition for drying the printedboard after soldering the fuses is improper, it may have a negative effect on the performance/reliability of the fuses. Confirming these conditions sufficiently is your own responsibility. Also examine the effects of soiled cleaning agent, cleaning residues, and post-cleaning contaminations, and control for these effects properly.■ When the fuses is heating abnormally or emitting a smell, stop using the fuses immediately, for example, turn offthe main power supply of the device.Also, keep your face and hands away from the product as it may become hot and cause burns.■ The fuses is so thin that it may break easily when subjected to impact. Before putting the fuses in use, confirm thatthe fuses has not been broken by impact that applied thereto when mounted on the printed board. Applying impact to the fuses or pinching the fuses with a hard tool (pliers, tweezers, etc.) may the fuses or its protective film, which affects its performance. Be careful to avoid such cases.■ Do not reuse a fuses having been used on a printed board and removed therefrom. Do not touch the fuses with yourbare hands.■ Be careful not to drop the fuses on the floor, etc. The fuses is likely to suffer mechanical or electrical damage whendropped on the floor. Avoid using said fuses.■ The fuses may have its resistance value changed due to electrostatic discharge (ESD). Take ESD prevention measureswhen handling the fuses. ESD prevention measures include an environment where static electricity is not likely to be generated (recommended RH: 40% to 60%), by wearing an earth band, conductive gloves, etc., grounding the device in which the fuses is incorporated, and placing a conductive mat, etc., on a work platform.■ Select a rated current for the chip fuse so that a current flowing through the chip fuse, in a normal condition, is 70% or lessof the rated current. Do not let a current larger than the rated current flow continuously through the chip fuse.15-Mar-24Matters to Be Observed When Using This Product(Rectangular chip fuse) Use environments and cleaning conditions Response to anomalies and handling conditionsMatters to Be Observed When Using This Product■ Be careful when a pulse current larger than the rated current, such as an inrush current or surge current at the moment ofturning on the power supply, briefly flows through the chip fuse. It may cause the chip fuse to fuse off, which is undesirable. Calculate the I2-t value of the pulse current, and from the I2t-t characteristics curve, determine the tolerance of the chip fuse to the number of pulses applied. Based on these I2-t value and tolerance, make a decision on whether or not to use the chip fuse. Determining the tolerance involves technicalities. Consult our sales staff in advance.■ The product fuses off when carrying a current two times or more of the rated current. Select a product so that the abnormalcurrent generated in the event of a circuit failure of your product is at least twice the rated current of the product. Make sure that the abnormal current does not exceed the maximum cutoff current of the product.■ The chip fuse is intended for use on the secondary side of the power supply. Do not use the fuse on the primary side ofthe power supply. Keep source voltage applied to the chip fuse equal to or lower than the rated voltage of the chip fuse. ■ The load characteristics and fuse characteristics of the chip fuse are affected by the ambient temperature. Before actuallyusing the chip fuse, evaluate and confirm the operation of the chip fuse incorporated in your product while sufficiently taking into consideration the category temperature range.■ To prevent a case where a transient load (e.g., a pulse for a short period) too large for the product to handle is applied,make sure to evaluate and confirm the operation of the product incorporated in your product. Applying power or voltage (current) larger than the rated power or rated voltage (current) to the fuses may impair its performance and reliability. Make sure to use the fuses with power or voltage (current) equal to or lower than the rated power or rated voltage(current). The product warranty does not cover usage where an excessively large load, such as a pulse current, is applied to the product.■ The fuses may have a high temperature even when used with power equal to or lower than the rated power. Be carefulin such cases. Another factor to be considered are effects on the board, peripheral components, etc., and the effects of peripheral components on the fuses. Make sure to confirm first that the temperature of the fuse elements incorporated in your product is equal to or lower than the specified temperature, and then use the fuses.■ Continuously using the chip fuse in a fused state is not allowed.When the chip fuse fuses off, immediately turn off the power supply to cut off the current flow.■ When a fuses is used in a high-frequency circuit, the fuses may fail to offer the required characteristics. Checkwhether the fuses offers the required characteristics in the actual circuit in which the fuses are incorporated.■ Be careful that unusual stress caused by an excessive bend of the printed board is not applied to the fuses. Design thecircuit structure such that the fuses is not close to a perforated line for board splitting or on a line with sizable holes bored on the board.■ When a different component is mounted on the board where the fuses has been soldered, be careful that the boarddoes not bend excessively. If necessary, provide the board with backup pins (support pins) to keep it straight.■ Avoid manual board splitting. Use a jig, etc., to break the board so that it does not bend excessively when split apart.■ When the product is used under mounting conditions departing from mounting conditions specified in our specificationsheet, the product may be exposed to unexpected stress to fail. Be careful to avoid such a case. When mounting the fuses on a printed board, set the fuses's front and back surfaces in the direction indicated by the tape. Make sure to evaluate and confirm the operation of the fuses incorporated in your product and determine whether the fuses is usable as a component of the product.■ Set soldering conditions for the fuses within the recommended soldering conditions specified by our company. Any time,soldering condition departing from the specified soldering condition, such as a high peak temperature or a long heating may impair the performance/reliability of the fuses. Note that the specified soldering conditions indicate conditions under which degradation of the fuses characteristics does not occur but do not indicate conditions under which stable soldering can be performed. Check and set individual conditions under which stable soldering can be performed.■ Heat the fuses in advance so that a difference between the soldering temperature and the temperature of the fusessurface is reduced to 100 ℃ or lower. When dipping the soldered fuses in a solvent, etc., to cool fuse elementsrapidly, ensure that the temperature difference between the fuses and the solvent is 100 ℃ or lower during the dipping.15-Mar-24 Circuit design and circuit board design Mounting conditionsMatters to Be Observed When Using This Product■ When soldering the fuses using a soldering iron, apply hot air, etc., to the fuses to heat it sufficiently in advance andthen solder the fuses without bringing the soldering iron tip into contact with the product. If the temperature of the soldering iron tip is high, finish the soldering work quickly (within 3 seconds when the temperature of the soldering iron tip is 350 ℃ or lower). In the case of a fuses with low resistance, the resistor may fail to offer the exactly intendedresistance value because of the variation in the solder volume, etc. Make sure to confirm the resistance value of the fuses in the actual circuit configuration.■ Soldering the fuses with too much solder or too little solder results in the poor reliability of the solder connection of thefuses. Use the proper volume of solder in the soldering process. Sufficiently check for the volume of solder used.■ Soldering with high bond strength or special property solder may affect the quality of the fuses. Do not use such solder.■ Use rosin-based solder flux. When using highly active solder flux made mainly of halogen (chlorine, bromine, etc.), fluxresidues may affect the performance and reliability of the fuses. Check the effects of flux residues before using the solder flux. Do not use highly acidic flux, water-soluble flux, or flux containing fluoride ions. When solder flux sticks to the fuses after the soldering process, the activation energy of the flux may corrode the fuses and cause it to fail. Prevent solder flux from sticking to the fuses.Keeping the product in the following environments or conditions may lead to degradation of its performance, solderability, etc. Do not keep the product in the following environments.(1) Stored in a place where the product is heavily exposed to sea breeze or a corrosive gas, such as Cl2, H2S, NH3, SO2,or NOX.(2) Stored in a place where the product is exposed to direct sunlight.(3) Stored in a place where a temperature condition of 5 ℃ to 35 ℃ and a relative humidity condition of 45% to 85% cannot be maintained.(4) Kept in storage for more than one year from the delivery date. Storage conditions15-Mar-24
https://www.belfuse.com/resources/datasheets/circuitprotection/ds-cp-0679l-series.pdf | fuses | Type 0679L Square Ceramic Surface Mount Quick Acting Fuse belfuse.com/circuit-protection 0679L Series – 2410 Size RoHS Compliant Features - Quick Acting, 2410 SMD - Compatible with 260℃, IR Pb-free solder process - Wide range of current rating from 250mA to 20A - Wide operating temperature range, -55℃ to 125℃ - Tape & Reel for auto-insert SMD process - AEC-Q Compliant - RoHS compliant with exemption 7(a) Full compliance with EU Directive 2011/65/EU and amending directive 2015/863 - Halogen Free, (MSL = 1) - Meets Bel automotive qualification* * - Largely based on internal AEC-Q test plan Applications - Notebook - LCD monitor - PC computer - Office electronic equipment - Industrial equipment - Medical equipment - POE, POE+ - LCD / LED monitor - Power supply - LCD / LED TV HALOGEN FREE = Electrical Characteristics Safety Agency Approvals (UL/CSA/STD.248-14) Physical Specifications Safety Agency Safety Agency Certificate Ampere Rating /Voltage Rating Ampere Range / Volt @ I.R. ability* E20624 250mA–20A/125V AC 125V DC 250mA –20A / 125V@ 50A AC 125V@300A DC 250mA –10A / 86V@ 10,000A DC *I.R.= Interrupting Rating = Short Circuit Rating(Amps) Testing Current Blow Time Minimum Maximum 100% 4 Hrs. N/A 200% N/A 5 Sec Materials Body : Ceramic Terminations : Silver Plated Caps/ /Gold Plated Caps/Palladium Plated Caps Marking On Fuse : “Current Rating”, “Q”, ”L”—laser marked on ceramic tube, “bel” stamped in end caps. On Label : "bel", "0679L", "Current Rating", "Voltage Rating", "Interrupting Rating", "Appropriate Safety Logos" and " ", " "(China RoHS compliant). AEC-Q Compliant Specifications subject to change without notice Type 0679L 2 / 4 Bel Fuse Inc. 206 Van Vorst Street Jersey City, NJ 07302 USA +1 201.432.0463 Bel.US.CS@belf.com belfuse.com/circuit-protection © 2022 Bel Fuse, Inc. Rev. 0679L Dec2022 Environmental Specifications Electrical Specifications Part Number Ampere Rating (A) Typical Cold Resistance (ohms) Volt-drop @100% In (Volt) max. Voltage and Interrupting Ratings Melting I²T <10m Sec (A² Sec) Melting I²T @10 In (A² Sec) Maximum Power Dissipation (W) Agency Approvals 0679L0250-XX 250mA 0.55 0.530 See Table of Safety Approvals on Page 1 for Voltage and associated Interrupting Ratings 0.01 0.02 0.13 Y 0679L0375-XX 375mA 0.32 0.480 0.04 0.04 0.18 Y 0679L0500-XX 500mA 0.22 0.470 0.08 0.08 0.24 Y 0679L0630-XX 630mA 0.17 0.410 0.15 0.15 0.26 Y 0679L0750-XX 750mA 0.14 0.380 0.24 0.26 0.29 Y 0679L1000-XX 1A 0.09 0.280 0.51 0.54 0.28 Y 0679L1250-XX 1.25A 0.068 0.250 0.21 0.22 0.31 Y 0679L1500-XX 1.5A 0.053 0.250 0.32 0.29 0.38 Y 0679L2000-XX 2A 0.035 0.240 0.62 0.68 0.48 Y 0679L2500-XX 2.5A 0.028 0.240 0.96 1.13 0.60 Y 0679L3000-XX 3A 0.022 0.220 1.6 1.8 0.66 Y 0679L3500-XX 3.5A 0.019 0.220 2.0 2.2 0.77 Y 0679L4000-XX 4A 0.018 0.220 3.1 3.5 0.88 Y 0679L5000-XX 5A 0.014 0.200 5.3 5.5 1.00 Y 0679L6300-XX 6.3A 0.011 0.190 8.7 8.3 1.20 Y 0679L7000-XX 7A 0.010 0.175 11.1 10.8 1.23 Y 0679L8000-XX 8A 0.0085 0.170 14.8 14.1 1.36 Y 0679L9100-XX 10A 0.0064 0.150 25.7 25.7 1.50 Y 0679L9120-XX 12A 0.0054 0.140 41.0 38.9 1.68 Y 0679L9150-XX 15A 0.0038 0.130 76.7 103.5 1.95 Y 0679L9200-XX 20A 0.0032 0.130 130.5 128.0 2.60 Y Consult manufacturer for other ratings XX - Packaging code (see “ordering information”) NOTES: All tests were conducted with the fuses soldered to a printed circuit boards with a nominal thickness of 1.6 mm. The copper test circuit trace was a printed circuit with an overall length of 100 mm, copper thickness/width as described below. The printed circuit boards were mounted by screws to a test fixture having brass blocks for connection of the test leads. All samples were soldered to the test boards by the manufacturer. Shock Resistance MIL-STD-202G, Method 213B, Test Condition 1 (100 G's peak for 6 milliseconds; Sawtooth waveform) Vibration Resistance MIL-STD-202G, Method 201A (10-55 Hz, 0.06 inch, total excursion). Salt Spray Resistance MIL-STD-202G, Method 101E, Test Condition B (48 hrs.). Insulation Resistance MIL-STD-202G, Method 302, Test Condition A (After Opening) 10,000 ohms minimum. Solderability MIL-STD-202G, Method 208H Resistance to solder Heat MIL-STD-202G, Method 210F, Test Condition C. Top Side (260℃,20 sec) MIL-STD-202G, Method 210F, Test Condition D. Bottom Side (260℃,10 sec) Thermal Shock MIL-STD-202G, Method 107G, Test Condition B (-65℃ to +125℃). Operating Temperature -55℃ to +125℃ Moisture Sensitivity Level 1 (According to IPC J-Std-020) High temperature storage MIL-STD-202 Method 108 Temperature cycling JESD22 Method JA-104,Test Condition B Biased humidity MIL-STD-202 Method 103, 85C/85% RH with 10% operating power for 1000 hrs. Operational life MIL-STD-202 Method 108, Test Condition D Resistance to solvents MIL-STD-202 Method 215 Mechanical shock MIL-STD-202 Method 213,Test Condition C Vibration MIL-STD-202 Method 204 Resistance to soldering heat MIL-STD-202 Method 210,Test condition B Thermal shock MIL-STD-202 Method 107 Solderability J-STD-002 Board flex(SMD) AEC-Q200-005 Terminal strength AEC-Q200-006 Electrical characterization 3 temperature electrical Fuse rating Test Board Trace Dimensions 250mA-5A 1 oz. copper, 5.0mm wide. 6A-20A 3 oz. copper, 10mm wide. Specifications subject to change without notice Type 0679L 3 / 4 Bel Fuse Inc. 206 Van Vorst Street Jersey City, NJ 07302 USA +1 201.432.0463 Bel.US.CS@belf.com belfuse.com/circuit-protection © 2022 Bel Fuse, Inc. Rev. 0679L Dec2022 Temperature Derating Curve Average Time Current Curve Soldering Parameters IR Reflow Profile (IPC/JEDEC J-STD-020D) Preheat & Soak Temperature min (Tsmin) Temperature max (Tsmax) Time (Tsmin to Tsmax) (ts) 150℃ 200℃ 60-120 seconds Average ramp-up rate (Tsmax to Tp) 3℃/second max. Liquidous temperature (TL) Time at liquidous (tL) 217℃ 60-150 seconds Peak temperature (Tp) 260℃ max Time (tp) within 5℃ of the specified classification temperature (Tc) 30 seconds Average ramp-down rate (Tp to Tsmax) 6℃/second max. Time 25℃ to peak temperature 8 minutes max. Specifications subject to change without notice Type 0679L 4 / 4 Bel Fuse Inc. 206 Van Vorst Street Jersey City, NJ 07302 USA +1 201.432.0463 Bel.US.CS@belf.com belfuse.com/circuit-protection © 2022 Bel Fuse, Inc. Rev. 0679L Dec2022 Fuse FGNO Explanation 0679 L [XXXX] -XX 0679L=0679L; [XXXX]=Ampere Rating; XX=See Ordering Information as below Fraction Decimal Milliamps Bel FGNO[XXXX] Fraction Decimal Amps Bel FGNO[XXXX] 1/4 0.250 250 0250 1.0 1 1000 3/8 .375 375 0375 1-1/4 1.25 1.25 1250 1/2 .500 500 0500 1-1/2 1.50 1.5 1500 .630 630 0630 2.0 2 2000 3/4 .750 750 0750 2-1/2 2.5 2.5 2500 3.0 3 3000 3-1/2 3.5 3.5 3500 4.0 4 4000 5.0 5 5000 6.3 6.3 6300 7.0 7 7000 8.0 8 8000 10 9100 12 9120 15 9150 20 9200 Mechanical Dimensions Ordering Information Packaging Packaging Tape & Reel Packaging Specification Quantity Quantity & Packaging Code 12 mm wide tape with 13 inches Diameter reel EIA Standard 481-E 5000 5 12 mm wide tape with 7 inches Diameter reel EIA Standard 481-E 1000 1 Specifications subject to change without notice
https://www.belfuse.com/resources/datasheets/circuitprotection/ds-cp-c1f-series.pdf | fuses | Type C1F Surface Mount Fast Acting Chip Fuse belfuse.com/circuit-protection C1F Series – 1206 Size RoHS Compliant Features - Fast Acting, with improved surge withstand performance - Small size, 1206 SMD - Current rating from 250mA to 8A, fuse marked with ampere code - Wide operating temperature range from -55℃ to 125℃ - Tape and Reel for automatic SMD placement - Compatible with 260℃ IR Pb-free and wave soldering process - Full compliance with EU Directive 2011/65/EU and amending directive 2015/863 (MSL = 1) - Halogen Free and Lead Free - AEC-Q Compliant - Meets Bel automotive qualification* * - Largely based on internal AEC-Q test plan Applications - Automotive Navigation System - Thin film transistor LCD flat-panel display screen - Notebook - PC computer - Office electronic equipment - Industrial equipment - Medical equipment - POE, POE+ - LCD / LED monitor - Power supply - LCD / LED TV LEAD FREE = - DC-DC Converter HALOGEN FREE = Electrical Characteristics (UL STD. 248-14) Testing Current Blow Time Minimum Maximum 100% 4 Hrs. N/A 200% N/A 5 Sec 300% N/A 0.2 Sec Safety Agency Approvals Physical Specifications Materials Body : Ceramic Substrate Terminations : Ag / Ni / Sn (100% Lead-free) Element Cover Coating : Lead-free Glass Marking On Fuse : Marking Code On Label : "bel", "C1F", "Current Rating", "Voltage Rating", "Interrupting Rating", "Appropriate Safety Logos" and " ", " "(China RoHS compliant). Safety Agency Safety Agency Certificate Ampere Rating/ Voltage Rating Ampere Range / Volt @ I.R. ability* E20624 250mA–8A/125V AC /63V DC 250mA–6A/100A@ 125V AC /50A@ 63V DC 7A–8A/35A@ 125V AC /50A@ 63V DC *I.R.= Interrupting Rating = Short Circuit Rating(Amps) Typical Part Marking Fuse body (ceramic white side) marked with marking code. Example: Specifications subject to change without notice 250mA E 2.5A T 375mA H 3A 3 500mA J 3.5A Z 750mA M 4A 4 1A 1 5A 5 1.25A P 6A 6 1.5A R 7A 7 2A 2 8A 8 AEC-Q Compliant Type C1F 2 / 4 Bel Fuse Inc. 206 Van Vorst Street Jersey City, NJ 07302 USA +1 201.432.0463 Bel.US.CS@belf.com belfuse.com/circuit-protection © 2023 Bel Fuse, Inc. Rev. C1F May2023 Temperature Derating Curve Average Time Current Curve Electrical Specifications Part Number Ampere Rating (A) Marking Code Nominal Cold Resistance (ohms) Maximum Volt-drop @100% In (Volt) max. Voltage and Interrupting Ratings Nominal Melting I²T @10 In (A² Sec) Maximum Power Dissipation @100% In (W) Agency Approvals 0685F0250-XX 250mA E 2.30 0.813 See Table of Safety Approvals on Page 1 for Voltage and associated Interrupting Ratings 0.0002 0.20 Y 0685F0375-XX 375mA H 1.25 0.789 0.0007 0.30 Y 0685F0500-XX 500mA J 0.87 0.693 0.0015 0.35 Y 0685F0750-XX 750mA M 0.43 0.476 0.0051 0.36 Y 0685F1000-XX 1A 1 0.28 0.421 0.012 0.42 Y 0685F1250-XX 1.25A P 0.210 0.411 0.023 0.51 Y 0685F1500-XX 1.5A R 0.165 0.400 0.040 0.60 Y 0685F2000-XX 2A 2 0.068 0.194 0.085 0.39 Y 0685F2500-XX 2.5A T 0.049 0.198 0.15 0.50 Y 0685F3000-XX 3A 3 0.039 0.166 0.19 0.50 Y 0685F3500-XX 3.5A Z 0.032 0.164 0.21 0.57 Y 0685F4000-XX 4A 4 0.026 0.164 0.33 0.66 Y 0685F5000-XX 5A 5 0.020 0.164 0.83 0.82 Y 0685F6000-XX 6A 6 0.015 0.163 1.3 0.98 Y 0685F7000-XX 7A 7 0.012 0.154 2.2 1.08 Y 0685F8000-XX 8A 8 0.010 0.148 3.5 1.18 Y Consult manufacturer for other ratings NOTES: Test Conditions All test for ratings 250mA - 5A were conducted with fuse samples soldered on a PCB (1.6mm thick) test board with copper traces measuring 0.035 mm (35μm) nominal thickness (1 oz. clad), 5mm wide and 100mm overall length. All test for ratings 6A-8A were conducted with fuse samples soldered on a PCB (1.6mm thick) test board with copper traces measuring 0.070 mm (70μm) nominal thickness (2 oz. clad), 7.5mm wide and 100mm overall length. Device designed to be mounted with marking facing up. Device designed to carry rated current for 4 hours minimum. It is recommended that device be operated continuously at no more than 80% of rated current when in a +25°C ambient, with further derating at elevated ambient temperatures. Specifications subject to change without notice Type C1F 3 / 4 Bel Fuse Inc. 206 Van Vorst Street Jersey City, NJ 07302 USA +1 201.432.0463 Bel.US.CS@belf.com belfuse.com/circuit-protection © 2023 Bel Fuse, Inc. Rev. C1F May2023 Environmental Specifications High temperature storage MIL-STD-202 Method 108 Temperature cycling JESD22 Method JA-104,Test Condition B Biased humidity MIL-STD-202 Method 103, 85C/85% RH with 10% operating power for 1000 hrs. Operational life MIL-STD-202 Method 108, Test Condition D Resistance to solvents MIL-STD-202 Method 215 Mechanical shock MIL-STD-202 Method 213,Test Condition C Vibration MIL-STD-202 Method 204 Resistance to soldering heat MIL-STD-202 Method 210,Test condition B Thermal shock MIL-STD-202 Method 107 Solderability J-STD-002 Board flex(SMD) AEC-Q200-005 Terminal strength AEC-Q200-006 Electrical characterization 3 temperature electrical Soldering Parameters Shock Resistance MIL-STD-202G, Method 213B, Test Condition 1 (100 G's peak for 6 milliseconds; Sawtooth waveform) Vibration Resistance MIL-STD-202G, Method 201A (10-55 Hz, 0.06 inch, total excursion). Salt Spray Resistance MIL-STD-202G, Method 101E, Test Condition B (48 hrs.). Insulation Resistance MIL-STD-202G, Method 302, Test Condition A (After Opening) 10,000 ohms minimum. Solderability MIL-STD-202G, Method 208H Resistance to solder Heat MIL-STD-202G, Method 210F, Test Condition C. Top Side(260℃,20 sec) MIL-STD-202G, Method 210F, Test Condition D. Bottom Side(260℃,10 sec) Thermal Shock MIL-STD-202G, Method 107G, Test Condition B (-65℃ to +125℃). Operating Temperature -55℃ to +125℃ Moisture Sensitivity Level 1 (According to IPC J-Std-020) IR Reflow Profile (IPC/JEDEC J-STD-020D) Preheat & Soak Temperature min (Tsmin) Temperature max (Tsmax) Time (Tsmin to Tsmax) (ts) 150℃ 200℃ 60-120 seconds Average ramp-up rate (Tsmax to Tp) 3℃/second max. Liquidous temperature (TL) Time at liquidous (tL) 217℃ 60-150 seconds Peak temperature (Tp) 260℃ max Time (tp) within 5℃ of the specified classification temperture (Tc) 30 seconds Average ramp-down rate (Tp to Tsmax) 6℃/second max. Time 25℃ to peak temperature 8 minutes max. Lead-free Wave Soldering Profile Wave Soldering Parameter Average ramp-up rate 200℃ / second Heating rate during preheat typical 1 - 2℃ / second Max 4℃ / second Final preheat temperature within 125℃ of soldering temperature Peak temperature Tp 260℃ Time within +0℃ / -5℃ of actual peak temperature 10 seconds Ramp-down rate 5℃ / second max. Specifications subject to change without notice Type C1F 4 / 4 Bel Fuse Inc. 206 Van Vorst Street Jersey City, NJ 07302 USA +1 201.432.0463 Bel.US.CS@belf.com belfuse.com/circuit-protection © 2023 Bel Fuse, Inc. Rev. C1F May2023 Fuse FGNO Explanation 0685 F [XXXX] -XX 0685F=C1F; [XXXX]=Ampere Rating; XX=See Ordering Information as below Fraction Decimal Milliamps Bel FGNO[XXXX] Fraction Decimal Amps Bel FGNO[XXXX] 1/4 0.250 250 0250 1.0 1 1000 3/8 .375 375 0375 1-1/4 1.25 1.25 1250 1/2 .500 500 0500 1-1/2 1.50 1.5 1500 3/4 .750 750 0750 2.0 2 2000 2-1/2 2.5 2.5 2500 3.0 3 3000 3-1/2 3.5 3.5 3500 4.0 4 4000 5.0 5 5000 6.0 6 6000 7.0 7 7000 8.0 8 8000 Mechanical Dimensions Ordering Information Packaging Packaging Tape & Reel Packaging Specification Quantity Quantity & Packaging Code 8 mm wide tape with 7 inches Diameter reel EIA Standard 481-E 5000 0685FXXXX-01 Specifications subject to change without notice
https://www.belfuse.com/resources/datasheets/circuitprotection/ds-cp-c1f-series.pdf | fuses | Type C1F Surface Mount Fast Acting Chip Fuse belfuse.com/circuit-protection C1F Series – 1206 Size RoHS Compliant Features - Fast Acting, with improved surge withstand performance - Small size, 1206 SMD - Current rating from 250mA to 8A, fuse marked with ampere code - Wide operating temperature range from -55℃ to 125℃ - Tape and Reel for automatic SMD placement - Compatible with 260℃ IR Pb-free and wave soldering process - Full compliance with EU Directive 2011/65/EU and amending directive 2015/863 (MSL = 1) - Halogen Free and Lead Free - AEC-Q Compliant - Meets Bel automotive qualification* * - Largely based on internal AEC-Q test plan Applications - Automotive Navigation System - Thin film transistor LCD flat-panel display screen - Notebook - PC computer - Office electronic equipment - Industrial equipment - Medical equipment - POE, POE+ - LCD / LED monitor - Power supply - LCD / LED TV LEAD FREE = - DC-DC Converter HALOGEN FREE = Electrical Characteristics (UL STD. 248-14) Testing Current Blow Time Minimum Maximum 100% 4 Hrs. N/A 200% N/A 5 Sec 300% N/A 0.2 Sec Safety Agency Approvals Physical Specifications Materials Body : Ceramic Substrate Terminations : Ag / Ni / Sn (100% Lead-free) Element Cover Coating : Lead-free Glass Marking On Fuse : Marking Code On Label : "bel", "C1F", "Current Rating", "Voltage Rating", "Interrupting Rating", "Appropriate Safety Logos" and " ", " "(China RoHS compliant). Safety Agency Safety Agency Certificate Ampere Rating/ Voltage Rating Ampere Range / Volt @ I.R. ability* E20624 250mA–8A/125V AC /63V DC 250mA–6A/100A@ 125V AC /50A@ 63V DC 7A–8A/35A@ 125V AC /50A@ 63V DC *I.R.= Interrupting Rating = Short Circuit Rating(Amps) Typical Part Marking Fuse body (ceramic white side) marked with marking code. Example: Specifications subject to change without notice 250mA E 2.5A T 375mA H 3A 3 500mA J 3.5A Z 750mA M 4A 4 1A 1 5A 5 1.25A P 6A 6 1.5A R 7A 7 2A 2 8A 8 AEC-Q Compliant Type C1F 2 / 4 Bel Fuse Inc. 206 Van Vorst Street Jersey City, NJ 07302 USA +1 201.432.0463 Bel.US.CS@belf.com belfuse.com/circuit-protection © 2023 Bel Fuse, Inc. Rev. C1F May2023 Temperature Derating Curve Average Time Current Curve Electrical Specifications Part Number Ampere Rating (A) Marking Code Nominal Cold Resistance (ohms) Maximum Volt-drop @100% In (Volt) max. Voltage and Interrupting Ratings Nominal Melting I²T @10 In (A² Sec) Maximum Power Dissipation @100% In (W) Agency Approvals 0685F0250-XX 250mA E 2.30 0.813 See Table of Safety Approvals on Page 1 for Voltage and associated Interrupting Ratings 0.0002 0.20 Y 0685F0375-XX 375mA H 1.25 0.789 0.0007 0.30 Y 0685F0500-XX 500mA J 0.87 0.693 0.0015 0.35 Y 0685F0750-XX 750mA M 0.43 0.476 0.0051 0.36 Y 0685F1000-XX 1A 1 0.28 0.421 0.012 0.42 Y 0685F1250-XX 1.25A P 0.210 0.411 0.023 0.51 Y 0685F1500-XX 1.5A R 0.165 0.400 0.040 0.60 Y 0685F2000-XX 2A 2 0.068 0.194 0.085 0.39 Y 0685F2500-XX 2.5A T 0.049 0.198 0.15 0.50 Y 0685F3000-XX 3A 3 0.039 0.166 0.19 0.50 Y 0685F3500-XX 3.5A Z 0.032 0.164 0.21 0.57 Y 0685F4000-XX 4A 4 0.026 0.164 0.33 0.66 Y 0685F5000-XX 5A 5 0.020 0.164 0.83 0.82 Y 0685F6000-XX 6A 6 0.015 0.163 1.3 0.98 Y 0685F7000-XX 7A 7 0.012 0.154 2.2 1.08 Y 0685F8000-XX 8A 8 0.010 0.148 3.5 1.18 Y Consult manufacturer for other ratings NOTES: Test Conditions All test for ratings 250mA - 5A were conducted with fuse samples soldered on a PCB (1.6mm thick) test board with copper traces measuring 0.035 mm (35μm) nominal thickness (1 oz. clad), 5mm wide and 100mm overall length. All test for ratings 6A-8A were conducted with fuse samples soldered on a PCB (1.6mm thick) test board with copper traces measuring 0.070 mm (70μm) nominal thickness (2 oz. clad), 7.5mm wide and 100mm overall length. Device designed to be mounted with marking facing up. Device designed to carry rated current for 4 hours minimum. It is recommended that device be operated continuously at no more than 80% of rated current when in a +25°C ambient, with further derating at elevated ambient temperatures. Specifications subject to change without notice Type C1F 3 / 4 Bel Fuse Inc. 206 Van Vorst Street Jersey City, NJ 07302 USA +1 201.432.0463 Bel.US.CS@belf.com belfuse.com/circuit-protection © 2023 Bel Fuse, Inc. Rev. C1F May2023 Environmental Specifications High temperature storage MIL-STD-202 Method 108 Temperature cycling JESD22 Method JA-104,Test Condition B Biased humidity MIL-STD-202 Method 103, 85C/85% RH with 10% operating power for 1000 hrs. Operational life MIL-STD-202 Method 108, Test Condition D Resistance to solvents MIL-STD-202 Method 215 Mechanical shock MIL-STD-202 Method 213,Test Condition C Vibration MIL-STD-202 Method 204 Resistance to soldering heat MIL-STD-202 Method 210,Test condition B Thermal shock MIL-STD-202 Method 107 Solderability J-STD-002 Board flex(SMD) AEC-Q200-005 Terminal strength AEC-Q200-006 Electrical characterization 3 temperature electrical Soldering Parameters Shock Resistance MIL-STD-202G, Method 213B, Test Condition 1 (100 G's peak for 6 milliseconds; Sawtooth waveform) Vibration Resistance MIL-STD-202G, Method 201A (10-55 Hz, 0.06 inch, total excursion). Salt Spray Resistance MIL-STD-202G, Method 101E, Test Condition B (48 hrs.). Insulation Resistance MIL-STD-202G, Method 302, Test Condition A (After Opening) 10,000 ohms minimum. Solderability MIL-STD-202G, Method 208H Resistance to solder Heat MIL-STD-202G, Method 210F, Test Condition C. Top Side(260℃,20 sec) MIL-STD-202G, Method 210F, Test Condition D. Bottom Side(260℃,10 sec) Thermal Shock MIL-STD-202G, Method 107G, Test Condition B (-65℃ to +125℃). Operating Temperature -55℃ to +125℃ Moisture Sensitivity Level 1 (According to IPC J-Std-020) IR Reflow Profile (IPC/JEDEC J-STD-020D) Preheat & Soak Temperature min (Tsmin) Temperature max (Tsmax) Time (Tsmin to Tsmax) (ts) 150℃ 200℃ 60-120 seconds Average ramp-up rate (Tsmax to Tp) 3℃/second max. Liquidous temperature (TL) Time at liquidous (tL) 217℃ 60-150 seconds Peak temperature (Tp) 260℃ max Time (tp) within 5℃ of the specified classification temperture (Tc) 30 seconds Average ramp-down rate (Tp to Tsmax) 6℃/second max. Time 25℃ to peak temperature 8 minutes max. Lead-free Wave Soldering Profile Wave Soldering Parameter Average ramp-up rate 200℃ / second Heating rate during preheat typical 1 - 2℃ / second Max 4℃ / second Final preheat temperature within 125℃ of soldering temperature Peak temperature Tp 260℃ Time within +0℃ / -5℃ of actual peak temperature 10 seconds Ramp-down rate 5℃ / second max. Specifications subject to change without notice Type C1F 4 / 4 Bel Fuse Inc. 206 Van Vorst Street Jersey City, NJ 07302 USA +1 201.432.0463 Bel.US.CS@belf.com belfuse.com/circuit-protection © 2023 Bel Fuse, Inc. Rev. C1F May2023 Fuse FGNO Explanation 0685 F [XXXX] -XX 0685F=C1F; [XXXX]=Ampere Rating; XX=See Ordering Information as below Fraction Decimal Milliamps Bel FGNO[XXXX] Fraction Decimal Amps Bel FGNO[XXXX] 1/4 0.250 250 0250 1.0 1 1000 3/8 .375 375 0375 1-1/4 1.25 1.25 1250 1/2 .500 500 0500 1-1/2 1.50 1.5 1500 3/4 .750 750 0750 2.0 2 2000 2-1/2 2.5 2.5 2500 3.0 3 3000 3-1/2 3.5 3.5 3500 4.0 4 4000 5.0 5 5000 6.0 6 6000 7.0 7 7000 8.0 8 8000 Mechanical Dimensions Ordering Information Packaging Packaging Tape & Reel Packaging Specification Quantity Quantity & Packaging Code 8 mm wide tape with 7 inches Diameter reel EIA Standard 481-E 5000 0685FXXXX-01 Specifications subject to change without notice
https://www.belfuse.com/resources/datasheets/circuitprotection/ds-cp-c1f-series.pdf | fuses | Type C1F Surface Mount Fast Acting Chip Fuse belfuse.com/circuit-protection C1F Series – 1206 Size RoHS Compliant Features - Fast Acting, with improved surge withstand performance - Small size, 1206 SMD - Current rating from 250mA to 8A, fuse marked with ampere code - Wide operating temperature range from -55℃ to 125℃ - Tape and Reel for automatic SMD placement - Compatible with 260℃ IR Pb-free and wave soldering process - Full compliance with EU Directive 2011/65/EU and amending directive 2015/863 (MSL = 1) - Halogen Free and Lead Free - AEC-Q Compliant - Meets Bel automotive qualification* * - Largely based on internal AEC-Q test plan Applications - Automotive Navigation System - Thin film transistor LCD flat-panel display screen - Notebook - PC computer - Office electronic equipment - Industrial equipment - Medical equipment - POE, POE+ - LCD / LED monitor - Power supply - LCD / LED TV LEAD FREE = - DC-DC Converter HALOGEN FREE = Electrical Characteristics (UL STD. 248-14) Testing Current Blow Time Minimum Maximum 100% 4 Hrs. N/A 200% N/A 5 Sec 300% N/A 0.2 Sec Safety Agency Approvals Physical Specifications Materials Body : Ceramic Substrate Terminations : Ag / Ni / Sn (100% Lead-free) Element Cover Coating : Lead-free Glass Marking On Fuse : Marking Code On Label : "bel", "C1F", "Current Rating", "Voltage Rating", "Interrupting Rating", "Appropriate Safety Logos" and " ", " "(China RoHS compliant). Safety Agency Safety Agency Certificate Ampere Rating/ Voltage Rating Ampere Range / Volt @ I.R. ability* E20624 250mA–8A/125V AC /63V DC 250mA–6A/100A@ 125V AC /50A@ 63V DC 7A–8A/35A@ 125V AC /50A@ 63V DC *I.R.= Interrupting Rating = Short Circuit Rating(Amps) Typical Part Marking Fuse body (ceramic white side) marked with marking code. Example: Specifications subject to change without notice 250mA E 2.5A T 375mA H 3A 3 500mA J 3.5A Z 750mA M 4A 4 1A 1 5A 5 1.25A P 6A 6 1.5A R 7A 7 2A 2 8A 8 AEC-Q Compliant Type C1F 2 / 4 Bel Fuse Inc. 206 Van Vorst Street Jersey City, NJ 07302 USA +1 201.432.0463 Bel.US.CS@belf.com belfuse.com/circuit-protection © 2023 Bel Fuse, Inc. Rev. C1F May2023 Temperature Derating Curve Average Time Current Curve Electrical Specifications Part Number Ampere Rating (A) Marking Code Nominal Cold Resistance (ohms) Maximum Volt-drop @100% In (Volt) max. Voltage and Interrupting Ratings Nominal Melting I²T @10 In (A² Sec) Maximum Power Dissipation @100% In (W) Agency Approvals 0685F0250-XX 250mA E 2.30 0.813 See Table of Safety Approvals on Page 1 for Voltage and associated Interrupting Ratings 0.0002 0.20 Y 0685F0375-XX 375mA H 1.25 0.789 0.0007 0.30 Y 0685F0500-XX 500mA J 0.87 0.693 0.0015 0.35 Y 0685F0750-XX 750mA M 0.43 0.476 0.0051 0.36 Y 0685F1000-XX 1A 1 0.28 0.421 0.012 0.42 Y 0685F1250-XX 1.25A P 0.210 0.411 0.023 0.51 Y 0685F1500-XX 1.5A R 0.165 0.400 0.040 0.60 Y 0685F2000-XX 2A 2 0.068 0.194 0.085 0.39 Y 0685F2500-XX 2.5A T 0.049 0.198 0.15 0.50 Y 0685F3000-XX 3A 3 0.039 0.166 0.19 0.50 Y 0685F3500-XX 3.5A Z 0.032 0.164 0.21 0.57 Y 0685F4000-XX 4A 4 0.026 0.164 0.33 0.66 Y 0685F5000-XX 5A 5 0.020 0.164 0.83 0.82 Y 0685F6000-XX 6A 6 0.015 0.163 1.3 0.98 Y 0685F7000-XX 7A 7 0.012 0.154 2.2 1.08 Y 0685F8000-XX 8A 8 0.010 0.148 3.5 1.18 Y Consult manufacturer for other ratings NOTES: Test Conditions All test for ratings 250mA - 5A were conducted with fuse samples soldered on a PCB (1.6mm thick) test board with copper traces measuring 0.035 mm (35μm) nominal thickness (1 oz. clad), 5mm wide and 100mm overall length. All test for ratings 6A-8A were conducted with fuse samples soldered on a PCB (1.6mm thick) test board with copper traces measuring 0.070 mm (70μm) nominal thickness (2 oz. clad), 7.5mm wide and 100mm overall length. Device designed to be mounted with marking facing up. Device designed to carry rated current for 4 hours minimum. It is recommended that device be operated continuously at no more than 80% of rated current when in a +25°C ambient, with further derating at elevated ambient temperatures. Specifications subject to change without notice Type C1F 3 / 4 Bel Fuse Inc. 206 Van Vorst Street Jersey City, NJ 07302 USA +1 201.432.0463 Bel.US.CS@belf.com belfuse.com/circuit-protection © 2023 Bel Fuse, Inc. Rev. C1F May2023 Environmental Specifications High temperature storage MIL-STD-202 Method 108 Temperature cycling JESD22 Method JA-104,Test Condition B Biased humidity MIL-STD-202 Method 103, 85C/85% RH with 10% operating power for 1000 hrs. Operational life MIL-STD-202 Method 108, Test Condition D Resistance to solvents MIL-STD-202 Method 215 Mechanical shock MIL-STD-202 Method 213,Test Condition C Vibration MIL-STD-202 Method 204 Resistance to soldering heat MIL-STD-202 Method 210,Test condition B Thermal shock MIL-STD-202 Method 107 Solderability J-STD-002 Board flex(SMD) AEC-Q200-005 Terminal strength AEC-Q200-006 Electrical characterization 3 temperature electrical Soldering Parameters Shock Resistance MIL-STD-202G, Method 213B, Test Condition 1 (100 G's peak for 6 milliseconds; Sawtooth waveform) Vibration Resistance MIL-STD-202G, Method 201A (10-55 Hz, 0.06 inch, total excursion). Salt Spray Resistance MIL-STD-202G, Method 101E, Test Condition B (48 hrs.). Insulation Resistance MIL-STD-202G, Method 302, Test Condition A (After Opening) 10,000 ohms minimum. Solderability MIL-STD-202G, Method 208H Resistance to solder Heat MIL-STD-202G, Method 210F, Test Condition C. Top Side(260℃,20 sec) MIL-STD-202G, Method 210F, Test Condition D. Bottom Side(260℃,10 sec) Thermal Shock MIL-STD-202G, Method 107G, Test Condition B (-65℃ to +125℃). Operating Temperature -55℃ to +125℃ Moisture Sensitivity Level 1 (According to IPC J-Std-020) IR Reflow Profile (IPC/JEDEC J-STD-020D) Preheat & Soak Temperature min (Tsmin) Temperature max (Tsmax) Time (Tsmin to Tsmax) (ts) 150℃ 200℃ 60-120 seconds Average ramp-up rate (Tsmax to Tp) 3℃/second max. Liquidous temperature (TL) Time at liquidous (tL) 217℃ 60-150 seconds Peak temperature (Tp) 260℃ max Time (tp) within 5℃ of the specified classification temperture (Tc) 30 seconds Average ramp-down rate (Tp to Tsmax) 6℃/second max. Time 25℃ to peak temperature 8 minutes max. Lead-free Wave Soldering Profile Wave Soldering Parameter Average ramp-up rate 200℃ / second Heating rate during preheat typical 1 - 2℃ / second Max 4℃ / second Final preheat temperature within 125℃ of soldering temperature Peak temperature Tp 260℃ Time within +0℃ / -5℃ of actual peak temperature 10 seconds Ramp-down rate 5℃ / second max. Specifications subject to change without notice Type C1F 4 / 4 Bel Fuse Inc. 206 Van Vorst Street Jersey City, NJ 07302 USA +1 201.432.0463 Bel.US.CS@belf.com belfuse.com/circuit-protection © 2023 Bel Fuse, Inc. Rev. C1F May2023 Fuse FGNO Explanation 0685 F [XXXX] -XX 0685F=C1F; [XXXX]=Ampere Rating; XX=See Ordering Information as below Fraction Decimal Milliamps Bel FGNO[XXXX] Fraction Decimal Amps Bel FGNO[XXXX] 1/4 0.250 250 0250 1.0 1 1000 3/8 .375 375 0375 1-1/4 1.25 1.25 1250 1/2 .500 500 0500 1-1/2 1.50 1.5 1500 3/4 .750 750 0750 2.0 2 2000 2-1/2 2.5 2.5 2500 3.0 3 3000 3-1/2 3.5 3.5 3500 4.0 4 4000 5.0 5 5000 6.0 6 6000 7.0 7 7000 8.0 8 8000 Mechanical Dimensions Ordering Information Packaging Packaging Tape & Reel Packaging Specification Quantity Quantity & Packaging Code 8 mm wide tape with 7 inches Diameter reel EIA Standard 481-E 5000 0685FXXXX-01 Specifications subject to change without notice
https://www.belfuse.com/resources/datasheets/circuitprotection/ds-cp-c1f-series.pdf | fuses | Type C1F Surface Mount Fast Acting Chip Fuse belfuse.com/circuit-protection C1F Series – 1206 Size RoHS Compliant Features - Fast Acting, with improved surge withstand performance - Small size, 1206 SMD - Current rating from 250mA to 8A, fuse marked with ampere code - Wide operating temperature range from -55℃ to 125℃ - Tape and Reel for automatic SMD placement - Compatible with 260℃ IR Pb-free and wave soldering process - Full compliance with EU Directive 2011/65/EU and amending directive 2015/863 (MSL = 1) - Halogen Free and Lead Free - AEC-Q Compliant - Meets Bel automotive qualification* * - Largely based on internal AEC-Q test plan Applications - Automotive Navigation System - Thin film transistor LCD flat-panel display screen - Notebook - PC computer - Office electronic equipment - Industrial equipment - Medical equipment - POE, POE+ - LCD / LED monitor - Power supply - LCD / LED TV LEAD FREE = - DC-DC Converter HALOGEN FREE = Electrical Characteristics (UL STD. 248-14) Testing Current Blow Time Minimum Maximum 100% 4 Hrs. N/A 200% N/A 5 Sec 300% N/A 0.2 Sec Safety Agency Approvals Physical Specifications Materials Body : Ceramic Substrate Terminations : Ag / Ni / Sn (100% Lead-free) Element Cover Coating : Lead-free Glass Marking On Fuse : Marking Code On Label : "bel", "C1F", "Current Rating", "Voltage Rating", "Interrupting Rating", "Appropriate Safety Logos" and " ", " "(China RoHS compliant). Safety Agency Safety Agency Certificate Ampere Rating/ Voltage Rating Ampere Range / Volt @ I.R. ability* E20624 250mA–8A/125V AC /63V DC 250mA–6A/100A@ 125V AC /50A@ 63V DC 7A–8A/35A@ 125V AC /50A@ 63V DC *I.R.= Interrupting Rating = Short Circuit Rating(Amps) Typical Part Marking Fuse body (ceramic white side) marked with marking code. Example: Specifications subject to change without notice 250mA E 2.5A T 375mA H 3A 3 500mA J 3.5A Z 750mA M 4A 4 1A 1 5A 5 1.25A P 6A 6 1.5A R 7A 7 2A 2 8A 8 AEC-Q Compliant Type C1F 2 / 4 Bel Fuse Inc. 206 Van Vorst Street Jersey City, NJ 07302 USA +1 201.432.0463 Bel.US.CS@belf.com belfuse.com/circuit-protection © 2023 Bel Fuse, Inc. Rev. C1F May2023 Temperature Derating Curve Average Time Current Curve Electrical Specifications Part Number Ampere Rating (A) Marking Code Nominal Cold Resistance (ohms) Maximum Volt-drop @100% In (Volt) max. Voltage and Interrupting Ratings Nominal Melting I²T @10 In (A² Sec) Maximum Power Dissipation @100% In (W) Agency Approvals 0685F0250-XX 250mA E 2.30 0.813 See Table of Safety Approvals on Page 1 for Voltage and associated Interrupting Ratings 0.0002 0.20 Y 0685F0375-XX 375mA H 1.25 0.789 0.0007 0.30 Y 0685F0500-XX 500mA J 0.87 0.693 0.0015 0.35 Y 0685F0750-XX 750mA M 0.43 0.476 0.0051 0.36 Y 0685F1000-XX 1A 1 0.28 0.421 0.012 0.42 Y 0685F1250-XX 1.25A P 0.210 0.411 0.023 0.51 Y 0685F1500-XX 1.5A R 0.165 0.400 0.040 0.60 Y 0685F2000-XX 2A 2 0.068 0.194 0.085 0.39 Y 0685F2500-XX 2.5A T 0.049 0.198 0.15 0.50 Y 0685F3000-XX 3A 3 0.039 0.166 0.19 0.50 Y 0685F3500-XX 3.5A Z 0.032 0.164 0.21 0.57 Y 0685F4000-XX 4A 4 0.026 0.164 0.33 0.66 Y 0685F5000-XX 5A 5 0.020 0.164 0.83 0.82 Y 0685F6000-XX 6A 6 0.015 0.163 1.3 0.98 Y 0685F7000-XX 7A 7 0.012 0.154 2.2 1.08 Y 0685F8000-XX 8A 8 0.010 0.148 3.5 1.18 Y Consult manufacturer for other ratings NOTES: Test Conditions All test for ratings 250mA - 5A were conducted with fuse samples soldered on a PCB (1.6mm thick) test board with copper traces measuring 0.035 mm (35μm) nominal thickness (1 oz. clad), 5mm wide and 100mm overall length. All test for ratings 6A-8A were conducted with fuse samples soldered on a PCB (1.6mm thick) test board with copper traces measuring 0.070 mm (70μm) nominal thickness (2 oz. clad), 7.5mm wide and 100mm overall length. Device designed to be mounted with marking facing up. Device designed to carry rated current for 4 hours minimum. It is recommended that device be operated continuously at no more than 80% of rated current when in a +25°C ambient, with further derating at elevated ambient temperatures. Specifications subject to change without notice Type C1F 3 / 4 Bel Fuse Inc. 206 Van Vorst Street Jersey City, NJ 07302 USA +1 201.432.0463 Bel.US.CS@belf.com belfuse.com/circuit-protection © 2023 Bel Fuse, Inc. Rev. C1F May2023 Environmental Specifications High temperature storage MIL-STD-202 Method 108 Temperature cycling JESD22 Method JA-104,Test Condition B Biased humidity MIL-STD-202 Method 103, 85C/85% RH with 10% operating power for 1000 hrs. Operational life MIL-STD-202 Method 108, Test Condition D Resistance to solvents MIL-STD-202 Method 215 Mechanical shock MIL-STD-202 Method 213,Test Condition C Vibration MIL-STD-202 Method 204 Resistance to soldering heat MIL-STD-202 Method 210,Test condition B Thermal shock MIL-STD-202 Method 107 Solderability J-STD-002 Board flex(SMD) AEC-Q200-005 Terminal strength AEC-Q200-006 Electrical characterization 3 temperature electrical Soldering Parameters Shock Resistance MIL-STD-202G, Method 213B, Test Condition 1 (100 G's peak for 6 milliseconds; Sawtooth waveform) Vibration Resistance MIL-STD-202G, Method 201A (10-55 Hz, 0.06 inch, total excursion). Salt Spray Resistance MIL-STD-202G, Method 101E, Test Condition B (48 hrs.). Insulation Resistance MIL-STD-202G, Method 302, Test Condition A (After Opening) 10,000 ohms minimum. Solderability MIL-STD-202G, Method 208H Resistance to solder Heat MIL-STD-202G, Method 210F, Test Condition C. Top Side(260℃,20 sec) MIL-STD-202G, Method 210F, Test Condition D. Bottom Side(260℃,10 sec) Thermal Shock MIL-STD-202G, Method 107G, Test Condition B (-65℃ to +125℃). Operating Temperature -55℃ to +125℃ Moisture Sensitivity Level 1 (According to IPC J-Std-020) IR Reflow Profile (IPC/JEDEC J-STD-020D) Preheat & Soak Temperature min (Tsmin) Temperature max (Tsmax) Time (Tsmin to Tsmax) (ts) 150℃ 200℃ 60-120 seconds Average ramp-up rate (Tsmax to Tp) 3℃/second max. Liquidous temperature (TL) Time at liquidous (tL) 217℃ 60-150 seconds Peak temperature (Tp) 260℃ max Time (tp) within 5℃ of the specified classification temperture (Tc) 30 seconds Average ramp-down rate (Tp to Tsmax) 6℃/second max. Time 25℃ to peak temperature 8 minutes max. Lead-free Wave Soldering Profile Wave Soldering Parameter Average ramp-up rate 200℃ / second Heating rate during preheat typical 1 - 2℃ / second Max 4℃ / second Final preheat temperature within 125℃ of soldering temperature Peak temperature Tp 260℃ Time within +0℃ / -5℃ of actual peak temperature 10 seconds Ramp-down rate 5℃ / second max. Specifications subject to change without notice Type C1F 4 / 4 Bel Fuse Inc. 206 Van Vorst Street Jersey City, NJ 07302 USA +1 201.432.0463 Bel.US.CS@belf.com belfuse.com/circuit-protection © 2023 Bel Fuse, Inc. Rev. C1F May2023 Fuse FGNO Explanation 0685 F [XXXX] -XX 0685F=C1F; [XXXX]=Ampere Rating; XX=See Ordering Information as below Fraction Decimal Milliamps Bel FGNO[XXXX] Fraction Decimal Amps Bel FGNO[XXXX] 1/4 0.250 250 0250 1.0 1 1000 3/8 .375 375 0375 1-1/4 1.25 1.25 1250 1/2 .500 500 0500 1-1/2 1.50 1.5 1500 3/4 .750 750 0750 2.0 2 2000 2-1/2 2.5 2.5 2500 3.0 3 3000 3-1/2 3.5 3.5 3500 4.0 4 4000 5.0 5 5000 6.0 6 6000 7.0 7 7000 8.0 8 8000 Mechanical Dimensions Ordering Information Packaging Packaging Tape & Reel Packaging Specification Quantity Quantity & Packaging Code 8 mm wide tape with 7 inches Diameter reel EIA Standard 481-E 5000 0685FXXXX-01 Specifications subject to change without notice
https://www.belfuse.com/resources/datasheets/circuitprotection/ds-cp-c1f-series.pdf | fuses | Type C1F Surface Mount Fast Acting Chip Fuse belfuse.com/circuit-protection C1F Series – 1206 Size RoHS Compliant Features - Fast Acting, with improved surge withstand performance - Small size, 1206 SMD - Current rating from 250mA to 8A, fuse marked with ampere code - Wide operating temperature range from -55℃ to 125℃ - Tape and Reel for automatic SMD placement - Compatible with 260℃ IR Pb-free and wave soldering process - Full compliance with EU Directive 2011/65/EU and amending directive 2015/863 (MSL = 1) - Halogen Free and Lead Free - AEC-Q Compliant - Meets Bel automotive qualification* * - Largely based on internal AEC-Q test plan Applications - Automotive Navigation System - Thin film transistor LCD flat-panel display screen - Notebook - PC computer - Office electronic equipment - Industrial equipment - Medical equipment - POE, POE+ - LCD / LED monitor - Power supply - LCD / LED TV LEAD FREE = - DC-DC Converter HALOGEN FREE = Electrical Characteristics (UL STD. 248-14) Testing Current Blow Time Minimum Maximum 100% 4 Hrs. N/A 200% N/A 5 Sec 300% N/A 0.2 Sec Safety Agency Approvals Physical Specifications Materials Body : Ceramic Substrate Terminations : Ag / Ni / Sn (100% Lead-free) Element Cover Coating : Lead-free Glass Marking On Fuse : Marking Code On Label : "bel", "C1F", "Current Rating", "Voltage Rating", "Interrupting Rating", "Appropriate Safety Logos" and " ", " "(China RoHS compliant). Safety Agency Safety Agency Certificate Ampere Rating/ Voltage Rating Ampere Range / Volt @ I.R. ability* E20624 250mA–8A/125V AC /63V DC 250mA–6A/100A@ 125V AC /50A@ 63V DC 7A–8A/35A@ 125V AC /50A@ 63V DC *I.R.= Interrupting Rating = Short Circuit Rating(Amps) Typical Part Marking Fuse body (ceramic white side) marked with marking code. Example: Specifications subject to change without notice 250mA E 2.5A T 375mA H 3A 3 500mA J 3.5A Z 750mA M 4A 4 1A 1 5A 5 1.25A P 6A 6 1.5A R 7A 7 2A 2 8A 8 AEC-Q Compliant Type C1F 2 / 4 Bel Fuse Inc. 206 Van Vorst Street Jersey City, NJ 07302 USA +1 201.432.0463 Bel.US.CS@belf.com belfuse.com/circuit-protection © 2023 Bel Fuse, Inc. Rev. C1F May2023 Temperature Derating Curve Average Time Current Curve Electrical Specifications Part Number Ampere Rating (A) Marking Code Nominal Cold Resistance (ohms) Maximum Volt-drop @100% In (Volt) max. Voltage and Interrupting Ratings Nominal Melting I²T @10 In (A² Sec) Maximum Power Dissipation @100% In (W) Agency Approvals 0685F0250-XX 250mA E 2.30 0.813 See Table of Safety Approvals on Page 1 for Voltage and associated Interrupting Ratings 0.0002 0.20 Y 0685F0375-XX 375mA H 1.25 0.789 0.0007 0.30 Y 0685F0500-XX 500mA J 0.87 0.693 0.0015 0.35 Y 0685F0750-XX 750mA M 0.43 0.476 0.0051 0.36 Y 0685F1000-XX 1A 1 0.28 0.421 0.012 0.42 Y 0685F1250-XX 1.25A P 0.210 0.411 0.023 0.51 Y 0685F1500-XX 1.5A R 0.165 0.400 0.040 0.60 Y 0685F2000-XX 2A 2 0.068 0.194 0.085 0.39 Y 0685F2500-XX 2.5A T 0.049 0.198 0.15 0.50 Y 0685F3000-XX 3A 3 0.039 0.166 0.19 0.50 Y 0685F3500-XX 3.5A Z 0.032 0.164 0.21 0.57 Y 0685F4000-XX 4A 4 0.026 0.164 0.33 0.66 Y 0685F5000-XX 5A 5 0.020 0.164 0.83 0.82 Y 0685F6000-XX 6A 6 0.015 0.163 1.3 0.98 Y 0685F7000-XX 7A 7 0.012 0.154 2.2 1.08 Y 0685F8000-XX 8A 8 0.010 0.148 3.5 1.18 Y Consult manufacturer for other ratings NOTES: Test Conditions All test for ratings 250mA - 5A were conducted with fuse samples soldered on a PCB (1.6mm thick) test board with copper traces measuring 0.035 mm (35μm) nominal thickness (1 oz. clad), 5mm wide and 100mm overall length. All test for ratings 6A-8A were conducted with fuse samples soldered on a PCB (1.6mm thick) test board with copper traces measuring 0.070 mm (70μm) nominal thickness (2 oz. clad), 7.5mm wide and 100mm overall length. Device designed to be mounted with marking facing up. Device designed to carry rated current for 4 hours minimum. It is recommended that device be operated continuously at no more than 80% of rated current when in a +25°C ambient, with further derating at elevated ambient temperatures. Specifications subject to change without notice Type C1F 3 / 4 Bel Fuse Inc. 206 Van Vorst Street Jersey City, NJ 07302 USA +1 201.432.0463 Bel.US.CS@belf.com belfuse.com/circuit-protection © 2023 Bel Fuse, Inc. Rev. C1F May2023 Environmental Specifications High temperature storage MIL-STD-202 Method 108 Temperature cycling JESD22 Method JA-104,Test Condition B Biased humidity MIL-STD-202 Method 103, 85C/85% RH with 10% operating power for 1000 hrs. Operational life MIL-STD-202 Method 108, Test Condition D Resistance to solvents MIL-STD-202 Method 215 Mechanical shock MIL-STD-202 Method 213,Test Condition C Vibration MIL-STD-202 Method 204 Resistance to soldering heat MIL-STD-202 Method 210,Test condition B Thermal shock MIL-STD-202 Method 107 Solderability J-STD-002 Board flex(SMD) AEC-Q200-005 Terminal strength AEC-Q200-006 Electrical characterization 3 temperature electrical Soldering Parameters Shock Resistance MIL-STD-202G, Method 213B, Test Condition 1 (100 G's peak for 6 milliseconds; Sawtooth waveform) Vibration Resistance MIL-STD-202G, Method 201A (10-55 Hz, 0.06 inch, total excursion). Salt Spray Resistance MIL-STD-202G, Method 101E, Test Condition B (48 hrs.). Insulation Resistance MIL-STD-202G, Method 302, Test Condition A (After Opening) 10,000 ohms minimum. Solderability MIL-STD-202G, Method 208H Resistance to solder Heat MIL-STD-202G, Method 210F, Test Condition C. Top Side(260℃,20 sec) MIL-STD-202G, Method 210F, Test Condition D. Bottom Side(260℃,10 sec) Thermal Shock MIL-STD-202G, Method 107G, Test Condition B (-65℃ to +125℃). Operating Temperature -55℃ to +125℃ Moisture Sensitivity Level 1 (According to IPC J-Std-020) IR Reflow Profile (IPC/JEDEC J-STD-020D) Preheat & Soak Temperature min (Tsmin) Temperature max (Tsmax) Time (Tsmin to Tsmax) (ts) 150℃ 200℃ 60-120 seconds Average ramp-up rate (Tsmax to Tp) 3℃/second max. Liquidous temperature (TL) Time at liquidous (tL) 217℃ 60-150 seconds Peak temperature (Tp) 260℃ max Time (tp) within 5℃ of the specified classification temperture (Tc) 30 seconds Average ramp-down rate (Tp to Tsmax) 6℃/second max. Time 25℃ to peak temperature 8 minutes max. Lead-free Wave Soldering Profile Wave Soldering Parameter Average ramp-up rate 200℃ / second Heating rate during preheat typical 1 - 2℃ / second Max 4℃ / second Final preheat temperature within 125℃ of soldering temperature Peak temperature Tp 260℃ Time within +0℃ / -5℃ of actual peak temperature 10 seconds Ramp-down rate 5℃ / second max. Specifications subject to change without notice Type C1F 4 / 4 Bel Fuse Inc. 206 Van Vorst Street Jersey City, NJ 07302 USA +1 201.432.0463 Bel.US.CS@belf.com belfuse.com/circuit-protection © 2023 Bel Fuse, Inc. Rev. C1F May2023 Fuse FGNO Explanation 0685 F [XXXX] -XX 0685F=C1F; [XXXX]=Ampere Rating; XX=See Ordering Information as below Fraction Decimal Milliamps Bel FGNO[XXXX] Fraction Decimal Amps Bel FGNO[XXXX] 1/4 0.250 250 0250 1.0 1 1000 3/8 .375 375 0375 1-1/4 1.25 1.25 1250 1/2 .500 500 0500 1-1/2 1.50 1.5 1500 3/4 .750 750 0750 2.0 2 2000 2-1/2 2.5 2.5 2500 3.0 3 3000 3-1/2 3.5 3.5 3500 4.0 4 4000 5.0 5 5000 6.0 6 6000 7.0 7 7000 8.0 8 8000 Mechanical Dimensions Ordering Information Packaging Packaging Tape & Reel Packaging Specification Quantity Quantity & Packaging Code 8 mm wide tape with 7 inches Diameter reel EIA Standard 481-E 5000 0685FXXXX-01 Specifications subject to change without notice
https://www.belfuse.com/resources/datasheets/circuitprotection/ds-cp-c1t-series.pdf | fuses | Type C1T Surface Mount Slow Blow Chip Fuse belfuse.com/circuit-protection C1T Series – 1206 Size RoHS Compliant Features - Slow Blow - Small size, 1206 SMD - Current rating from 750mA to 8A - Wide operating temperature range from -55℃ to 125℃ - Tape and Reel for automatic SMD placement - Compatible with 260℃ IR Pb-free and wave soldering process - Full compliance with EU Directive 2011/65/EU and amending directive 2015/863 (MSL = 1) - Halogen Free and Lead Free - AEC-Q Compliant - Meets Bel automotive qualification* * - Largely based on internal AEC-Q test plan Applications - Notebook - Automotive Navigation System - LED Headlights - Thin film transistor LCD flat-panel display screen - PC computer - Office electronic equipment - Industrial equipment - Medical equipment - POE, POE+ - LCD / LED monitor and LCD / LED TV - Power supply LEAD FREE = - DC-DC Converter HALOGEN FREE = Electrical Characteristics (UL STD. 248-14) Testing Current Blow Time Minimum Maximum 100% 4 Hrs. N/A 200% 1 Sec 120 Sec 300% 0.1 Sec 3 Sec 800% 0.002 Sec 0.05 Sec Safety Agency Approvals Physical Specifications Materials Body : Ceramic Substrate Terminations : Ag / Ni / Sn (100% Lead-free) Element Cover Coating : Lead-free Glass Marking On Fuse : Marking Code On Label : "bel", "C1T", "Current Rating", "Voltage Rating", "Interrupting Rating", "Appropriate Safety Logos" and " ", " "(China RoHS compliant). Safety Agency Safety Agency Certificate Ampere Rating/ Voltage Rating Ampere Range / Volt @ I.R. ability* E20624 750mA-8A/63V AC/DC 750mA-8A/63V AC/DC @50A R 50410861 Tested according to IEC 60127-1: 2006+A1+A2 IEC 60127-7: 2016 750mA-1.5A/63V AC/DC 2A-8A/63V AC/DC 750mA-1.5A/63V AC/DC @50A or 10In, which is higher 2A-8A/63V AC/DC @50A or 10In, which is higher *I.R.= Interrupting Rating = Short Circuit Rating(Amps) Typical Part Marking Fuse body (ceramic white side) marked with marking code. Example: Specifications subject to change without notice 750mA TM 3A T3 1A T1 3.5A TZ 1.25A TP 4A T4 1.5A TR 5A T5 1.75A TS 6A T6 2A T2 7A T7 2.5A TT 8A T8 AEC-Q Compliant Type C1T 2 / 4 Bel Fuse Inc. 206 Van Vorst Street Jersey City, NJ 07302 USA +1 201.432.0463 Bel.US.CS@belf.com belfuse.com/circuit-protection © 2023 Bel Fuse, Inc. Rev. C1T May2023 Temperature Derating Curve Average Time Current Curve Electrical Specifications Part Number Ampere Rating (A) Marking Code Nominal Cold Resistance (ohms) Maximum Volt-drop @100% In (Volt) max. Voltage and Interrupting Ratings Nominal Melting I²T @10 In (A² Sec) Maximum Power Dissipation @100% In (W) Agency Approvals 0685T0750-XX 750mA TM 0.700 0.795 See Table of Safety Approvals on Page 1 for Voltage and associated Interrupting Ratings 0.06 0.60 Y Y 0685T1000-XX 1A T1 0.460 0.597 0.12 0.60 Y Y 0685T1250-XX 1.25A TP 0.300 0.541 0.20 0.68 Y Y 0685T1500-XX 1.5A TR 0.190 0.436 0.23 0.65 Y Y 0685T1750-XX 1.75A TS 0.135 0.395 0.43 0.65 Y 0685T2000-XX 2A T2 0.110 0.325 0.63 0.65 Y Y 0685T2500-XX 2.5A TT 0.068 0.274 1.07 0.69 Y Y 0685T3000-XX 3A T3 0.050 0.232 1.64 0.70 Y Y 0685T3500-XX 3.5A TZ 0.040 0.194 2.28 0.68 Y Y 0685T4000-XX 4A T4 0.030 0.195 2.56 0.78 Y Y 0685T5000-XX 5A T5 0.020 0.157 5.3 0.79 Y Y 0685T6000-XX 6A T6 0.0145 0.153 6.0 0.92 Y Y 0685T7000-XX 7A T7 0.0115 0.139 6.9 0.97 Y Y 0685T8000-XX 8A T8 0.0095 0.135 8.0 1.08 Y Y Consult manufacturer for other ratings NOTES: Test Conditions All test for ratings 750mA - 5A were conducted with fuse samples soldered on a PCB (1.6mm thick) test board with copper traces measuring 0.035 mm (35μm) nominal thickness (1 oz. clad), 5mm wide and 100 mm overall length. All test for ratings 6A-8A were conducted with fuse samples soldered on a PCB (1.6mm thick) test board with copper traces measuring 0.070 mm (70μm) nominal thickness (2 oz. clad), 7.5mm wide and 100 mm overall length. Device designed to be mounted with marking facing up. Device designed to carry rated current for 4 hours minimum. It is recommended that device be operated continuously at no more than 80% of rated current when in a +25°C ambient, with further derating at elevated ambient temperatures. Specifications subject to change without notice 0.0010.010.111010001101001000TIME IN SECONDSCURRENT IN AMPERESC1T - TIME CURRENT CHARACTERISTIC CURVE1.5A11.75A5A4A3.5A3A2A0.75A1A6A7A8A2.5A1.25AType C1T 3 / 4 Bel Fuse Inc. 206 Van Vorst Street Jersey City, NJ 07302 USA +1 201.432.0463 Bel.US.CS@belf.com belfuse.com/circuit-protection © 2023 Bel Fuse, Inc. Rev. C1T May2023 Environmental Specifications High temperature storage MIL-STD-202 Method 108 Temperature cycling JESD22 Method JA-104,Test Condition B Biased humidity MIL-STD-202 Method 103, 85C/85% RH with 10% operating power for 1000 hrs. Operational life MIL-STD-202 Method 108, Test Condition D Resistance to solvents MIL-STD-202 Method 215 Mechanical shock MIL-STD-202 Method 213,Test Condition C Vibration MIL-STD-202 Method 204 Resistance to soldering heat MIL-STD-202 Method 210,Test condition B Thermal shock MIL-STD-202 Method 107 Solderability J-STD-002 Board flex(SMD) AEC-Q200-005 Terminal strength AEC-Q200-006 Electrical characterization 3 temperature electrical Soldering Parameters Shock Resistance MIL-STD-202G, Method 213B, Test Condition 1 (100 G's peak for 6 milliseconds; Sawtooth waveform) Vibration Resistance MIL-STD-202G, Method 201A (10-55 Hz, 0.06 inch, total excursion). Salt Spray Resistance MIL-STD-202G, Method 101E, Test Condition B (48 hrs.). Insulation Resistance MIL-STD-202G, Method 302, Test Condition A (After Opening) 10,000 ohms minimum. Solderability MIL-STD-202G, Method 208H Resistance to solder Heat MIL-STD-202G, Method 210F, Test Condition C. Top Side(260℃,20 sec) MIL-STD-202G, Method 210F, Test Condition D. Bottom Side(260℃,10 sec) Thermal Shock MIL-STD-202G, Method 107G, Test Condition B (-65℃ to +125℃). Operating Temperature -55℃ to +125℃ Moisture Sensitivity Level 1 (According to IPC J-Std-020) IR Reflow Profile (IPC/JEDEC J-STD-020D) Preheat & Soak Temperature min (Tsmin) Temperature max (Tsmax) Time (Tsmin to Tsmax) (ts) 150℃ 200℃ 60-120 seconds Average ramp-up rate (Tsmax to Tp) 3℃/second max. Liquidous temperature (TL) Time at liquidous (tL) 217℃ 60-150 seconds Peak temperature (Tp) 260℃ max Time (tp) within 5℃ of the specified classification temperature (Tc) 30 seconds Average ramp-down rate (Tp to Tsmax) 6℃/second max. Time 25℃ to peak temperature 8 minutes max. Lead-free Wave Soldering Profile Wave Soldering Parameter Average ramp-up rate 200℃ / second Heating rate during preheat typical 1 - 2℃ / second Max 4℃ / second Final preheat temperature within 125 ℃ of soldering temperature Peak temperature Tp 260℃ Time within +0 ℃ / -5 ℃ of actual peak temperature 10 seconds Ramp-down rate 5℃ / second max. Specifications subject to change without notice Type C1T 4 / 4 Bel Fuse Inc. 206 Van Vorst Street Jersey City, NJ 07302 USA +1 201.432.0463 Bel.US.CS@belf.com belfuse.com/circuit-protection © 2023 Bel Fuse, Inc. Rev. C1T May2023 Fuse FGNO Explanation 0685 T [XXXX] -XX 0685T=C1T; [XXXX]=Ampere Rating; XX=See Ordering Information as below Fraction Decimal Milliamps Bel FGNO[XXXX] Fraction Decimal Amps Bel FGNO[XXXX] 3/4 0.750 750 0750 1.0 1 1000 1-1/4 1.25 1.25 1250 1-1/2 1.50 1.5 1500 1.75 1.75 1750 2.0 2 2000 2-1/2 2.5 2.5 2500 3.0 3 3000 3-1/2 3.5 3.5 3500 4.0 4 4000 5.0 5 5000 6.0 6 6000 7.0 7 7000 8.0 8 8000 Mechanical Dimensions Ordering Information Packaging Packaging Tape & Reel Packaging Specification Quantity Quantity & Packaging Code 8 mm wide tape with 7 inches Diameter reel EIA Standard 481-E 5000 0685TXXXX-01 Specifications subject to change without notice
https://www.belfuse.com/resources/datasheets/circuitprotection/ds-cp-c1t-series.pdf | fuses | Type C1T Surface Mount Slow Blow Chip Fuse belfuse.com/circuit-protection C1T Series – 1206 Size RoHS Compliant Features - Slow Blow - Small size, 1206 SMD - Current rating from 750mA to 8A - Wide operating temperature range from -55℃ to 125℃ - Tape and Reel for automatic SMD placement - Compatible with 260℃ IR Pb-free and wave soldering process - Full compliance with EU Directive 2011/65/EU and amending directive 2015/863 (MSL = 1) - Halogen Free and Lead Free - AEC-Q Compliant - Meets Bel automotive qualification* * - Largely based on internal AEC-Q test plan Applications - Notebook - Automotive Navigation System - LED Headlights - Thin film transistor LCD flat-panel display screen - PC computer - Office electronic equipment - Industrial equipment - Medical equipment - POE, POE+ - LCD / LED monitor and LCD / LED TV - Power supply LEAD FREE = - DC-DC Converter HALOGEN FREE = Electrical Characteristics (UL STD. 248-14) Testing Current Blow Time Minimum Maximum 100% 4 Hrs. N/A 200% 1 Sec 120 Sec 300% 0.1 Sec 3 Sec 800% 0.002 Sec 0.05 Sec Safety Agency Approvals Physical Specifications Materials Body : Ceramic Substrate Terminations : Ag / Ni / Sn (100% Lead-free) Element Cover Coating : Lead-free Glass Marking On Fuse : Marking Code On Label : "bel", "C1T", "Current Rating", "Voltage Rating", "Interrupting Rating", "Appropriate Safety Logos" and " ", " "(China RoHS compliant). Safety Agency Safety Agency Certificate Ampere Rating/ Voltage Rating Ampere Range / Volt @ I.R. ability* E20624 750mA-8A/63V AC/DC 750mA-8A/63V AC/DC @50A R 50410861 Tested according to IEC 60127-1: 2006+A1+A2 IEC 60127-7: 2016 750mA-1.5A/63V AC/DC 2A-8A/63V AC/DC 750mA-1.5A/63V AC/DC @50A or 10In, which is higher 2A-8A/63V AC/DC @50A or 10In, which is higher *I.R.= Interrupting Rating = Short Circuit Rating(Amps) Typical Part Marking Fuse body (ceramic white side) marked with marking code. Example: Specifications subject to change without notice 750mA TM 3A T3 1A T1 3.5A TZ 1.25A TP 4A T4 1.5A TR 5A T5 1.75A TS 6A T6 2A T2 7A T7 2.5A TT 8A T8 AEC-Q Compliant Type C1T 2 / 4 Bel Fuse Inc. 206 Van Vorst Street Jersey City, NJ 07302 USA +1 201.432.0463 Bel.US.CS@belf.com belfuse.com/circuit-protection © 2023 Bel Fuse, Inc. Rev. C1T May2023 Temperature Derating Curve Average Time Current Curve Electrical Specifications Part Number Ampere Rating (A) Marking Code Nominal Cold Resistance (ohms) Maximum Volt-drop @100% In (Volt) max. Voltage and Interrupting Ratings Nominal Melting I²T @10 In (A² Sec) Maximum Power Dissipation @100% In (W) Agency Approvals 0685T0750-XX 750mA TM 0.700 0.795 See Table of Safety Approvals on Page 1 for Voltage and associated Interrupting Ratings 0.06 0.60 Y Y 0685T1000-XX 1A T1 0.460 0.597 0.12 0.60 Y Y 0685T1250-XX 1.25A TP 0.300 0.541 0.20 0.68 Y Y 0685T1500-XX 1.5A TR 0.190 0.436 0.23 0.65 Y Y 0685T1750-XX 1.75A TS 0.135 0.395 0.43 0.65 Y 0685T2000-XX 2A T2 0.110 0.325 0.63 0.65 Y Y 0685T2500-XX 2.5A TT 0.068 0.274 1.07 0.69 Y Y 0685T3000-XX 3A T3 0.050 0.232 1.64 0.70 Y Y 0685T3500-XX 3.5A TZ 0.040 0.194 2.28 0.68 Y Y 0685T4000-XX 4A T4 0.030 0.195 2.56 0.78 Y Y 0685T5000-XX 5A T5 0.020 0.157 5.3 0.79 Y Y 0685T6000-XX 6A T6 0.0145 0.153 6.0 0.92 Y Y 0685T7000-XX 7A T7 0.0115 0.139 6.9 0.97 Y Y 0685T8000-XX 8A T8 0.0095 0.135 8.0 1.08 Y Y Consult manufacturer for other ratings NOTES: Test Conditions All test for ratings 750mA - 5A were conducted with fuse samples soldered on a PCB (1.6mm thick) test board with copper traces measuring 0.035 mm (35μm) nominal thickness (1 oz. clad), 5mm wide and 100 mm overall length. All test for ratings 6A-8A were conducted with fuse samples soldered on a PCB (1.6mm thick) test board with copper traces measuring 0.070 mm (70μm) nominal thickness (2 oz. clad), 7.5mm wide and 100 mm overall length. Device designed to be mounted with marking facing up. Device designed to carry rated current for 4 hours minimum. It is recommended that device be operated continuously at no more than 80% of rated current when in a +25°C ambient, with further derating at elevated ambient temperatures. Specifications subject to change without notice 0.0010.010.111010001101001000TIME IN SECONDSCURRENT IN AMPERESC1T - TIME CURRENT CHARACTERISTIC CURVE1.5A11.75A5A4A3.5A3A2A0.75A1A6A7A8A2.5A1.25AType C1T 3 / 4 Bel Fuse Inc. 206 Van Vorst Street Jersey City, NJ 07302 USA +1 201.432.0463 Bel.US.CS@belf.com belfuse.com/circuit-protection © 2023 Bel Fuse, Inc. Rev. C1T May2023 Environmental Specifications High temperature storage MIL-STD-202 Method 108 Temperature cycling JESD22 Method JA-104,Test Condition B Biased humidity MIL-STD-202 Method 103, 85C/85% RH with 10% operating power for 1000 hrs. Operational life MIL-STD-202 Method 108, Test Condition D Resistance to solvents MIL-STD-202 Method 215 Mechanical shock MIL-STD-202 Method 213,Test Condition C Vibration MIL-STD-202 Method 204 Resistance to soldering heat MIL-STD-202 Method 210,Test condition B Thermal shock MIL-STD-202 Method 107 Solderability J-STD-002 Board flex(SMD) AEC-Q200-005 Terminal strength AEC-Q200-006 Electrical characterization 3 temperature electrical Soldering Parameters Shock Resistance MIL-STD-202G, Method 213B, Test Condition 1 (100 G's peak for 6 milliseconds; Sawtooth waveform) Vibration Resistance MIL-STD-202G, Method 201A (10-55 Hz, 0.06 inch, total excursion). Salt Spray Resistance MIL-STD-202G, Method 101E, Test Condition B (48 hrs.). Insulation Resistance MIL-STD-202G, Method 302, Test Condition A (After Opening) 10,000 ohms minimum. Solderability MIL-STD-202G, Method 208H Resistance to solder Heat MIL-STD-202G, Method 210F, Test Condition C. Top Side(260℃,20 sec) MIL-STD-202G, Method 210F, Test Condition D. Bottom Side(260℃,10 sec) Thermal Shock MIL-STD-202G, Method 107G, Test Condition B (-65℃ to +125℃). Operating Temperature -55℃ to +125℃ Moisture Sensitivity Level 1 (According to IPC J-Std-020) IR Reflow Profile (IPC/JEDEC J-STD-020D) Preheat & Soak Temperature min (Tsmin) Temperature max (Tsmax) Time (Tsmin to Tsmax) (ts) 150℃ 200℃ 60-120 seconds Average ramp-up rate (Tsmax to Tp) 3℃/second max. Liquidous temperature (TL) Time at liquidous (tL) 217℃ 60-150 seconds Peak temperature (Tp) 260℃ max Time (tp) within 5℃ of the specified classification temperature (Tc) 30 seconds Average ramp-down rate (Tp to Tsmax) 6℃/second max. Time 25℃ to peak temperature 8 minutes max. Lead-free Wave Soldering Profile Wave Soldering Parameter Average ramp-up rate 200℃ / second Heating rate during preheat typical 1 - 2℃ / second Max 4℃ / second Final preheat temperature within 125 ℃ of soldering temperature Peak temperature Tp 260℃ Time within +0 ℃ / -5 ℃ of actual peak temperature 10 seconds Ramp-down rate 5℃ / second max. Specifications subject to change without notice Type C1T 4 / 4 Bel Fuse Inc. 206 Van Vorst Street Jersey City, NJ 07302 USA +1 201.432.0463 Bel.US.CS@belf.com belfuse.com/circuit-protection © 2023 Bel Fuse, Inc. Rev. C1T May2023 Fuse FGNO Explanation 0685 T [XXXX] -XX 0685T=C1T; [XXXX]=Ampere Rating; XX=See Ordering Information as below Fraction Decimal Milliamps Bel FGNO[XXXX] Fraction Decimal Amps Bel FGNO[XXXX] 3/4 0.750 750 0750 1.0 1 1000 1-1/4 1.25 1.25 1250 1-1/2 1.50 1.5 1500 1.75 1.75 1750 2.0 2 2000 2-1/2 2.5 2.5 2500 3.0 3 3000 3-1/2 3.5 3.5 3500 4.0 4 4000 5.0 5 5000 6.0 6 6000 7.0 7 7000 8.0 8 8000 Mechanical Dimensions Ordering Information Packaging Packaging Tape & Reel Packaging Specification Quantity Quantity & Packaging Code 8 mm wide tape with 7 inches Diameter reel EIA Standard 481-E 5000 0685TXXXX-01 Specifications subject to change without notice
https://www.belfuse.com/resources/datasheets/circuitprotection/ds-cp-c1t-series.pdf | fuses | Type C1T Surface Mount Slow Blow Chip Fuse belfuse.com/circuit-protection C1T Series – 1206 Size RoHS Compliant Features - Slow Blow - Small size, 1206 SMD - Current rating from 750mA to 8A - Wide operating temperature range from -55℃ to 125℃ - Tape and Reel for automatic SMD placement - Compatible with 260℃ IR Pb-free and wave soldering process - Full compliance with EU Directive 2011/65/EU and amending directive 2015/863 (MSL = 1) - Halogen Free and Lead Free - AEC-Q Compliant - Meets Bel automotive qualification* * - Largely based on internal AEC-Q test plan Applications - Notebook - Automotive Navigation System - LED Headlights - Thin film transistor LCD flat-panel display screen - PC computer - Office electronic equipment - Industrial equipment - Medical equipment - POE, POE+ - LCD / LED monitor and LCD / LED TV - Power supply LEAD FREE = - DC-DC Converter HALOGEN FREE = Electrical Characteristics (UL STD. 248-14) Testing Current Blow Time Minimum Maximum 100% 4 Hrs. N/A 200% 1 Sec 120 Sec 300% 0.1 Sec 3 Sec 800% 0.002 Sec 0.05 Sec Safety Agency Approvals Physical Specifications Materials Body : Ceramic Substrate Terminations : Ag / Ni / Sn (100% Lead-free) Element Cover Coating : Lead-free Glass Marking On Fuse : Marking Code On Label : "bel", "C1T", "Current Rating", "Voltage Rating", "Interrupting Rating", "Appropriate Safety Logos" and " ", " "(China RoHS compliant). Safety Agency Safety Agency Certificate Ampere Rating/ Voltage Rating Ampere Range / Volt @ I.R. ability* E20624 750mA-8A/63V AC/DC 750mA-8A/63V AC/DC @50A R 50410861 Tested according to IEC 60127-1: 2006+A1+A2 IEC 60127-7: 2016 750mA-1.5A/63V AC/DC 2A-8A/63V AC/DC 750mA-1.5A/63V AC/DC @50A or 10In, which is higher 2A-8A/63V AC/DC @50A or 10In, which is higher *I.R.= Interrupting Rating = Short Circuit Rating(Amps) Typical Part Marking Fuse body (ceramic white side) marked with marking code. Example: Specifications subject to change without notice 750mA TM 3A T3 1A T1 3.5A TZ 1.25A TP 4A T4 1.5A TR 5A T5 1.75A TS 6A T6 2A T2 7A T7 2.5A TT 8A T8 AEC-Q Compliant Type C1T 2 / 4 Bel Fuse Inc. 206 Van Vorst Street Jersey City, NJ 07302 USA +1 201.432.0463 Bel.US.CS@belf.com belfuse.com/circuit-protection © 2023 Bel Fuse, Inc. Rev. C1T May2023 Temperature Derating Curve Average Time Current Curve Electrical Specifications Part Number Ampere Rating (A) Marking Code Nominal Cold Resistance (ohms) Maximum Volt-drop @100% In (Volt) max. Voltage and Interrupting Ratings Nominal Melting I²T @10 In (A² Sec) Maximum Power Dissipation @100% In (W) Agency Approvals 0685T0750-XX 750mA TM 0.700 0.795 See Table of Safety Approvals on Page 1 for Voltage and associated Interrupting Ratings 0.06 0.60 Y Y 0685T1000-XX 1A T1 0.460 0.597 0.12 0.60 Y Y 0685T1250-XX 1.25A TP 0.300 0.541 0.20 0.68 Y Y 0685T1500-XX 1.5A TR 0.190 0.436 0.23 0.65 Y Y 0685T1750-XX 1.75A TS 0.135 0.395 0.43 0.65 Y 0685T2000-XX 2A T2 0.110 0.325 0.63 0.65 Y Y 0685T2500-XX 2.5A TT 0.068 0.274 1.07 0.69 Y Y 0685T3000-XX 3A T3 0.050 0.232 1.64 0.70 Y Y 0685T3500-XX 3.5A TZ 0.040 0.194 2.28 0.68 Y Y 0685T4000-XX 4A T4 0.030 0.195 2.56 0.78 Y Y 0685T5000-XX 5A T5 0.020 0.157 5.3 0.79 Y Y 0685T6000-XX 6A T6 0.0145 0.153 6.0 0.92 Y Y 0685T7000-XX 7A T7 0.0115 0.139 6.9 0.97 Y Y 0685T8000-XX 8A T8 0.0095 0.135 8.0 1.08 Y Y Consult manufacturer for other ratings NOTES: Test Conditions All test for ratings 750mA - 5A were conducted with fuse samples soldered on a PCB (1.6mm thick) test board with copper traces measuring 0.035 mm (35μm) nominal thickness (1 oz. clad), 5mm wide and 100 mm overall length. All test for ratings 6A-8A were conducted with fuse samples soldered on a PCB (1.6mm thick) test board with copper traces measuring 0.070 mm (70μm) nominal thickness (2 oz. clad), 7.5mm wide and 100 mm overall length. Device designed to be mounted with marking facing up. Device designed to carry rated current for 4 hours minimum. It is recommended that device be operated continuously at no more than 80% of rated current when in a +25°C ambient, with further derating at elevated ambient temperatures. Specifications subject to change without notice 0.0010.010.111010001101001000TIME IN SECONDSCURRENT IN AMPERESC1T - TIME CURRENT CHARACTERISTIC CURVE1.5A11.75A5A4A3.5A3A2A0.75A1A6A7A8A2.5A1.25AType C1T 3 / 4 Bel Fuse Inc. 206 Van Vorst Street Jersey City, NJ 07302 USA +1 201.432.0463 Bel.US.CS@belf.com belfuse.com/circuit-protection © 2023 Bel Fuse, Inc. Rev. C1T May2023 Environmental Specifications High temperature storage MIL-STD-202 Method 108 Temperature cycling JESD22 Method JA-104,Test Condition B Biased humidity MIL-STD-202 Method 103, 85C/85% RH with 10% operating power for 1000 hrs. Operational life MIL-STD-202 Method 108, Test Condition D Resistance to solvents MIL-STD-202 Method 215 Mechanical shock MIL-STD-202 Method 213,Test Condition C Vibration MIL-STD-202 Method 204 Resistance to soldering heat MIL-STD-202 Method 210,Test condition B Thermal shock MIL-STD-202 Method 107 Solderability J-STD-002 Board flex(SMD) AEC-Q200-005 Terminal strength AEC-Q200-006 Electrical characterization 3 temperature electrical Soldering Parameters Shock Resistance MIL-STD-202G, Method 213B, Test Condition 1 (100 G's peak for 6 milliseconds; Sawtooth waveform) Vibration Resistance MIL-STD-202G, Method 201A (10-55 Hz, 0.06 inch, total excursion). Salt Spray Resistance MIL-STD-202G, Method 101E, Test Condition B (48 hrs.). Insulation Resistance MIL-STD-202G, Method 302, Test Condition A (After Opening) 10,000 ohms minimum. Solderability MIL-STD-202G, Method 208H Resistance to solder Heat MIL-STD-202G, Method 210F, Test Condition C. Top Side(260℃,20 sec) MIL-STD-202G, Method 210F, Test Condition D. Bottom Side(260℃,10 sec) Thermal Shock MIL-STD-202G, Method 107G, Test Condition B (-65℃ to +125℃). Operating Temperature -55℃ to +125℃ Moisture Sensitivity Level 1 (According to IPC J-Std-020) IR Reflow Profile (IPC/JEDEC J-STD-020D) Preheat & Soak Temperature min (Tsmin) Temperature max (Tsmax) Time (Tsmin to Tsmax) (ts) 150℃ 200℃ 60-120 seconds Average ramp-up rate (Tsmax to Tp) 3℃/second max. Liquidous temperature (TL) Time at liquidous (tL) 217℃ 60-150 seconds Peak temperature (Tp) 260℃ max Time (tp) within 5℃ of the specified classification temperature (Tc) 30 seconds Average ramp-down rate (Tp to Tsmax) 6℃/second max. Time 25℃ to peak temperature 8 minutes max. Lead-free Wave Soldering Profile Wave Soldering Parameter Average ramp-up rate 200℃ / second Heating rate during preheat typical 1 - 2℃ / second Max 4℃ / second Final preheat temperature within 125 ℃ of soldering temperature Peak temperature Tp 260℃ Time within +0 ℃ / -5 ℃ of actual peak temperature 10 seconds Ramp-down rate 5℃ / second max. Specifications subject to change without notice Type C1T 4 / 4 Bel Fuse Inc. 206 Van Vorst Street Jersey City, NJ 07302 USA +1 201.432.0463 Bel.US.CS@belf.com belfuse.com/circuit-protection © 2023 Bel Fuse, Inc. Rev. C1T May2023 Fuse FGNO Explanation 0685 T [XXXX] -XX 0685T=C1T; [XXXX]=Ampere Rating; XX=See Ordering Information as below Fraction Decimal Milliamps Bel FGNO[XXXX] Fraction Decimal Amps Bel FGNO[XXXX] 3/4 0.750 750 0750 1.0 1 1000 1-1/4 1.25 1.25 1250 1-1/2 1.50 1.5 1500 1.75 1.75 1750 2.0 2 2000 2-1/2 2.5 2.5 2500 3.0 3 3000 3-1/2 3.5 3.5 3500 4.0 4 4000 5.0 5 5000 6.0 6 6000 7.0 7 7000 8.0 8 8000 Mechanical Dimensions Ordering Information Packaging Packaging Tape & Reel Packaging Specification Quantity Quantity & Packaging Code 8 mm wide tape with 7 inches Diameter reel EIA Standard 481-E 5000 0685TXXXX-01 Specifications subject to change without notice
https://www.belfuse.com/resources/datasheets/circuitprotection/ds-cp-c2q-series.pdf | fuses | Type C2Q Surface Mount Very Fast-Acting Chip Fuse belfuse.com/circuit-protection C2Q Series – 0603 Size RoHS Compliant Features - Fast-acting - Small size, 0603 SMD - Current rating from 250mA to 5A - Wide operating temperature range from -55℃ to 125℃ - Tape and Reel for automatic SMD placement - Compatible with 260℃ IR Pb-free and wave soldering process - Full compliance with EU Directive 2011/65/EU and amending directive 2015/863 (MSL = 1) - Halogen Free and Lead Free Applications - Notebook - LCD monitor - PC computer - Office electronic equipment - Industrial equipment - Medical equipment - POE, POE+ - LCD / LED monitor - Power supply - LCD / LED TV LEAD FREE = - DC-DC Converter HALOGEN FREE = Electrical Characteristics (UL STD.248-14) Safety Agency Approvals Physical Specifications Materials Body : Ceramic Substrate Terminations : Ag / Ni / Sn (100% Lead-free) Element Cover Coating : Lead-free Glass Marking On Fuse : None On Label : "bel", "C2Q", "Current Rating", "Voltage Rating", "Interrupting Rating", "Appropriate Safety Logos" and " ", " "(China RoHS compliant). Testing Current Blow Time Minimum Maximum 100% 4 Hrs. N/A 200% N/A 5 Sec 300% N/A 0.2 Sec Safety Agency Safety Agency Certificate Ampere Rating/ Voltage Rating Ampere Range / Volt @ I.R. ability* E20624 250mA-4A/32V AC 63V DC 250mA-4A/32V AC @ 35A 63V DC @ 50A 5A / 32V AC & DC 5A / 32V AC & DC @ 50A *I.R.= Interrupting Rating = Short Circuit Rating(Amps) Specifications subject to change without notice Type C2Q 2 / 4 Bel Fuse Inc. 206 Van Vorst Street Jersey City, NJ 07302 USA +1 201.432.0463 Bel.US.CS@belf.com belfuse.com/circuit-protection © 2023 Bel Fuse, Inc. Rev. C2Q May2023 Temperature Derating Curve Average Time Current Curve Electrical Specifications Catalog Number Ampere Rating (A) Nominal Cold Resistance (ohms) Nominal Volt-drop @100% In (Volt) Voltage and Interrupting Ratings Nominal Melting I²
https://www.belfuse.com/resources/datasheets/circuitprotection/ds-cp-c2q-series.pdf | fuses | Type C2Q Surface Mount Very Fast-Acting Chip Fuse belfuse.com/circuit-protection C2Q Series – 0603 Size RoHS Compliant Features - Fast-acting - Small size, 0603 SMD - Current rating from 250mA to 5A - Wide operating temperature range from -55℃ to 125℃ - Tape and Reel for automatic SMD placement - Compatible with 260℃ IR Pb-free and wave soldering process - Full compliance with EU Directive 2011/65/EU and amending directive 2015/863 (MSL = 1) - Halogen Free and Lead Free Applications - Notebook - LCD monitor - PC computer - Office electronic equipment - Industrial equipment - Medical equipment - POE, POE+ - LCD / LED monitor - Power supply - LCD / LED TV LEAD FREE = - DC-DC Converter HALOGEN FREE = Electrical Characteristics (UL STD.248-14) Safety Agency Approvals Physical Specifications Materials Body : Ceramic Substrate Terminations : Ag / Ni / Sn (100% Lead-free) Element Cover Coating : Lead-free Glass Marking On Fuse : None On Label : "bel", "C2Q", "Current Rating", "Voltage Rating", "Interrupting Rating", "Appropriate Safety Logos" and " ", " "(China RoHS compliant). Testing Current Blow Time Minimum Maximum 100% 4 Hrs. N/A 200% N/A 5 Sec 300% N/A 0.2 Sec Safety Agency Safety Agency Certificate Ampere Rating/ Voltage Rating Ampere Range / Volt @ I.R. ability* E20624 250mA-4A/32V AC 63V DC 250mA-4A/32V AC @ 35A 63V DC @ 50A 5A / 32V AC & DC 5A / 32V AC & DC @ 50A *I.R.= Interrupting Rating = Short Circuit Rating(Amps) Specifications subject to change without notice Type C2Q 2 / 4 Bel Fuse Inc. 206 Van Vorst Street Jersey City, NJ 07302 USA +1 201.432.0463 Bel.US.CS@belf.com belfuse.com/circuit-protection © 2023 Bel Fuse, Inc. Rev. C2Q May2023 Temperature Derating Curve Average Time Current Curve Electrical Specifications Catalog Number Ampere Rating (A) Nominal Cold Resistance (ohms) Nominal Volt-drop @100% In (Volt) Voltage and Interrupting Ratings Nominal Melting I²T @10 In (A² Sec) Nominal Power Dissipation @100% In (W) Agency Approvals C2Q 250 250mA 0.77 0.243 See Table of Safety Approvals on Page 1 for Voltage and associated Interrupting Ratings 0.00001 0.06 Y C2Q 300 300mA 0.54 0.217 0.00003 0.07 Y C2Q 375 375mA 0.42 0.196 0.00004 0.07 Y C2Q 500 500mA 0.28 0.171 0.00015 0.09 Y C2Q 750 750mA 0.17 0.159 0.0005 0.12 Y C2Q 1 1A 0.122 0.154 0.0010 0.15 Y C2Q 1.25 1.25A 0.092 0.152 0.0018 0.19 Y C2Q 1.5 1.5A 0.073 0.146 0.0025 0.22 Y C2Q 1.75 1.75A 0.063 0.144 0.0044 0.25 Y C2Q 2 2A 0.053 0.133 0.0063 0.27 Y C2Q 2.5 2.5A 0.042 0.130 0.0074 0.33 Y C2Q 3 3A 0.034 0.130 0.018 0.39 Y C2Q 3.5 3.5A 0.028 0.131 0.021 0.46 Y C2Q 4 4A 0.023 0.131 0.042 0.52 Y C2Q 5 5A 0.019 0.131 0.055 0.66 Y Consult manufacturer for other ratings Specifications subject to change without notice Type C2Q 3 / 4 Bel Fuse Inc. 206 Van Vorst Street Jersey City, NJ 07302 USA +1 201.432.0463 Bel.US.CS@belf.com belfuse.com/circuit-protection © 2023 Bel Fuse, Inc. Rev. C2Q May2023 Environmental Specifications Soldering Parameters Shock Resistance MIL-STD-202G, Method 213B, Test Condition 1 (100 G's peak for 6 milliseconds; Sawtooth waveform) Vibration Resistance MIL-STD-202G, Method 201A (10-55 Hz, 0.06 inch, total excursion). Salt Spray Resistance MIL-STD-202G, Method 101E, Test Condition B (48 hrs.). Insulation Resistance MIL-STD-202G, Method 302, Test Condition A (After Opening) 10,000 ohms minimum. Solderability MIL-STD-202G, Method 208H Resistance to solder Heat MIL-STD-202G, Method 210F, Test Condition C. Top Side (260℃,20 sec) MIL-STD-202G, Method 210F, Test Condition D. Bottom Side (260℃,10 sec) Thermal Shock MIL-STD-202G, Method 107G, Test Condition B (-65℃ to +125℃). Operating Temperature -55℃ to +125℃ Moisture Sensitivity Level 1 (According to IPC J-Std-020) IR Reflow Profile (IPC/JEDEC J-STD-020D) Preheat & Soak Temperature min (Tsmin) Temperature max (Tsmax) Time (Tsmin to Tsmax) (ts) 150℃ 200℃ 60-120 seconds Average ramp-up rate (Tsmax to Tp) 3℃/second max. Liquidous temperature (TL) Time at liquidous (tL) 217℃ 60-150 seconds Peak temperature (Tp) 260℃ max Time (tp) within 5℃ of the specified classification temperture (Tc) 30 seconds Average ramp-down rate (Tp to Tsmax) 6℃/second max. Time 25℃ to peak temperature 8 minutes max. Lead-free Wave Soldering Profile Wave Soldering Parameter Average ramp-up rate 200℃ / second Heating rate during preheat typical 1 - 2℃ / second Max 4℃ / second Final preheat temperature within 125℃ of soldering temperature Peak temperature Tp 260℃ Time within +0℃ / -5℃ of actual peak temperature 10 seconds Ramp-down rate 5℃ / second max. Specifications subject to change without notice Type C2Q 4 / 4 Bel Fuse Inc. 206 Van Vorst Street Jersey City, NJ 07302 USA +1 201.432.0463 Bel.US.CS@belf.com belfuse.com/circuit-protection © 2023 Bel Fuse, Inc. Rev. C2Q May2023 Fuse FGNO Explanation 0686 - [XXXX] -XX 0686=C2Q; [XXXX]=Ampere Rating; XX=See Ordering Information as below Fraction Decimal Milliamps Bel FGNO[XXXX] Fraction Decimal Amps Bel FGNO[XXXX] 1/4 0.250 250 0250 1.0 1 1000 3/10 .300 300 0300 1-1/4 1.25 1.25 1250 3/8 .375 375 0375 1-1/2 1.50 1.5 1500 1/2 .500 500 0500 1.75 1.75 1750 3/4 .750 750 0750 2.0 2 2000 2-1/2 2.5 2.5 2500 3.0 3 3000 3-1/2 3.5 3.5 3500 4.0 4 4000 5.0 5 5000 Mechanical Dimensions Ordering Information Packaging Packaging Tape & Reel Packaging Specification Quantity Quantity & Packaging Code 8 mm wide tape with 7 inches Diameter reel EIA Standard 481-E 5000 0686-XXXX-01 Specifications subject to change without notice
https://www.belfuse.com/resources/datasheets/circuitprotection/ds-cp-c1t-series.pdf | fuses | Type C1T Surface Mount Slow Blow Chip Fuse belfuse.com/circuit-protection C1T Series – 1206 Size RoHS Compliant Features - Slow Blow - Small size, 1206 SMD - Current rating from 750mA to 8A - Wide operating temperature range from -55℃ to 125℃ - Tape and Reel for automatic SMD placement - Compatible with 260℃ IR Pb-free and wave soldering process - Full compliance with EU Directive 2011/65/EU and amending directive 2015/863 (MSL = 1) - Halogen Free and Lead Free - AEC-Q Compliant - Meets Bel automotive qualification* * - Largely based on internal AEC-Q test plan Applications - Notebook - Automotive Navigation System - LED Headlights - Thin film transistor LCD flat-panel display screen - PC computer - Office electronic equipment - Industrial equipment - Medical equipment - POE, POE+ - LCD / LED monitor and LCD / LED TV - Power supply LEAD FREE = - DC-DC Converter HALOGEN FREE = Electrical Characteristics (UL STD. 248-14) Testing Current Blow Time Minimum Maximum 100% 4 Hrs. N/A 200% 1 Sec 120 Sec 300% 0.1 Sec 3 Sec 800% 0.002 Sec 0.05 Sec Safety Agency Approvals Physical Specifications Materials Body : Ceramic Substrate Terminations : Ag / Ni / Sn (100% Lead-free) Element Cover Coating : Lead-free Glass Marking On Fuse : Marking Code On Label : "bel", "C1T", "Current Rating", "Voltage Rating", "Interrupting Rating", "Appropriate Safety Logos" and " ", " "(China RoHS compliant). Safety Agency Safety Agency Certificate Ampere Rating/ Voltage Rating Ampere Range / Volt @ I.R. ability* E20624 750mA-8A/63V AC/DC 750mA-8A/63V AC/DC @50A R 50410861 Tested according to IEC 60127-1: 2006+A1+A2 IEC 60127-7: 2016 750mA-1.5A/63V AC/DC 2A-8A/63V AC/DC 750mA-1.5A/63V AC/DC @50A or 10In, which is higher 2A-8A/63V AC/DC @50A or 10In, which is higher *I.R.= Interrupting Rating = Short Circuit Rating(Amps) Typical Part Marking Fuse body (ceramic white side) marked with marking code. Example: Specifications subject to change without notice 750mA TM 3A T3 1A T1 3.5A TZ 1.25A TP 4A T4 1.5A TR 5A T5 1.75A TS 6A T6 2A T2 7A T7 2.5A TT 8A T8 AEC-Q Compliant Type C1T 2 / 4 Bel Fuse Inc. 206 Van Vorst Street Jersey City, NJ 07302 USA +1 201.432.0463 Bel.US.CS@belf.com belfuse.com/circuit-protection © 2023 Bel Fuse, Inc. Rev. C1T May2023 Temperature Derating Curve Average Time Current Curve Electrical Specifications Part Number Ampere Rating (A) Marking Code Nominal Cold Resistance (ohms) Maximum Volt-drop @100% In (Volt) max. Voltage and Interrupting Ratings Nominal Melting I²T @10 In (A² Sec) Maximum Power Dissipation @100% In (W) Agency Approvals 0685T0750-XX 750mA TM 0.700 0.795 See Table of Safety Approvals on Page 1 for Voltage and associated Interrupting Ratings 0.06 0.60 Y Y 0685T1000-XX 1A T1 0.460 0.597 0.12 0.60 Y Y 0685T1250-XX 1.25A TP 0.300 0.541 0.20 0.68 Y Y 0685T1500-XX 1.5A TR 0.190 0.436 0.23 0.65 Y Y 0685T1750-XX 1.75A TS 0.135 0.395 0.43 0.65 Y 0685T2000-XX 2A T2 0.110 0.325 0.63 0.65 Y Y 0685T2500-XX 2.5A TT 0.068 0.274 1.07 0.69 Y Y 0685T3000-XX 3A T3 0.050 0.232 1.64 0.70 Y Y 0685T3500-XX 3.5A TZ 0.040 0.194 2.28 0.68 Y Y 0685T4000-XX 4A T4 0.030 0.195 2.56 0.78 Y Y 0685T5000-XX 5A T5 0.020 0.157 5.3 0.79 Y Y 0685T6000-XX 6A T6 0.0145 0.153 6.0 0.92 Y Y 0685T7000-XX 7A T7 0.0115 0.139 6.9 0.97 Y Y 0685T8000-XX 8A T8 0.0095 0.135 8.0 1.08 Y Y Consult manufacturer for other ratings NOTES: Test Conditions All test for ratings 750mA - 5A were conducted with fuse samples soldered on a PCB (1.6mm thick) test board with copper traces measuring 0.035 mm (35μm) nominal thickness (1 oz. clad), 5mm wide and 100 mm overall length. All test for ratings 6A-8A were conducted with fuse samples soldered on a PCB (1.6mm thick) test board with copper traces measuring 0.070 mm (70μm) nominal thickness (2 oz. clad), 7.5mm wide and 100 mm overall length. Device designed to be mounted with marking facing up. Device designed to carry rated current for 4 hours minimum. It is recommended that device be operated continuously at no more than 80% of rated current when in a +25°C ambient, with further derating at elevated ambient temperatures. Specifications subject to change without notice 0.0010.010.111010001101001000TIME IN SECONDSCURRENT IN AMPERESC1T - TIME CURRENT CHARACTERISTIC CURVE1.5A11.75A5A4A3.5A3A2A0.75A1A6A7A8A2.5A1.25AType C1T 3 / 4 Bel Fuse Inc. 206 Van Vorst Street Jersey City, NJ 07302 USA +1 201.432.0463 Bel.US.CS@belf.com belfuse.com/circuit-protection © 2023 Bel Fuse, Inc. Rev. C1T May2023 Environmental Specifications High temperature storage MIL-STD-202 Method 108 Temperature cycling JESD22 Method JA-104,Test Condition B Biased humidity MIL-STD-202 Method 103, 85C/85% RH with 10% operating power for 1000 hrs. Operational life MIL-STD-202 Method 108, Test Condition D Resistance to solvents MIL-STD-202 Method 215 Mechanical shock MIL-STD-202 Method 213,Test Condition C Vibration MIL-STD-202 Method 204 Resistance to soldering heat MIL-STD-202 Method 210,Test condition B Thermal shock MIL-STD-202 Method 107 Solderability J-STD-002 Board flex(SMD) AEC-Q200-005 Terminal strength AEC-Q200-006 Electrical characterization 3 temperature electrical Soldering Parameters Shock Resistance MIL-STD-202G, Method 213B, Test Condition 1 (100 G's peak for 6 milliseconds; Sawtooth waveform) Vibration Resistance MIL-STD-202G, Method 201A (10-55 Hz, 0.06 inch, total excursion). Salt Spray Resistance MIL-STD-202G, Method 101E, Test Condition B (48 hrs.). Insulation Resistance MIL-STD-202G, Method 302, Test Condition A (After Opening) 10,000 ohms minimum. Solderability MIL-STD-202G, Method 208H Resistance to solder Heat MIL-STD-202G, Method 210F, Test Condition C. Top Side(260℃,20 sec) MIL-STD-202G, Method 210F, Test Condition D. Bottom Side(260℃,10 sec) Thermal Shock MIL-STD-202G, Method 107G, Test Condition B (-65℃ to +125℃). Operating Temperature -55℃ to +125℃ Moisture Sensitivity Level 1 (According to IPC J-Std-020) IR Reflow Profile (IPC/JEDEC J-STD-020D) Preheat & Soak Temperature min (Tsmin) Temperature max (Tsmax) Time (Tsmin to Tsmax) (ts) 150℃ 200℃ 60-120 seconds Average ramp-up rate (Tsmax to Tp) 3℃/second max. Liquidous temperature (TL) Time at liquidous (tL) 217℃ 60-150 seconds Peak temperature (Tp) 260℃ max Time (tp) within 5℃ of the specified classification temperature (Tc) 30 seconds Average ramp-down rate (Tp to Tsmax) 6℃/second max. Time 25℃ to peak temperature 8 minutes max. Lead-free Wave Soldering Profile Wave Soldering Parameter Average ramp-up rate 200℃ / second Heating rate during preheat typical 1 - 2℃ / second Max 4℃ / second Final preheat temperature within 125 ℃ of soldering temperature Peak temperature Tp 260℃ Time within +0 ℃ / -5 ℃ of actual peak temperature 10 seconds Ramp-down rate 5℃ / second max. Specifications subject to change without notice Type C1T 4 / 4 Bel Fuse Inc. 206 Van Vorst Street Jersey City, NJ 07302 USA +1 201.432.0463 Bel.US.CS@belf.com belfuse.com/circuit-protection © 2023 Bel Fuse, Inc. Rev. C1T May2023 Fuse FGNO Explanation 0685 T [XXXX] -XX 0685T=C1T; [XXXX]=Ampere Rating; XX=See Ordering Information as below Fraction Decimal Milliamps Bel FGNO[XXXX] Fraction Decimal Amps Bel FGNO[XXXX] 3/4 0.750 750 0750 1.0 1 1000 1-1/4 1.25 1.25 1250 1-1/2 1.50 1.5 1500 1.75 1.75 1750 2.0 2 2000 2-1/2 2.5 2.5 2500 3.0 3 3000 3-1/2 3.5 3.5 3500 4.0 4 4000 5.0 5 5000 6.0 6 6000 7.0 7 7000 8.0 8 8000 Mechanical Dimensions Ordering Information Packaging Packaging Tape & Reel Packaging Specification Quantity Quantity & Packaging Code 8 mm wide tape with 7 inches Diameter reel EIA Standard 481-E 5000 0685TXXXX-01 Specifications subject to change without notice
https://www.belfuse.com/resources/datasheets/circuitprotection/ds-cp-c2q-series.pdf | fuses | Type C2Q Surface Mount Very Fast-Acting Chip Fuse belfuse.com/circuit-protection C2Q Series – 0603 Size RoHS Compliant Features - Fast-acting - Small size, 0603 SMD - Current rating from 250mA to 5A - Wide operating temperature range from -55℃ to 125℃ - Tape and Reel for automatic SMD placement - Compatible with 260℃ IR Pb-free and wave soldering process - Full compliance with EU Directive 2011/65/EU and amending directive 2015/863 (MSL = 1) - Halogen Free and Lead Free Applications - Notebook - LCD monitor - PC computer - Office electronic equipment - Industrial equipment - Medical equipment - POE, POE+ - LCD / LED monitor - Power supply - LCD / LED TV LEAD FREE = - DC-DC Converter HALOGEN FREE = Electrical Characteristics (UL STD.248-14) Safety Agency Approvals Physical Specifications Materials Body : Ceramic Substrate Terminations : Ag / Ni / Sn (100% Lead-free) Element Cover Coating : Lead-free Glass Marking On Fuse : None On Label : "bel", "C2Q", "Current Rating", "Voltage Rating", "Interrupting Rating", "Appropriate Safety Logos" and " ", " "(China RoHS compliant). Testing Current Blow Time Minimum Maximum 100% 4 Hrs. N/A 200% N/A 5 Sec 300% N/A 0.2 Sec Safety Agency Safety Agency Certificate Ampere Rating/ Voltage Rating Ampere Range / Volt @ I.R. ability* E20624 250mA-4A/32V AC 63V DC 250mA-4A/32V AC @ 35A 63V DC @ 50A 5A / 32V AC & DC 5A / 32V AC & DC @ 50A *I.R.= Interrupting Rating = Short Circuit Rating(Amps) Specifications subject to change without notice Type C2Q 2 / 4 Bel Fuse Inc. 206 Van Vorst Street Jersey City, NJ 07302 USA +1 201.432.0463 Bel.US.CS@belf.com belfuse.com/circuit-protection © 2023 Bel Fuse, Inc. Rev. C2Q May2023 Temperature Derating Curve Average Time Current Curve Electrical Specifications Catalog Number Ampere Rating (A) Nominal Cold Resistance (ohms) Nominal Volt-drop @100% In (Volt) Voltage and Interrupting Ratings Nominal Melting I²T @10 In (A² Sec) Nominal Power Dissipation @100% In (W) Agency Approvals C2Q 250 250mA 0.77 0.243 See Table of Safety Approvals on Page 1 for Voltage and associated Interrupting Ratings 0.00001 0.06 Y C2Q 300 300mA 0.54 0.217 0.00003 0.07 Y C2Q 375 375mA 0.42 0.196 0.00004 0.07 Y C2Q 500 500mA 0.28 0.171 0.00015 0.09 Y C2Q 750 750mA 0.17 0.159 0.0005 0.12 Y C2Q 1 1A 0.122 0.154 0.0010 0.15 Y C2Q 1.25 1.25A 0.092 0.152 0.0018 0.19 Y C2Q 1.5 1.5A 0.073 0.146 0.0025 0.22 Y C2Q 1.75 1.75A 0.063 0.144 0.0044 0.25 Y C2Q 2 2A 0.053 0.133 0.0063 0.27 Y C2Q 2.5 2.5A 0.042 0.130 0.0074 0.33 Y C2Q 3 3A 0.034 0.130 0.018 0.39 Y C2Q 3.5 3.5A 0.028 0.131 0.021 0.46 Y C2Q 4 4A 0.023 0.131 0.042 0.52 Y C2Q 5 5A 0.019 0.131 0.055 0.66 Y Consult manufacturer for other ratings Specifications subject to change without notice Type C2Q 3 / 4 Bel Fuse Inc. 206 Van Vorst Street Jersey City, NJ 07302 USA +1 201.432.0463 Bel.US.CS@belf.com belfuse.com/circuit-protection © 2023 Bel Fuse, Inc. Rev. C2Q May2023 Environmental Specifications Soldering Parameters Shock Resistance MIL-STD-202G, Method 213B, Test Condition 1 (100 G's peak for 6 milliseconds; Sawtooth waveform) Vibration Resistance MIL-STD-202G, Method 201A (10-55 Hz, 0.06 inch, total excursion). Salt Spray Resistance MIL-STD-202G, Method 101E, Test Condition B (48 hrs.). Insulation Resistance MIL-STD-202G, Method 302, Test Condition A (After Opening) 10,000 ohms minimum. Solderability MIL-STD-202G, Method 208H Resistance to solder Heat MIL-STD-202G, Method 210F, Test Condition C. Top Side (260℃,20 sec) MIL-STD-202G, Method 210F, Test Condition D. Bottom Side (260℃,10 sec) Thermal Shock MIL-STD-202G, Method 107G, Test Condition B (-65℃ to +125℃). Operating Temperature -55℃ to +125℃ Moisture Sensitivity Level 1 (According to IPC J-Std-020) IR Reflow Profile (IPC/JEDEC J-STD-020D) Preheat & Soak Temperature min (Tsmin) Temperature max (Tsmax) Time (Tsmin to Tsmax) (ts) 150℃ 200℃ 60-120 seconds Average ramp-up rate (Tsmax to Tp) 3℃/second max. Liquidous temperature (TL) Time at liquidous (tL) 217℃ 60-150 seconds Peak temperature (Tp) 260℃ max Time (tp) within 5℃ of the specified classification temperture (Tc) 30 seconds Average ramp-down rate (Tp to Tsmax) 6℃/second max. Time 25℃ to peak temperature 8 minutes max. Lead-free Wave Soldering Profile Wave Soldering Parameter Average ramp-up rate 200℃ / second Heating rate during preheat typical 1 - 2℃ / second Max 4℃ / second Final preheat temperature within 125℃ of soldering temperature Peak temperature Tp 260℃ Time within +0℃ / -5℃ of actual peak temperature 10 seconds Ramp-down rate 5℃ / second max. Specifications subject to change without notice Type C2Q 4 / 4 Bel Fuse Inc. 206 Van Vorst Street Jersey City, NJ 07302 USA +1 201.432.0463 Bel.US.CS@belf.com belfuse.com/circuit-protection © 2023 Bel Fuse, Inc. Rev. C2Q May2023 Fuse FGNO Explanation 0686 - [XXXX] -XX 0686=C2Q; [XXXX]=Ampere Rating; XX=See Ordering Information as below Fraction Decimal Milliamps Bel FGNO[XXXX] Fraction Decimal Amps Bel FGNO[XXXX] 1/4 0.250 250 0250 1.0 1 1000 3/10 .300 300 0300 1-1/4 1.25 1.25 1250 3/8 .375 375 0375 1-1/2 1.50 1.5 1500 1/2 .500 500 0500 1.75 1.75 1750 3/4 .750 750 0750 2.0 2 2000 2-1/2 2.5 2.5 2500 3.0 3 3000 3-1/2 3.5 3.5 3500 4.0 4 4000 5.0 5 5000 Mechanical Dimensions Ordering Information Packaging Packaging Tape & Reel Packaging Specification Quantity Quantity & Packaging Code 8 mm wide tape with 7 inches Diameter reel EIA Standard 481-E 5000 0686-XXXX-01 Specifications subject to change without notice
https://www.belfuse.com/resources/datasheets/circuitprotection/ds-cp-c1t-series.pdf | fuses | Type C1T Surface Mount Slow Blow Chip Fuse belfuse.com/circuit-protection C1T Series – 1206 Size RoHS Compliant Features - Slow Blow - Small size, 1206 SMD - Current rating from 750mA to 8A - Wide operating temperature range from -55℃ to 125℃ - Tape and Reel for automatic SMD placement - Compatible with 260℃ IR Pb-free and wave soldering process - Full compliance with EU Directive 2011/65/EU and amending directive 2015/863 (MSL = 1) - Halogen Free and Lead Free - AEC-Q Compliant - Meets Bel automotive qualification* * - Largely based on internal AEC-Q test plan Applications - Notebook - Automotive Navigation System - LED Headlights - Thin film transistor LCD flat-panel display screen - PC computer - Office electronic equipment - Industrial equipment - Medical equipment - POE, POE+ - LCD / LED monitor and LCD / LED TV - Power supply LEAD FREE = - DC-DC Converter HALOGEN FREE = Electrical Characteristics (UL STD. 248-14) Testing Current Blow Time Minimum Maximum 100% 4 Hrs. N/A 200% 1 Sec 120 Sec 300% 0.1 Sec 3 Sec 800% 0.002 Sec 0.05 Sec Safety Agency Approvals Physical Specifications Materials Body : Ceramic Substrate Terminations : Ag / Ni / Sn (100% Lead-free) Element Cover Coating : Lead-free Glass Marking On Fuse : Marking Code On Label : "bel", "C1T", "Current Rating", "Voltage Rating", "Interrupting Rating", "Appropriate Safety Logos" and " ", " "(China RoHS compliant). Safety Agency Safety Agency Certificate Ampere Rating/ Voltage Rating Ampere Range / Volt @ I.R. ability* E20624 750mA-8A/63V AC/DC 750mA-8A/63V AC/DC @50A R 50410861 Tested according to IEC 60127-1: 2006+A1+A2 IEC 60127-7: 2016 750mA-1.5A/63V AC/DC 2A-8A/63V AC/DC 750mA-1.5A/63V AC/DC @50A or 10In, which is higher 2A-8A/63V AC/DC @50A or 10In, which is higher *I.R.= Interrupting Rating = Short Circuit Rating(Amps) Typical Part Marking Fuse body (ceramic white side) marked with marking code. Example: Specifications subject to change without notice 750mA TM 3A T3 1A T1 3.5A TZ 1.25A TP 4A T4 1.5A TR 5A T5 1.75A TS 6A T6 2A T2 7A T7 2.5A TT 8A T8 AEC-Q Compliant Type C1T 2 / 4 Bel Fuse Inc. 206 Van Vorst Street Jersey City, NJ 07302 USA +1 201.432.0463 Bel.US.CS@belf.com belfuse.com/circuit-protection © 2023 Bel Fuse, Inc. Rev. C1T May2023 Temperature Derating Curve Average Time Current Curve Electrical Specifications Part Number Ampere Rating (A) Marking Code Nominal Cold Resistance (ohms) Maximum Volt-drop @100% In (Volt) max. Voltage and Interrupting Ratings Nominal Melting I²T @10 In (A² Sec) Maximum Power Dissipation @100% In (W) Agency Approvals 0685T0750-XX 750mA TM 0.700 0.795 See Table of Safety Approvals on Page 1 for Voltage and associated Interrupting Ratings 0.06 0.60 Y Y 0685T1000-XX 1A T1 0.460 0.597 0.12 0.60 Y Y 0685T1250-XX 1.25A TP 0.300 0.541 0.20 0.68 Y Y 0685T1500-XX 1.5A TR 0.190 0.436 0.23 0.65 Y Y 0685T1750-XX 1.75A TS 0.135 0.395 0.43 0.65 Y 0685T2000-XX 2A T2 0.110 0.325 0.63 0.65 Y Y 0685T2500-XX 2.5A TT 0.068 0.274 1.07 0.69 Y Y 0685T3000-XX 3A T3 0.050 0.232 1.64 0.70 Y Y 0685T3500-XX 3.5A TZ 0.040 0.194 2.28 0.68 Y Y 0685T4000-XX 4A T4 0.030 0.195 2.56 0.78 Y Y 0685T5000-XX 5A T5 0.020 0.157 5.3 0.79 Y Y 0685T6000-XX 6A T6 0.0145 0.153 6.0 0.92 Y Y 0685T7000-XX 7A T7 0.0115 0.139 6.9 0.97 Y Y 0685T8000-XX 8A T8 0.0095 0.135 8.0 1.08 Y Y Consult manufacturer for other ratings NOTES: Test Conditions All test for ratings 750mA - 5A were conducted with fuse samples soldered on a PCB (1.6mm thick) test board with copper traces measuring 0.035 mm (35μm) nominal thickness (1 oz. clad), 5mm wide and 100 mm overall length. All test for ratings 6A-8A were conducted with fuse samples soldered on a PCB (1.6mm thick) test board with copper traces measuring 0.070 mm (70μm) nominal thickness (2 oz. clad), 7.5mm wide and 100 mm overall length. Device designed to be mounted with marking facing up. Device designed to carry rated current for 4 hours minimum. It is recommended that device be operated continuously at no more than 80% of rated current when in a +25°C ambient, with further derating at elevated ambient temperatures. Specifications subject to change without notice 0.0010.010.111010001101001000TIME IN SECONDSCURRENT IN AMPERESC1T - TIME CURRENT CHARACTERISTIC CURVE1.5A11.75A5A4A3.5A3A2A0.75A1A6A7A8A2.5A1.25AType C1T 3 / 4 Bel Fuse Inc. 206 Van Vorst Street Jersey City, NJ 07302 USA +1 201.432.0463 Bel.US.CS@belf.com belfuse.com/circuit-protection © 2023 Bel Fuse, Inc. Rev. C1T May2023 Environmental Specifications High temperature storage MIL-STD-202 Method 108 Temperature cycling JESD22 Method JA-104,Test Condition B Biased humidity MIL-STD-202 Method 103, 85C/85% RH with 10% operating power for 1000 hrs. Operational life MIL-STD-202 Method 108, Test Condition D Resistance to solvents MIL-STD-202 Method 215 Mechanical shock MIL-STD-202 Method 213,Test Condition C Vibration MIL-STD-202 Method 204 Resistance to soldering heat MIL-STD-202 Method 210,Test condition B Thermal shock MIL-STD-202 Method 107 Solderability J-STD-002 Board flex(SMD) AEC-Q200-005 Terminal strength AEC-Q200-006 Electrical characterization 3 temperature electrical Soldering Parameters Shock Resistance MIL-STD-202G, Method 213B, Test Condition 1 (100 G's peak for 6 milliseconds; Sawtooth waveform) Vibration Resistance MIL-STD-202G, Method 201A (10-55 Hz, 0.06 inch, total excursion). Salt Spray Resistance MIL-STD-202G, Method 101E, Test Condition B (48 hrs.). Insulation Resistance MIL-STD-202G, Method 302, Test Condition A (After Opening) 10,000 ohms minimum. Solderability MIL-STD-202G, Method 208H Resistance to solder Heat MIL-STD-202G, Method 210F, Test Condition C. Top Side(260℃,20 sec) MIL-STD-202G, Method 210F, Test Condition D. Bottom Side(260℃,10 sec) Thermal Shock MIL-STD-202G, Method 107G, Test Condition B (-65℃ to +125℃). Operating Temperature -55℃ to +125℃ Moisture Sensitivity Level 1 (According to IPC J-Std-020) IR Reflow Profile (IPC/JEDEC J-STD-020D) Preheat & Soak Temperature min (Tsmin) Temperature max (Tsmax) Time (Tsmin to Tsmax) (ts) 150℃ 200℃ 60-120 seconds Average ramp-up rate (Tsmax to Tp) 3℃/second max. Liquidous temperature (TL) Time at liquidous (tL) 217℃ 60-150 seconds Peak temperature (Tp) 260℃ max Time (tp) within 5℃ of the specified classification temperature (Tc) 30 seconds Average ramp-down rate (Tp to Tsmax) 6℃/second max. Time 25℃ to peak temperature 8 minutes max. Lead-free Wave Soldering Profile Wave Soldering Parameter Average ramp-up rate 200℃ / second Heating rate during preheat typical 1 - 2℃ / second Max 4℃ / second Final preheat temperature within 125 ℃ of soldering temperature Peak temperature Tp 260℃ Time within +0 ℃ / -5 ℃ of actual peak temperature 10 seconds Ramp-down rate 5℃ / second max. Specifications subject to change without notice Type C1T 4 / 4 Bel Fuse Inc. 206 Van Vorst Street Jersey City, NJ 07302 USA +1 201.432.0463 Bel.US.CS@belf.com belfuse.com/circuit-protection © 2023 Bel Fuse, Inc. Rev. C1T May2023 Fuse FGNO Explanation 0685 T [XXXX] -XX 0685T=C1T; [XXXX]=Ampere Rating; XX=See Ordering Information as below Fraction Decimal Milliamps Bel FGNO[XXXX] Fraction Decimal Amps Bel FGNO[XXXX] 3/4 0.750 750 0750 1.0 1 1000 1-1/4 1.25 1.25 1250 1-1/2 1.50 1.5 1500 1.75 1.75 1750 2.0 2 2000 2-1/2 2.5 2.5 2500 3.0 3 3000 3-1/2 3.5 3.5 3500 4.0 4 4000 5.0 5 5000 6.0 6 6000 7.0 7 7000 8.0 8 8000 Mechanical Dimensions Ordering Information Packaging Packaging Tape & Reel Packaging Specification Quantity Quantity & Packaging Code 8 mm wide tape with 7 inches Diameter reel EIA Standard 481-E 5000 0685TXXXX-01 Specifications subject to change without notice
https://www.belfuse.com/resources/datasheets/circuitprotection/ds-cp-c1t-series.pdf | fuses | Type C1T Surface Mount Slow Blow Chip Fuse belfuse.com/circuit-protection C1T Series – 1206 Size RoHS Compliant Features - Slow Blow - Small size, 1206 SMD - Current rating from 750mA to 8A - Wide operating temperature range from -55℃ to 125℃ - Tape and Reel for automatic SMD placement - Compatible with 260℃ IR Pb-free and wave soldering process - Full compliance with EU Directive 2011/65/EU and amending directive 2015/863 (MSL = 1) - Halogen Free and Lead Free - AEC-Q Compliant - Meets Bel automotive qualification* * - Largely based on internal AEC-Q test plan Applications - Notebook - Automotive Navigation System - LED Headlights - Thin film transistor LCD flat-panel display screen - PC computer - Office electronic equipment - Industrial equipment - Medical equipment - POE, POE+ - LCD / LED monitor and LCD / LED TV - Power supply LEAD FREE = - DC-DC Converter HALOGEN FREE = Electrical Characteristics (UL STD. 248-14) Testing Current Blow Time Minimum Maximum 100% 4 Hrs. N/A 200% 1 Sec 120 Sec 300% 0.1 Sec 3 Sec 800% 0.002 Sec 0.05 Sec Safety Agency Approvals Physical Specifications Materials Body : Ceramic Substrate Terminations : Ag / Ni / Sn (100% Lead-free) Element Cover Coating : Lead-free Glass Marking On Fuse : Marking Code On Label : "bel", "C1T", "Current Rating", "Voltage Rating", "Interrupting Rating", "Appropriate Safety Logos" and " ", " "(China RoHS compliant). Safety Agency Safety Agency Certificate Ampere Rating/ Voltage Rating Ampere Range / Volt @ I.R. ability* E20624 750mA-8A/63V AC/DC 750mA-8A/63V AC/DC @50A R 50410861 Tested according to IEC 60127-1: 2006+A1+A2 IEC 60127-7: 2016 750mA-1.5A/63V AC/DC 2A-8A/63V AC/DC 750mA-1.5A/63V AC/DC @50A or 10In, which is higher 2A-8A/63V AC/DC @50A or 10In, which is higher *I.R.= Interrupting Rating = Short Circuit Rating(Amps) Typical Part Marking Fuse body (ceramic white side) marked with marking code. Example: Specifications subject to change without notice 750mA TM 3A T3 1A T1 3.5A TZ 1.25A TP 4A T4 1.5A TR 5A T5 1.75A TS 6A T6 2A T2 7A T7 2.5A TT 8A T8 AEC-Q Compliant Type C1T 2 / 4 Bel Fuse Inc. 206 Van Vorst Street Jersey City, NJ 07302 USA +1 201.432.0463 Bel.US.CS@belf.com belfuse.com/circuit-protection © 2023 Bel Fuse, Inc. Rev. C1T May2023 Temperature Derating Curve Average Time Current Curve Electrical Specifications Part Number Ampere Rating (A) Marking Code Nominal Cold Resistance (ohms) Maximum Volt-drop @100% In (Volt) max. Voltage and Interrupting Ratings Nominal Melting I²T @10 In (A² Sec) Maximum Power Dissipation @100% In (W) Agency Approvals 0685T0750-XX 750mA TM 0.700 0.795 See Table of Safety Approvals on Page 1 for Voltage and associated Interrupting Ratings 0.06 0.60 Y Y 0685T1000-XX 1A T1 0.460 0.597 0.12 0.60 Y Y 0685T1250-XX 1.25A TP 0.300 0.541 0.20 0.68 Y Y 0685T1500-XX 1.5A TR 0.190 0.436 0.23 0.65 Y Y 0685T1750-XX 1.75A TS 0.135 0.395 0.43 0.65 Y 0685T2000-XX 2A T2 0.110 0.325 0.63 0.65 Y Y 0685T2500-XX 2.5A TT 0.068 0.274 1.07 0.69 Y Y 0685T3000-XX 3A T3 0.050 0.232 1.64 0.70 Y Y 0685T3500-XX 3.5A TZ 0.040 0.194 2.28 0.68 Y Y 0685T4000-XX 4A T4 0.030 0.195 2.56 0.78 Y Y 0685T5000-XX 5A T5 0.020 0.157 5.3 0.79 Y Y 0685T6000-XX 6A T6 0.0145 0.153 6.0 0.92 Y Y 0685T7000-XX 7A T7 0.0115 0.139 6.9 0.97 Y Y 0685T8000-XX 8A T8 0.0095 0.135 8.0 1.08 Y Y Consult manufacturer for other ratings NOTES: Test Conditions All test for ratings 750mA - 5A were conducted with fuse samples soldered on a PCB (1.6mm thick) test board with copper traces measuring 0.035 mm (35μm) nominal thickness (1 oz. clad), 5mm wide and 100 mm overall length. All test for ratings 6A-8A were conducted with fuse samples soldered on a PCB (1.6mm thick) test board with copper traces measuring 0.070 mm (70μm) nominal thickness (2 oz. clad), 7.5mm wide and 100 mm overall length. Device designed to be mounted with marking facing up. Device designed to carry rated current for 4 hours minimum. It is recommended that device be operated continuously at no more than 80% of rated current when in a +25°C ambient, with further derating at elevated ambient temperatures. Specifications subject to change without notice 0.0010.010.111010001101001000TIME IN SECONDSCURRENT IN AMPERESC1T - TIME CURRENT CHARACTERISTIC CURVE1.5A11.75A5A4A3.5A3A2A0.75A1A6A7A8A2.5A1.25AType C1T 3 / 4 Bel Fuse Inc. 206 Van Vorst Street Jersey City, NJ 07302 USA +1 201.432.0463 Bel.US.CS@belf.com belfuse.com/circuit-protection © 2023 Bel Fuse, Inc. Rev. C1T May2023 Environmental Specifications High temperature storage MIL-STD-202 Method 108 Temperature cycling JESD22 Method JA-104,Test Condition B Biased humidity MIL-STD-202 Method 103, 85C/85% RH with 10% operating power for 1000 hrs. Operational life MIL-STD-202 Method 108, Test Condition D Resistance to solvents MIL-STD-202 Method 215 Mechanical shock MIL-STD-202 Method 213,Test Condition C Vibration MIL-STD-202 Method 204 Resistance to soldering heat MIL-STD-202 Method 210,Test condition B Thermal shock MIL-STD-202 Method 107 Solderability J-STD-002 Board flex(SMD) AEC-Q200-005 Terminal strength AEC-Q200-006 Electrical characterization 3 temperature electrical Soldering Parameters Shock Resistance MIL-STD-202G, Method 213B, Test Condition 1 (100 G's peak for 6 milliseconds; Sawtooth waveform) Vibration Resistance MIL-STD-202G, Method 201A (10-55 Hz, 0.06 inch, total excursion). Salt Spray Resistance MIL-STD-202G, Method 101E, Test Condition B (48 hrs.). Insulation Resistance MIL-STD-202G, Method 302, Test Condition A (After Opening) 10,000 ohms minimum. Solderability MIL-STD-202G, Method 208H Resistance to solder Heat MIL-STD-202G, Method 210F, Test Condition C. Top Side(260℃,20 sec) MIL-STD-202G, Method 210F, Test Condition D. Bottom Side(260℃,10 sec) Thermal Shock MIL-STD-202G, Method 107G, Test Condition B (-65℃ to +125℃). Operating Temperature -55℃ to +125℃ Moisture Sensitivity Level 1 (According to IPC J-Std-020) IR Reflow Profile (IPC/JEDEC J-STD-020D) Preheat & Soak Temperature min (Tsmin) Temperature max (Tsmax) Time (Tsmin to Tsmax) (ts) 150℃ 200℃ 60-120 seconds Average ramp-up rate (Tsmax to Tp) 3℃/second max. Liquidous temperature (TL) Time at liquidous (tL) 217℃ 60-150 seconds Peak temperature (Tp) 260℃ max Time (tp) within 5℃ of the specified classification temperature (Tc) 30 seconds Average ramp-down rate (Tp to Tsmax) 6℃/second max. Time 25℃ to peak temperature 8 minutes max. Lead-free Wave Soldering Profile Wave Soldering Parameter Average ramp-up rate 200℃ / second Heating rate during preheat typical 1 - 2℃ / second Max 4℃ / second Final preheat temperature within 125 ℃ of soldering temperature Peak temperature Tp 260℃ Time within +0 ℃ / -5 ℃ of actual peak temperature 10 seconds Ramp-down rate 5℃ / second max. Specifications subject to change without notice Type C1T 4 / 4 Bel Fuse Inc. 206 Van Vorst Street Jersey City, NJ 07302 USA +1 201.432.0463 Bel.US.CS@belf.com belfuse.com/circuit-protection © 2023 Bel Fuse, Inc. Rev. C1T May2023 Fuse FGNO Explanation 0685 T [XXXX] -XX 0685T=C1T; [XXXX]=Ampere Rating; XX=See Ordering Information as below Fraction Decimal Milliamps Bel FGNO[XXXX] Fraction Decimal Amps Bel FGNO[XXXX] 3/4 0.750 750 0750 1.0 1 1000 1-1/4 1.25 1.25 1250 1-1/2 1.50 1.5 1500 1.75 1.75 1750 2.0 2 2000 2-1/2 2.5 2.5 2500 3.0 3 3000 3-1/2 3.5 3.5 3500 4.0 4 4000 5.0 5 5000 6.0 6 6000 7.0 7 7000 8.0 8 8000 Mechanical Dimensions Ordering Information Packaging Packaging Tape & Reel Packaging Specification Quantity Quantity & Packaging Code 8 mm wide tape with 7 inches Diameter reel EIA Standard 481-E 5000 0685TXXXX-01 Specifications subject to change without notice
https://www.littelfuse.com/media?resourcetype=datasheets&itemid=42c9dd21-a88e-4328-8e67-2f832444faf1&filename=littelfuse_datasheet_297_mini32v.pdf | fuses | 1©2022 Littelfuse, Inc.Specifications are subject to change without notice. Revised: 05/26/2023DatasheetRated 32VMINI® Blade FusesDescriptionMINI® 32V automotive blade fuses boast aminiature design that allows automakers to packmore circuit protection into less space. Despite theirlight weight, MINI® fuses perform reliably in adverseenvironments and at extreme temperatures.ApplicationsFeatures & BenefitsCarsTrucksSUVsColor coding shows the amperage rating for each fuseSee-through housing makes it easy to check whether a fuse has blownCheckpoints on top make it possible to measure resistance without removing the fuseOffroad vehiclesBusesWatercraftHigh-contrast amperage stamp on the top of the housing aids identificationSimple to install and removeVoltage Rating:32 VDCInterrupting Rating:1000A @ 32 VDC*Recommended Environmental Temperature:-40˚C to +125˚C Terminals Material:Silver plated / Tin plated zinc alloyHousing Material:PA66 (U.L. 94 Flammability rating – V2)Net Weight Per Fuse:0.57±5% grComplies with: Ag plated: SAE J2077, ISO 8820-3, UL 248 Special Purpose Fuses Sn plated: SAE J2077, ISO 8820-3 not UL recognizedSpecifications*Tin plating’s temperature limit is ≈130˚C. Silver plating allows up to 150˚C at the terminal interface.Ordering InformationPart NumberRatingPackage Size2 - 30 0297xxx.WXNV3000& SHUNT0297xxx.U2 - 305000297xxx.H2 - 301000297xxx.L2 - 3050MINI® Sn Fuse0297xxx.WXT2 - 303000MINI® Shunt2©2022 Littelfuse, Inc.Specifications are subject to change without notice. Revised: 05/26/2023DatasheetRated 32VMINI® Blade FusesDimensions Dimensions in mm for reference only.See outline drawing for dimensions and tolerances.RatingsPart NumberCurrent Rating (A)Housing Material ColorTest Cable Size (mm2)Typ. Voltage Drop (mV) Typ. Cold Resistance (mΩ)Typ. I2t(A²s)0297002._2 0.5171 55.60 9 0297003._3 0.5153 33.75 20 0297004._4 0.5121 23.48 31 0297005._5 0.5129 17.75 37 029707.5_7.5 0.75135 10.85 82 0297010._10 1108 7.42 122 0297015._15 1.598 4.58 308 0297020._20 2.596 3.21 442 0297025._252.586 2.36 622 0297030._30 487 1.85 1 2300297900._SHUNT----The typical I2t is an average value calculated from the breaking capacity tests by using the melting time before the arcing occurs.0.8ST3©2022 Littelfuse, Inc.Specifications are subject to change without notice. Revised: 05/26/2023DatasheetRated 32VMINI® Blade FusesTime-Current Characteristic CurvesTemperature TableTypical Derating of Fuse Melting ElementTemperature Security Margin is 20%Please contact Littelfuse® for Details Regarding Derating Test Set-Up.DeratingLittelfuse EuropeMINI 32 V 2-30A0297xxx0204060801001201401601800510152025303540∆Т [K]Current [A]Temperature Increase2A3A4A5A7.5A10A15A20A25A30A05101520253035-50050100150200max. allowed current [A]Ambient Temperature [°C]Derating *)2A3A4A5A7.5A10A15A20A25A30ADerating curves may change depending on the final condition of the application (terminals characteristics, wire size etc..).Please ask Littelfuse® for more information.Max. Recommended EnvironmentalTemperatureTime-Current Characteristics% of RatingOpening Time Min / Max (s)110 360,000 / ∞135 0.75 / 600 200 0.15 / 5 350 0.08 / 0.5600 0.03 / 0.1 max. allowed current load [A] at ambient temperature (typical derating)-40°C-20°C0°C20°C40°C60°C80°C100°C2A2.02.02.01.91.71.61.41.33A3.02.82.72.52.42.22.01.84A4.03.83.63.43.22.92.72.45A5.04.84.54.34.03.73.43.07.5A7.57.16.86.46.05.55.14.510A10109.89.28.68.07.36.515A151514131212119.020A201918171615141225A252422212018171530A3029272624222018MINI SHUNT Maximum Continuous Load at 85°C: 20A
https://www.belfuse.com/resources/datasheets/circuitprotection/ds-cp-c2q-series.pdf | fuses | Type C2Q Surface Mount Very Fast-Acting Chip Fuse belfuse.com/circuit-protection C2Q Series – 0603 Size RoHS Compliant Features - Fast-acting - Small size, 0603 SMD - Current rating from 250mA to 5A - Wide operating temperature range from -55℃ to 125℃ - Tape and Reel for automatic SMD placement - Compatible with 260℃ IR Pb-free and wave soldering process - Full compliance with EU Directive 2011/65/EU and amending directive 2015/863 (MSL = 1) - Halogen Free and Lead Free Applications - Notebook - LCD monitor - PC computer - Office electronic equipment - Industrial equipment - Medical equipment - POE, POE+ - LCD / LED monitor - Power supply - LCD / LED TV LEAD FREE = - DC-DC Converter HALOGEN FREE = Electrical Characteristics (UL STD.248-14) Safety Agency Approvals Physical Specifications Materials Body : Ceramic Substrate Terminations : Ag / Ni / Sn (100% Lead-free) Element Cover Coating : Lead-free Glass Marking On Fuse : None On Label : "bel", "C2Q", "Current Rating", "Voltage Rating", "Interrupting Rating", "Appropriate Safety Logos" and " ", " "(China RoHS compliant). Testing Current Blow Time Minimum Maximum 100% 4 Hrs. N/A 200% N/A 5 Sec 300% N/A 0.2 Sec Safety Agency Safety Agency Certificate Ampere Rating/ Voltage Rating Ampere Range / Volt @ I.R. ability* E20624 250mA-4A/32V AC 63V DC 250mA-4A/32V AC @ 35A 63V DC @ 50A 5A / 32V AC & DC 5A / 32V AC & DC @ 50A *I.R.= Interrupting Rating = Short Circuit Rating(Amps) Specifications subject to change without notice Type C2Q 2 / 4 Bel Fuse Inc. 206 Van Vorst Street Jersey City, NJ 07302 USA +1 201.432.0463 Bel.US.CS@belf.com belfuse.com/circuit-protection © 2023 Bel Fuse, Inc. Rev. C2Q May2023 Temperature Derating Curve Average Time Current Curve Electrical Specifications Catalog Number Ampere Rating (A) Nominal Cold Resistance (ohms) Nominal Volt-drop @100% In (Volt) Voltage and Interrupting Ratings Nominal Melting I²T @10 In (A² Sec) Nominal Power Dissipation @100% In (W) Agency Approvals C2Q 250 250mA 0.77 0.243 See Table of Safety Approvals on Page 1 for Voltage and associated Interrupting Ratings 0.00001 0.06 Y C2Q 300 300mA 0.54 0.217 0.00003 0.07 Y C2Q 375 375mA 0.42 0.196 0.00004 0.07 Y C2Q 500 500mA 0.28 0.171 0.00015 0.09 Y C2Q 750 750mA 0.17 0.159 0.0005 0.12 Y C2Q 1 1A 0.122 0.154 0.0010 0.15 Y C2Q 1.25 1.25A 0.092 0.152 0.0018 0.19 Y C2Q 1.5 1.5A 0.073 0.146 0.0025 0.22 Y C2Q 1.75 1.75A 0.063 0.144 0.0044 0.25 Y C2Q 2 2A 0.053 0.133 0.0063 0.27 Y C2Q 2.5 2.5A 0.042 0.130 0.0074 0.33 Y C2Q 3 3A 0.034 0.130 0.018 0.39 Y C2Q 3.5 3.5A 0.028 0.131 0.021 0.46 Y C2Q 4 4A 0.023 0.131 0.042 0.52 Y C2Q 5 5A 0.019 0.131 0.055 0.66 Y Consult manufacturer for other ratings Specifications subject to change without notice Type C2Q 3 / 4 Bel Fuse Inc. 206 Van Vorst Street Jersey City, NJ 07302 USA +1 201.432.0463 Bel.US.CS@belf.com belfuse.com/circuit-protection © 2023 Bel Fuse, Inc. Rev. C2Q May2023 Environmental Specifications Soldering Parameters Shock Resistance MIL-STD-202G, Method 213B, Test Condition 1 (100 G's peak for 6 milliseconds; Sawtooth waveform) Vibration Resistance MIL-STD-202G, Method 201A (10-55 Hz, 0.06 inch, total excursion). Salt Spray Resistance MIL-STD-202G, Method 101E, Test Condition B (48 hrs.). Insulation Resistance MIL-STD-202G, Method 302, Test Condition A (After Opening) 10,000 ohms minimum. Solderability MIL-STD-202G, Method 208H Resistance to solder Heat MIL-STD-202G, Method 210F, Test Condition C. Top Side (260℃,20 sec) MIL-STD-202G, Method 210F, Test Condition D. Bottom Side (260℃,10 sec) Thermal Shock MIL-STD-202G, Method 107G, Test Condition B (-65℃ to +125℃). Operating Temperature -55℃ to +125℃ Moisture Sensitivity Level 1 (According to IPC J-Std-020) IR Reflow Profile (IPC/JEDEC J-STD-020D) Preheat & Soak Temperature min (Tsmin) Temperature max (Tsmax) Time (Tsmin to Tsmax) (ts) 150℃ 200℃ 60-120 seconds Average ramp-up rate (Tsmax to Tp) 3℃/second max. Liquidous temperature (TL) Time at liquidous (tL) 217℃ 60-150 seconds Peak temperature (Tp) 260℃ max Time (tp) within 5℃ of the specified classification temperture (Tc) 30 seconds Average ramp-down rate (Tp to Tsmax) 6℃/second max. Time 25℃ to peak temperature 8 minutes max. Lead-free Wave Soldering Profile Wave Soldering Parameter Average ramp-up rate 200℃ / second Heating rate during preheat typical 1 - 2℃ / second Max 4℃ / second Final preheat temperature within 125℃ of soldering temperature Peak temperature Tp 260℃ Time within +0℃ / -5℃ of actual peak temperature 10 seconds Ramp-down rate 5℃ / second max. Specifications subject to change without notice Type C2Q 4 / 4 Bel Fuse Inc. 206 Van Vorst Street Jersey City, NJ 07302 USA +1 201.432.0463 Bel.US.CS@belf.com belfuse.com/circuit-protection © 2023 Bel Fuse, Inc. Rev. C2Q May2023 Fuse FGNO Explanation 0686 - [XXXX] -XX 0686=C2Q; [XXXX]=Ampere Rating; XX=See Ordering Information as below Fraction Decimal Milliamps Bel FGNO[XXXX] Fraction Decimal Amps Bel FGNO[XXXX] 1/4 0.250 250 0250 1.0 1 1000 3/10 .300 300 0300 1-1/4 1.25 1.25 1250 3/8 .375 375 0375 1-1/2 1.50 1.5 1500 1/2 .500 500 0500 1.75 1.75 1750 3/4 .750 750 0750 2.0 2 2000 2-1/2 2.5 2.5 2500 3.0 3 3000 3-1/2 3.5 3.5 3500 4.0 4 4000 5.0 5 5000 Mechanical Dimensions Ordering Information Packaging Packaging Tape & Reel Packaging Specification Quantity Quantity & Packaging Code 8 mm wide tape with 7 inches Diameter reel EIA Standard 481-E 5000 0686-XXXX-01 Specifications subject to change without notice
https://www.belfuse.com/resources/datasheets/circuitprotection/ds-cp-c1t-series.pdf | fuses | Type C1T Surface Mount Slow Blow Chip Fuse belfuse.com/circuit-protection C1T Series – 1206 Size RoHS Compliant Features - Slow Blow - Small size, 1206 SMD - Current rating from 750mA to 8A - Wide operating temperature range from -55℃ to 125℃ - Tape and Reel for automatic SMD placement - Compatible with 260℃ IR Pb-free and wave soldering process - Full compliance with EU Directive 2011/65/EU and amending directive 2015/863 (MSL = 1) - Halogen Free and Lead Free - AEC-Q Compliant - Meets Bel automotive qualification* * - Largely based on internal AEC-Q test plan Applications - Notebook - Automotive Navigation System - LED Headlights - Thin film transistor LCD flat-panel display screen - PC computer - Office electronic equipment - Industrial equipment - Medical equipment - POE, POE+ - LCD / LED monitor and LCD / LED TV - Power supply LEAD FREE = - DC-DC Converter HALOGEN FREE = Electrical Characteristics (UL STD. 248-14) Testing Current Blow Time Minimum Maximum 100% 4 Hrs. N/A 200% 1 Sec 120 Sec 300% 0.1 Sec 3 Sec 800% 0.002 Sec 0.05 Sec Safety Agency Approvals Physical Specifications Materials Body : Ceramic Substrate Terminations : Ag / Ni / Sn (100% Lead-free) Element Cover Coating : Lead-free Glass Marking On Fuse : Marking Code On Label : "bel", "C1T", "Current Rating", "Voltage Rating", "Interrupting Rating", "Appropriate Safety Logos" and " ", " "(China RoHS compliant). Safety Agency Safety Agency Certificate Ampere Rating/ Voltage Rating Ampere Range / Volt @ I.R. ability* E20624 750mA-8A/63V AC/DC 750mA-8A/63V AC/DC @50A R 50410861 Tested according to IEC 60127-1: 2006+A1+A2 IEC 60127-7: 2016 750mA-1.5A/63V AC/DC 2A-8A/63V AC/DC 750mA-1.5A/63V AC/DC @50A or 10In, which is higher 2A-8A/63V AC/DC @50A or 10In, which is higher *I.R.= Interrupting Rating = Short Circuit Rating(Amps) Typical Part Marking Fuse body (ceramic white side) marked with marking code. Example: Specifications subject to change without notice 750mA TM 3A T3 1A T1 3.5A TZ 1.25A TP 4A T4 1.5A TR 5A T5 1.75A TS 6A T6 2A T2 7A T7 2.5A TT 8A T8 AEC-Q Compliant Type C1T 2 / 4 Bel Fuse Inc. 206 Van Vorst Street Jersey City, NJ 07302 USA +1 201.432.0463 Bel.US.CS@belf.com belfuse.com/circuit-protection © 2023 Bel Fuse, Inc. Rev. C1T May2023 Temperature Derating Curve Average Time Current Curve Electrical Specifications Part Number Ampere Rating (A) Marking Code Nominal Cold Resistance (ohms) Maximum Volt-drop @100% In (Volt) max. Voltage and Interrupting Ratings Nominal Melting I²T @10 In (A² Sec) Maximum Power Dissipation @100% In (W) Agency Approvals 0685T0750-XX 750mA TM 0.700 0.795 See Table of Safety Approvals on Page 1 for Voltage and associated Interrupting Ratings 0.06 0.60 Y Y 0685T1000-XX 1A T1 0.460 0.597 0.12 0.60 Y Y 0685T1250-XX 1.25A TP 0.300 0.541 0.20 0.68 Y Y 0685T1500-XX 1.5A TR 0.190 0.436 0.23 0.65 Y Y 0685T1750-XX 1.75A TS 0.135 0.395 0.43 0.65 Y 0685T2000-XX 2A T2 0.110 0.325 0.63 0.65 Y Y 0685T2500-XX 2.5A TT 0.068 0.274 1.07 0.69 Y Y 0685T3000-XX 3A T3 0.050 0.232 1.64 0.70 Y Y 0685T3500-XX 3.5A TZ 0.040 0.194 2.28 0.68 Y Y 0685T4000-XX 4A T4 0.030 0.195 2.56 0.78 Y Y 0685T5000-XX 5A T5 0.020 0.157 5.3 0.79 Y Y 0685T6000-XX 6A T6 0.0145 0.153 6.0 0.92 Y Y 0685T7000-XX 7A T7 0.0115 0.139 6.9 0.97 Y Y 0685T8000-XX 8A T8 0.0095 0.135 8.0 1.08 Y Y Consult manufacturer for other ratings NOTES: Test Conditions All test for ratings 750mA - 5A were conducted with fuse samples soldered on a PCB (1.6mm thick) test board with copper traces measuring 0.035 mm (35μm) nominal thickness (1 oz. clad), 5mm wide and 100 mm overall length. All test for ratings 6A-8A were conducted with fuse samples soldered on a PCB (1.6mm thick) test board with copper traces measuring 0.070 mm (70μm) nominal thickness (2 oz. clad), 7.5mm wide and 100 mm overall length. Device designed to be mounted with marking facing up. Device designed to carry rated current for 4 hours minimum. It is recommended that device be operated continuously at no more than 80% of rated current when in a +25°C ambient, with further derating at elevated ambient temperatures. Specifications subject to change without notice 0.0010.010.111010001101001000TIME IN SECONDSCURRENT IN AMPERESC1T - TIME CURRENT CHARACTERISTIC CURVE1.5A11.75A5A4A3.5A3A2A0.75A1A6A7A8A2.5A1.25AType C1T 3 / 4 Bel Fuse Inc. 206 Van Vorst Street Jersey City, NJ 07302 USA +1 201.432.0463 Bel.US.CS@belf.com belfuse.com/circuit-protection © 2023 Bel Fuse, Inc. Rev. C1T May2023 Environmental Specifications High temperature storage MIL-STD-202 Method 108 Temperature cycling JESD22 Method JA-104,Test Condition B Biased humidity MIL-STD-202 Method 103, 85C/85% RH with 10% operating power for 1000 hrs. Operational life MIL-STD-202 Method 108, Test Condition D Resistance to solvents MIL-STD-202 Method 215 Mechanical shock MIL-STD-202 Method 213,Test Condition C Vibration MIL-STD-202 Method 204 Resistance to soldering heat MIL-STD-202 Method 210,Test condition B Thermal shock MIL-STD-202 Method 107 Solderability J-STD-002 Board flex(SMD) AEC-Q200-005 Terminal strength AEC-Q200-006 Electrical characterization 3 temperature electrical Soldering Parameters Shock Resistance MIL-STD-202G, Method 213B, Test Condition 1 (100 G's peak for 6 milliseconds; Sawtooth waveform) Vibration Resistance MIL-STD-202G, Method 201A (10-55 Hz, 0.06 inch, total excursion). Salt Spray Resistance MIL-STD-202G, Method 101E, Test Condition B (48 hrs.). Insulation Resistance MIL-STD-202G, Method 302, Test Condition A (After Opening) 10,000 ohms minimum. Solderability MIL-STD-202G, Method 208H Resistance to solder Heat MIL-STD-202G, Method 210F, Test Condition C. Top Side(260℃,20 sec) MIL-STD-202G, Method 210F, Test Condition D. Bottom Side(260℃,10 sec) Thermal Shock MIL-STD-202G, Method 107G, Test Condition B (-65℃ to +125℃). Operating Temperature -55℃ to +125℃ Moisture Sensitivity Level 1 (According to IPC J-Std-020) IR Reflow Profile (IPC/JEDEC J-STD-020D) Preheat & Soak Temperature min (Tsmin) Temperature max (Tsmax) Time (Tsmin to Tsmax) (ts) 150℃ 200℃ 60-120 seconds Average ramp-up rate (Tsmax to Tp) 3℃/second max. Liquidous temperature (TL) Time at liquidous (tL) 217℃ 60-150 seconds Peak temperature (Tp) 260℃ max Time (tp) within 5℃ of the specified classification temperature (Tc) 30 seconds Average ramp-down rate (Tp to Tsmax) 6℃/second max. Time 25℃ to peak temperature 8 minutes max. Lead-free Wave Soldering Profile Wave Soldering Parameter Average ramp-up rate 200℃ / second Heating rate during preheat typical 1 - 2℃ / second Max 4℃ / second Final preheat temperature within 125 ℃ of soldering temperature Peak temperature Tp 260℃ Time within +0 ℃ / -5 ℃ of actual peak temperature 10 seconds Ramp-down rate 5℃ / second max. Specifications subject to change without notice Type C1T 4 / 4 Bel Fuse Inc. 206 Van Vorst Street Jersey City, NJ 07302 USA +1 201.432.0463 Bel.US.CS@belf.com belfuse.com/circuit-protection © 2023 Bel Fuse, Inc. Rev. C1T May2023 Fuse FGNO Explanation 0685 T [XXXX] -XX 0685T=C1T; [XXXX]=Ampere Rating; XX=See Ordering Information as below Fraction Decimal Milliamps Bel FGNO[XXXX] Fraction Decimal Amps Bel FGNO[XXXX] 3/4 0.750 750 0750 1.0 1 1000 1-1/4 1.25 1.25 1250 1-1/2 1.50 1.5 1500 1.75 1.75 1750 2.0 2 2000 2-1/2 2.5 2.5 2500 3.0 3 3000 3-1/2 3.5 3.5 3500 4.0 4 4000 5.0 5 5000 6.0 6 6000 7.0 7 7000 8.0 8 8000 Mechanical Dimensions Ordering Information Packaging Packaging Tape & Reel Packaging Specification Quantity Quantity & Packaging Code 8 mm wide tape with 7 inches Diameter reel EIA Standard 481-E 5000 0685TXXXX-01 Specifications subject to change without notice
https://www.belfuse.com/resources/datasheets/circuitprotection/ds-cp-c1h-series.pdf | fuses | Type C1H High Current Rated Fast Acting Chip Fuse belfuse.com/circuit-protection C1H Series – 1206 Size RoHS Compliant Features - Quick Acting - Small size, 1206 SMD - Current rating from 10A to 30A - Wide operating temperature range from -55℃ to 125℃ - Tape and Reel for automatic SMD placement - Compatible with 260℃ IR Pb-free and wave soldering process - Full compliance with EU Directive 2011/65/EU and amending directive 2015/863 (MSL = 1) - Halogen Free and Lead Free - AEC-Q Compliant - Meets Bel automotive qualification* * - Largely based on internal AEC-Q test plan Applications - Notebook - PC computer - Office electronic equipment - Industrial equipment - Medical equipment - POE, POE+ - LCD / LED monitor and LCD / LED TV - Power supply LEAD FREE = - DC-DC Converter HALOGEN FREE = Electrical Characteristics (UL STD. 248-14) Testing Current Blow Time Minimum Maximum 100% 4 Hrs. N/A 350% N/A 5 Sec Safety Agency Approvals Physical Specifications Materials Body : Ceramic Substrate Terminations : Ag / Ni / Sn (100% Lead-free) Element Cover Coating : Lead-free Glass Marking On Fuse : “Marking Code” in blue color On Label : "bel", "C1H", "Current Rating", "Voltage Rating", "Interrupting Rating", "Appropriate Safety Logos" and " ", " "(China RoHS compliant). Safety Agency Safety Agency Certificate Ampere Rating/ Voltage Rating Ampere Range / Volt @ I.R. ability* E20624 10A - 30A / 32V DC 125V AC 10A - 15A / 32V @150A DC 125V @150A AC 20A - 30A / 32V @300A DC 125V @150A AC *I.R.= Interrupting Rating = Short Circuit Rating(Amps) Typical Part Marking Fuse body (ceramic white side) marked with marking code. Example: Specifications subject to change without notice 10A 10 20A 20 12A 12 25A 25 15A 15 30A 30 AEC-Q Compliant Type C1H 2 / 4 Bel Fuse Inc. 206 Van Vorst Street Jersey City, NJ 07302 USA +1 201.432.0463 Bel.US.CS@belf.com belfuse.com/circuit-protection © 2023 Bel Fuse, Inc. Rev. C1H May2023 Temperature Derating Curve Average Time Current Curve Electrical Specifications Part Number Ampere Rating (A) Marking Code Nominal Cold Resistance (ohms) Maximum Volt-drop @100% In (Volt) max. Voltage and Interrupting Ratings Nominal Melting I²T @10 In (A² Sec) Maximum Power Dissipation @100% In (W) Agency Approvals 0685H9100-XX 10A 10 0.0039 0.047 See Table of Safety Approvals on Page 1 for Voltage and associated Interrupting Ratings 5.9 0.47 Y 0685H9120-XX 12A 12 0.0032 0.047 8.0 0.56 Y 0685H9150-XX 15A 15 0.0026 0.050 13.5 0.75 Y 0685H9200-XX 20A 20 0.0019 0.052 28.5 1.04 Y 0685H9250-XX 25A 25 0.0014 0.050 53.4 1.25 Y 0685H9300-XX 30A 30 0.0011 0.053 80.5 1.59 Y Consult manufacturer for other ratings NOTES: Test Conditions All C1H test, as well as the UL Component investigation, were conducted with fuse samples soldered on a PCB (1.6mm thick) test board with copper traces measuring 0.1 mm (100μum) nominal thickness (3 oz.clad), 10mm wide and 100 mm overall length. Device designed to be mounted with marking facing up. Device designed to carry rated current for 4 hours minimum. It is recommended that device be operated continuously at no more than 80% of rated current when in a +25°C ambient, with further derating at elevated ambient temperatures. Caution Minimum fusing point C1H Series fuses are NOT intended to be operated at currents between 100% and 350% of ampere rating. Prolonged operation at currents in this range may result in overheating of the fuse and/or desoldering of the fuse from the PCB pad. Specifications subject to change without notice Type C1H 3 / 4 Bel Fuse Inc. 206 Van Vorst Street Jersey City, NJ 07302 USA +1 201.432.0463 Bel.US.CS@belf.com belfuse.com/circuit-protection © 2023 Bel Fuse, Inc. Rev. C1H May2023 Environmental Specifications High temperature storage MIL-STD-202 Method 108 Temperature cycling JESD22 Method JA-104,Test Condition B Biased humidity MIL-STD-202 Method 103, 85C/85% RH with 10% operating power for 1000 hrs. Operational life MIL-STD-202 Method 108, Test Condition D Resistance to solvents MIL-STD-202 Method 215 Mechanical shock MIL-STD-202 Method 213,Test Condition C Vibration MIL-STD-202 Method 204 Resistance to soldering heat MIL-STD-202 Method 210,Test condition B Thermal shock MIL-STD-202 Method 107 Solderability J-STD-002 Board flex(SMD) AEC-Q200-005 Terminal strength AEC-Q200-006 Electrical characterization 3 temperature electrical Soldering Parameters Shock Resistance MIL-STD-202G, Method 213B, Test Condition 1 (100 G's peak for 6 milliseconds; Sawtooth waveform) Vibration Resistance MIL-STD-202G, Method 201A (10-55 Hz, 0.06 inch, total excursion). Salt Spray Resistance MIL-STD-202G, Method 101E, Test Condition B (48 hrs.). Insulation Resistance MIL-STD-202G, Method 302, Test Condition A (After Opening) 10,000 ohms minimum. Solderability MIL-STD-202G, Method 208H Resistance to solder Heat MIL-STD-202G, Method 210F, Test Condition C. Top Side(260℃,20 sec) MIL-STD-202G, Method 210F, Test Condition D. Bottom Side(260℃,10 sec) Thermal Shock MIL-STD-202G, Method 107G, Test Condition B (-65℃ to +125℃). Operating Temperature -55℃ to +125℃ Moisture Sensitivity Level 1 (According to IPC J-Std-020) IR Reflow Profile (IPC/JEDEC J-STD-020D) Preheat & Soak Temperature min (Tsmin) Temperature max (Tsmax) Time (Tsmin to Tsmax) (ts) 150℃ 200℃ 60-120 seconds Average ramp-up rate (Tsmax to Tp) 3℃/second max. Liquidous temperature (TL) Time at liquidous (tL) 217℃ 60-150 seconds Peak temperature (Tp) 260℃ max Time (tp) within 5℃ of the specified classification temperture (Tc) 30 seconds Average ramp-down rate (Tp to Tsmax) 6℃/second max. Time 25℃ to peak temperature 8 minutes max. Lead-free Wave Soldering Profile Wave Soldering Parameter Average ramp-up rate 200℃ / second Heating rate during preheat typical 1 - 2℃ / second Max 4℃ / second Final preheat temperature within 125℃ of soldering temperature Peak temperature Tp 260℃ Time within +0℃ / -5℃ of actual peak temperature 10 seconds Ramp-down rate 5℃ / second max. Specifications subject to change without notice Type C1H 4 / 4 Bel Fuse Inc. 206 Van Vorst Street Jersey City, NJ 07302 USA +1 201.432.0463 Bel.US.CS@belf.com belfuse.com/circuit-protection © 2023 Bel Fuse, Inc. Rev. C1H May2023 Fuse FGNO Explanation 0685 H [XXXX] -XX 0685H=C1H; [XXXX]=Ampere Rating; XX=See Ordering Information as below Amps Bel FGNO[XXXX] 10 9100 12 9120 15 9150 20 9200 25 9250 30 9300 Mechanical Dimensions Ordering Information Packaging Packaging Tape & Reel Packaging Specification Quantity Quantity & Packaging Code 8 mm wide tape with 7 inches Diameter reel EIA Standard 481-E 5000 0685HXXXX-01 Specifications subject to change without notice
https://www.belfuse.com/resources/datasheets/circuitprotection/ds-cp-c1t-series.pdf | fuses | Type C1T Surface Mount Slow Blow Chip Fuse belfuse.com/circuit-protection C1T Series – 1206 Size RoHS Compliant Features - Slow Blow - Small size, 1206 SMD - Current rating from 750mA to 8A - Wide operating temperature range from -55℃ to 125℃ - Tape and Reel for automatic SMD placement - Compatible with 260℃ IR Pb-free and wave soldering process - Full compliance with EU Directive 2011/65/EU and amending directive 2015/863 (MSL = 1) - Halogen Free and Lead Free - AEC-Q Compliant - Meets Bel automotive qualification* * - Largely based on internal AEC-Q test plan Applications - Notebook - Automotive Navigation System - LED Headlights - Thin film transistor LCD flat-panel display screen - PC computer - Office electronic equipment - Industrial equipment - Medical equipment - POE, POE+ - LCD / LED monitor and LCD / LED TV - Power supply LEAD FREE = - DC-DC Converter HALOGEN FREE = Electrical Characteristics (UL STD. 248-14) Testing Current Blow Time Minimum Maximum 100% 4 Hrs. N/A 200% 1 Sec 120 Sec 300% 0.1 Sec 3 Sec 800% 0.002 Sec 0.05 Sec Safety Agency Approvals Physical Specifications Materials Body : Ceramic Substrate Terminations : Ag / Ni / Sn (100% Lead-free) Element Cover Coating : Lead-free Glass Marking On Fuse : Marking Code On Label : "bel", "C1T", "Current Rating", "Voltage Rating", "Interrupting Rating", "Appropriate Safety Logos" and " ", " "(China RoHS compliant). Safety Agency Safety Agency Certificate Ampere Rating/ Voltage Rating Ampere Range / Volt @ I.R. ability* E20624 750mA-8A/63V AC/DC 750mA-8A/63V AC/DC @50A R 50410861 Tested according to IEC 60127-1: 2006+A1+A2 IEC 60127-7: 2016 750mA-1.5A/63V AC/DC 2A-8A/63V AC/DC 750mA-1.5A/63V AC/DC @50A or 10In, which is higher 2A-8A/63V AC/DC @50A or 10In, which is higher *I.R.= Interrupting Rating = Short Circuit Rating(Amps) Typical Part Marking Fuse body (ceramic white side) marked with marking code. Example: Specifications subject to change without notice 750mA TM 3A T3 1A T1 3.5A TZ 1.25A TP 4A T4 1.5A TR 5A T5 1.75A TS 6A T6 2A T2 7A T7 2.5A TT 8A T8 AEC-Q Compliant Type C1T 2 / 4 Bel Fuse Inc. 206 Van Vorst Street Jersey City, NJ 07302 USA +1 201.432.0463 Bel.US.CS@belf.com belfuse.com/circuit-protection © 2023 Bel Fuse, Inc. Rev. C1T May2023 Temperature Derating Curve Average Time Current Curve Electrical Specifications Part Number Ampere Rating (A) Marking Code Nominal Cold Resistance (ohms) Maximum Volt-drop @100% In (Volt) max. Voltage and Interrupting Ratings Nominal Melting I²T @10 In (A² Sec) Maximum Power Dissipation @100% In (W) Agency Approvals 0685T0750-XX 750mA TM 0.700 0.795 See Table of Safety Approvals on Page 1 for Voltage and associated Interrupting Ratings 0.06 0.60 Y Y 0685T1000-XX 1A T1 0.460 0.597 0.12 0.60 Y Y 0685T1250-XX 1.25A TP 0.300 0.541 0.20 0.68 Y Y 0685T1500-XX 1.5A TR 0.190 0.436 0.23 0.65 Y Y 0685T1750-XX 1.75A TS 0.135 0.395 0.43 0.65 Y 0685T2000-XX 2A T2 0.110 0.325 0.63 0.65 Y Y 0685T2500-XX 2.5A TT 0.068 0.274 1.07 0.69 Y Y 0685T3000-XX 3A T3 0.050 0.232 1.64 0.70 Y Y 0685T3500-XX 3.5A TZ 0.040 0.194 2.28 0.68 Y Y 0685T4000-XX 4A T4 0.030 0.195 2.56 0.78 Y Y 0685T5000-XX 5A T5 0.020 0.157 5.3 0.79 Y Y 0685T6000-XX 6A T6 0.0145 0.153 6.0 0.92 Y Y 0685T7000-XX 7A T7 0.0115 0.139 6.9 0.97 Y Y 0685T8000-XX 8A T8 0.0095 0.135 8.0 1.08 Y Y Consult manufacturer for other ratings NOTES: Test Conditions All test for ratings 750mA - 5A were conducted with fuse samples soldered on a PCB (1.6mm thick) test board with copper traces measuring 0.035 mm (35μm) nominal thickness (1 oz. clad), 5mm wide and 100 mm overall length. All test for ratings 6A-8A were conducted with fuse samples soldered on a PCB (1.6mm thick) test board with copper traces measuring 0.070 mm (70μm) nominal thickness (2 oz. clad), 7.5mm wide and 100 mm overall length. Device designed to be mounted with marking facing up. Device designed to carry rated current for 4 hours minimum. It is recommended that device be operated continuously at no more than 80% of rated current when in a +25°C ambient, with further derating at elevated ambient temperatures. Specifications subject to change without notice 0.0010.010.111010001101001000TIME IN SECONDSCURRENT IN AMPERESC1T - TIME CURRENT CHARACTERISTIC CURVE1.5A11.75A5A4A3.5A3A2A0.75A1A6A7A8A2.5A1.25AType C1T 3 / 4 Bel Fuse Inc. 206 Van Vorst Street Jersey City, NJ 07302 USA +1 201.432.0463 Bel.US.CS@belf.com belfuse.com/circuit-protection © 2023 Bel Fuse, Inc. Rev. C1T May2023 Environmental Specifications High temperature storage MIL-STD-202 Method 108 Temperature cycling JESD22 Method JA-104,Test Condition B Biased humidity MIL-STD-202 Method 103, 85C/85% RH with 10% operating power for 1000 hrs. Operational life MIL-STD-202 Method 108, Test Condition D Resistance to solvents MIL-STD-202 Method 215 Mechanical shock MIL-STD-202 Method 213,Test Condition C Vibration MIL-STD-202 Method 204 Resistance to soldering heat MIL-STD-202 Method 210,Test condition B Thermal shock MIL-STD-202 Method 107 Solderability J-STD-002 Board flex(SMD) AEC-Q200-005 Terminal strength AEC-Q200-006 Electrical characterization 3 temperature electrical Soldering Parameters Shock Resistance MIL-STD-202G, Method 213B, Test Condition 1 (100 G's peak for 6 milliseconds; Sawtooth waveform) Vibration Resistance MIL-STD-202G, Method 201A (10-55 Hz, 0.06 inch, total excursion). Salt Spray Resistance MIL-STD-202G, Method 101E, Test Condition B (48 hrs.). Insulation Resistance MIL-STD-202G, Method 302, Test Condition A (After Opening) 10,000 ohms minimum. Solderability MIL-STD-202G, Method 208H Resistance to solder Heat MIL-STD-202G, Method 210F, Test Condition C. Top Side(260℃,20 sec) MIL-STD-202G, Method 210F, Test Condition D. Bottom Side(260℃,10 sec) Thermal Shock MIL-STD-202G, Method 107G, Test Condition B (-65℃ to +125℃). Operating Temperature -55℃ to +125℃ Moisture Sensitivity Level 1 (According to IPC J-Std-020) IR Reflow Profile (IPC/JEDEC J-STD-020D) Preheat & Soak Temperature min (Tsmin) Temperature max (Tsmax) Time (Tsmin to Tsmax) (ts) 150℃ 200℃ 60-120 seconds Average ramp-up rate (Tsmax to Tp) 3℃/second max. Liquidous temperature (TL) Time at liquidous (tL) 217℃ 60-150 seconds Peak temperature (Tp) 260℃ max Time (tp) within 5℃ of the specified classification temperature (Tc) 30 seconds Average ramp-down rate (Tp to Tsmax) 6℃/second max. Time 25℃ to peak temperature 8 minutes max. Lead-free Wave Soldering Profile Wave Soldering Parameter Average ramp-up rate 200℃ / second Heating rate during preheat typical 1 - 2℃ / second Max 4℃ / second Final preheat temperature within 125 ℃ of soldering temperature Peak temperature Tp 260℃ Time within +0 ℃ / -5 ℃ of actual peak temperature 10 seconds Ramp-down rate 5℃ / second max. Specifications subject to change without notice Type C1T 4 / 4 Bel Fuse Inc. 206 Van Vorst Street Jersey City, NJ 07302 USA +1 201.432.0463 Bel.US.CS@belf.com belfuse.com/circuit-protection © 2023 Bel Fuse, Inc. Rev. C1T May2023 Fuse FGNO Explanation 0685 T [XXXX] -XX 0685T=C1T; [XXXX]=Ampere Rating; XX=See Ordering Information as below Fraction Decimal Milliamps Bel FGNO[XXXX] Fraction Decimal Amps Bel FGNO[XXXX] 3/4 0.750 750 0750 1.0 1 1000 1-1/4 1.25 1.25 1250 1-1/2 1.50 1.5 1500 1.75 1.75 1750 2.0 2 2000 2-1/2 2.5 2.5 2500 3.0 3 3000 3-1/2 3.5 3.5 3500 4.0 4 4000 5.0 5 5000 6.0 6 6000 7.0 7 7000 8.0 8 8000 Mechanical Dimensions Ordering Information Packaging Packaging Tape & Reel Packaging Specification Quantity Quantity & Packaging Code 8 mm wide tape with 7 inches Diameter reel EIA Standard 481-E 5000 0685TXXXX-01 Specifications subject to change without notice
https://www.belfuse.com/resources/datasheets/circuitprotection/ds-cp-c1t-series.pdf | fuses | Type C1T Surface Mount Slow Blow Chip Fuse belfuse.com/circuit-protection C1T Series – 1206 Size RoHS Compliant Features - Slow Blow - Small size, 1206 SMD - Current rating from 750mA to 8A - Wide operating temperature range from -55℃ to 125℃ - Tape and Reel for automatic SMD placement - Compatible with 260℃ IR Pb-free and wave soldering process - Full compliance with EU Directive 2011/65/EU and amending directive 2015/863 (MSL = 1) - Halogen Free and Lead Free - AEC-Q Compliant - Meets Bel automotive qualification* * - Largely based on internal AEC-Q test plan Applications - Notebook - Automotive Navigation System - LED Headlights - Thin film transistor LCD flat-panel display screen - PC computer - Office electronic equipment - Industrial equipment - Medical equipment - POE, POE+ - LCD / LED monitor and LCD / LED TV - Power supply LEAD FREE = - DC-DC Converter HALOGEN FREE = Electrical Characteristics (UL STD. 248-14) Testing Current Blow Time Minimum Maximum 100% 4 Hrs. N/A 200% 1 Sec 120 Sec 300% 0.1 Sec 3 Sec 800% 0.002 Sec 0.05 Sec Safety Agency Approvals Physical Specifications Materials Body : Ceramic Substrate Terminations : Ag / Ni / Sn (100% Lead-free) Element Cover Coating : Lead-free Glass Marking On Fuse : Marking Code On Label : "bel", "C1T", "Current Rating", "Voltage Rating", "Interrupting Rating", "Appropriate Safety Logos" and " ", " "(China RoHS compliant). Safety Agency Safety Agency Certificate Ampere Rating/ Voltage Rating Ampere Range / Volt @ I.R. ability* E20624 750mA-8A/63V AC/DC 750mA-8A/63V AC/DC @50A R 50410861 Tested according to IEC 60127-1: 2006+A1+A2 IEC 60127-7: 2016 750mA-1.5A/63V AC/DC 2A-8A/63V AC/DC 750mA-1.5A/63V AC/DC @50A or 10In, which is higher 2A-8A/63V AC/DC @50A or 10In, which is higher *I.R.= Interrupting Rating = Short Circuit Rating(Amps) Typical Part Marking Fuse body (ceramic white side) marked with marking code. Example: Specifications subject to change without notice 750mA TM 3A T3 1A T1 3.5A TZ 1.25A TP 4A T4 1.5A TR 5A T5 1.75A TS 6A T6 2A T2 7A T7 2.5A TT 8A T8 AEC-Q Compliant Type C1T 2 / 4 Bel Fuse Inc. 206 Van Vorst Street Jersey City, NJ 07302 USA +1 201.432.0463 Bel.US.CS@belf.com belfuse.com/circuit-protection © 2023 Bel Fuse, Inc. Rev. C1T May2023 Temperature Derating Curve Average Time Current Curve Electrical Specifications Part Number Ampere Rating (A) Marking Code Nominal Cold Resistance (ohms) Maximum Volt-drop @100% In (Volt) max. Voltage and Interrupting Ratings Nominal Melting I²T @10 In (A² Sec) Maximum Power Dissipation @100% In (W) Agency Approvals 0685T0750-XX 750mA TM 0.700 0.795 See Table of Safety Approvals on Page 1 for Voltage and associated Interrupting Ratings 0.06 0.60 Y Y 0685T1000-XX 1A T1 0.460 0.597 0.12 0.60 Y Y 0685T1250-XX 1.25A TP 0.300 0.541 0.20 0.68 Y Y 0685T1500-XX 1.5A TR 0.190 0.436 0.23 0.65 Y Y 0685T1750-XX 1.75A TS 0.135 0.395 0.43 0.65 Y 0685T2000-XX 2A T2 0.110 0.325 0.63 0.65 Y Y 0685T2500-XX 2.5A TT 0.068 0.274 1.07 0.69 Y Y 0685T3000-XX 3A T3 0.050 0.232 1.64 0.70 Y Y 0685T3500-XX 3.5A TZ 0.040 0.194 2.28 0.68 Y Y 0685T4000-XX 4A T4 0.030 0.195 2.56 0.78 Y Y 0685T5000-XX 5A T5 0.020 0.157 5.3 0.79 Y Y 0685T6000-XX 6A T6 0.0145 0.153 6.0 0.92 Y Y 0685T7000-XX 7A T7 0.0115 0.139 6.9 0.97 Y Y 0685T8000-XX 8A T8 0.0095 0.135 8.0 1.08 Y Y Consult manufacturer for other ratings NOTES: Test Conditions All test for ratings 750mA - 5A were conducted with fuse samples soldered on a PCB (1.6mm thick) test board with copper traces measuring 0.035 mm (35μm) nominal thickness (1 oz. clad), 5mm wide and 100 mm overall length. All test for ratings 6A-8A were conducted with fuse samples soldered on a PCB (1.6mm thick) test board with copper traces measuring 0.070 mm (70μm) nominal thickness (2 oz. clad), 7.5mm wide and 100 mm overall length. Device designed to be mounted with marking facing up. Device designed to carry rated current for 4 hours minimum. It is recommended that device be operated continuously at no more than 80% of rated current when in a +25°C ambient, with further derating at elevated ambient temperatures. Specifications subject to change without notice 0.0010.010.111010001101001000TIME IN SECONDSCURRENT IN AMPERESC1T - TIME CURRENT CHARACTERISTIC CURVE1.5A11.75A5A4A3.5A3A2A0.75A1A6A7A8A2.5A1.25AType C1T 3 / 4 Bel Fuse Inc. 206 Van Vorst Street Jersey City, NJ 07302 USA +1 201.432.0463 Bel.US.CS@belf.com belfuse.com/circuit-protection © 2023 Bel Fuse, Inc. Rev. C1T May2023 Environmental Specifications High temperature storage MIL-STD-202 Method 108 Temperature cycling JESD22 Method JA-104,Test Condition B Biased humidity MIL-STD-202 Method 103, 85C/85% RH with 10% operating power for 1000 hrs. Operational life MIL-STD-202 Method 108, Test Condition D Resistance to solvents MIL-STD-202 Method 215 Mechanical shock MIL-STD-202 Method 213,Test Condition C Vibration MIL-STD-202 Method 204 Resistance to soldering heat MIL-STD-202 Method 210,Test condition B Thermal shock MIL-STD-202 Method 107 Solderability J-STD-002 Board flex(SMD) AEC-Q200-005 Terminal strength AEC-Q200-006 Electrical characterization 3 temperature electrical Soldering Parameters Shock Resistance MIL-STD-202G, Method 213B, Test Condition 1 (100 G's peak for 6 milliseconds; Sawtooth waveform) Vibration Resistance MIL-STD-202G, Method 201A (10-55 Hz, 0.06 inch, total excursion). Salt Spray Resistance MIL-STD-202G, Method 101E, Test Condition B (48 hrs.). Insulation Resistance MIL-STD-202G, Method 302, Test Condition A (After Opening) 10,000 ohms minimum. Solderability MIL-STD-202G, Method 208H Resistance to solder Heat MIL-STD-202G, Method 210F, Test Condition C. Top Side(260℃,20 sec) MIL-STD-202G, Method 210F, Test Condition D. Bottom Side(260℃,10 sec) Thermal Shock MIL-STD-202G, Method 107G, Test Condition B (-65℃ to +125℃). Operating Temperature -55℃ to +125℃ Moisture Sensitivity Level 1 (According to IPC J-Std-020) IR Reflow Profile (IPC/JEDEC J-STD-020D) Preheat & Soak Temperature min (Tsmin) Temperature max (Tsmax) Time (Tsmin to Tsmax) (ts) 150℃ 200℃ 60-120 seconds Average ramp-up rate (Tsmax to Tp) 3℃/second max. Liquidous temperature (TL) Time at liquidous (tL) 217℃ 60-150 seconds Peak temperature (Tp) 260℃ max Time (tp) within 5℃ of the specified classification temperature (Tc) 30 seconds Average ramp-down rate (Tp to Tsmax) 6℃/second max. Time 25℃ to peak temperature 8 minutes max. Lead-free Wave Soldering Profile Wave Soldering Parameter Average ramp-up rate 200℃ / second Heating rate during preheat typical 1 - 2℃ / second Max 4℃ / second Final preheat temperature within 125 ℃ of soldering temperature Peak temperature Tp 260℃ Time within +0 ℃ / -5 ℃ of actual peak temperature 10 seconds Ramp-down rate 5℃ / second max. Specifications subject to change without notice Type C1T 4 / 4 Bel Fuse Inc. 206 Van Vorst Street Jersey City, NJ 07302 USA +1 201.432.0463 Bel.US.CS@belf.com belfuse.com/circuit-protection © 2023 Bel Fuse, Inc. Rev. C1T May2023 Fuse FGNO Explanation 0685 T [XXXX] -XX 0685T=C1T; [XXXX]=Ampere Rating; XX=See Ordering Information as below Fraction Decimal Milliamps Bel FGNO[XXXX] Fraction Decimal Amps Bel FGNO[XXXX] 3/4 0.750 750 0750 1.0 1 1000 1-1/4 1.25 1.25 1250 1-1/2 1.50 1.5 1500 1.75 1.75 1750 2.0 2 2000 2-1/2 2.5 2.5 2500 3.0 3 3000 3-1/2 3.5 3.5 3500 4.0 4 4000 5.0 5 5000 6.0 6 6000 7.0 7 7000 8.0 8 8000 Mechanical Dimensions Ordering Information Packaging Packaging Tape & Reel Packaging Specification Quantity Quantity & Packaging Code 8 mm wide tape with 7 inches Diameter reel EIA Standard 481-E 5000 0685TXXXX-01 Specifications subject to change without notice
https://www.belfuse.com/resources/datasheets/circuitprotection/ds-cp-c1h-series.pdf | fuses | Type C1H High Current Rated Fast Acting Chip Fuse belfuse.com/circuit-protection C1H Series – 1206 Size RoHS Compliant Features - Quick Acting - Small size, 1206 SMD - Current rating from 10A to 30A - Wide operating temperature range from -55℃ to 125℃ - Tape and Reel for automatic SMD placement - Compatible with 260℃ IR Pb-free and wave soldering process - Full compliance with EU Directive 2011/65/EU and amending directive 2015/863 (MSL = 1) - Halogen Free and Lead Free - AEC-Q Compliant - Meets Bel automotive qualification* * - Largely based on internal AEC-Q test plan Applications - Notebook - PC computer - Office electronic equipment - Industrial equipment - Medical equipment - POE, POE+ - LCD / LED monitor and LCD / LED TV - Power supply LEAD FREE = - DC-DC Converter HALOGEN FREE = Electrical Characteristics (UL STD. 248-14) Testing Current Blow Time Minimum Maximum 100% 4 Hrs. N/A 350% N/A 5 Sec Safety Agency Approvals Physical Specifications Materials Body : Ceramic Substrate Terminations : Ag / Ni / Sn (100% Lead-free) Element Cover Coating : Lead-free Glass Marking On Fuse : “Marking Code” in blue color On Label : "bel", "C1H", "Current Rating", "Voltage Rating", "Interrupting Rating", "Appropriate Safety Logos" and " ", " "(China RoHS compliant). Safety Agency Safety Agency Certificate Ampere Rating/ Voltage Rating Ampere Range / Volt @ I.R. ability* E20624 10A - 30A / 32V DC 125V AC 10A - 15A / 32V @150A DC 125V @150A AC 20A - 30A / 32V @300A DC 125V @150A AC *I.R.= Interrupting Rating = Short Circuit Rating(Amps) Typical Part Marking Fuse body (ceramic white side) marked with marking code. Example: Specifications subject to change without notice 10A 10 20A 20 12A 12 25A 25 15A 15 30A 30 AEC-Q Compliant Type C1H 2 / 4 Bel Fuse Inc. 206 Van Vorst Street Jersey City, NJ 07302 USA +1 201.432.0463 Bel.US.CS@belf.com belfuse.com/circuit-protection © 2023 Bel Fuse, Inc. Rev. C1H May2023 Temperature Derating Curve Average Time Current Curve Electrical Specifications Part Number Ampere Rating (A) Marking Code Nominal Cold Resistance (ohms) Maximum Volt-drop @100% In (Volt) max. Voltage and Interrupting Ratings Nominal Melting I²T @10 In (A² Sec) Maximum Power Dissipation @100% In (W) Agency Approvals 0685H9100-XX 10A 10 0.0039 0.047 See Table of Safety Approvals on Page 1 for Voltage and associated Interrupting Ratings 5.9 0.47 Y 0685H9120-XX 12A 12 0.0032 0.047 8.0 0.56 Y 0685H9150-XX 15A 15 0.0026 0.050 13.5 0.75 Y 0685H9200-XX 20A 20 0.0019 0.052 28.5 1.04 Y 0685H9250-XX 25A 25 0.0014 0.050 53.4 1.25 Y 0685H9300-XX 30A 30 0.0011 0.053 80.5 1.59 Y Consult manufacturer for other ratings NOTES: Test Conditions All C1H test, as well as the UL Component investigation, were conducted with fuse samples soldered on a PCB (1.6mm thick) test board with copper traces measuring 0.1 mm (100μum) nominal thickness (3 oz.clad), 10mm wide and 100 mm overall length. Device designed to be mounted with marking facing up. Device designed to carry rated current for 4 hours minimum. It is recommended that device be operated continuously at no more than 80% of rated current when in a +25°C ambient, with further derating at elevated ambient temperatures. Caution Minimum fusing point C1H Series fuses are NOT intended to be operated at currents between 100% and 350% of ampere rating. Prolonged operation at currents in this range may result in overheating of the fuse and/or desoldering of the fuse from the PCB pad. Specifications subject to change without notice Type C1H 3 / 4 Bel Fuse Inc. 206 Van Vorst Street Jersey City, NJ 07302 USA +1 201.432.0463 Bel.US.CS@belf.com belfuse.com/circuit-protection © 2023 Bel Fuse, Inc. Rev. C1H May2023 Environmental Specifications High temperature storage MIL-STD-202 Method 108 Temperature cycling JESD22 Method JA-104,Test Condition B Biased humidity MIL-STD-202 Method 103, 85C/85% RH with 10% operating power for 1000 hrs. Operational life MIL-STD-202 Method 108, Test Condition D Resistance to solvents MIL-STD-202 Method 215 Mechanical shock MIL-STD-202 Method 213,Test Condition C Vibration MIL-STD-202 Method 204 Resistance to soldering heat MIL-STD-202 Method 210,Test condition B Thermal shock MIL-STD-202 Method 107 Solderability J-STD-002 Board flex(SMD) AEC-Q200-005 Terminal strength AEC-Q200-006 Electrical characterization 3 temperature electrical Soldering Parameters Shock Resistance MIL-STD-202G, Method 213B, Test Condition 1 (100 G's peak for 6 milliseconds; Sawtooth waveform) Vibration Resistance MIL-STD-202G, Method 201A (10-55 Hz, 0.06 inch, total excursion). Salt Spray Resistance MIL-STD-202G, Method 101E, Test Condition B (48 hrs.). Insulation Resistance MIL-STD-202G, Method 302, Test Condition A (After Opening) 10,000 ohms minimum. Solderability MIL-STD-202G, Method 208H Resistance to solder Heat MIL-STD-202G, Method 210F, Test Condition C. Top Side(260℃,20 sec) MIL-STD-202G, Method 210F, Test Condition D. Bottom Side(260℃,10 sec) Thermal Shock MIL-STD-202G, Method 107G, Test Condition B (-65℃ to +125℃). Operating Temperature -55℃ to +125℃ Moisture Sensitivity Level 1 (According to IPC J-Std-020) IR Reflow Profile (IPC/JEDEC J-STD-020D) Preheat & Soak Temperature min (Tsmin) Temperature max (Tsmax) Time (Tsmin to Tsmax) (ts) 150℃ 200℃ 60-120 seconds Average ramp-up rate (Tsmax to Tp) 3℃/second max. Liquidous temperature (TL) Time at liquidous (tL) 217℃ 60-150 seconds Peak temperature (Tp) 260℃ max Time (tp) within 5℃ of the specified classification temperture (Tc) 30 seconds Average ramp-down rate (Tp to Tsmax) 6℃/second max. Time 25℃ to peak temperature 8 minutes max. Lead-free Wave Soldering Profile Wave Soldering Parameter Average ramp-up rate 200℃ / second Heating rate during preheat typical 1 - 2℃ / second Max 4℃ / second Final preheat temperature within 125℃ of soldering temperature Peak temperature Tp 260℃ Time within +0℃ / -5℃ of actual peak temperature 10 seconds Ramp-down rate 5℃ / second max. Specifications subject to change without notice Type C1H 4 / 4 Bel Fuse Inc. 206 Van Vorst Street Jersey City, NJ 07302 USA +1 201.432.0463 Bel.US.CS@belf.com belfuse.com/circuit-protection © 2023 Bel Fuse, Inc. Rev. C1H May2023 Fuse FGNO Explanation 0685 H [XXXX] -XX 0685H=C1H; [XXXX]=Ampere Rating; XX=See Ordering Information as below Amps Bel FGNO[XXXX] 10 9100 12 9120 15 9150 20 9200 25 9250 30 9300 Mechanical Dimensions Ordering Information Packaging Packaging Tape & Reel Packaging Specification Quantity Quantity & Packaging Code 8 mm wide tape with 7 inches Diameter reel EIA Standard 481-E 5000 0685HXXXX-01 Specifications subject to change without notice
https://www.belfuse.com/resources/datasheets/circuitprotection/ds-cp-c1h-series.pdf | fuses | Type C1H High Current Rated Fast Acting Chip Fuse belfuse.com/circuit-protection C1H Series – 1206 Size RoHS Compliant Features - Quick Acting - Small size, 1206 SMD - Current rating from 10A to 30A - Wide operating temperature range from -55℃ to 125℃ - Tape and Reel for automatic SMD placement - Compatible with 260℃ IR Pb-free and wave soldering process - Full compliance with EU Directive 2011/65/EU and amending directive 2015/863 (MSL = 1) - Halogen Free and Lead Free - AEC-Q Compliant - Meets Bel automotive qualification* * - Largely based on internal AEC-Q test plan Applications - Notebook - PC computer - Office electronic equipment - Industrial equipment - Medical equipment - POE, POE+ - LCD / LED monitor and LCD / LED TV - Power supply LEAD FREE = - DC-DC Converter HALOGEN FREE = Electrical Characteristics (UL STD. 248-14) Testing Current Blow Time Minimum Maximum 100% 4 Hrs. N/A 350% N/A 5 Sec Safety Agency Approvals Physical Specifications Materials Body : Ceramic Substrate Terminations : Ag / Ni / Sn (100% Lead-free) Element Cover Coating : Lead-free Glass Marking On Fuse : “Marking Code” in blue color On Label : "bel", "C1H", "Current Rating", "Voltage Rating", "Interrupting Rating", "Appropriate Safety Logos" and " ", " "(China RoHS compliant). Safety Agency Safety Agency Certificate Ampere Rating/ Voltage Rating Ampere Range / Volt @ I.R. ability* E20624 10A - 30A / 32V DC 125V AC 10A - 15A / 32V @150A DC 125V @150A AC 20A - 30A / 32V @300A DC 125V @150A AC *I.R.= Interrupting Rating = Short Circuit Rating(Amps) Typical Part Marking Fuse body (ceramic white side) marked with marking code. Example: Specifications subject to change without notice 10A 10 20A 20 12A 12 25A 25 15A 15 30A 30 AEC-Q Compliant Type C1H 2 / 4 Bel Fuse Inc. 206 Van Vorst Street Jersey City, NJ 07302 USA +1 201.432.0463 Bel.US.CS@belf.com belfuse.com/circuit-protection © 2023 Bel Fuse, Inc. Rev. C1H May2023 Temperature Derating Curve Average Time Current Curve Electrical Specifications Part Number Ampere Rating (A) Marking Code Nominal Cold Resistance (ohms) Maximum Volt-drop @100% In (Volt) max. Voltage and Interrupting Ratings Nominal Melting I²T @10 In (A² Sec) Maximum Power Dissipation @100% In (W) Agency Approvals 0685H9100-XX 10A 10 0.0039 0.047 See Table of Safety Approvals on Page 1 for Voltage and associated Interrupting Ratings 5.9 0.47 Y 0685H9120-XX 12A 12 0.0032 0.047 8.0 0.56 Y 0685H9150-XX 15A 15 0.0026 0.050 13.5 0.75 Y 0685H9200-XX 20A 20 0.0019 0.052 28.5 1.04 Y 0685H9250-XX 25A 25 0.0014 0.050 53.4 1.25 Y 0685H9300-XX 30A 30 0.0011 0.053 80.5 1.59 Y Consult manufacturer for other ratings NOTES: Test Conditions All C1H test, as well as the UL Component investigation, were conducted with fuse samples soldered on a PCB (1.6mm thick) test board with copper traces measuring 0.1 mm (100μum) nominal thickness (3 oz.clad), 10mm wide and 100 mm overall length. Device designed to be mounted with marking facing up. Device designed to carry rated current for 4 hours minimum. It is recommended that device be operated continuously at no more than 80% of rated current when in a +25°C ambient, with further derating at elevated ambient temperatures. Caution Minimum fusing point C1H Series fuses are NOT intended to be operated at currents between 100% and 350% of ampere rating. Prolonged operation at currents in this range may result in overheating of the fuse and/or desoldering of the fuse from the PCB pad. Specifications subject to change without notice Type C1H 3 / 4 Bel Fuse Inc. 206 Van Vorst Street Jersey City, NJ 07302 USA +1 201.432.0463 Bel.US.CS@belf.com belfuse.com/circuit-protection © 2023 Bel Fuse, Inc. Rev. C1H May2023 Environmental Specifications High temperature storage MIL-STD-202 Method 108 Temperature cycling JESD22 Method JA-104,Test Condition B Biased humidity MIL-STD-202 Method 103, 85C/85% RH with 10% operating power for 1000 hrs. Operational life MIL-STD-202 Method 108, Test Condition D Resistance to solvents MIL-STD-202 Method 215 Mechanical shock MIL-STD-202 Method 213,Test Condition C Vibration MIL-STD-202 Method 204 Resistance to soldering heat MIL-STD-202 Method 210,Test condition B Thermal shock MIL-STD-202 Method 107 Solderability J-STD-002 Board flex(SMD) AEC-Q200-005 Terminal strength AEC-Q200-006 Electrical characterization 3 temperature electrical Soldering Parameters Shock Resistance MIL-STD-202G, Method 213B, Test Condition 1 (100 G's peak for 6 milliseconds; Sawtooth waveform) Vibration Resistance MIL-STD-202G, Method 201A (10-55 Hz, 0.06 inch, total excursion). Salt Spray Resistance MIL-STD-202G, Method 101E, Test Condition B (48 hrs.). Insulation Resistance MIL-STD-202G, Method 302, Test Condition A (After Opening) 10,000 ohms minimum. Solderability MIL-STD-202G, Method 208H Resistance to solder Heat MIL-STD-202G, Method 210F, Test Condition C. Top Side(260℃,20 sec) MIL-STD-202G, Method 210F, Test Condition D. Bottom Side(260℃,10 sec) Thermal Shock MIL-STD-202G, Method 107G, Test Condition B (-65℃ to +125℃). Operating Temperature -55℃ to +125℃ Moisture Sensitivity Level 1 (According to IPC J-Std-020) IR Reflow Profile (IPC/JEDEC J-STD-020D) Preheat & Soak Temperature min (Tsmin) Temperature max (Tsmax) Time (Tsmin to Tsmax) (ts) 150℃ 200℃ 60-120 seconds Average ramp-up rate (Tsmax to Tp) 3℃/second max. Liquidous temperature (TL) Time at liquidous (tL) 217℃ 60-150 seconds Peak temperature (Tp) 260℃ max Time (tp) within 5℃ of the specified classification temperture (Tc) 30 seconds Average ramp-down rate (Tp to Tsmax) 6℃/second max. Time 25℃ to peak temperature 8 minutes max. Lead-free Wave Soldering Profile Wave Soldering Parameter Average ramp-up rate 200℃ / second Heating rate during preheat typical 1 - 2℃ / second Max 4℃ / second Final preheat temperature within 125℃ of soldering temperature Peak temperature Tp 260℃ Time within +0℃ / -5℃ of actual peak temperature 10 seconds Ramp-down rate 5℃ / second max. Specifications subject to change without notice Type C1H 4 / 4 Bel Fuse Inc. 206 Van Vorst Street Jersey City, NJ 07302 USA +1 201.432.0463 Bel.US.CS@belf.com belfuse.com/circuit-protection © 2023 Bel Fuse, Inc. Rev. C1H May2023 Fuse FGNO Explanation 0685 H [XXXX] -XX 0685H=C1H; [XXXX]=Ampere Rating; XX=See Ordering Information as below Amps Bel FGNO[XXXX] 10 9100 12 9120 15 9150 20 9200 25 9250 30 9300 Mechanical Dimensions Ordering Information Packaging Packaging Tape & Reel Packaging Specification Quantity Quantity & Packaging Code 8 mm wide tape with 7 inches Diameter reel EIA Standard 481-E 5000 0685HXXXX-01 Specifications subject to change without notice
https://www.littelfuse.com/media?resourcetype=datasheets&itemid=42c9dd21-a88e-4328-8e67-2f832444faf1&filename=littelfuse_datasheet_297_mini32v.pdf | fuses | 1©2022 Littelfuse, Inc.Specifications are subject to change without notice. Revised: 05/26/2023DatasheetRated 32VMINI® Blade FusesDescriptionMINI® 32V automotive blade fuses boast aminiature design that allows automakers to packmore circuit protection into less space. Despite theirlight weight, MINI® fuses perform reliably in adverseenvironments and at extreme temperatures.ApplicationsFeatures & BenefitsCarsTrucksSUVsColor coding shows the amperage rating for each fuseSee-through housing makes it easy to check whether a fuse has blownCheckpoints on top make it possible to measure resistance without removing the fuseOffroad vehiclesBusesWatercraftHigh-contrast amperage stamp on the top of the housing aids identificationSimple to install and removeVoltage Rating:32 VDCInterrupting Rating:1000A @ 32 VDC*Recommended Environmental Temperature:-40˚C to +125˚C Terminals Material:Silver plated / Tin plated zinc alloyHousing Material:PA66 (U.L. 94 Flammability rating – V2)Net Weight Per Fuse:0.57±5% grComplies with: Ag plated: SAE J2077, ISO 8820-3, UL 248 Special Purpose Fuses Sn plated: SAE J2077, ISO 8820-3 not UL recognizedSpecifications*Tin plating’s temperature limit is ≈130˚C. Silver plating allows up to 150˚C at the terminal interface.Ordering InformationPart NumberRatingPackage Size2 - 30 0297xxx.WXNV3000& SHUNT0297xxx.U2 - 305000297xxx.H2 - 301000297xxx.L2 - 3050MINI® Sn Fuse0297xxx.WXT2 - 303000MINI® Shunt2©2022 Littelfuse, Inc.Specifications are subject to change without notice. Revised: 05/26/2023DatasheetRated 32VMINI® Blade FusesDimensions Dimensions in mm for reference only.See outline drawing for dimensions and tolerances.RatingsPart NumberCurrent Rating (A)Housing Material ColorTest Cable Size (mm2)Typ. Voltage Drop (mV) Typ. Cold Resistance (mΩ)Typ. I2t(A²s)0297002._2 0.5171 55.60 9 0297003._3 0.5153 33.75 20 0297004._4 0.5121 23.48 31 0297005._5 0.5129 17.75 37 029707.5_7.5 0.75135 10.85 82 0297010._10 1108 7.42 122 0297015._15 1.598 4.58 308 0297020._20 2.596 3.21 442 0297025._252.586 2.36 622 0297030._30 487 1.85 1 2300297900._SHUNT----The typical I2t is an average value calculated from the breaking capacity tests by using the melting time before the arcing occurs.0.8ST3©2022 Littelfuse, Inc.Specifications are subject to change without notice. Revised: 05/26/2023DatasheetRated 32VMINI® Blade FusesTime-Current Characteristic CurvesTemperature TableTypical Derating of Fuse Melting ElementTemperature Security Margin is 20%Please contact Littelfuse® for Details Regarding Derating Test Set-Up.DeratingLittelfuse EuropeMINI 32 V 2-30A0297xxx0204060801001201401601800510152025303540∆Т [K]Current [A]Temperature Increase2A3A4A5A7.5A10A15A20A25A30A05101520253035-50050100150200max. allowed current [A]Ambient Temperature [°C]Derating *)2A3A4A5A7.5A10A15A20A25A30ADerating curves may change depending on the final condition of the application (terminals characteristics, wire size etc..).Please ask Littelfuse® for more information.Max. Recommended EnvironmentalTemperatureTime-Current Characteristics% of RatingOpening Time Min / Max (s)110 360,000 / ∞135 0.75 / 600 200 0.15 / 5 350 0.08 / 0.5600 0.03 / 0.1 max. allowed current load [A] at ambient temperature (typical derating)-40°C-20°C0°C20°C40°C60°C80°C100°C2A2.02.02.01.91.71.61.41.33A3.02.82.72.52.42.22.01.84A4.03.83.63.43.22.92.72.45A5.04.84.54.34.03.73.43.07.5A7.57.16.86.46.05.55.14.510A10109.89.28.68.07.36.515A151514131212119.020A201918171615141225A252422212018171530A3029272624222018MINI SHUNT Maximum Continuous Load at 85°C: 20A
https://www.belfuse.com/resources/datasheets/circuitprotection/ds-cp-c1h-series.pdf | fuses | Type C1H High Current Rated Fast Acting Chip Fuse belfuse.com/circuit-protection C1H Series – 1206 Size RoHS Compliant Features - Quick Acting - Small size, 1206 SMD - Current rating from 10A to 30A - Wide operating temperature range from -55℃ to 125℃ - Tape and Reel for automatic SMD placement - Compatible with 260℃ IR Pb-free and wave soldering process - Full compliance with EU Directive 2011/65/EU and amending directive 2015/863 (MSL = 1) - Halogen Free and Lead Free - AEC-Q Compliant - Meets Bel automotive qualification* * - Largely based on internal AEC-Q test plan Applications - Notebook - PC computer - Office electronic equipment - Industrial equipment - Medical equipment - POE, POE+ - LCD / LED monitor and LCD / LED TV - Power supply LEAD FREE = - DC-DC Converter HALOGEN FREE = Electrical Characteristics (UL STD. 248-14) Testing Current Blow Time Minimum Maximum 100% 4 Hrs. N/A 350% N/A 5 Sec Safety Agency Approvals Physical Specifications Materials Body : Ceramic Substrate Terminations : Ag / Ni / Sn (100% Lead-free) Element Cover Coating : Lead-free Glass Marking On Fuse : “Marking Code” in blue color On Label : "bel", "C1H", "Current Rating", "Voltage Rating", "Interrupting Rating", "Appropriate Safety Logos" and " ", " "(China RoHS compliant). Safety Agency Safety Agency Certificate Ampere Rating/ Voltage Rating Ampere Range / Volt @ I.R. ability* E20624 10A - 30A / 32V DC 125V AC 10A - 15A / 32V @150A DC 125V @150A AC 20A - 30A / 32V @300A DC 125V @150A AC *I.R.= Interrupting Rating = Short Circuit Rating(Amps) Typical Part Marking Fuse body (ceramic white side) marked with marking code. Example: Specifications subject to change without notice 10A 10 20A 20 12A 12 25A 25 15A 15 30A 30 AEC-Q Compliant Type C1H 2 / 4 Bel Fuse Inc. 206 Van Vorst Street Jersey City, NJ 07302 USA +1 201.432.0463 Bel.US.CS@belf.com belfuse.com/circuit-protection © 2023 Bel Fuse, Inc. Rev. C1H May2023 Temperature Derating Curve Average Time Current Curve Electrical Specifications Part Number Ampere Rating (A) Marking Code Nominal Cold Resistance (ohms) Maximum Volt-drop @100% In (Volt) max. Voltage and Interrupting Ratings Nominal Melting I²T @10 In (A² Sec) Maximum Power Dissipation @100% In (W) Agency Approvals 0685H9100-XX 10A 10 0.0039 0.047 See Table of Safety Approvals on Page 1 for Voltage and associated Interrupting Ratings 5.9 0.47 Y 0685H9120-XX 12A 12 0.0032 0.047 8.0 0.56 Y 0685H9150-XX 15A 15 0.0026 0.050 13.5 0.75 Y 0685H9200-XX 20A 20 0.0019 0.052 28.5 1.04 Y 0685H9250-XX 25A 25 0.0014 0.050 53.4 1.25 Y 0685H9300-XX 30A 30 0.0011 0.053 80.5 1.59 Y Consult manufacturer for other ratings NOTES: Test Conditions All C1H test, as well as the UL Component investigation, were conducted with fuse samples soldered on a PCB (1.6mm thick) test board with copper traces measuring 0.1 mm (100μum) nominal thickness (3 oz.clad), 10mm wide and 100 mm overall length. Device designed to be mounted with marking facing up. Device designed to carry rated current for 4 hours minimum. It is recommended that device be operated continuously at no more than 80% of rated current when in a +25°C ambient, with further derating at elevated ambient temperatures. Caution Minimum fusing point C1H Series fuses are NOT intended to be operated at currents between 100% and 350% of ampere rating. Prolonged operation at currents in this range may result in overheating of the fuse and/or desoldering of the fuse from the PCB pad. Specifications subject to change without notice Type C1H 3 / 4 Bel Fuse Inc. 206 Van Vorst Street Jersey City, NJ 07302 USA +1 201.432.0463 Bel.US.CS@belf.com belfuse.com/circuit-protection © 2023 Bel Fuse, Inc. Rev. C1H May2023 Environmental Specifications High temperature storage MIL-STD-202 Method 108 Temperature cycling JESD22 Method JA-104,Test Condition B Biased humidity MIL-STD-202 Method 103, 85C/85% RH with 10% operating power for 1000 hrs. Operational life MIL-STD-202 Method 108, Test Condition D Resistance to solvents MIL-STD-202 Method 215 Mechanical shock MIL-STD-202 Method 213,Test Condition C Vibration MIL-STD-202 Method 204 Resistance to soldering heat MIL-STD-202 Method 210,Test condition B Thermal shock MIL-STD-202 Method 107 Solderability J-STD-002 Board flex(SMD) AEC-Q200-005 Terminal strength AEC-Q200-006 Electrical characterization 3 temperature electrical Soldering Parameters Shock Resistance MIL-STD-202G, Method 213B, Test Condition 1 (100 G's peak for 6 milliseconds; Sawtooth waveform) Vibration Resistance MIL-STD-202G, Method 201A (10-55 Hz, 0.06 inch, total excursion). Salt Spray Resistance MIL-STD-202G, Method 101E, Test Condition B (48 hrs.). Insulation Resistance MIL-STD-202G, Method 302, Test Condition A (After Opening) 10,000 ohms minimum. Solderability MIL-STD-202G, Method 208H Resistance to solder Heat MIL-STD-202G, Method 210F, Test Condition C. Top Side(260℃,20 sec) MIL-STD-202G, Method 210F, Test Condition D. Bottom Side(260℃,10 sec) Thermal Shock MIL-STD-202G, Method 107G, Test Condition B (-65℃ to +125℃). Operating Temperature -55℃ to +125℃ Moisture Sensitivity Level 1 (According to IPC J-Std-020) IR Reflow Profile (IPC/JEDEC J-STD-020D) Preheat & Soak Temperature min (Tsmin) Temperature max (Tsmax) Time (Tsmin to Tsmax) (ts) 150℃ 200℃ 60-120 seconds Average ramp-up rate (Tsmax to Tp) 3℃/second max. Liquidous temperature (TL) Time at liquidous (tL) 217℃ 60-150 seconds Peak temperature (Tp) 260℃ max Time (tp) within 5℃ of the specified classification temperture (Tc) 30 seconds Average ramp-down rate (Tp to Tsmax) 6℃/second max. Time 25℃ to peak temperature 8 minutes max. Lead-free Wave Soldering Profile Wave Soldering Parameter Average ramp-up rate 200℃ / second Heating rate during preheat typical 1 - 2℃ / second Max 4℃ / second Final preheat temperature within 125℃ of soldering temperature Peak temperature Tp 260℃ Time within +0℃ / -5℃ of actual peak temperature 10 seconds Ramp-down rate 5℃ / second max. Specifications subject to change without notice Type C1H 4 / 4 Bel Fuse Inc. 206 Van Vorst Street Jersey City, NJ 07302 USA +1 201.432.0463 Bel.US.CS@belf.com belfuse.com/circuit-protection © 2023 Bel Fuse, Inc. Rev. C1H May2023 Fuse FGNO Explanation 0685 H [XXXX] -XX 0685H=C1H; [XXXX]=Ampere Rating; XX=See Ordering Information as below Amps Bel FGNO[XXXX] 10 9100 12 9120 15 9150 20 9200 25 9250 30 9300 Mechanical Dimensions Ordering Information Packaging Packaging Tape & Reel Packaging Specification Quantity Quantity & Packaging Code 8 mm wide tape with 7 inches Diameter reel EIA Standard 481-E 5000 0685HXXXX-01 Specifications subject to change without notice
https://www.littelfuse.com/media?resourcetype=datasheets&itemid=42c9dd21-a88e-4328-8e67-2f832444faf1&filename=littelfuse_datasheet_297_mini32v.pdf | fuses | 1©2022 Littelfuse, Inc.Specifications are subject to change without notice. Revised: 05/26/2023DatasheetRated 32VMINI® Blade FusesDescriptionMINI® 32V automotive blade fuses boast aminiature design that allows automakers to packmore circuit protection into less space. Despite theirlight weight, MINI® fuses perform reliably in adverseenvironments and at extreme temperatures.ApplicationsFeatures & BenefitsCarsTrucksSUVsColor coding shows the amperage rating for each fuseSee-through housing makes it easy to check whether a fuse has blownCheckpoints on top make it possible to measure resistance without removing the fuseOffroad vehiclesBusesWatercraftHigh-contrast amperage stamp on the top of the housing aids identificationSimple to install and removeVoltage Rating:32 VDCInterrupting Rating:1000A @ 32 VDC*Recommended Environmental Temperature:-40˚C to +125˚C Terminals Material:Silver plated / Tin plated zinc alloyHousing Material:PA66 (U.L. 94 Flammability rating – V2)Net Weight Per Fuse:0.57±5% grComplies with: Ag plated: SAE J2077, ISO 8820-3, UL 248 Special Purpose Fuses Sn plated: SAE J2077, ISO 8820-3 not UL recognizedSpecifications*Tin plating’s temperature limit is ≈130˚C. Silver plating allows up to 150˚C at the terminal interface.Ordering InformationPart NumberRatingPackage Size2 - 30 0297xxx.WXNV3000& SHUNT0297xxx.U2 - 305000297xxx.H2 - 301000297xxx.L2 - 3050MINI® Sn Fuse0297xxx.WXT2 - 303000MINI® Shunt2©2022 Littelfuse, Inc.Specifications are subject to change without notice. Revised: 05/26/2023DatasheetRated 32VMINI® Blade FusesDimensions Dimensions in mm for reference only.See outline drawing for dimensions and tolerances.RatingsPart NumberCurrent Rating (A)Housing Material ColorTest Cable Size (mm2)Typ. Voltage Drop (mV) Typ. Cold Resistance (mΩ)Typ. I2t(A²s)0297002._2 0.5171 55.60 9 0297003._3 0.5153 33.75 20 0297004._4 0.5121 23.48 31 0297005._5 0.5129 17.75 37 029707.5_7.5 0.75135 10.85 82 0297010._10 1108 7.42 122 0297015._15 1.598 4.58 308 0297020._20 2.596 3.21 442 0297025._252.586 2.36 622 0297030._30 487 1.85 1 2300297900._SHUNT----The typical I2t is an average value calculated from the breaking capacity tests by using the melting time before the arcing occurs.0.8ST3©2022 Littelfuse, Inc.Specifications are subject to change without notice. Revised: 05/26/2023DatasheetRated 32VMINI® Blade FusesTime-Current Characteristic CurvesTemperature TableTypical Derating of Fuse Melting ElementTemperature Security Margin is 20%Please contact Littelfuse® for Details Regarding Derating Test Set-Up.DeratingLittelfuse EuropeMINI 32 V 2-30A0297xxx0204060801001201401601800510152025303540∆Т [K]Current [A]Temperature Increase2A3A4A5A7.5A10A15A20A25A30A05101520253035-50050100150200max. allowed current [A]Ambient Temperature [°C]Derating *)2A3A4A5A7.5A10A15A20A25A30ADerating curves may change depending on the final condition of the application (terminals characteristics, wire size etc..).Please ask Littelfuse® for more information.Max. Recommended EnvironmentalTemperatureTime-Current Characteristics% of RatingOpening Time Min / Max (s)110 360,000 / ∞135 0.75 / 600 200 0.15 / 5 350 0.08 / 0.5600 0.03 / 0.1 max. allowed current load [A] at ambient temperature (typical derating)-40°C-20°C0°C20°C40°C60°C80°C100°C2A2.02.02.01.91.71.61.41.33A3.02.82.72.52.42.22.01.84A4.03.83.63.43.22.92.72.45A5.04.84.54.34.03.73.43.07.5A7.57.16.86.46.05.55.14.510A10109.89.28.68.07.36.515A151514131212119.020A201918171615141225A252422212018171530A3029272624222018MINI SHUNT Maximum Continuous Load at 85°C: 20A
https://www.belfuse.com/resources/datasheets/circuitprotection/ds-cp-c1q-series.pdf | fuses | Type C1Q Surface Mount Very Fast-Acting Chip Fuse belfuse.com/circuit-protection C1Q Series – 1206 Size RoHS Compliant Features - Fast Acting, Small size, 1206 SMD - Current rating from 250mA to 7A - Wide operating temperature range from -55℃ to 125℃ - Tape and Reel for automatic SMD placement - Compatible with 260℃ IR Pb-free and wave soldering process - Full compliance with EU Directive 2011/65/EU and amending directive 2015/863 (MSL = 1) - Halogen Free, Lead Free - AEC-Q Compliant - Meets Bel automotive qualification* * - Largely based on internal AEC-Q test plan Applications - Notebook - LCD monitor - PC computer - Office electronic equipment - Industrial equipment - Medical equipment - POE, POE+ - LCD / LED monitor - Power supply - LCD / LED TV LEAD FREE = - DC-DC Converter HALOGEN FREE = Electrical Characteristics (UL/CSA/STD.248-14) Safety Agency Approvals Testing Current Blow Time Minimum Maximum 100% 4 Hrs. N/A 200% N/A 5 Sec 300% N/A 0.2 Sec Physical Specifications Materials Body : Ceramic Substrate Terminations : Ag / Ni / Sn (100% Lead-free) Element Cover Coating : Lead-free Glass Marking On Fuse : None On Label : "bel", "C1Q", "Current Rating", "Voltage Rating", "Interrupting Rating", "Appropriate Safety Logos" and " ", " "(China RoHS compliant). Safety Agency Safety Agency Certificate Ampere Rating/ Voltage Rating Ampere Range / Volt @ I.R. ability* LR39772 250mA-5A/125V AC 63V DC 7A/63V AC & DC 250mA-5A/125V AC@100A 63V DC@50A E20624 E20624 7A/63V AC&DC@50A *I.R.= Interrupting Rating = Short Circuit Rating(Amps) Specifications subject to change without notice AEC-Q Compliant Type C1Q 2 / 4 Bel Fuse Inc. 206 Van Vorst Street Jersey City, NJ 07302 USA +1 201.432.0463 Bel.US.CS@belf.com belfuse.com/circuit-protection © 2023 Bel Fuse, Inc. Rev. C1Q Oct2023 Temperature Derating Curve Average Time Current Curve Electrical Specifications Catalog Number Ampere Rating (A) Nominal Cold Resistance (ohms) Nominal Volt-drop @100% In (Volt) Voltage and Interrupting Ratings Melting I²T @10 In (A² Sec) Nominal Power Dissipation @100% In (W) Agency Approvals C1Q 250 250mA 0.85 0.250 See Table of Safety Approvals on Page 1 for Voltage and associated Interrupting Ratings 0.00003 0.06 Y Y C1Q 375 375mA 0.48 0.222 0.00006 0.08 Y Y C1Q 500 500mA 0.32 0.195 0.00011 0.10 Y Y C1Q 750 750mA 0.175 0.163 0.00042 0.12 Y Y C1Q 1 1A 0.124 0.156 0.00096 0.16 Y Y C1Q 1.25 1.25A 0.092 0.149 0.0020 0.19 Y Y C1Q 1.5 1.5A 0.075 0.142 0.0024 0.21 Y Y C1Q 2 2A 0.054 0.140 0.005 0.28 Y Y C1Q 2.5 2.5A 0.042 0.138 0.008 0.35 Y Y C1Q 3 3A 0.035 0.136 0.020 0.41 Y Y C1Q 3.5 3.5A 0.030 0.140 0.029 0.49 Y Y C1Q 4 4A 0.028 0.144 0.038 0.58 Y Y C1Q 5 5A 0.022 0.154 0.075 0.77 Y Y C1Q 7 7A 0.015 0.160 0.116 1.12 Y Consult manufacturer for other ratings Specifications subject to change without notice Type C1Q 3 / 4 Bel Fuse Inc. 206 Van Vorst Street Jersey City, NJ 07302 USA +1 201.432.0463 Bel.US.CS@belf.com belfuse.com/circuit-protection © 2023 Bel Fuse, Inc. Rev. C1Q Oct2023 Environmental Specifications High temperature storage MIL-STD-202 Method 108 Temperature cycling JESD22 Method JA-104,Test Condition B Biased humidity MIL-STD-202 Method 103, 85C/85% RH with 10% operating power for 1000 hrs. Operational life MIL-STD-202 Method 108, Test Condition D Resistance to solvents MIL-STD-202 Method 215 Mechanical shock MIL-STD-202 Method 213,Test Condition C Vibration MIL-STD-202 Method 204 Resistance to soldering heat MIL-STD-202 Method 210,Test condition B Thermal shock MIL-STD-202 Method 107 Solderability J-STD-002 Board flex(SMD) AEC-Q200-005 Terminal strength AEC-Q200-006 Electrical characterization 3 temperature electrical Soldering Parameters Fuse FGNO Explanation Shock Resistance MIL-STD-202G, Method 213B, Test Condition 1 (100 G's peak for 6 milliseconds; Sawtooth waveform) Vibration Resistance MIL-STD-202G, Method 201A (10-55 Hz, 0.06 inch, total excursion). Salt Spray Resistance MIL-STD-202G, Method 101E, Test Condition B (48 hrs.). Insulation Resistance MIL-STD-202G, Method 302, Test Condition A (After Opening) 10,000 ohms minimum. Solderability MIL-STD-202G, Method 208H Resistance to solder Heat MIL-STD-202G, Method 210F, Test Condition C. Top Side(260℃,20 sec) MIL-STD-202G, Method 210F, Test Condition D. Bottom Side(260℃,10 sec) Thermal Shock MIL-STD-202G, Method 107G, Test Condition B (-65℃ to +125℃). Operating Temperature -55℃ to +125℃ Moisture Sensitivity Level 1 (According to IPC J-Std-020) IR Reflow Profile (IPC/JEDEC J-STD-020D) Preheat & Soak Temperature min (Tsmin) Temperature max (Tsmax) Time (Tsmin to Tsmax) (ts) 150℃ 200℃ 60-120 seconds Average ramp-up rate (Tsmax to Tp) 3℃/second max. Liquidous temperature (TL) Time at liquidous (tL) 217℃ 60-150 seconds Peak temperature (Tp) 260℃ max Time (tp) within 5℃ of the specified classification temperture (Tc) 30 seconds Average ramp-down rate (Tp to Tsmax) 6℃/second max. Time 25℃ to peak temperature 8 minutes max. Lead-free Wave Soldering Profile Wave Soldering Parameter Average ramp-up rate 200℃ / second Heating rate during preheat typical 1 - 2℃ / second Max 4℃ / second Final preheat temperature within 125℃ of soldering temperature Peak temperature Tp 260℃ Time within +0℃ / -5℃ of actual peak temperature 10 seconds Ramp-down rate 5℃ / second max. Specifications subject to change without notice Type C1Q 4 / 4 Bel Fuse Inc. 206 Van Vorst Street Jersey City, NJ 07302 USA +1 201.432.0463 Bel.US.CS@belf.com belfuse.com/circuit-protection © 2023 Bel Fuse, Inc. Rev. C1Q Oct2023 Fuse FGNO Explanation 0685 - [XXXX] -XX [XXXX]=Ampere Rating; XX=See Ordering Information as below Fraction Decimal Milliamps Bel FGNO[XXXX] Fraction Decimal Amps Bel FGNO[XXXX] 1/4 0.250 250 0250 1.0 1 1000 3/8 .375 375 0375 1-1/4 1.25 1.25 1250 1/2 .500 500 0500 1-1/2 1.50 1.5 1500 3/4 .750 750 0750 2.0 2 2000 2-1/2 2.5 2.5 2500 3.0 3 3000 3-1/2 3.5 3.5 3500 4.0 4 4000 5.0 5 5000 7.0 7 7000 Mechanical Dimensions Ordering Information Packaging Packaging Tape & Reel Packaging Specification Quantity Quantity & Packaging Code 8 mm wide tape with 7 inches Diameter reel EIA Standard 481-E 5000 0685-XXXX-01 Specifications subject to change without notice
https://www.belfuse.com/resources/datasheets/circuitprotection/ds-cp-rst-series.pdf | fuses | Type RST Time Lag Radial Lead Micro Fuse Series belfuse.com/circuit-protection RST Series RoHS Compliant Description Sub-miniature, time lag type, 250V rated fuses designed, approved and complied with IEC 60127-3, standard sheet 4. Features - Time lag (250V AC) - Meet IEC standard 60127-3, sheet 4 - Wide operating temperature range - Bulk and Tape & Reel packing available - Full compliance with EU Directive 2011/65/EU and amending directive 2015/863 - Halogen Free - Lead Free Applications Provide individual protection for components or internal circuits. - Power supplies - Battery chargers - Consumer electronics - Adapter - Industrial controllers Physical Specifications Materials Base and Cover : Black thermoplastic, UL 94-V0 Pins : 100% Matte Tin Plated Copper Marking On Fuse : "bel", "T" ,"Current Rating", "250V" & "Appropriate Safety Logos" On Label : "bel", "RST", "T", "Current Rating", "Voltage Rating", "Interrupting Rating", "Appropriate Safety Logos" and " ", " "(China RoHS compliant). Electrical Characteristics (IEC-127-3 STANDARD SHEET 4) Safety Agency Approvals Rated Current 1.5In 2.1In 2.75In 4In 10In Min Max Min Max Min Max Min Max 80mA to 6.3A inclusive 1 2 400 10 150 3 20 150 hour min. ms sec ms sec ms ms In clause 9.2, the test voltage for RST ratings from 80mA to 6.3A is 63VDC. Safety Agency Safety Agency Certificate Ampere Rating/ Voltage Rating Ampere Range / Volt @ I.R. ability* 1808557 80mA-6.3A/ 250V AC 80mA-5A/250V AC @ 35A or 10 In whichever is greater. 40011144 40028321 80mA-6.3A/250V AC @ 35A or 10 In whichever is greater. E20624 80mA-6.3A/277V AC @ 100A Self-declaration No: 2020970207000126 80mA-6.3A/250V AC @ 35A or 10 In whichever is greater. *I.R.= Interrupting Rating = Short Circuit Rating(Amps) LEAD FREE = HALOGEN FREE = Specifications subject to change without notice EOL-Last Buy Date is August 31,2024 The replacement series is the 0HAAL(0HAALxxxx-xx) No replacement for the RST 80mA through 800mA Type RST 2 / 4 Bel Fuse Inc. 300 Executive Drive, Suite 300, West Orange, NJ 07052 USA +1 201.432.0463 Bel.US.CS@belf.com belfuse.com/circuit-protection © 2023 Bel Fuse, Inc. Rev. RST Dec2023 Environmental Specifications Electrical Specifications Catalog Number Ampere Rating Typical Cold Resistance (ohms) Volt-drop @100% In (Volt) max. Voltage and Interrupting Ratings Melting I²T <10 mSec (A² Sec) Melting I²T @10 In (A² Sec) Maximum Power Dissipation (W) Agency Approvals RST 80 80mA 3.5 0.398 See Table of Safety Approvals on Page 1 for Voltage and associated Interrupting Ratings 0.01 0.01 0.10 Y Y Y Y RST 100 100mA 2.3 0.329 0.02 0.02 0.11 Y Y Y Y RST 125 125mA 1.6 0.295 0.04 0.04 0.13 Y Y Y Y RST 160 160mA 1.1 0.252 0.07 0.06 0.15 Y Y Y Y RST 200 200mA 0.73 0.200 0.12 0.11 0.17 Y Y Y Y RST 250 250mA 0.55 0.188 0.38 0.41 0.19 Y Y Y Y RST 315 315mA 0.36 0.152 0.60 0.66 0.22 Y Y Y Y RST 400 400mA 0.25 0.129 0.9 1.0 0.25 Y Y Y Y RST 500 500mA 0.18 0.114 1.5 1.7 0.29 Y Y Y Y RST 630 630mA 0.13 0.109 2.4 2.6 0.33 Y Y Y Y RST 800 800mA 0.095 0.103 3.7 4.2 0.38 Y Y Y Y RST 1 1A 0.070 0.090 6 7 0.44 Y Y Y Y RST 1.25 1.25A 0.053 0.087 9 11 0.51 Y Y Y Y RST 1.6 1.6A 0.038 0.085 15 17 0.58 Y Y Y Y RST 2 2A 0.029 0.084 23 27 0.67 Y Y Y Y RST 2.5 2.5A 0.022 0.084 37 43 0.77 Y Y Y Y RST 3.15 3.15A 0.017 0.074 58 69 0.88 Y Y Y Y RST 4 4A 0.013 0.073 92 110 1.02 Y Y Y Y RST 5 5A 0.010 0.073 145 175 1.17 Y Y Y Y RST 6.3 6.3A 0.008 0.072 230 281 1.34 Y Y Y Consult manufacturer for other ratings Shock Resistance MIL-STD-202G, Method 213B, Test Condition 1 (100 G's peak for 6 milliseconds; Sawtooth waveform) Vibration Resistance MIL-STD-202G, Method 201A (10-55 Hz X 3 axis / no load). Salt Spray Resistance MIL-STD-202G, Method 101E, Test Condition B (48 hrs.). Solderability MIL-STD-202G, Method 208H Resistance to solder Heat MIL-STD-202G, Method 210F, Test Condition C. Top Side. (260℃,20 sec) Moisture Resistance MIL-STD-202G, Method 202G, Method 106G Operating Temperature -55℃ to +125℃ Specifications subject to change without notice EOL-Last Buy Date is August 31,2024 The replacement series is the 0HAAL(0HAALxxxx-xx) No replacement for the RST 80mA through 800mA No replacement for the 80mA - 800mA The replacement series is the 0HAAL Type RST 3 / 4 Bel Fuse Inc. 300 Executive Drive, Suite 300, West Orange, NJ 07052 USA +1 201.432.0463 Bel.US.CS@belf.com belfuse.com/circuit-protection © 2023 Bel Fuse, Inc. Rev. RST Dec2023 Temperature Derating Curve Average Time Current Curve Soldering Parameters Lead-free Wave Soldering Profile Wave Soldering Parameter Average ramp-up rate 200℃ / second Heating rate during preheat typical 1 - 2℃ / second Max 4℃ / second Final preheat temperature within 125℃ of soldering temperature Peak temperature Tp 260℃ Time within +0℃ / -5℃ of actual peak temperature 10 seconds Ramp-down rate 5℃ / second max. Specifications subject to change without notice EOL-Last Buy Date is August 31,2024 The replacement series is the 0HAAL(0HAALxxxx-xx) No replacement for the RST 80mA through 800mA Type RST 4 / 4 Bel Fuse Inc. 300 Executive Drive, Suite 300, West Orange, NJ 07052 USA +1 201.432.0463 Bel.US.CS@belf.com belfuse.com/circuit-protection © 2023 Bel Fuse, Inc. Rev. RST Dec2023 Fuse FGNO Explanation 0697 - [XXXX] X XX 0697=RST; [XXXX]=Ampere Rating; XX=See Ordering Information as below Mechanical Dimensions Ordering Information Packaging Packaging Option Packaging Specification Quantity Packaging Code Bulk / bag, 1000 / box N/A 1000 01 , 05 12.7 mm pitch, On Tape / box IEC-286-2 1000 02 Fraction Decimal Milliamps Bel FGNO[XXXX] Fraction Decimal Amps Bel FGNO[XXXX] 8/100 0.080 80 0080 1.0 1 1000 1/10 .100 100 0100 1-1/4 1.25 1.25 1250 1/8 .125 125 0125 1.60 1.6 1600 .160 160 0160 2.0 2 2000 2/10 .200 200 0200 2-1/2 2.5 2.5 2500 1/4 .250 250 0250 3.15 3.15 3150 .315 315 0315 4.0 4 4000 4/10 .400 400 0400 5.0 5 5000 1/2 .500 500 0500 6.3 6.3 6300 .630 630 0630 8/10 .800 800 0800 Specifications subject to change without notice EOL-Last Buy Date is August 31,2024 The replacement series is the 0HAAL(0HAALxxxx-xx) No replacement for the RST 80mA through 800mA
https://www.belfuse.com/resources/datasheets/circuitprotection/ds-cp-c1q-series.pdf | fuses | Type C1Q Surface Mount Very Fast-Acting Chip Fuse belfuse.com/circuit-protection C1Q Series – 1206 Size RoHS Compliant Features - Fast Acting, Small size, 1206 SMD - Current rating from 250mA to 7A - Wide operating temperature range from -55℃ to 125℃ - Tape and Reel for automatic SMD placement - Compatible with 260℃ IR Pb-free and wave soldering process - Full compliance with EU Directive 2011/65/EU and amending directive 2015/863 (MSL = 1) - Halogen Free, Lead Free - AEC-Q Compliant - Meets Bel automotive qualification* * - Largely based on internal AEC-Q test plan Applications - Notebook - LCD monitor - PC computer - Office electronic equipment - Industrial equipment - Medical equipment - POE, POE+ - LCD / LED monitor - Power supply - LCD / LED TV LEAD FREE = - DC-DC Converter HALOGEN FREE = Electrical Characteristics (UL/CSA/STD.248-14) Safety Agency Approvals Testing Current Blow Time Minimum Maximum 100% 4 Hrs. N/A 200% N/A 5 Sec 300% N/A 0.2 Sec Physical Specifications Materials Body : Ceramic Substrate Terminations : Ag / Ni / Sn (100% Lead-free) Element Cover Coating : Lead-free Glass Marking On Fuse : None On Label : "bel", "C1Q", "Current Rating", "Voltage Rating", "Interrupting Rating", "Appropriate Safety Logos" and " ", " "(China RoHS compliant). Safety Agency Safety Agency Certificate Ampere Rating/ Voltage Rating Ampere Range / Volt @ I.R. ability* LR39772 250mA-5A/125V AC 63V DC 7A/63V AC & DC 250mA-5A/125V AC@100A 63V DC@50A E20624 E20624 7A/63V AC&DC@50A *I.R.= Interrupting Rating = Short Circuit Rating(Amps) Specifications subject to change without notice AEC-Q Compliant Type C1Q 2 / 4 Bel Fuse Inc. 206 Van Vorst Street Jersey City, NJ 07302 USA +1 201.432.0463 Bel.US.CS@belf.com belfuse.com/circuit-protection © 2023 Bel Fuse, Inc. Rev. C1Q Oct2023 Temperature Derating Curve Average Time Current Curve Electrical Specifications Catalog Number Ampere Rating (A) Nominal Cold Resistance (ohms) Nominal Volt-drop @100% In (Volt) Voltage and Interrupting Ratings Melting I²T @10 In (A² Sec) Nominal Power Dissipation @100% In (W) Agency Approvals C1Q 250 250mA 0.85 0.250 See Table of Safety Approvals on Page 1 for Voltage and associated Interrupting Ratings 0.00003 0.06 Y Y C1Q 375 375mA 0.48 0.222 0.00006 0.08 Y Y C1Q 500 500mA 0.32 0.195 0.00011 0.10 Y Y C1Q 750 750mA 0.175 0.163 0.00042 0.12 Y Y C1Q 1 1A 0.124 0.156 0.00096 0.16 Y Y C1Q 1.25 1.25A 0.092 0.149 0.0020 0.19 Y Y C1Q 1.5 1.5A 0.075 0.142 0.0024 0.21 Y Y C1Q 2 2A 0.054 0.140 0.005 0.28 Y Y C1Q 2.5 2.5A 0.042 0.138 0.008 0.35 Y Y C1Q 3 3A 0.035 0.136 0.020 0.41 Y Y C1Q 3.5 3.5A 0.030 0.140 0.029 0.49 Y Y C1Q 4 4A 0.028 0.144 0.038 0.58 Y Y C1Q 5 5A 0.022 0.154 0.075 0.77 Y Y C1Q 7 7A 0.015 0.160 0.116 1.12 Y Consult manufacturer for other ratings Specifications subject to change without notice Type C1Q 3 / 4 Bel Fuse Inc. 206 Van Vorst Street Jersey City, NJ 07302 USA +1 201.432.0463 Bel.US.CS@belf.com belfuse.com/circuit-protection © 2023 Bel Fuse, Inc. Rev. C1Q Oct2023 Environmental Specifications High temperature storage MIL-STD-202 Method 108 Temperature cycling JESD22 Method JA-104,Test Condition B Biased humidity MIL-STD-202 Method 103, 85C/85% RH with 10% operating power for 1000 hrs. Operational life MIL-STD-202 Method 108, Test Condition D Resistance to solvents MIL-STD-202 Method 215 Mechanical shock MIL-STD-202 Method 213,Test Condition C Vibration MIL-STD-202 Method 204 Resistance to soldering heat MIL-STD-202 Method 210,Test condition B Thermal shock MIL-STD-202 Method 107 Solderability J-STD-002 Board flex(SMD) AEC-Q200-005 Terminal strength AEC-Q200-006 Electrical characterization 3 temperature electrical Soldering Parameters Fuse FGNO Explanation Shock Resistance MIL-STD-202G, Method 213B, Test Condition 1 (100 G's peak for 6 milliseconds; Sawtooth waveform) Vibration Resistance MIL-STD-202G, Method 201A (10-55 Hz, 0.06 inch, total excursion). Salt Spray Resistance MIL-STD-202G, Method 101E, Test Condition B (48 hrs.). Insulation Resistance MIL-STD-202G, Method 302, Test Condition A (After Opening) 10,000 ohms minimum. Solderability MIL-STD-202G, Method 208H Resistance to solder Heat MIL-STD-202G, Method 210F, Test Condition C. Top Side(260℃,20 sec) MIL-STD-202G, Method 210F, Test Condition D. Bottom Side(260℃,10 sec) Thermal Shock MIL-STD-202G, Method 107G, Test Condition B (-65℃ to +125℃). Operating Temperature -55℃ to +125℃ Moisture Sensitivity Level 1 (According to IPC J-Std-020) IR Reflow Profile (IPC/JEDEC J-STD-020D) Preheat & Soak Temperature min (Tsmin) Temperature max (Tsmax) Time (Tsmin to Tsmax) (ts) 150℃ 200℃ 60-120 seconds Average ramp-up rate (Tsmax to Tp) 3℃/second max. Liquidous temperature (TL) Time at liquidous (tL) 217℃ 60-150 seconds Peak temperature (Tp) 260℃ max Time (tp) within 5℃ of the specified classification temperture (Tc) 30 seconds Average ramp-down rate (Tp to Tsmax) 6℃/second max. Time 25℃ to peak temperature 8 minutes max. Lead-free Wave Soldering Profile Wave Soldering Parameter Average ramp-up rate 200℃ / second Heating rate during preheat typical 1 - 2℃ / second Max 4℃ / second Final preheat temperature within 125℃ of soldering temperature Peak temperature Tp 260℃ Time within +0℃ / -5℃ of actual peak temperature 10 seconds Ramp-down rate 5℃ / second max. Specifications subject to change without notice Type C1Q 4 / 4 Bel Fuse Inc. 206 Van Vorst Street Jersey City, NJ 07302 USA +1 201.432.0463 Bel.US.CS@belf.com belfuse.com/circuit-protection © 2023 Bel Fuse, Inc. Rev. C1Q Oct2023 Fuse FGNO Explanation 0685 - [XXXX] -XX [XXXX]=Ampere Rating; XX=See Ordering Information as below Fraction Decimal Milliamps Bel FGNO[XXXX] Fraction Decimal Amps Bel FGNO[XXXX] 1/4 0.250 250 0250 1.0 1 1000 3/8 .375 375 0375 1-1/4 1.25 1.25 1250 1/2 .500 500 0500 1-1/2 1.50 1.5 1500 3/4 .750 750 0750 2.0 2 2000 2-1/2 2.5 2.5 2500 3.0 3 3000 3-1/2 3.5 3.5 3500 4.0 4 4000 5.0 5 5000 7.0 7 7000 Mechanical Dimensions Ordering Information Packaging Packaging Tape & Reel Packaging Specification Quantity Quantity & Packaging Code 8 mm wide tape with 7 inches Diameter reel EIA Standard 481-E 5000 0685-XXXX-01 Specifications subject to change without notice
https://www.belfuse.com/resources/datasheets/circuitprotection/ds-cp-c1q-series.pdf | fuses | Type C1Q Surface Mount Very Fast-Acting Chip Fuse belfuse.com/circuit-protection C1Q Series – 1206 Size RoHS Compliant Features - Fast Acting, Small size, 1206 SMD - Current rating from 250mA to 7A - Wide operating temperature range from -55℃ to 125℃ - Tape and Reel for automatic SMD placement - Compatible with 260℃ IR Pb-free and wave soldering process - Full compliance with EU Directive 2011/65/EU and amending directive 2015/863 (MSL = 1) - Halogen Free, Lead Free - AEC-Q Compliant - Meets Bel automotive qualification* * - Largely based on internal AEC-Q test plan Applications - Notebook - LCD monitor - PC computer - Office electronic equipment - Industrial equipment - Medical equipment - POE, POE+ - LCD / LED monitor - Power supply - LCD / LED TV LEAD FREE = - DC-DC Converter HALOGEN FREE = Electrical Characteristics (UL/CSA/STD.248-14) Safety Agency Approvals Testing Current Blow Time Minimum Maximum 100% 4 Hrs. N/A 200% N/A 5 Sec 300% N/A 0.2 Sec Physical Specifications Materials Body : Ceramic Substrate Terminations : Ag / Ni / Sn (100% Lead-free) Element Cover Coating : Lead-free Glass Marking On Fuse : None On Label : "bel", "C1Q", "Current Rating", "Voltage Rating", "Interrupting Rating", "Appropriate Safety Logos" and " ", " "(China RoHS compliant). Safety Agency Safety Agency Certificate Ampere Rating/ Voltage Rating Ampere Range / Volt @ I.R. ability* LR39772 250mA-5A/125V AC 63V DC 7A/63V AC & DC 250mA-5A/125V AC@100A 63V DC@50A E20624 E20624 7A/63V AC&DC@50A *I.R.= Interrupting Rating = Short Circuit Rating(Amps) Specifications subject to change without notice AEC-Q Compliant Type C1Q 2 / 4 Bel Fuse Inc. 206 Van Vorst Street Jersey City, NJ 07302 USA +1 201.432.0463 Bel.US.CS@belf.com belfuse.com/circuit-protection © 2023 Bel Fuse, Inc. Rev. C1Q Oct2023 Temperature Derating Curve Average Time Current Curve Electrical Specifications Catalog Number Ampere Rating (A) Nominal Cold Resistance (ohms) Nominal Volt-drop @100% In (Volt) Voltage and Interrupting Ratings Melting I²T @10 In (A² Sec) Nominal Power Dissipation @100% In (W) Agency Approvals C1Q 250 250mA 0.85 0.250 See Table of Safety Approvals on Page 1 for Voltage and associated Interrupting Ratings 0.00003 0.06 Y Y C1Q 375 375mA 0.48 0.222 0.00006 0.08 Y Y C1Q 500 500mA 0.32 0.195 0.00011 0.10 Y Y C1Q 750 750mA 0.175 0.163 0.00042 0.12 Y Y C1Q 1 1A 0.124 0.156 0.00096 0.16 Y Y C1Q 1.25 1.25A 0.092 0.149 0.0020 0.19 Y Y C1Q 1.5 1.5A 0.075 0.142 0.0024 0.21 Y Y C1Q 2 2A 0.054 0.140 0.005 0.28 Y Y C1Q 2.5 2.5A 0.042 0.138 0.008 0.35 Y Y C1Q 3 3A 0.035 0.136 0.020 0.41 Y Y C1Q 3.5 3.5A 0.030 0.140 0.029 0.49 Y Y C1Q 4 4A 0.028 0.144 0.038 0.58 Y Y C1Q 5 5A 0.022 0.154 0.075 0.77 Y Y C1Q 7 7A 0.015 0.160 0.116 1.12 Y Consult manufacturer for other ratings Specifications subject to change without notice Type C1Q 3 / 4 Bel Fuse Inc. 206 Van Vorst Street Jersey City, NJ 07302 USA +1 201.432.0463 Bel.US.CS@belf.com belfuse.com/circuit-protection © 2023 Bel Fuse, Inc. Rev. C1Q Oct2023 Environmental Specifications High temperature storage MIL-STD-202 Method 108 Temperature cycling JESD22 Method JA-104,Test Condition B Biased humidity MIL-STD-202 Method 103, 85C/85% RH with 10% operating power for 1000 hrs. Operational life MIL-STD-202 Method 108, Test Condition D Resistance to solvents MIL-STD-202 Method 215 Mechanical shock MIL-STD-202 Method 213,Test Condition C Vibration MIL-STD-202 Method 204 Resistance to soldering heat MIL-STD-202 Method 210,Test condition B Thermal shock MIL-STD-202 Method 107 Solderability J-STD-002 Board flex(SMD) AEC-Q200-005 Terminal strength AEC-Q200-006 Electrical characterization 3 temperature electrical Soldering Parameters Fuse FGNO Explanation Shock Resistance MIL-STD-202G, Method 213B, Test Condition 1 (100 G's peak for 6 milliseconds; Sawtooth waveform) Vibration Resistance MIL-STD-202G, Method 201A (10-55 Hz, 0.06 inch, total excursion). Salt Spray Resistance MIL-STD-202G, Method 101E, Test Condition B (48 hrs.). Insulation Resistance MIL-STD-202G, Method 302, Test Condition A (After Opening) 10,000 ohms minimum. Solderability MIL-STD-202G, Method 208H Resistance to solder Heat MIL-STD-202G, Method 210F, Test Condition C. Top Side(260℃,20 sec) MIL-STD-202G, Method 210F, Test Condition D. Bottom Side(260℃,10 sec) Thermal Shock MIL-STD-202G, Method 107G, Test Condition B (-65℃ to +125℃). Operating Temperature -55℃ to +125℃ Moisture Sensitivity Level 1 (According to IPC J-Std-020) IR Reflow Profile (IPC/JEDEC J-STD-020D) Preheat & Soak Temperature min (Tsmin) Temperature max (Tsmax) Time (Tsmin to Tsmax) (ts) 150℃ 200℃ 60-120 seconds Average ramp-up rate (Tsmax to Tp) 3℃/second max. Liquidous temperature (TL) Time at liquidous (tL) 217℃ 60-150 seconds Peak temperature (Tp) 260℃ max Time (tp) within 5℃ of the specified classification temperture (Tc) 30 seconds Average ramp-down rate (Tp to Tsmax) 6℃/second max. Time 25℃ to peak temperature 8 minutes max. Lead-free Wave Soldering Profile Wave Soldering Parameter Average ramp-up rate 200℃ / second Heating rate during preheat typical 1 - 2℃ / second Max 4℃ / second Final preheat temperature within 125℃ of soldering temperature Peak temperature Tp 260℃ Time within +0℃ / -5℃ of actual peak temperature 10 seconds Ramp-down rate 5℃ / second max. Specifications subject to change without notice Type C1Q 4 / 4 Bel Fuse Inc. 206 Van Vorst Street Jersey City, NJ 07302 USA +1 201.432.0463 Bel.US.CS@belf.com belfuse.com/circuit-protection © 2023 Bel Fuse, Inc. Rev. C1Q Oct2023 Fuse FGNO Explanation 0685 - [XXXX] -XX [XXXX]=Ampere Rating; XX=See Ordering Information as below Fraction Decimal Milliamps Bel FGNO[XXXX] Fraction Decimal Amps Bel FGNO[XXXX] 1/4 0.250 250 0250 1.0 1 1000 3/8 .375 375 0375 1-1/4 1.25 1.25 1250 1/2 .500 500 0500 1-1/2 1.50 1.5 1500 3/4 .750 750 0750 2.0 2 2000 2-1/2 2.5 2.5 2500 3.0 3 3000 3-1/2 3.5 3.5 3500 4.0 4 4000 5.0 5 5000 7.0 7 7000 Mechanical Dimensions Ordering Information Packaging Packaging Tape & Reel Packaging Specification Quantity Quantity & Packaging Code 8 mm wide tape with 7 inches Diameter reel EIA Standard 481-E 5000 0685-XXXX-01 Specifications subject to change without notice
https://www.belfuse.com/resources/datasheets/circuitprotection/ds-cp-c1q-series.pdf | fuses | Type C1Q Surface Mount Very Fast-Acting Chip Fuse belfuse.com/circuit-protection C1Q Series – 1206 Size RoHS Compliant Features - Fast Acting, Small size, 1206 SMD - Current rating from 250mA to 7A - Wide operating temperature range from -55℃ to 125℃ - Tape and Reel for automatic SMD placement - Compatible with 260℃ IR Pb-free and wave soldering process - Full compliance with EU Directive 2011/65/EU and amending directive 2015/863 (MSL = 1) - Halogen Free, Lead Free - AEC-Q Compliant - Meets Bel automotive qualification* * - Largely based on internal AEC-Q test plan Applications - Notebook - LCD monitor - PC computer - Office electronic equipment - Industrial equipment - Medical equipment - POE, POE+ - LCD / LED monitor - Power supply - LCD / LED TV LEAD FREE = - DC-DC Converter HALOGEN FREE = Electrical Characteristics (UL/CSA/STD.248-14) Safety Agency Approvals Testing Current Blow Time Minimum Maximum 100% 4 Hrs. N/A 200% N/A 5 Sec 300% N/A 0.2 Sec Physical Specifications Materials Body : Ceramic Substrate Terminations : Ag / Ni / Sn (100% Lead-free) Element Cover Coating : Lead-free Glass Marking On Fuse : None On Label : "bel", "C1Q", "Current Rating", "Voltage Rating", "Interrupting Rating", "Appropriate Safety Logos" and " ", " "(China RoHS compliant). Safety Agency Safety Agency Certificate Ampere Rating/ Voltage Rating Ampere Range / Volt @ I.R. ability* LR39772 250mA-5A/125V AC 63V DC 7A/63V AC & DC 250mA-5A/125V AC@100A 63V DC@50A E20624 E20624 7A/63V AC&DC@50A *I.R.= Interrupting Rating = Short Circuit Rating(Amps) Specifications subject to change without notice AEC-Q Compliant Type C1Q 2 / 4 Bel Fuse Inc. 206 Van Vorst Street Jersey City, NJ 07302 USA +1 201.432.0463 Bel.US.CS@belf.com belfuse.com/circuit-protection © 2023 Bel Fuse, Inc. Rev. C1Q Oct2023 Temperature Derating Curve Average Time Current Curve Electrical Specifications Catalog Number Ampere Rating (A) Nominal Cold Resistance (ohms) Nominal Volt-drop @100% In (Volt) Voltage and Interrupting Ratings Melting I²T @10 In (A² Sec) Nominal Power Dissipation @100% In (W) Agency Approvals C1Q 250 250mA 0.85 0.250 See Table of Safety Approvals on Page 1 for Voltage and associated Interrupting Ratings 0.00003 0.06 Y Y C1Q 375 375mA 0.48 0.222 0.00006 0.08 Y Y C1Q 500 500mA 0.32 0.195 0.00011 0.10 Y Y C1Q 750 750mA 0.175 0.163 0.00042 0.12 Y Y C1Q 1 1A 0.124 0.156 0.00096 0.16 Y Y C1Q 1.25 1.25A 0.092 0.149 0.0020 0.19 Y Y C1Q 1.5 1.5A 0.075 0.142 0.0024 0.21 Y Y C1Q 2 2A 0.054 0.140 0.005 0.28 Y Y C1Q 2.5 2.5A 0.042 0.138 0.008 0.35 Y Y C1Q 3 3A 0.035 0.136 0.020 0.41 Y Y C1Q 3.5 3.5A 0.030 0.140 0.029 0.49 Y Y C1Q 4 4A 0.028 0.144 0.038 0.58 Y Y C1Q 5 5A 0.022 0.154 0.075 0.77 Y Y C1Q 7 7A 0.015 0.160 0.116 1.12 Y Consult manufacturer for other ratings Specifications subject to change without notice Type C1Q 3 / 4 Bel Fuse Inc. 206 Van Vorst Street Jersey City, NJ 07302 USA +1 201.432.0463 Bel.US.CS@belf.com belfuse.com/circuit-protection © 2023 Bel Fuse, Inc. Rev. C1Q Oct2023 Environmental Specifications High temperature storage MIL-STD-202 Method 108 Temperature cycling JESD22 Method JA-104,Test Condition B Biased humidity MIL-STD-202 Method 103, 85C/85% RH with 10% operating power for 1000 hrs. Operational life MIL-STD-202 Method 108, Test Condition D Resistance to solvents MIL-STD-202 Method 215 Mechanical shock MIL-STD-202 Method 213,Test Condition C Vibration MIL-STD-202 Method 204 Resistance to soldering heat MIL-STD-202 Method 210,Test condition B Thermal shock MIL-STD-202 Method 107 Solderability J-STD-002 Board flex(SMD) AEC-Q200-005 Terminal strength AEC-Q200-006 Electrical characterization 3 temperature electrical Soldering Parameters Fuse FGNO Explanation Shock Resistance MIL-STD-202G, Method 213B, Test Condition 1 (100 G's peak for 6 milliseconds; Sawtooth waveform) Vibration Resistance MIL-STD-202G, Method 201A (10-55 Hz, 0.06 inch, total excursion). Salt Spray Resistance MIL-STD-202G, Method 101E, Test Condition B (48 hrs.). Insulation Resistance MIL-STD-202G, Method 302, Test Condition A (After Opening) 10,000 ohms minimum. Solderability MIL-STD-202G, Method 208H Resistance to solder Heat MIL-STD-202G, Method 210F, Test Condition C. Top Side(260℃,20 sec) MIL-STD-202G, Method 210F, Test Condition D. Bottom Side(260℃,10 sec) Thermal Shock MIL-STD-202G, Method 107G, Test Condition B (-65℃ to +125℃). Operating Temperature -55℃ to +125℃ Moisture Sensitivity Level 1 (According to IPC J-Std-020) IR Reflow Profile (IPC/JEDEC J-STD-020D) Preheat & Soak Temperature min (Tsmin) Temperature max (Tsmax) Time (Tsmin to Tsmax) (ts) 150℃ 200℃ 60-120 seconds Average ramp-up rate (Tsmax to Tp) 3℃/second max. Liquidous temperature (TL) Time at liquidous (tL) 217℃ 60-150 seconds Peak temperature (Tp) 260℃ max Time (tp) within 5℃ of the specified classification temperture (Tc) 30 seconds Average ramp-down rate (Tp to Tsmax) 6℃/second max. Time 25℃ to peak temperature 8 minutes max. Lead-free Wave Soldering Profile Wave Soldering Parameter Average ramp-up rate 200℃ / second Heating rate during preheat typical 1 - 2℃ / second Max 4℃ / second Final preheat temperature within 125℃ of soldering temperature Peak temperature Tp 260℃ Time within +0℃ / -5℃ of actual peak temperature 10 seconds Ramp-down rate 5℃ / second max. Specifications subject to change without notice Type C1Q 4 / 4 Bel Fuse Inc. 206 Van Vorst Street Jersey City, NJ 07302 USA +1 201.432.0463 Bel.US.CS@belf.com belfuse.com/circuit-protection © 2023 Bel Fuse, Inc. Rev. C1Q Oct2023 Fuse FGNO Explanation 0685 - [XXXX] -XX [XXXX]=Ampere Rating; XX=See Ordering Information as below Fraction Decimal Milliamps Bel FGNO[XXXX] Fraction Decimal Amps Bel FGNO[XXXX] 1/4 0.250 250 0250 1.0 1 1000 3/8 .375 375 0375 1-1/4 1.25 1.25 1250 1/2 .500 500 0500 1-1/2 1.50 1.5 1500 3/4 .750 750 0750 2.0 2 2000 2-1/2 2.5 2.5 2500 3.0 3 3000 3-1/2 3.5 3.5 3500 4.0 4 4000 5.0 5 5000 7.0 7 7000 Mechanical Dimensions Ordering Information Packaging Packaging Tape & Reel Packaging Specification Quantity Quantity & Packaging Code 8 mm wide tape with 7 inches Diameter reel EIA Standard 481-E 5000 0685-XXXX-01 Specifications subject to change without notice
https://www.belfuse.com/resources/datasheets/circuitprotection/ds-cp-c1q-series.pdf | fuses | Type C1Q Surface Mount Very Fast-Acting Chip Fuse belfuse.com/circuit-protection C1Q Series – 1206 Size RoHS Compliant Features - Fast Acting, Small size, 1206 SMD - Current rating from 250mA to 7A - Wide operating temperature range from -55℃ to 125℃ - Tape and Reel for automatic SMD placement - Compatible with 260℃ IR Pb-free and wave soldering process - Full compliance with EU Directive 2011/65/EU and amending directive 2015/863 (MSL = 1) - Halogen Free, Lead Free - AEC-Q Compliant - Meets Bel automotive qualification* * - Largely based on internal AEC-Q test plan Applications - Notebook - LCD monitor - PC computer - Office electronic equipment - Industrial equipment - Medical equipment - POE, POE+ - LCD / LED monitor - Power supply - LCD / LED TV LEAD FREE = - DC-DC Converter HALOGEN FREE = Electrical Characteristics (UL/CSA/STD.248-14) Safety Agency Approvals Testing Current Blow Time Minimum Maximum 100% 4 Hrs. N/A 200% N/A 5 Sec 300% N/A 0.2 Sec Physical Specifications Materials Body : Ceramic Substrate Terminations : Ag / Ni / Sn (100% Lead-free) Element Cover Coating : Lead-free Glass Marking On Fuse : None On Label : "bel", "C1Q", "Current Rating", "Voltage Rating", "Interrupting Rating", "Appropriate Safety Logos" and " ", " "(China RoHS compliant). Safety Agency Safety Agency Certificate Ampere Rating/ Voltage Rating Ampere Range / Volt @ I.R. ability* LR39772 250mA-5A/125V AC 63V DC 7A/63V AC & DC 250mA-5A/125V AC@100A 63V DC@50A E20624 E20624 7A/63V AC&DC@50A *I.R.= Interrupting Rating = Short Circuit Rating(Amps) Specifications subject to change without notice AEC-Q Compliant Type C1Q 2 / 4 Bel Fuse Inc. 206 Van Vorst Street Jersey City, NJ 07302 USA +1 201.432.0463 Bel.US.CS@belf.com belfuse.com/circuit-protection © 2023 Bel Fuse, Inc. Rev. C1Q Oct2023 Temperature Derating Curve Average Time Current Curve Electrical Specifications Catalog Number Ampere Rating (A) Nominal Cold Resistance (ohms) Nominal Volt-drop @100% In (Volt) Voltage and Interrupting Ratings Melting I²T @10 In (A² Sec) Nominal Power Dissipation @100% In (W) Agency Approvals C1Q 250 250mA 0.85 0.250 See Table of Safety Approvals on Page 1 for Voltage and associated Interrupting Ratings 0.00003 0.06 Y Y C1Q 375 375mA 0.48 0.222 0.00006 0.08 Y Y C1Q 500 500mA 0.32 0.195 0.00011 0.10 Y Y C1Q 750 750mA 0.175 0.163 0.00042 0.12 Y Y C1Q 1 1A 0.124 0.156 0.00096 0.16 Y Y C1Q 1.25 1.25A 0.092 0.149 0.0020 0.19 Y Y C1Q 1.5 1.5A 0.075 0.142 0.0024 0.21 Y Y C1Q 2 2A 0.054 0.140 0.005 0.28 Y Y C1Q 2.5 2.5A 0.042 0.138 0.008 0.35 Y Y C1Q 3 3A 0.035 0.136 0.020 0.41 Y Y C1Q 3.5 3.5A 0.030 0.140 0.029 0.49 Y Y C1Q 4 4A 0.028 0.144 0.038 0.58 Y Y C1Q 5 5A 0.022 0.154 0.075 0.77 Y Y C1Q 7 7A 0.015 0.160 0.116 1.12 Y Consult manufacturer for other ratings Specifications subject to change without notice Type C1Q 3 / 4 Bel Fuse Inc. 206 Van Vorst Street Jersey City, NJ 07302 USA +1 201.432.0463 Bel.US.CS@belf.com belfuse.com/circuit-protection © 2023 Bel Fuse, Inc. Rev. C1Q Oct2023 Environmental Specifications High temperature storage MIL-STD-202 Method 108 Temperature cycling JESD22 Method JA-104,Test Condition B Biased humidity MIL-STD-202 Method 103, 85C/85% RH with 10% operating power for 1000 hrs. Operational life MIL-STD-202 Method 108, Test Condition D Resistance to solvents MIL-STD-202 Method 215 Mechanical shock MIL-STD-202 Method 213,Test Condition C Vibration MIL-STD-202 Method 204 Resistance to soldering heat MIL-STD-202 Method 210,Test condition B Thermal shock MIL-STD-202 Method 107 Solderability J-STD-002 Board flex(SMD) AEC-Q200-005 Terminal strength AEC-Q200-006 Electrical characterization 3 temperature electrical Soldering Parameters Fuse FGNO Explanation Shock Resistance MIL-STD-202G, Method 213B, Test Condition 1 (100 G's peak for 6 milliseconds; Sawtooth waveform) Vibration Resistance MIL-STD-202G, Method 201A (10-55 Hz, 0.06 inch, total excursion). Salt Spray Resistance MIL-STD-202G, Method 101E, Test Condition B (48 hrs.). Insulation Resistance MIL-STD-202G, Method 302, Test Condition A (After Opening) 10,000 ohms minimum. Solderability MIL-STD-202G, Method 208H Resistance to solder Heat MIL-STD-202G, Method 210F, Test Condition C. Top Side(260℃,20 sec) MIL-STD-202G, Method 210F, Test Condition D. Bottom Side(260℃,10 sec) Thermal Shock MIL-STD-202G, Method 107G, Test Condition B (-65℃ to +125℃). Operating Temperature -55℃ to +125℃ Moisture Sensitivity Level 1 (According to IPC J-Std-020) IR Reflow Profile (IPC/JEDEC J-STD-020D) Preheat & Soak Temperature min (Tsmin) Temperature max (Tsmax) Time (Tsmin to Tsmax) (ts) 150℃ 200℃ 60-120 seconds Average ramp-up rate (Tsmax to Tp) 3℃/second max. Liquidous temperature (TL) Time at liquidous (tL) 217℃ 60-150 seconds Peak temperature (Tp) 260℃ max Time (tp) within 5℃ of the specified classification temperture (Tc) 30 seconds Average ramp-down rate (Tp to Tsmax) 6℃/second max. Time 25℃ to peak temperature 8 minutes max. Lead-free Wave Soldering Profile Wave Soldering Parameter Average ramp-up rate 200℃ / second Heating rate during preheat typical 1 - 2℃ / second Max 4℃ / second Final preheat temperature within 125℃ of soldering temperature Peak temperature Tp 260℃ Time within +0℃ / -5℃ of actual peak temperature 10 seconds Ramp-down rate 5℃ / second max. Specifications subject to change without notice Type C1Q 4 / 4 Bel Fuse Inc. 206 Van Vorst Street Jersey City, NJ 07302 USA +1 201.432.0463 Bel.US.CS@belf.com belfuse.com/circuit-protection © 2023 Bel Fuse, Inc. Rev. C1Q Oct2023 Fuse FGNO Explanation 0685 - [XXXX] -XX [XXXX]=Ampere Rating; XX=See Ordering Information as below Fraction Decimal Milliamps Bel FGNO[XXXX] Fraction Decimal Amps Bel FGNO[XXXX] 1/4 0.250 250 0250 1.0 1 1000 3/8 .375 375 0375 1-1/4 1.25 1.25 1250 1/2 .500 500 0500 1-1/2 1.50 1.5 1500 3/4 .750 750 0750 2.0 2 2000 2-1/2 2.5 2.5 2500 3.0 3 3000 3-1/2 3.5 3.5 3500 4.0 4 4000 5.0 5 5000 7.0 7 7000 Mechanical Dimensions Ordering Information Packaging Packaging Tape & Reel Packaging Specification Quantity Quantity & Packaging Code 8 mm wide tape with 7 inches Diameter reel EIA Standard 481-E 5000 0685-XXXX-01 Specifications subject to change without notice
https://www.belfuse.com/resources/datasheets/circuitprotection/ds-cp-c1q-series.pdf | fuses | Type C1Q Surface Mount Very Fast-Acting Chip Fuse belfuse.com/circuit-protection C1Q Series – 1206 Size RoHS Compliant Features - Fast Acting, Small size, 1206 SMD - Current rating from 250mA to 7A - Wide operating temperature range from -55℃ to 125℃ - Tape and Reel for automatic SMD placement - Compatible with 260℃ IR Pb-free and wave soldering process - Full compliance with EU Directive 2011/65/EU and amending directive 2015/863 (MSL = 1) - Halogen Free, Lead Free - AEC-Q Compliant - Meets Bel automotive qualification* * - Largely based on internal AEC-Q test plan Applications - Notebook - LCD monitor - PC computer - Office electronic equipment - Industrial equipment - Medical equipment - POE, POE+ - LCD / LED monitor - Power supply - LCD / LED TV LEAD FREE = - DC-DC Converter HALOGEN FREE = Electrical Characteristics (UL/CSA/STD.248-14) Safety Agency Approvals Testing Current Blow Time Minimum Maximum 100% 4 Hrs. N/A 200% N/A 5 Sec 300% N/A 0.2 Sec Physical Specifications Materials Body : Ceramic Substrate Terminations : Ag / Ni / Sn (100% Lead-free) Element Cover Coating : Lead-free Glass Marking On Fuse : None On Label : "bel", "C1Q", "Current Rating", "Voltage Rating", "Interrupting Rating", "Appropriate Safety Logos" and " ", " "(China RoHS compliant). Safety Agency Safety Agency Certificate Ampere Rating/ Voltage Rating Ampere Range / Volt @ I.R. ability* LR39772 250mA-5A/125V AC 63V DC 7A/63V AC & DC 250mA-5A/125V AC@100A 63V DC@50A E20624 E20624 7A/63V AC&DC@50A *I.R.= Interrupting Rating = Short Circuit Rating(Amps) Specifications subject to change without notice AEC-Q Compliant Type C1Q 2 / 4 Bel Fuse Inc. 206 Van Vorst Street Jersey City, NJ 07302 USA +1 201.432.0463 Bel.US.CS@belf.com belfuse.com/circuit-protection © 2023 Bel Fuse, Inc. Rev. C1Q Oct2023 Temperature Derating Curve Average Time Current Curve Electrical Specifications Catalog Number Ampere Rating (A) Nominal Cold Resistance (ohms) Nominal Volt-drop @100% In (Volt) Voltage and Interrupting Ratings Melting I²T @10 In (A² Sec) Nominal Power Dissipation @100% In (W) Agency Approvals C1Q 250 250mA 0.85 0.250 See Table of Safety Approvals on Page 1 for Voltage and associated Interrupting Ratings 0.00003 0.06 Y Y C1Q 375 375mA 0.48 0.222 0.00006 0.08 Y Y C1Q 500 500mA 0.32 0.195 0.00011 0.10 Y Y C1Q 750 750mA 0.175 0.163 0.00042 0.12 Y Y C1Q 1 1A 0.124 0.156 0.00096 0.16 Y Y C1Q 1.25 1.25A 0.092 0.149 0.0020 0.19 Y Y C1Q 1.5 1.5A 0.075 0.142 0.0024 0.21 Y Y C1Q 2 2A 0.054 0.140 0.005 0.28 Y Y C1Q 2.5 2.5A 0.042 0.138 0.008 0.35 Y Y C1Q 3 3A 0.035 0.136 0.020 0.41 Y Y C1Q 3.5 3.5A 0.030 0.140 0.029 0.49 Y Y C1Q 4 4A 0.028 0.144 0.038 0.58 Y Y C1Q 5 5A 0.022 0.154 0.075 0.77 Y Y C1Q 7 7A 0.015 0.160 0.116 1.12 Y Consult manufacturer for other ratings Specifications subject to change without notice Type C1Q 3 / 4 Bel Fuse Inc. 206 Van Vorst Street Jersey City, NJ 07302 USA +1 201.432.0463 Bel.US.CS@belf.com belfuse.com/circuit-protection © 2023 Bel Fuse, Inc. Rev. C1Q Oct2023 Environmental Specifications High temperature storage MIL-STD-202 Method 108 Temperature cycling JESD22 Method JA-104,Test Condition B Biased humidity MIL-STD-202 Method 103, 85C/85% RH with 10% operating power for 1000 hrs. Operational life MIL-STD-202 Method 108, Test Condition D Resistance to solvents MIL-STD-202 Method 215 Mechanical shock MIL-STD-202 Method 213,Test Condition C Vibration MIL-STD-202 Method 204 Resistance to soldering heat MIL-STD-202 Method 210,Test condition B Thermal shock MIL-STD-202 Method 107 Solderability J-STD-002 Board flex(SMD) AEC-Q200-005 Terminal strength AEC-Q200-006 Electrical characterization 3 temperature electrical Soldering Parameters Fuse FGNO Explanation Shock Resistance MIL-STD-202G, Method 213B, Test Condition 1 (100 G's peak for 6 milliseconds; Sawtooth waveform) Vibration Resistance MIL-STD-202G, Method 201A (10-55 Hz, 0.06 inch, total excursion). Salt Spray Resistance MIL-STD-202G, Method 101E, Test Condition B (48 hrs.). Insulation Resistance MIL-STD-202G, Method 302, Test Condition A (After Opening) 10,000 ohms minimum. Solderability MIL-STD-202G, Method 208H Resistance to solder Heat MIL-STD-202G, Method 210F, Test Condition C. Top Side(260℃,20 sec) MIL-STD-202G, Method 210F, Test Condition D. Bottom Side(260℃,10 sec) Thermal Shock MIL-STD-202G, Method 107G, Test Condition B (-65℃ to +125℃). Operating Temperature -55℃ to +125℃ Moisture Sensitivity Level 1 (According to IPC J-Std-020) IR Reflow Profile (IPC/JEDEC J-STD-020D) Preheat & Soak Temperature min (Tsmin) Temperature max (Tsmax) Time (Tsmin to Tsmax) (ts) 150℃ 200℃ 60-120 seconds Average ramp-up rate (Tsmax to Tp) 3℃/second max. Liquidous temperature (TL) Time at liquidous (tL) 217℃ 60-150 seconds Peak temperature (Tp) 260℃ max Time (tp) within 5℃ of the specified classification temperture (Tc) 30 seconds Average ramp-down rate (Tp to Tsmax) 6℃/second max. Time 25℃ to peak temperature 8 minutes max. Lead-free Wave Soldering Profile Wave Soldering Parameter Average ramp-up rate 200℃ / second Heating rate during preheat typical 1 - 2℃ / second Max 4℃ / second Final preheat temperature within 125℃ of soldering temperature Peak temperature Tp 260℃ Time within +0℃ / -5℃ of actual peak temperature 10 seconds Ramp-down rate 5℃ / second max. Specifications subject to change without notice Type C1Q 4 / 4 Bel Fuse Inc. 206 Van Vorst Street Jersey City, NJ 07302 USA +1 201.432.0463 Bel.US.CS@belf.com belfuse.com/circuit-protection © 2023 Bel Fuse, Inc. Rev. C1Q Oct2023 Fuse FGNO Explanation 0685 - [XXXX] -XX [XXXX]=Ampere Rating; XX=See Ordering Information as below Fraction Decimal Milliamps Bel FGNO[XXXX] Fraction Decimal Amps Bel FGNO[XXXX] 1/4 0.250 250 0250 1.0 1 1000 3/8 .375 375 0375 1-1/4 1.25 1.25 1250 1/2 .500 500 0500 1-1/2 1.50 1.5 1500 3/4 .750 750 0750 2.0 2 2000 2-1/2 2.5 2.5 2500 3.0 3 3000 3-1/2 3.5 3.5 3500 4.0 4 4000 5.0 5 5000 7.0 7 7000 Mechanical Dimensions Ordering Information Packaging Packaging Tape & Reel Packaging Specification Quantity Quantity & Packaging Code 8 mm wide tape with 7 inches Diameter reel EIA Standard 481-E 5000 0685-XXXX-01 Specifications subject to change without notice
https://www.littelfuse.com/media?resourcetype=datasheets&itemid=3d41d6b7-af0b-41bc-bce0-d5b1432b6058&filename=littelfuse-fuse-392-datasheet | fuses | %PDF-1.7%âãÏÓ48 0 obj< >endobj xref48 1230000000016 00000 n0000003347 00000 n0000003474 00000 n0000005540 00000 n0000005579 00000 n0000005717 00000 n0000005855 00000 n0000005993 00000 n0000006104 00000 n0000006624 00000 n0000007053 00000 n0000007704 00000 n0000008258 00000 n0000008732 00000 n0000009196 00000 n0000009607 00000 n0000010085 00000 n0000010499 00000 n0000010534 00000 n0000010580 00000 n0000010663 00000 n0000010776 00000 n0000010890 00000 n0000014842 00000 n0000014973 00000 n0000015535 00000 n0000015625 00000 n0000016256 00000 n0000016447 00000 n0000017075 00000 n0000020308 00000 n0000023205 00000 n0000024215 00000 n0000024406 00000 n0000026501 00000 n0000027090 00000 n0000027173 00000 n0000027428 00000 n0000027945 00000 n0000028528 00000 n0000031522 00000 n0000031713 00000 n0000034989 00000 n0000035467 00000 n0000038020 00000 n0000041974 00000 n0000044909 00000 n0000048889 00000 n0000051993 00000 n0000054641 00000 n0000054962 00000 n0000055324 00000 n0000055656 00000 n0000055946 00000 n0000063001 00000 n0000063040 00000 n0000067841 00000 n0000068183 00000 n0000068550 00000 n0000068913 00000 n0000069290 00000 n0000074211 00000 n0000074817 00000 n0000074887 00000 n0000074971 00000 n0000085402 00000 n0000085665 00000 n0000085828 00000 n0000085855 00000 n0000086156 00000 n0000086716 00000 n0000086966 00000 n0000087883 00000 n0000088149 00000 n0000116176 00000 n0000116215 00000 n0000117168 00000 n0000117207 00000 n0000118160 00000 n0000118199 00000 n0000119168 00000 n0000119207 00000 n0000154434 00000 n0000154473 00000 n0000175463 00000 n0000175502 00000 n0000176866 00000 n0000176905 00000 n0000185059 00000 n0000185098 00000 n0000220325 00000 n0000220364 00000 n0000243238 00000 n0000243277 00000 n0000244246 00000 n0000244285 00000 n0000265275 00000 n0000265314 00000 n0000286304 00000 n0000286343 00000 n0000287707 00000 n0000287746 00000 n0000288715 00000 n0000288754 00000 n0000290118 00000 n0000290157 00000 n0000325384 00000 n0000325423 00000 n0000350324 00000 n0000350363 00000 n0000378390 00000 n0000378429 00000 n0000379382 00000 n0000379421 00000 n0000407448 00000 n0000407487 00000 n0000417910 00000 n0000498564 00000 n0000500336 00000 n0000501335 00000 n0000501489 00000 n0000501642 00000 n0000002756 00000 ntrailer< <3766B3BC263E46619CE54396A912211B>]/Prev 653554>>startxref0%%EOF 170 0 obj< >streamhŞb``à"gv†ç·„@˜���ƒ�…�ã–Ãµğ‡*=@±İÒ¤N~!ÖjÁ>^6nöF®úZñ1)Eae…ª:Mc#3sKC}=S+mİ& aA) 1 q.NeE…æ–zMİ&m}C#c+�S=¨Œ‚‚"¡¡aåPvKƒ¸xÌQ¬¡aH¢0¿�ç¾Í@ºˆ[Á"Ò‚Ì¿˜x°}`®``¾Å8‰Ñ‚¡ù€ùévfP q6ğ1p`-¨ZÁ¸€E�Á�Q�A“Á[áDBäşFFI>™¹‚z@��›Ê_=Øz ºÃ@D¤ŠQ�ayƒ�ƒÂÃí^3˜ÊCV0„7%P1`Œ`xèÁğ†Áè%Å¶¼/ïå&ãçycƒå†¾�l"‚'0$Ôı�ˆù¬0$º÷0H>f`côs$ˆ<�¨�ğj`l»Æ4£‚Ad(—ºz\B®€\ã†?mŸXLX#˜601j3x0T”V?Àm�-Æµ8¯‡ifpHÛ2p�bSÙsş J¨ZªDë3p~}åï0ÉÄˆŞendstreamendobj49 0 obj< >>>endobj50 0 obj< /LastModified /NumberOfPageItemsInPage 6/NumberofPages 1/OriginalDocumentID /PageItemUIDToLocationDataMap< >/PageTransformationMatrixList< >/PageUIDList< >/PageWidthList< >>>>>/Resources< >/ExtGState< >/Font< >/ProcSet[/PDF/Text/ImageC/ImageI]/Properties< >/XObject< >>>/Rotate 0/Tabs/W/Thumb 42 0 R/TrimBox[0.0 0.0 612.0 792.0]/Type/Page>>endobj51 0 obj[52 0 R 53 0 R 54 0 R]endobj52 0 obj< >/Border[0 0 0]/H/N/Rect[73.5141 463.653 111.034 397.955]/Subtype/Link/Type/Annot>>endobj53 0 obj< >/Border[0 0 0]/H/N/Rect[151.868 462.242 201.051 397.955]/Subtype/Link/Type/Annot>>endobj54 0 obj< >/Border[0 0 0]/H/N/Rect[237.658 463.653 283.631 397.955]/Subtype/Link/Type/Annot>>endobj55 0 obj< >endobj56 0 obj< >endobj57 0 obj< >endobj58 0 obj< >endobj59 0 obj< >streamH‰\“Ën£@E÷ı½L¯îªDBH;‘¼˜‡Æ™ÀĞö �µñÂ?}¹VF$ÌATçšîl³ÛîÆa±Ù�8uû°Øã0ö1\¦kì‚=„Ó0š¢´ıĞ-÷»õ·;·³ÉRóşvYÂy7'S×6û™^–x³_úéMö=ö!ãÉ>üÚìm¶¿ÎóŸpãbsÛ4¶Ç4èk;kÏÁfkÛÓ®OÏ‡åö”zşU¦Üæ`Ëõ¾ L7õá2·]ˆíx¦ÎÓÑØú=�cÿßs/l;»ßm4uñ�Šó\$�/�©Ë¦½O—Ä�ìÁBğ3ùüB^{·ä-ø�ü–¸âÌ3«‚\€Kr®È˜ï­ğ^Çz‡zÇz‡zÇz‡zçÈÌ^·öÒÙÁÙÑÙÁÙÑÙÁÙmÈ0ıüıüÿ£t1µg�,�nn�nn�nn�nn�>>^ÉšX8G0G8G0G8G0G8G0G˜Q�QäşıÀœ)ëLæäæ]¿¯¼’_ÁÌ.È.Ì.È.Ì.È.÷õ�ìÊìŠìJO…§ÒSá©ôTx*=�JO…§ÒSá©ôTx*=�[Ö¤ñ}µb9§]g?÷Jw�1m“uk®û;cÃçî�§Ù¦.œæ¯.lñendstreamendobj60 0 obj< >endobj61 0 obj< >streamH‰\’ÍnÂ0„ïyË¡$ÎºH…VâĞ•öB²ĞHÅ‰L8ğöõd•)ñg{wgboºÚ¬7¾Lúºz«ƒÙ·¾zêÎ¡V³ÓCë“Yfš¶®³ñ[«>Icòörô¸ñû.)K“~ÄÍÓ.ænÙt;�$é[h4´ş`î¾VÛ‰I·ç¾ÿÑ£úÁLÍbaİÇB/UÿZÕ¤cÚı¦‰ûíp¹�9Ÿ—^M6Îg4Sw��úªÖPùƒ&å4>S>Çg‘¨oşíçÂ´İ¾ş®BRf�Nãù‘ü^“×à'òSäœñ9âóyÎÈ8'ç`K¶à‚\€…,àòxI^F¶¬oQß²�EËx‹x»"¯Àôiá³ Ï>z+à­ ·Ş„õõ…ë2®SK %ô,ğ,sòL]�®ğ¬g%ô ğ Ïäx¥£?�~ü8ê:è:ê:è:ê:è:şop¡×›ÃÕÆ4·¾©Ï!Ä–ÛtìtIëõÖÉ}×›˜…7ù`ÅqÁlendstreamendobj62 0 obj< >endobj63 0 obj< >streamH‰\’ËjÃ0E÷ú-ÛEğ{”‚1„4…,ú i?À±'©¡‘�â,ò÷�Ñ-Ô`ëÍXG£IÖÛÇ­f›¼…±ÛñlƒïŸÇKèØîù8x“å¶ºù6‹ßîÔN&‘äİõ<óië£©k›¼ËâyW{·êÇ=ß›ä5ô´wŸëİ½Mv—iúæûÙ¦¶ilÏùÑs;½´'¶IL[l{YæëBrş">®Û<Î3ÈtcÏç©í8´şÈ¦Nåilı$OcØ÷ÿÖ‹%Òö‡î«¦Î�$8M‰ä}hL�§q.ƒğ¼VŞ€7ÊÈ‘ÁÔâ�/rp®\�+å%x©¼¯„Ë2²Âì”_j¦ùV·>¥úTØ«Ò½ª\S†ódÊˆ!�!ÄPŒÁ¾¤û<I=‰nµP†©Á‡Ô‡àkE8éYn¤n„Z‘ÖŠnõÕZ9ÔÊi­Üœº9¸9uspsêæàæÔÍÁÍ©›ƒ›S·¦dĞË¾İª^»t§ıí©î‚´SláØGÚAƒçß.ŸÆÉJ–¾æG€mÇ<endstreamendobj64 0 obj< >endobj65 0 obj[/ICCBased 96 0 R]endobj66 0 obj[/Indexed 65 0 R 184 109 0 R]endobj67 0 obj< >endobj68 0 obj< >endobj69 0 obj< >endobj70 0 obj< >streamH‰lWËn%Çİ÷WôÒâV½X�,'FokiÀ˜\Ëc=£L¤Q ¿Ï9‡-év!˜…†ç6Y,>Y_–›ïëÇÇ%¬·?ÜüíSX¿{Xş±üùv¹ù~¸<®AÿÖÇËg~ùíÍmü9¬q½ıu©úµ®ê–RÌk¶-Y]o?-ßü”,®)¤´şpÿôt·ÿúõñî�ëß?_¶?Üş¾¦Ó–B\¿�[ZoY¾ùñßw—ûŸBn—O÷Ÿ×ÿ¹[¿şë÷»ËÓúô°^~ûğùãİúßû§ß¾>­Ÿ�î/w2K9-åœeëŸwÏ÷�w¿üiış»mı&ØMJü”®Gw½Ëõ¾æPàz�«}k]�G~ú×ÛåÂòqQô}YRh[nkµ²ÅRÖOl+£‰[†»Çmô±ÖÒ¶�ºäZ£d+m½,3²É¹IµJ'„¹â°v%Û6Â8l\#û)¼XÛÈ�sØ˜#—qnlİmœ‘ı@�º�Z¤“y7È±ònyKwKe¥ËÆ¡�²U‘4xîØo›âføòe™‘İ‘V)®“;<‹(¬P±lm˜Î=#n#·!$·"�T`3æÍp§Ã˜¹H�åû„ÀFD+uÒÖwü¸åJ¿(‡(��˜ÒÆqÃŠü�:Q¿Ô„X&İB “ÚV[};ÇëÈÄ+É(÷Šj‹×bAÀt™Ù¯�Gštz¬’ã@@�öjıM¦�3Bc3^ïUÅƒQRuÙ�SñlLÈ.„ ×½F9&ÉFQ½,3BüÏš�dÔABª§*"PÏËŒP-™=ÿ¬»Œ^B?ÖØ¶Q— ib²l.¶F°K cd0¤âœƒ�J��‘H†MHÉÔAÜhåZÁ ”¡%Î5‹²qFÜFä:¯5ÊÙ†X8Áß—eF¨ƒ±É,à-ñÜWÁÀåŸ—q�ÜUd±H£ZRUDƒg´áUÚJ;<½Fvİ½áÕoYñJİ$£ğèèp�Ànˆ¬Í±��²vö(ÍÖ�©ÒHL?Iköe #(Lçò±5Ğ°58ß�û®¦XCÅ7VôìKE¦P6J€BÓ�`�DÛ©�B]¡¶\û]„.ú'eÈ]1ƒ�$2p¸<²¾,°/83 ¸yò´v„³CìEíÒqP”,\eeLîî]cıB‹h’š‡.#Ì�OÄÒú‘¯wyW2"§*ø®~�jOÍs‘¼®Îté5K§ÇhÉyFCÒ™f¯Ù1\5Äbb!%¹6@šlÄÆd ›º{F`#Ójr¾GRÎÄ(½ÂcÏ¯‹æÀÿ%S‡g”Qàe¨%ÎÈÑzF„©¬½JÕ*ØC"çEŸ©°/\ƒæ!Ñ[l`64¶ğyFsš!£Á\ÿ€~Ãzƒ†pƒ€ 6V ~�(oTXNbW{LÀNÀ�+`ÂQğ¾˜êóe9Ë¨§�òîê…H�IøAc—'û�]Ä]áIIi9#L‡5ÅÑ=PS\ôùè¹yMMt0¡,¢Ê@ÈHd‰ÎK�Ü+¦šj`:°½�D„‡
https://www.belfuse.com/resources/datasheets/circuitprotection/ds-cp-0679l-series.pdf | fuses | Type 0679L Square Ceramic Surface Mount Quick Acting Fuse belfuse.com/circuit-protection 0679L Series – 2410 Size RoHS Compliant Features - Quick Acting, 2410 SMD - Compatible with 260℃, IR Pb-free solder process - Wide range of current rating from 250mA to 20A - Wide operating temperature range, -55℃ to 125℃ - Tape & Reel for auto-insert SMD process - AEC-Q Compliant - RoHS compliant with exemption 7(a) Full compliance with EU Directive 2011/65/EU and amending directive 2015/863 - Halogen Free, (MSL = 1) - Meets Bel automotive qualification* * - Largely based on internal AEC-Q test plan Applications - Notebook - LCD monitor - PC computer - Office electronic equipment - Industrial equipment - Medical equipment - POE, POE+ - LCD / LED monitor - Power supply - LCD / LED TV HALOGEN FREE = Electrical Characteristics Safety Agency Approvals (UL/CSA/STD.248-14) Physical Specifications Safety Agency Safety Agency Certificate Ampere Rating /Voltage Rating Ampere Range / Volt @ I.R. ability* E20624 250mA–20A/125V AC 125V DC 250mA –20A / 125V@ 50A AC 125V@300A DC 250mA –10A / 86V@ 10,000A DC *I.R.= Interrupting Rating = Short Circuit Rating(Amps) Testing Current Blow Time Minimum Maximum 100% 4 Hrs. N/A 200% N/A 5 Sec Materials Body : Ceramic Terminations : Silver Plated Caps/ /Gold Plated Caps/Palladium Plated Caps Marking On Fuse : “Current Rating”, “Q”, ”L”—laser marked on ceramic tube, “bel” stamped in end caps. On Label : "bel", "0679L", "Current Rating", "Voltage Rating", "Interrupting Rating", "Appropriate Safety Logos" and " ", " "(China RoHS compliant). AEC-Q Compliant Specifications subject to change without notice Type 0679L 2 / 4 Bel Fuse Inc. 206 Van Vorst Street Jersey City, NJ 07302 USA +1 201.432.0463 Bel.US.CS@belf.com belfuse.com/circuit-protection © 2022 Bel Fuse, Inc. Rev. 0679L Dec2022 Environmental Specifications Electrical Specifications Part Number Ampere Rating (A) Typical Cold Resistance (ohms) Volt-drop @100% In (Volt) max. Voltage and Interrupting Ratings Melting I²T <10m Sec (A² Sec) Melting I²T @10 In (A² Sec) Maximum Power Dissipation (W) Agency Approvals 0679L0250-XX 250mA 0.55 0.530 See Table of Safety Approvals on Page 1 for Voltage and associated Interrupting Ratings 0.01 0.02 0.13 Y 0679L0375-XX 375mA 0.32 0.480 0.04 0.04 0.18 Y 0679L0500-XX 500mA 0.22 0.470 0.08 0.08 0.24 Y 0679L0630-XX 630mA 0.17 0.410 0.15 0.15 0.26 Y 0679L0750-XX 750mA 0.14 0.380 0.24 0.26 0.29 Y 0679L1000-XX 1A 0.09 0.280 0.51 0.54 0.28 Y 0679L1250-XX 1.25A 0.068 0.250 0.21 0.22 0.31 Y 0679L1500-XX 1.5A 0.053 0.250 0.32 0.29 0.38 Y 0679L2000-XX 2A 0.035 0.240 0.62 0.68 0.48 Y 0679L2500-XX 2.5A 0.028 0.240 0.96 1.13 0.60 Y 0679L3000-XX 3A 0.022 0.220 1.6 1.8 0.66 Y 0679L3500-XX 3.5A 0.019 0.220 2.0 2.2 0.77 Y 0679L4000-XX 4A 0.018 0.220 3.1 3.5 0.88 Y 0679L5000-XX 5A 0.014 0.200 5.3 5.5 1.00 Y 0679L6300-XX 6.3A 0.011 0.190 8.7 8.3 1.20 Y 0679L7000-XX 7A 0.010 0.175 11.1 10.8 1.23 Y 0679L8000-XX 8A 0.0085 0.170 14.8 14.1 1.36 Y 0679L9100-XX 10A 0.0064 0.150 25.7 25.7 1.50 Y 0679L9120-XX 12A 0.0054 0.140 41.0 38.9 1.68 Y 0679L9150-XX 15A 0.0038 0.130 76.7 103.5 1.95 Y 0679L9200-XX 20A 0.0032 0.130 130.5 128.0 2.60 Y Consult manufacturer for other ratings XX - Packaging code (see “ordering information”) NOTES: All tests were conducted with the fuses soldered to a printed circuit boards with a nominal thickness of 1.6 mm. The copper test circuit trace was a printed circuit with an overall length of 100 mm, copper thickness/width as described below. The printed circuit boards were mounted by screws to a test fixture having brass blocks for connection of the test leads. All samples were soldered to the test boards by the manufacturer. Shock Resistance MIL-STD-202G, Method 213B, Test Condition 1 (100 G's peak for 6 milliseconds; Sawtooth waveform) Vibration Resistance MIL-STD-202G, Method 201A (10-55 Hz, 0.06 inch, total excursion). Salt Spray Resistance MIL-STD-202G, Method 101E, Test Condition B (48 hrs.). Insulation Resistance MIL-STD-202G, Method 302, Test Condition A (After Opening) 10,000 ohms minimum. Solderability MIL-STD-202G, Method 208H Resistance to solder Heat MIL-STD-202G, Method 210F, Test Condition C. Top Side (260℃,20 sec) MIL-STD-202G, Method 210F, Test Condition D. Bottom Side (260℃,10 sec) Thermal Shock MIL-STD-202G, Method 107G, Test Condition B (-65℃ to +125℃). Operating Temperature -55℃ to +125℃ Moisture Sensitivity Level 1 (According to IPC J-Std-020) High temperature storage MIL-STD-202 Method 108 Temperature cycling JESD22 Method JA-104,Test Condition B Biased humidity MIL-STD-202 Method 103, 85C/85% RH with 10% operating power for 1000 hrs. Operational life MIL-STD-202 Method 108, Test Condition D Resistance to solvents MIL-STD-202 Method 215 Mechanical shock MIL-STD-202 Method 213,Test Condition C Vibration MIL-STD-202 Method 204 Resistance to soldering heat MIL-STD-202 Method 210,Test condition B Thermal shock MIL-STD-202 Method 107 Solderability J-STD-002 Board flex(SMD) AEC-Q200-005 Terminal strength AEC-Q200-006 Electrical characterization 3 temperature electrical Fuse rating Test Board Trace Dimensions 250mA-5A 1 oz. copper, 5.0mm wide. 6A-20A 3 oz. copper, 10mm wide. Specifications subject to change without notice Type 0679L 3 / 4 Bel Fuse Inc. 206 Van Vorst Street Jersey City, NJ 07302 USA +1 201.432.0463 Bel.US.CS@belf.com belfuse.com/circuit-protection © 2022 Bel Fuse, Inc. Rev. 0679L Dec2022 Temperature Derating Curve Average Time Current Curve Soldering Parameters IR Reflow Profile (IPC/JEDEC J-STD-020D) Preheat & Soak Temperature min (Tsmin) Temperature max (Tsmax) Time (Tsmin to Tsmax) (ts) 150℃ 200℃ 60-120 seconds Average ramp-up rate (Tsmax to Tp) 3℃/second max. Liquidous temperature (TL) Time at liquidous (tL) 217℃ 60-150 seconds Peak temperature (Tp) 260℃ max Time (tp) within 5℃ of the specified classification temperature (Tc) 30 seconds Average ramp-down rate (Tp to Tsmax) 6℃/second max. Time 25℃ to peak temperature 8 minutes max. Specifications subject to change without notice Type 0679L 4 / 4 Bel Fuse Inc. 206 Van Vorst Street Jersey City, NJ 07302 USA +1 201.432.0463 Bel.US.CS@belf.com belfuse.com/circuit-protection © 2022 Bel Fuse, Inc. Rev. 0679L Dec2022 Fuse FGNO Explanation 0679 L [XXXX] -XX 0679L=0679L; [XXXX]=Ampere Rating; XX=See Ordering Information as below Fraction Decimal Milliamps Bel FGNO[XXXX] Fraction Decimal Amps Bel FGNO[XXXX] 1/4 0.250 250 0250 1.0 1 1000 3/8 .375 375 0375 1-1/4 1.25 1.25 1250 1/2 .500 500 0500 1-1/2 1.50 1.5 1500 .630 630 0630 2.0 2 2000 3/4 .750 750 0750 2-1/2 2.5 2.5 2500 3.0 3 3000 3-1/2 3.5 3.5 3500 4.0 4 4000 5.0 5 5000 6.3 6.3 6300 7.0 7 7000 8.0 8 8000 10 9100 12 9120 15 9150 20 9200 Mechanical Dimensions Ordering Information Packaging Packaging Tape & Reel Packaging Specification Quantity Quantity & Packaging Code 12 mm wide tape with 13 inches Diameter reel EIA Standard 481-E 5000 5 12 mm wide tape with 7 inches Diameter reel EIA Standard 481-E 1000 1 Specifications subject to change without notice
https://www.belfuse.com/resources/datasheets/circuitprotection/ds-cp-0679h-series.pdf | fuses | Type 0679H Square Ceramic Surface Mount Quick Acting Fuse belfuse.com/circuit-protection 0679H Series – 2410 Size RoHS Compliant Features - Quick Acting, 2410 SMD - Compatible with 260℃, IR Pb-free solder process - Wide range of current rating from 250mA to 15A - Wide operating temperature range, -55℃ to 125℃ - Tape & Reel for auto-insert SMD process - Full compliance with EU Directive 2011/65/EU and amending directive 2015/863, Compliant with exemption 7(a) - Halogen Free, (MSL = 1) - AEC-Q Compliant - Meets Bel automotive qualification* * - Largely based on internal AEC-Q test plan Applications - Notebook - LCD monitor - PC computer - Office electronic equipment - Industrial equipment - Medical equipment - POE, POE+ - LCD / LED monitor - Power supply - LCD / LED TV HALOGEN FREE = Safety Agency Approvals Electrical Characteristics (UL/CSA/STD. 248-14) Physical Specifications Safety Agency Safety Agency Certificate Ampere Rating/ Voltage Rating Ampere Range / Volt @ I.R. ability* E20624 250mA–3A/350V AC 72V DC 3.5A-15A/350V AC 60V DC 250mA-3A/350V@ 50A AC 72V@100A DC 3.5A-5A/350V@50A AC 60V@150A DC 6.3A-15A/350V@50A-AC 60V@100A DC R 50368185 Tested according to IEC 60127-1:2006+A1+A2 IEC 60127-7:2015 250mA–3A/350V AC 72V DC 3.5A-15A/350V AC 60V DC 250mA-3A/350V@ 50A AC 72V@100A DC 3.5A-5A/350V@50A AC 60V@150A DC 6.3A-15A/350V@50A-AC 60V@100A DC *I.R.= Interrupting Rating = Short Circuit Rating(Amps) Testing Current Blow Time Minimum Maximum 100% 4 Hrs. N/A 200% N/A 5 Sec Materials Body : Ceramic Terminations : Silver Plated Caps Marking On Fuse : “Current Rating”, “Q”, ”H”—laser marked on ceramic tube, “bel” stamped in end caps. On Label : "bel", "0679H", "Current Rating", "Voltage Rating", "Interrupting Rating", "Appropriate Safety Logos" and " ", " "(China RoHS compliant). Specifications subject to change without notice AEC-Q Compliant Type 0679H 2 / 4 Bel Fuse Inc. 206 Van Vorst Street Jersey City, NJ 07302 USA +1 201.432.0463 Bel.US.CS@belf.com belfuse.com/circuit-protection © 2023 Bel Fuse, Inc. Rev. 0679H Apr2023 Environmental Specifications Electrical Specifications Part Number Ampere Rating (A) Typical Cold Resistance (ohms) Volt-drop @100% In (Volt) max. Voltage and Interrupting Ratings Melting I²T <10m Sec (A² Sec) Melting I²T @10 In (A² Sec) Maximum Power Dissipation (W) Agency Approvals 0679H0250-XX 250mA 0.55 0.530 See Table of Safety Approvals on Page 1 for Voltage and associated Interrupting Ratings 0.01 0.02 0.13 Y Y 0679H0375-XX 375mA 0.32 0.480 0.04 0.04 0.18 Y Y 0679H0500-XX 500mA 0.22 0.470 0.08 0.08 0.24 Y Y 0679H0630-XX 630mA 0.17 0.410 0.15 0.15 0.26 Y Y 0679H0750-XX 750mA 0.14 0.380 0.24 0.26 0.29 Y Y 0679H1000-XX 1A 0.09 0.280 0.51 0.54 0.28 Y Y 0679H1250-XX 1.25A 0.068 0.250 0.21 0.22 0.31 Y Y 0679H1500-XX 1.5A 0.053 0.250 0.32 0.29 0.38 Y Y 0679H2000-XX 2A 0.035 0.240 0.62 0.68 0.48 Y Y 0679H2500-XX 2.5A 0.028 0.240 0.96 1.13 0.60 Y Y 0679H3000-XX 3A 0.022 0.220 1.6 1.8 0.66 Y Y 0679H3500-XX 3.5A 0.019 0.220 2.0 2.2 0.77 Y Y 0679H4000-XX 4A 0.018 0.220 3.1 3.5 0.88 Y Y 0679H5000-XX 5A 0.014 0.200 5.3 5.5 1.00 Y Y 0679H6300-XX 6.3A 0.011 0.190 8.7 8.3 1.20 Y Y 0679H7000-XX 7A 0.010 0.175 11.1 10.8 1.23 Y Y 0679H8000-XX 8A 0.0085 0.170 14.8 14.1 1.36 Y Y 0679H9100-XX 10A 0.0064 0.150 25.7 25.7 1.50 Y Y 0679H9120-XX 12A 0.0054 0.140 41.0 38.9 1.68 Y Y 0679H9150-XX 15A 0.0038 0.130 76.7 103.5 1.95 Y Y Consult manufacturer for other ratings XX - Packaging code (see “ordering information”) NOTES: All tests were conducted with the fuses soldered to a printed circuit boards with a nominal thickness of 1.6 mm. The copper test circuit trace was a printed circuit with an overall length of 100 mm, copper thickness/width as described below. The printed circuit boards were mounted by screws to a test fixture having brass blocks for connection of the test leads. All samples were soldered to the test boards by the manufacturer. Shock Resistance MIL-STD-202G, Method 213B, Test Condition 1 (100 G's peak for 6 milliseconds; Sawtooth waveform) Vibration Resistance MIL-STD-202G, Method 201A (10-55 Hz, 0.06 inch, total excursion). Salt Spray Resistance MIL-STD-202G, Method 101E, Test Condition B (48 hrs.). Insulation Resistance MIL-STD-202G, Method 302, Test Condition A (After Opening) 10,000 ohms minimum. Solderability MIL-STD-202G, Method 208H Resistance to solder Heat MIL-STD-202G, Method 210F, Test Condition C. Top Side (260℃,20 sec) MIL-STD-202G, Method 210F, Test Condition D. Bottom Side (260℃,10 sec) Thermal Shock MIL-STD-202G, Method 107G, Test Condition B (-65℃ to +125℃). Operating Temperature -55℃ to +125℃ Moisture Sensitivity Level 1 (According to IPC J-Std-020) High temperature storage MIL-STD-202 Method 108 Temperature cycling JESD22 Method JA-104,Test Condition B Biased humidity MIL-STD-202 Method 103, 85C/85% RH with 10% operating power for 1000 hrs. Operational life MIL-STD-202 Method 108, Test Condition D Resistance to solvents MIL-STD-202 Method 215 Mechanical shock MIL-STD-202 Method 213,Test Condition C Vibration MIL-STD-202 Method 204 Resistance to soldering heat MIL-STD-202 Method 210,Test condition B Thermal shock MIL-STD-202 Method 107 Solderability J-STD-002 Board flex(SMD) AEC-Q200-005 Terminal strength AEC-Q200-006 Electrical characterization 3 temperature electrical Fuse rating Test Board Trace Dimensions 250mA-5A 1 oz. copper, 5.0mm wide. 6.3A-15A 3 oz. copper, 10mm wide. Specifications subject to change without notice Type 0679H 3 / 4 Bel Fuse Inc. 206 Van Vorst Street Jersey City, NJ 07302 USA +1 201.432.0463 Bel.US.CS@belf.com belfuse.com/circuit-protection © 2023 Bel Fuse, Inc. Rev. 0679H Apr2023 Temperature Derating Curve Average Time Current Curve Soldering Parameters IR Reflow Profile (IPC/JEDEC J-STD-020D) Preheat & Soak Temperature min (Tsmin) Temperature max (Tsmax) Time (Tsmin to Tsmax) (ts) 150℃ 200℃ 60-120 seconds Average ramp-up rate (Tsmax to Tp) 3℃/second max. Liquidous temperature (TL) Time at liquidous (tL) 217℃ 60-150 seconds Peak temperature (Tp) 260℃ max Time (tp) within 5℃ of the specified classification temperature (Tc) 30 seconds Average ramp-down rate (Tp to Tsmax) 6℃/second max. Time 25℃ to peak temperature 8 minutes max. Specifications subject to change without notice Type 0679H 4 / 4 Bel Fuse Inc. 206 Van Vorst Street Jersey City, NJ 07302 USA +1 201.432.0463 Bel.US.CS@belf.com belfuse.com/circuit-protection © 2023 Bel Fuse, Inc. Rev. 0679H Apr2023 Fuse FGNO Explanation 0679 H [XXXX] -XX 0679H=0679H; [XXXX]=Ampere Rating; XX=See Ordering Information as below Fraction Decimal Milliamps Bel FGNO[XXXX] Fraction Decimal Amps Bel FGNO[XXXX] 1/4 0.250 250 0250 1.0 1 1000 3/8 .375 375 0375 1-1/4 1.25 1.25 1250 1/2 .500 500 0500 1-1/2 1.50 1.5 1500 .630 630 0630 2.0 2 2000 3/4 .750 750 0750 2-1/2 2.5 2.5 2500 3.0 3 3000 3-1/2 3.5 3.5 3500 4.0 4 4000 5.0 5 5000 6.3 6.3 6300 7.0 7 7000 8.0 8 8000 10 9100 12 9120 15 9150 Mechanical Dimensions Ordering Information Packaging Packaging Tape & Reel Packaging Specification Quantity Quantity & Packaging Code 12 mm wide tape with 13 inches Diameter reel EIA Standard 481-E 5000 05 12 mm wide tape with 7 inches Diameter reel EIA Standard 481-E 1000 01 Specifications subject to change without notice
https://www.belfuse.com/resources/datasheets/circuitprotection/ds-cp-0679l-series.pdf | fuses | Type 0679L Square Ceramic Surface Mount Quick Acting Fuse belfuse.com/circuit-protection 0679L Series – 2410 Size RoHS Compliant Features - Quick Acting, 2410 SMD - Compatible with 260℃, IR Pb-free solder process - Wide range of current rating from 250mA to 20A - Wide operating temperature range, -55℃ to 125℃ - Tape & Reel for auto-insert SMD process - AEC-Q Compliant - RoHS compliant with exemption 7(a) Full compliance with EU Directive 2011/65/EU and amending directive 2015/863 - Halogen Free, (MSL = 1) - Meets Bel automotive qualification* * - Largely based on internal AEC-Q test plan Applications - Notebook - LCD monitor - PC computer - Office electronic equipment - Industrial equipment - Medical equipment - POE, POE+ - LCD / LED monitor - Power supply - LCD / LED TV HALOGEN FREE = Electrical Characteristics Safety Agency Approvals (UL/CSA/STD.248-14) Physical Specifications Safety Agency Safety Agency Certificate Ampere Rating /Voltage Rating Ampere Range / Volt @ I.R. ability* E20624 250mA–20A/125V AC 125V DC 250mA –20A / 125V@ 50A AC 125V@300A DC 250mA –10A / 86V@ 10,000A DC *I.R.= Interrupting Rating = Short Circuit Rating(Amps) Testing Current Blow Time Minimum Maximum 100% 4 Hrs. N/A 200% N/A 5 Sec Materials Body : Ceramic Terminations : Silver Plated Caps/ /Gold Plated Caps/Palladium Plated Caps Marking On Fuse : “Current Rating”, “Q”, ”L”—laser marked on ceramic tube, “bel” stamped in end caps. On Label : "bel", "0679L", "Current Rating", "Voltage Rating", "Interrupting Rating", "Appropriate Safety Logos" and " ", " "(China RoHS compliant). AEC-Q Compliant Specifications subject to change without notice Type 0679L 2 / 4 Bel Fuse Inc. 206 Van Vorst Street Jersey City, NJ 07302 USA +1 201.432.0463 Bel.US.CS@belf.com belfuse.com/circuit-protection © 2022 Bel Fuse, Inc. Rev. 0679L Dec2022 Environmental Specifications Electrical Specifications Part Number Ampere Rating (A) Typical Cold Resistance (ohms) Volt-drop @100% In (Volt) max. Voltage and Interrupting Ratings Melting I²T <10m Sec (A² Sec) Melting I²T @10 In (A² Sec) Maximum Power Dissipation (W) Agency Approvals 0679L0250-XX 250mA 0.55 0.530 See Table of Safety Approvals on Page 1 for Voltage and associated Interrupting Ratings 0.01 0.02 0.13 Y 0679L0375-XX 375mA 0.32 0.480 0.04 0.04 0.18 Y 0679L0500-XX 500mA 0.22 0.470 0.08 0.08 0.24 Y 0679L0630-XX 630mA 0.17 0.410 0.15 0.15 0.26 Y 0679L0750-XX 750mA 0.14 0.380 0.24 0.26 0.29 Y 0679L1000-XX 1A 0.09 0.280 0.51 0.54 0.28 Y 0679L1250-XX 1.25A 0.068 0.250 0.21 0.22 0.31 Y 0679L1500-XX 1.5A 0.053 0.250 0.32 0.29 0.38 Y 0679L2000-XX 2A 0.035 0.240 0.62 0.68 0.48 Y 0679L2500-XX 2.5A 0.028 0.240 0.96 1.13 0.60 Y 0679L3000-XX 3A 0.022 0.220 1.6 1.8 0.66 Y 0679L3500-XX 3.5A 0.019 0.220 2.0 2.2 0.77 Y 0679L4000-XX 4A 0.018 0.220 3.1 3.5 0.88 Y 0679L5000-XX 5A 0.014 0.200 5.3 5.5 1.00 Y 0679L6300-XX 6.3A 0.011 0.190 8.7 8.3 1.20 Y 0679L7000-XX 7A 0.010 0.175 11.1 10.8 1.23 Y 0679L8000-XX 8A 0.0085 0.170 14.8 14.1 1.36 Y 0679L9100-XX 10A 0.0064 0.150 25.7 25.7 1.50 Y 0679L9120-XX 12A 0.0054 0.140 41.0 38.9 1.68 Y 0679L9150-XX 15A 0.0038 0.130 76.7 103.5 1.95 Y 0679L9200-XX 20A 0.0032 0.130 130.5 128.0 2.60 Y Consult manufacturer for other ratings XX - Packaging code (see “ordering information”) NOTES: All tests were conducted with the fuses soldered to a printed circuit boards with a nominal thickness of 1.6 mm. The copper test circuit trace was a printed circuit with an overall length of 100 mm, copper thickness/width as described below. The printed circuit boards were mounted by screws to a test fixture having brass blocks for connection of the test leads. All samples were soldered to the test boards by the manufacturer. Shock Resistance MIL-STD-202G, Method 213B, Test Condition 1 (100 G's peak for 6 milliseconds; Sawtooth waveform) Vibration Resistance MIL-STD-202G, Method 201A (10-55 Hz, 0.06 inch, total excursion). Salt Spray Resistance MIL-STD-202G, Method 101E, Test Condition B (48 hrs.). Insulation Resistance MIL-STD-202G, Method 302, Test Condition A (After Opening) 10,000 ohms minimum. Solderability MIL-STD-202G, Method 208H Resistance to solder Heat MIL-STD-202G, Method 210F, Test Condition C. Top Side (260℃,20 sec) MIL-STD-202G, Method 210F, Test Condition D. Bottom Side (260℃,10 sec) Thermal Shock MIL-STD-202G, Method 107G, Test Condition B (-65℃ to +125℃). Operating Temperature -55℃ to +125℃ Moisture Sensitivity Level 1 (According to IPC J-Std-020) High temperature storage MIL-STD-202 Method 108 Temperature cycling JESD22 Method JA-104,Test Condition B Biased humidity MIL-STD-202 Method 103, 85C/85% RH with 10% operating power for 1000 hrs. Operational life MIL-STD-202 Method 108, Test Condition D Resistance to solvents MIL-STD-202 Method 215 Mechanical shock MIL-STD-202 Method 213,Test Condition C Vibration MIL-STD-202 Method 204 Resistance to soldering heat MIL-STD-202 Method 210,Test condition B Thermal shock MIL-STD-202 Method 107 Solderability J-STD-002 Board flex(SMD) AEC-Q200-005 Terminal strength AEC-Q200-006 Electrical characterization 3 temperature electrical Fuse rating Test Board Trace Dimensions 250mA-5A 1 oz. copper, 5.0mm wide. 6A-20A 3 oz. copper, 10mm wide. Specifications subject to change without notice Type 0679L 3 / 4 Bel Fuse Inc. 206 Van Vorst Street Jersey City, NJ 07302 USA +1 201.432.0463 Bel.US.CS@belf.com belfuse.com/circuit-protection © 2022 Bel Fuse, Inc. Rev. 0679L Dec2022 Temperature Derating Curve Average Time Current Curve Soldering Parameters IR Reflow Profile (IPC/JEDEC J-STD-020D) Preheat & Soak Temperature min (Tsmin) Temperature max (Tsmax) Time (Tsmin to Tsmax) (ts) 150℃ 200℃ 60-120 seconds Average ramp-up rate (Tsmax to Tp) 3℃/second max. Liquidous temperature (TL) Time at liquidous (tL) 217℃ 60-150 seconds Peak temperature (Tp) 260℃ max Time (tp) within 5℃ of the specified classification temperature (Tc) 30 seconds Average ramp-down rate (Tp to Tsmax) 6℃/second max. Time 25℃ to peak temperature 8 minutes max. Specifications subject to change without notice Type 0679L 4 / 4 Bel Fuse Inc. 206 Van Vorst Street Jersey City, NJ 07302 USA +1 201.432.0463 Bel.US.CS@belf.com belfuse.com/circuit-protection © 2022 Bel Fuse, Inc. Rev. 0679L Dec2022 Fuse FGNO Explanation 0679 L [XXXX] -XX 0679L=0679L; [XXXX]=Ampere Rating; XX=See Ordering Information as below Fraction Decimal Milliamps Bel FGNO[XXXX] Fraction Decimal Amps Bel FGNO[XXXX] 1/4 0.250 250 0250 1.0 1 1000 3/8 .375 375 0375 1-1/4 1.25 1.25 1250 1/2 .500 500 0500 1-1/2 1.50 1.5 1500 .630 630 0630 2.0 2 2000 3/4 .750 750 0750 2-1/2 2.5 2.5 2500 3.0 3 3000 3-1/2 3.5 3.5 3500 4.0 4 4000 5.0 5 5000 6.3 6.3 6300 7.0 7 7000 8.0 8 8000 10 9100 12 9120 15 9150 20 9200 Mechanical Dimensions Ordering Information Packaging Packaging Tape & Reel Packaging Specification Quantity Quantity & Packaging Code 12 mm wide tape with 13 inches Diameter reel EIA Standard 481-E 5000 5 12 mm wide tape with 7 inches Diameter reel EIA Standard 481-E 1000 1 Specifications subject to change without notice
https://www.belfuse.com/resources/datasheets/circuitprotection/ds-cp-0679h-series.pdf | fuses | Type 0679H Square Ceramic Surface Mount Quick Acting Fuse belfuse.com/circuit-protection 0679H Series – 2410 Size RoHS Compliant Features - Quick Acting, 2410 SMD - Compatible with 260℃, IR Pb-free solder process - Wide range of current rating from 250mA to 15A - Wide operating temperature range, -55℃ to 125℃ - Tape & Reel for auto-insert SMD process - Full compliance with EU Directive 2011/65/EU and amending directive 2015/863, Compliant with exemption 7(a) - Halogen Free, (MSL = 1) - AEC-Q Compliant - Meets Bel automotive qualification* * - Largely based on internal AEC-Q test plan Applications - Notebook - LCD monitor - PC computer - Office electronic equipment - Industrial equipment - Medical equipment - POE, POE+ - LCD / LED monitor - Power supply - LCD / LED TV HALOGEN FREE = Safety Agency Approvals Electrical Characteristics (UL/CSA/STD. 248-14) Physical Specifications Safety Agency Safety Agency Certificate Ampere Rating/ Voltage Rating Ampere Range / Volt @ I.R. ability* E20624 250mA–3A/350V AC 72V DC 3.5A-15A/350V AC 60V DC 250mA-3A/350V@ 50A AC 72V@100A DC 3.5A-5A/350V@50A AC 60V@150A DC 6.3A-15A/350V@50A-AC 60V@100A DC R 50368185 Tested according to IEC 60127-1:2006+A1+A2 IEC 60127-7:2015 250mA–3A/350V AC 72V DC 3.5A-15A/350V AC 60V DC 250mA-3A/350V@ 50A AC 72V@100A DC 3.5A-5A/350V@50A AC 60V@150A DC 6.3A-15A/350V@50A-AC 60V@100A DC *I.R.= Interrupting Rating = Short Circuit Rating(Amps) Testing Current Blow Time Minimum Maximum 100% 4 Hrs. N/A 200% N/A 5 Sec Materials Body : Ceramic Terminations : Silver Plated Caps Marking On Fuse : “Current Rating”, “Q”, ”H”—laser marked on ceramic tube, “bel” stamped in end caps. On Label : "bel", "0679H", "Current Rating", "Voltage Rating", "Interrupting Rating", "Appropriate Safety Logos" and " ", " "(China RoHS compliant). Specifications subject to change without notice AEC-Q Compliant Type 0679H 2 / 4 Bel Fuse Inc. 206 Van Vorst Street Jersey City, NJ 07302 USA +1 201.432.0463 Bel.US.CS@belf.com belfuse.com/circuit-protection © 2023 Bel Fuse, Inc. Rev. 0679H Apr2023 Environmental Specifications Electrical Specifications Part Number Ampere Rating (A) Typical Cold Resistance (ohms) Volt-drop @100% In (Volt) max. Voltage and Interrupting Ratings Melting I²T <10m Sec (A² Sec) Melting I²T @10 In (A² Sec) Maximum Power Dissipation (W) Agency Approvals 0679H0250-XX 250mA 0.55 0.530 See Table of Safety Approvals on Page 1 for Voltage and associated Interrupting Ratings 0.01 0.02 0.13 Y Y 0679H0375-XX 375mA 0.32 0.480 0.04 0.04 0.18 Y Y 0679H0500-XX 500mA 0.22 0.470 0.08 0.08 0.24 Y Y 0679H0630-XX 630mA 0.17 0.410 0.15 0.15 0.26 Y Y 0679H0750-XX 750mA 0.14 0.380 0.24 0.26 0.29 Y Y 0679H1000-XX 1A 0.09 0.280 0.51 0.54 0.28 Y Y 0679H1250-XX 1.25A 0.068 0.250 0.21 0.22 0.31 Y Y 0679H1500-XX 1.5A 0.053 0.250 0.32 0.29 0.38 Y Y 0679H2000-XX 2A 0.035 0.240 0.62 0.68 0.48 Y Y 0679H2500-XX 2.5A 0.028 0.240 0.96 1.13 0.60 Y Y 0679H3000-XX 3A 0.022 0.220 1.6 1.8 0.66 Y Y 0679H3500-XX 3.5A 0.019 0.220 2.0 2.2 0.77 Y Y 0679H4000-XX 4A 0.018 0.220 3.1 3.5 0.88 Y Y 0679H5000-XX 5A 0.014 0.200 5.3 5.5 1.00 Y Y 0679H6300-XX 6.3A 0.011 0.190 8.7 8.3 1.20 Y Y 0679H7000-XX 7A 0.010 0.175 11.1 10.8 1.23 Y Y 0679H8000-XX 8A 0.0085 0.170 14.8 14.1 1.36 Y Y 0679H9100-XX 10A 0.0064 0.150 25.7 25.7 1.50 Y Y 0679H9120-XX 12A 0.0054 0.140 41.0 38.9 1.68 Y Y 0679H9150-XX 15A 0.0038 0.130 76.7 103.5 1.95 Y Y Consult manufacturer for other ratings XX - Packaging code (see “ordering information”) NOTES: All tests were conducted with the fuses soldered to a printed circuit boards with a nominal thickness of 1.6 mm. The copper test circuit trace was a printed circuit with an overall length of 100 mm, copper thickness/width as described below. The printed circuit boards were mounted by screws to a test fixture having brass blocks for connection of the test leads. All samples were soldered to the test boards by the manufacturer. Shock Resistance MIL-STD-202G, Method 213B, Test Condition 1 (100 G's peak for 6 milliseconds; Sawtooth waveform) Vibration Resistance MIL-STD-202G, Method 201A (10-55 Hz, 0.06 inch, total excursion). Salt Spray Resistance MIL-STD-202G, Method 101E, Test Condition B (48 hrs.). Insulation Resistance MIL-STD-202G, Method 302, Test Condition A (After Opening) 10,000 ohms minimum. Solderability MIL-STD-202G, Method 208H Resistance to solder Heat MIL-STD-202G, Method 210F, Test Condition C. Top Side (260℃,20 sec) MIL-STD-202G, Method 210F, Test Condition D. Bottom Side (260℃,10 sec) Thermal Shock MIL-STD-202G, Method 107G, Test Condition B (-65℃ to +125℃). Operating Temperature -55℃ to +125℃ Moisture Sensitivity Level 1 (According to IPC J-Std-020) High temperature storage MIL-STD-202 Method 108 Temperature cycling JESD22 Method JA-104,Test Condition B Biased humidity MIL-STD-202 Method 103, 85C/85% RH with 10% operating power for 1000 hrs. Operational life MIL-STD-202 Method 108, Test Condition D Resistance to solvents MIL-STD-202 Method 215 Mechanical shock MIL-STD-202 Method 213,Test Condition C Vibration MIL-STD-202 Method 204 Resistance to soldering heat MIL-STD-202 Method 210,Test condition B Thermal shock MIL-STD-202 Method 107 Solderability J-STD-002 Board flex(SMD) AEC-Q200-005 Terminal strength AEC-Q200-006 Electrical characterization 3 temperature electrical Fuse rating Test Board Trace Dimensions 250mA-5A 1 oz. copper, 5.0mm wide. 6.3A-15A 3 oz. copper, 10mm wide. Specifications subject to change without notice Type 0679H 3 / 4 Bel Fuse Inc. 206 Van Vorst Street Jersey City, NJ 07302 USA +1 201.432.0463 Bel.US.CS@belf.com belfuse.com/circuit-protection © 2023 Bel Fuse, Inc. Rev. 0679H Apr2023 Temperature Derating Curve Average Time Current Curve Soldering Parameters IR Reflow Profile (IPC/JEDEC J-STD-020D) Preheat & Soak Temperature min (Tsmin) Temperature max (Tsmax) Time (Tsmin to Tsmax) (ts) 150℃ 200℃ 60-120 seconds Average ramp-up rate (Tsmax to Tp) 3℃/second max. Liquidous temperature (TL) Time at liquidous (tL) 217℃ 60-150 seconds Peak temperature (Tp) 260℃ max Time (tp) within 5℃ of the specified classification temperature (Tc) 30 seconds Average ramp-down rate (Tp to Tsmax) 6℃/second max. Time 25℃ to peak temperature 8 minutes max. Specifications subject to change without notice Type 0679H 4 / 4 Bel Fuse Inc. 206 Van Vorst Street Jersey City, NJ 07302 USA +1 201.432.0463 Bel.US.CS@belf.com belfuse.com/circuit-protection © 2023 Bel Fuse, Inc. Rev. 0679H Apr2023 Fuse FGNO Explanation 0679 H [XXXX] -XX 0679H=0679H; [XXXX]=Ampere Rating; XX=See Ordering Information as below Fraction Decimal Milliamps Bel FGNO[XXXX] Fraction Decimal Amps Bel FGNO[XXXX] 1/4 0.250 250 0250 1.0 1 1000 3/8 .375 375 0375 1-1/4 1.25 1.25 1250 1/2 .500 500 0500 1-1/2 1.50 1.5 1500 .630 630 0630 2.0 2 2000 3/4 .750 750 0750 2-1/2 2.5 2.5 2500 3.0 3 3000 3-1/2 3.5 3.5 3500 4.0 4 4000 5.0 5 5000 6.3 6.3 6300 7.0 7 7000 8.0 8 8000 10 9100 12 9120 15 9150 Mechanical Dimensions Ordering Information Packaging Packaging Tape & Reel Packaging Specification Quantity Quantity & Packaging Code 12 mm wide tape with 13 inches Diameter reel EIA Standard 481-E 5000 05 12 mm wide tape with 7 inches Diameter reel EIA Standard 481-E 1000 01 Specifications subject to change without notice
https://www.belfuse.com/resources/datasheets/circuitprotection/ds-cp-0679l-series.pdf | fuses | Type 0679L Square Ceramic Surface Mount Quick Acting Fuse belfuse.com/circuit-protection 0679L Series – 2410 Size RoHS Compliant Features - Quick Acting, 2410 SMD - Compatible with 260℃, IR Pb-free solder process - Wide range of current rating from 250mA to 20A - Wide operating temperature range, -55℃ to 125℃ - Tape & Reel for auto-insert SMD process - AEC-Q Compliant - RoHS compliant with exemption 7(a) Full compliance with EU Directive 2011/65/EU and amending directive 2015/863 - Halogen Free, (MSL = 1) - Meets Bel automotive qualification* * - Largely based on internal AEC-Q test plan Applications - Notebook - LCD monitor - PC computer - Office electronic equipment - Industrial equipment - Medical equipment - POE, POE+ - LCD / LED monitor - Power supply - LCD / LED TV HALOGEN FREE = Electrical Characteristics Safety Agency Approvals (UL/CSA/STD.248-14) Physical Specifications Safety Agency Safety Agency Certificate Ampere Rating /Voltage Rating Ampere Range / Volt @ I.R. ability* E20624 250mA–20A/125V AC 125V DC 250mA –20A / 125V@ 50A AC 125V@300A DC 250mA –10A / 86V@ 10,000A DC *I.R.= Interrupting Rating = Short Circuit Rating(Amps) Testing Current Blow Time Minimum Maximum 100% 4 Hrs. N/A 200% N/A 5 Sec Materials Body : Ceramic Terminations : Silver Plated Caps/ /Gold Plated Caps/Palladium Plated Caps Marking On Fuse : “Current Rating”, “Q”, ”L”—laser marked on ceramic tube, “bel” stamped in end caps. On Label : "bel", "0679L", "Current Rating", "Voltage Rating", "Interrupting Rating", "Appropriate Safety Logos" and " ", " "(China RoHS compliant). AEC-Q Compliant Specifications subject to change without notice Type 0679L 2 / 4 Bel Fuse Inc. 206 Van Vorst Street Jersey City, NJ 07302 USA +1 201.432.0463 Bel.US.CS@belf.com belfuse.com/circuit-protection © 2022 Bel Fuse, Inc. Rev. 0679L Dec2022 Environmental Specifications Electrical Specifications Part Number Ampere Rating (A) Typical Cold Resistance (ohms) Volt-drop @100% In (Volt) max. Voltage and Interrupting Ratings Melting I²T <10m Sec (A² Sec) Melting I²T @10 In (A² Sec) Maximum Power Dissipation (W) Agency Approvals 0679L0250-XX 250mA 0.55 0.530 See Table of Safety Approvals on Page 1 for Voltage and associated Interrupting Ratings 0.01 0.02 0.13 Y 0679L0375-XX 375mA 0.32 0.480 0.04 0.04 0.18 Y 0679L0500-XX 500mA 0.22 0.470 0.08 0.08 0.24 Y 0679L0630-XX 630mA 0.17 0.410 0.15 0.15 0.26 Y 0679L0750-XX 750mA 0.14 0.380 0.24 0.26 0.29 Y 0679L1000-XX 1A 0.09 0.280 0.51 0.54 0.28 Y 0679L1250-XX 1.25A 0.068 0.250 0.21 0.22 0.31 Y 0679L1500-XX 1.5A 0.053 0.250 0.32 0.29 0.38 Y 0679L2000-XX 2A 0.035 0.240 0.62 0.68 0.48 Y 0679L2500-XX 2.5A 0.028 0.240 0.96 1.13 0.60 Y 0679L3000-XX 3A 0.022 0.220 1.6 1.8 0.66 Y 0679L3500-XX 3.5A 0.019 0.220 2.0 2.2 0.77 Y 0679L4000-XX 4A 0.018 0.220 3.1 3.5 0.88 Y 0679L5000-XX 5A 0.014 0.200 5.3 5.5 1.00 Y 0679L6300-XX 6.3A 0.011 0.190 8.7 8.3 1.20 Y 0679L7000-XX 7A 0.010 0.175 11.1 10.8 1.23 Y 0679L8000-XX 8A 0.0085 0.170 14.8 14.1 1.36 Y 0679L9100-XX 10A 0.0064 0.150 25.7 25.7 1.50 Y 0679L9120-XX 12A 0.0054 0.140 41.0 38.9 1.68 Y 0679L9150-XX 15A 0.0038 0.130 76.7 103.5 1.95 Y 0679L9200-XX 20A 0.0032 0.130 130.5 128.0 2.60 Y Consult manufacturer for other ratings XX - Packaging code (see “ordering information”) NOTES: All tests were conducted with the fuses soldered to a printed circuit boards with a nominal thickness of 1.6 mm. The copper test circuit trace was a printed circuit with an overall length of 100 mm, copper thickness/width as described below. The printed circuit boards were mounted by screws to a test fixture having brass blocks for connection of the test leads. All samples were soldered to the test boards by the manufacturer. Shock Resistance MIL-STD-202G, Method 213B, Test Condition 1 (100 G's peak for 6 milliseconds; Sawtooth waveform) Vibration Resistance MIL-STD-202G, Method 201A (10-55 Hz, 0.06 inch, total excursion). Salt Spray Resistance MIL-STD-202G, Method 101E, Test Condition B (48 hrs.). Insulation Resistance MIL-STD-202G, Method 302, Test Condition A (After Opening) 10,000 ohms minimum. Solderability MIL-STD-202G, Method 208H Resistance to solder Heat MIL-STD-202G, Method 210F, Test Condition C. Top Side (260℃,20 sec) MIL-STD-202G, Method 210F, Test Condition D. Bottom Side (260℃,10 sec) Thermal Shock MIL-STD-202G, Method 107G, Test Condition B (-65℃ to +125℃). Operating Temperature -55℃ to +125℃ Moisture Sensitivity Level 1 (According to IPC J-Std-020) High temperature storage MIL-STD-202 Method 108 Temperature cycling JESD22 Method JA-104,Test Condition B Biased humidity MIL-STD-202 Method 103, 85C/85% RH with 10% operating power for 1000 hrs. Operational life MIL-STD-202 Method 108, Test Condition D Resistance to solvents MIL-STD-202 Method 215 Mechanical shock MIL-STD-202 Method 213,Test Condition C Vibration MIL-STD-202 Method 204 Resistance to soldering heat MIL-STD-202 Method 210,Test condition B Thermal shock MIL-STD-202 Method 107 Solderability J-STD-002 Board flex(SMD) AEC-Q200-005 Terminal strength AEC-Q200-006 Electrical characterization 3 temperature electrical Fuse rating Test Board Trace Dimensions 250mA-5A 1 oz. copper, 5.0mm wide. 6A-20A 3 oz. copper, 10mm wide. Specifications subject to change without notice Type 0679L 3 / 4 Bel Fuse Inc. 206 Van Vorst Street Jersey City, NJ 07302 USA +1 201.432.0463 Bel.US.CS@belf.com belfuse.com/circuit-protection © 2022 Bel Fuse, Inc. Rev. 0679L Dec2022 Temperature Derating Curve Average Time Current Curve Soldering Parameters IR Reflow Profile (IPC/JEDEC J-STD-020D) Preheat & Soak Temperature min (Tsmin) Temperature max (Tsmax) Time (Tsmin to Tsmax) (ts) 150℃ 200℃ 60-120 seconds Average ramp-up rate (Tsmax to Tp) 3℃/second max. Liquidous temperature (TL) Time at liquidous (tL) 217℃ 60-150 seconds Peak temperature (Tp) 260℃ max Time (tp) within 5℃ of the specified classification temperature (Tc) 30 seconds Average ramp-down rate (Tp to Tsmax) 6℃/second max. Time 25℃ to peak temperature 8 minutes max. Specifications subject to change without notice Type 0679L 4 / 4 Bel Fuse Inc. 206 Van Vorst Street Jersey City, NJ 07302 USA +1 201.432.0463 Bel.US.CS@belf.com belfuse.com/circuit-protection © 2022 Bel Fuse, Inc. Rev. 0679L Dec2022 Fuse FGNO Explanation 0679 L [XXXX] -XX 0679L=0679L; [XXXX]=Ampere Rating; XX=See Ordering Information as below Fraction Decimal Milliamps Bel FGNO[XXXX] Fraction Decimal Amps Bel FGNO[XXXX] 1/4 0.250 250 0250 1.0 1 1000 3/8 .375 375 0375 1-1/4 1.25 1.25 1250 1/2 .500 500 0500 1-1/2 1.50 1.5 1500 .630 630 0630 2.0 2 2000 3/4 .750 750 0750 2-1/2 2.5 2.5 2500 3.0 3 3000 3-1/2 3.5 3.5 3500 4.0 4 4000 5.0 5 5000 6.3 6.3 6300 7.0 7 7000 8.0 8 8000 10 9100 12 9120 15 9150 20 9200 Mechanical Dimensions Ordering Information Packaging Packaging Tape & Reel Packaging Specification Quantity Quantity & Packaging Code 12 mm wide tape with 13 inches Diameter reel EIA Standard 481-E 5000 5 12 mm wide tape with 7 inches Diameter reel EIA Standard 481-E 1000 1 Specifications subject to change without notice
https://www.littelfuse.com/media?resourcetype=datasheets&itemid=43dcdce8-8ca2-426f-8998-7e566f048d40&filename=littelfuse_datasheet_287_atof_r2.7.pdf | fuses | 1©2022 Littelfuse, Inc.Specifications are subject to change without notice. Revised: 12/06/2022DatasheetRated 32VATOF® Blade FusesDescriptionATOF® automotive blade fuses were developed to take the place of obsolete ATO Series 257 fuses. Automakers consider ATOF fuses standard equipment for protecting low-voltage circuits.ApplicationsFeatures & BenefitsOrdering InformationPart NumberCurrent Rating (A)Package SizeATOF® (Tin Plated)0287xxx.PXCN 1–40 & Shunt20000287xxx.U1–405000287xxx.H1–401000287xxx.L1–4050ATO Ag (Silver-Plated)0287xxx.PXS1–402000CarsTrucksSUVsOffroad vehiclesBusesWatercraft as approved by Littelfuse®Color coding indicates amperage ratingSee-through housings make it easier to see when fuses blowCheckpoints on top make it possible to measure resistance without removing the fuseHigh-contrast ampere stamps on housings aid identificationSimple to install and removeVoltage Rating:32 V dcInterrupting Rating:1000 A @ 32 V dcRecommended Environmental Temperature:–40 ˚C to +125 ˚C (ATOF® ) Terminals Material:Tin- or silver-plated*Housing Material:PA66 (UL 94 Flammability rating of V-2)Net Weight Per Fuse:1.4 g ± 5 %Comply With: SAE J1284 and ISO 8820-3UL Listed:File AU1410 CSA Certified:File No. 29862Specifications*Tin plating’s temperature limit is ≈130 ˚C. Silver plating allows up to 150 ˚C at the terminal interface.–40 ˚C to +105 ˚C (ATOF® Shunt) ATOF® ShuntShunt version available (Tin plated only)2©2022 Littelfuse, Inc.Specifications are subject to change without notice. Revised: 12/06/2022DatasheetRated 32VATOF® Blade FusesDimensions Dimensions in mm for reference only.See outline drawing for dimensions and tolerances.19.15.10.6518.86.54.114.5RatingsPart NumberCurrent Rating (A)Housing Material ColorTest Cable Size(mm2)Typ. Voltage Drop(mV)Typ.Cold Resistance(mΩ)Typ. I2t(A2s)0287001._10.35176 123 0.4 0287002._20.35141 53.5 1.4 0287003._30.35137 31.1 7.4 0287004._40.35136 22.8 14 0287005._50.5128 17.85 26 028707.5_7.50.75116 10.91 60 0287010._101109 7.70 115 0287015._151.5102 4.80 340 0287020._202.5983.38 520 0287025._252.592 2.52 1 000 0287030._30484 1.97 1 500 0287035._35687 1.61 2 3000287040._40696 1.44 3 300The typical I2t is an average value calculated from the breaking capacity tests by using the melting time before the arcing occurs.0287900._SHUNT----3©2022 Littelfuse, Inc.Specifications are subject to change without notice. Revised: 12/06/2022DatasheetRated 32VATOF® Blade FusesTime-Current Characteristic Curves0.010.111010010001000011010010003 A5 A1 A2 A4 A7.5 A10 A15 A20 A25 A30 A35 A40 ACurrent (A)Time (s)Time-Current Characteristics% of RatingCurrent Rating (A)Opening Time Min. / Max. (s)10035–40360,000 / ∞110 1–30360,000 / ∞1351–23–400.35 / 6000.750 / 6001601–400.250 / 502001–23–400.1 / 50.15 / 5 3501–23–400.02 / 0.50.08 / 0.56001–3035–400.1 max0.15 maxTemperature TableMax. allowed current load (A) at ambient temperature (typical derating)-40 °C0 °C20 °C 65 °C 85 °C110 °C125 °C1 A11111112 A22222113 A33332224 A44433325 A55544337.5 A877655410 A101010876515 A15151412119820 A2019181514121025 A2525231918151330 A3029272321181535 A3535352927221940 A40393731282420Typical Derating of Fuse Melting ElementTemperature security margin is 20 %. Wire cross-section and fixture test setup refer to ISO 8820-3. Please contact Littelfuse for details regarding derating test setup.05101520253035404550Max. Allowed Current Load (A)Ambient Temperature (°C)1 A2 A3 A4 A5 A7.5 A10 A15 A20 A25 A30 A35 A40 A-40-30-20-100102030405060708090100110120130140150160170180Derating curves may change depending on the final condition of the application (terminals’ characteristics, wire size, etc.). Please ask Littelfuse® for more information.Max. Recommended EnvironmentalTemperatureAmbient Temperature (°C)Max. Allowed Current Load (A)ATOF® SHUNT Maximum Continuous Load at 85°C: 40A
https://www.littelfuse.com/media?resourcetype=datasheets&itemid=43dcdce8-8ca2-426f-8998-7e566f048d40&filename=littelfuse_datasheet_287_atof_r2.7.pdf | fuses | 1©2022 Littelfuse, Inc.Specifications are subject to change without notice. Revised: 12/06/2022DatasheetRated 32VATOF® Blade FusesDescriptionATOF® automotive blade fuses were developed to take the place of obsolete ATO Series 257 fuses. Automakers consider ATOF fuses standard equipment for protecting low-voltage circuits.ApplicationsFeatures & BenefitsOrdering InformationPart NumberCurrent Rating (A)Package SizeATOF® (Tin Plated)0287xxx.PXCN 1–40 & Shunt20000287xxx.U1–405000287xxx.H1–401000287xxx.L1–4050ATO Ag (Silver-Plated)0287xxx.PXS1–402000CarsTrucksSUVsOffroad vehiclesBusesWatercraft as approved by Littelfuse®Color coding indicates amperage ratingSee-through housings make it easier to see when fuses blowCheckpoints on top make it possible to measure resistance without removing the fuseHigh-contrast ampere stamps on housings aid identificationSimple to install and removeVoltage Rating:32 V dcInterrupting Rating:1000 A @ 32 V dcRecommended Environmental Temperature:–40 ˚C to +125 ˚C (ATOF® ) Terminals Material:Tin- or silver-plated*Housing Material:PA66 (UL 94 Flammability rating of V-2)Net Weight Per Fuse:1.4 g ± 5 %Comply With: SAE J1284 and ISO 8820-3UL Listed:File AU1410 CSA Certified:File No. 29862Specifications*Tin plating’s temperature limit is ≈130 ˚C. Silver plating allows up to 150 ˚C at the terminal interface.–40 ˚C to +105 ˚C (ATOF® Shunt) ATOF® ShuntShunt version available (Tin plated only)2©2022 Littelfuse, Inc.Specifications are subject to change without notice. Revised: 12/06/2022DatasheetRated 32VATOF® Blade FusesDimensions Dimensions in mm for reference only.See outline drawing for dimensions and tolerances.19.15.10.6518.86.54.114.5RatingsPart NumberCurrent Rating (A)Housing Material ColorTest Cable Size(mm2)Typ. Voltage Drop(mV)Typ.Cold Resistance(mΩ)Typ. I2t(A2s)0287001._10.35176 123 0.4 0287002._20.35141 53.5 1.4 0287003._30.35137 31.1 7.4 0287004._40.35136 22.8 14 0287005._50.5128 17.85 26 028707.5_7.50.75116 10.91 60 0287010._101109 7.70 115 0287015._151.5102 4.80 340 0287020._202.5983.38 520 0287025._252.592 2.52 1 000 0287030._30484 1.97 1 500 0287035._35687 1.61 2 3000287040._40696 1.44 3 300The typical I2t is an average value calculated from the breaking capacity tests by using the melting time before the arcing occurs.0287900._SHUNT----3©2022 Littelfuse, Inc.Specifications are subject to change without notice. Revised: 12/06/2022DatasheetRated 32VATOF® Blade FusesTime-Current Characteristic Curves0.010.111010010001000011010010003 A5 A1 A2 A4 A7.5 A10 A15 A20 A25 A30 A35 A40 ACurrent (A)Time (s)Time-Current Characteristics% of RatingCurrent Rating (A)Opening Time Min. / Max. (s)10035–40360,000 / ∞110 1–30360,000 / ∞1351–23–400.35 / 6000.750 / 6001601–400.250 / 502001–23–400.1 / 50.15 / 5 3501–23–400.02 / 0.50.08 / 0.56001–3035–400.1 max0.15 maxTemperature TableMax. allowed current load (A) at ambient temperature (typical derating)-40 °C0 °C20 °C 65 °C 85 °C110 °C125 °C1 A11111112 A22222113 A33332224 A44433325 A55544337.5 A877655410 A101010876515 A15151412119820 A2019181514121025 A2525231918151330 A3029272321181535 A3535352927221940 A40393731282420Typical Derating of Fuse Melting ElementTemperature security margin is 20 %. Wire cross-section and fixture test setup refer to ISO 8820-3. Please contact Littelfuse for details regarding derating test setup.05101520253035404550Max. Allowed Current Load (A)Ambient Temperature (°C)1 A2 A3 A4 A5 A7.5 A10 A15 A20 A25 A30 A35 A40 A-40-30-20-100102030405060708090100110120130140150160170180Derating curves may change depending on the final condition of the application (terminals’ characteristics, wire size, etc.). Please ask Littelfuse® for more information.Max. Recommended EnvironmentalTemperatureAmbient Temperature (°C)Max. Allowed Current Load (A)ATOF® SHUNT Maximum Continuous Load at 85°C: 40A
https://www.littelfuse.com/media?resourcetype=datasheets&itemid=43dcdce8-8ca2-426f-8998-7e566f048d40&filename=littelfuse_datasheet_287_atof_r2.7.pdf | fuses | 1©2022 Littelfuse, Inc.Specifications are subject to change without notice. Revised: 12/06/2022DatasheetRated 32VATOF® Blade FusesDescriptionATOF® automotive blade fuses were developed to take the place of obsolete ATO Series 257 fuses. Automakers consider ATOF fuses standard equipment for protecting low-voltage circuits.ApplicationsFeatures & BenefitsOrdering InformationPart NumberCurrent Rating (A)Package SizeATOF® (Tin Plated)0287xxx.PXCN 1–40 & Shunt20000287xxx.U1–405000287xxx.H1–401000287xxx.L1–4050ATO Ag (Silver-Plated)0287xxx.PXS1–402000CarsTrucksSUVsOffroad vehiclesBusesWatercraft as approved by Littelfuse®Color coding indicates amperage ratingSee-through housings make it easier to see when fuses blowCheckpoints on top make it possible to measure resistance without removing the fuseHigh-contrast ampere stamps on housings aid identificationSimple to install and removeVoltage Rating:32 V dcInterrupting Rating:1000 A @ 32 V dcRecommended Environmental Temperature:–40 ˚C to +125 ˚C (ATOF® ) Terminals Material:Tin- or silver-plated*Housing Material:PA66 (UL 94 Flammability rating of V-2)Net Weight Per Fuse:1.4 g ± 5 %Comply With: SAE J1284 and ISO 8820-3UL Listed:File AU1410 CSA Certified:File No. 29862Specifications*Tin plating’s temperature limit is ≈130 ˚C. Silver plating allows up to 150 ˚C at the terminal interface.–40 ˚C to +105 ˚C (ATOF® Shunt) ATOF® ShuntShunt version available (Tin plated only)2©2022 Littelfuse, Inc.Specifications are subject to change without notice. Revised: 12/06/2022DatasheetRated 32VATOF® Blade FusesDimensions Dimensions in mm for reference only.See outline drawing for dimensions and tolerances.19.15.10.6518.86.54.114.5RatingsPart NumberCurrent Rating (A)Housing Material ColorTest Cable Size(mm2)Typ. Voltage Drop(mV)Typ.Cold Resistance(mΩ)Typ. I2t(A2s)0287001._10.35176 123 0.4 0287002._20.35141 53.5 1.4 0287003._30.35137 31.1 7.4 0287004._40.35136 22.8 14 0287005._50.5128 17.85 26 028707.5_7.50.75116 10.91 60 0287010._101109 7.70 115 0287015._151.5102 4.80 340 0287020._202.5983.38 520 0287025._252.592 2.52 1 000 0287030._30484 1.97 1 500 0287035._35687 1.61 2 3000287040._40696 1.44 3 300The typical I2t is an average value calculated from the breaking capacity tests by using the melting time before the arcing occurs.0287900._SHUNT----3©2022 Littelfuse, Inc.Specifications are subject to change without notice. Revised: 12/06/2022DatasheetRated 32VATOF® Blade FusesTime-Current Characteristic Curves0.010.111010010001000011010010003 A5 A1 A2 A4 A7.5 A10 A15 A20 A25 A30 A35 A40 ACurrent (A)Time (s)Time-Current Characteristics% of RatingCurrent Rating (A)Opening Time Min. / Max. (s)10035–40360,000 / ∞110 1–30360,000 / ∞1351–23–400.35 / 6000.750 / 6001601–400.250 / 502001–23–400.1 / 50.15 / 5 3501–23–400.02 / 0.50.08 / 0.56001–3035–400.1 max0.15 maxTemperature TableMax. allowed current load (A) at ambient temperature (typical derating)-40 °C0 °C20 °C 65 °C 85 °C110 °C125 °C1 A11111112 A22222113 A33332224 A44433325 A55544337.5 A877655410 A101010876515 A15151412119820 A2019181514121025 A2525231918151330 A3029272321181535 A3535352927221940 A40393731282420Typical Derating of Fuse Melting ElementTemperature security margin is 20 %. Wire cross-section and fixture test setup refer to ISO 8820-3. Please contact Littelfuse for details regarding derating test setup.05101520253035404550Max. Allowed Current Load (A)Ambient Temperature (°C)1 A2 A3 A4 A5 A7.5 A10 A15 A20 A25 A30 A35 A40 A-40-30-20-100102030405060708090100110120130140150160170180Derating curves may change depending on the final condition of the application (terminals’ characteristics, wire size, etc.). Please ask Littelfuse® for more information.Max. Recommended EnvironmentalTemperatureAmbient Temperature (°C)Max. Allowed Current Load (A)ATOF® SHUNT Maximum Continuous Load at 85°C: 40A
https://www.littelfuse.com/media?resourcetype=datasheets&itemid=43dcdce8-8ca2-426f-8998-7e566f048d40&filename=littelfuse_datasheet_287_atof_r2.7.pdf | fuses | 1©2022 Littelfuse, Inc.Specifications are subject to change without notice. Revised: 12/06/2022DatasheetRated 32VATOF® Blade FusesDescriptionATOF® automotive blade fuses were developed to take the place of obsolete ATO Series 257 fuses. Automakers consider ATOF fuses standard equipment for protecting low-voltage circuits.ApplicationsFeatures & BenefitsOrdering InformationPart NumberCurrent Rating (A)Package SizeATOF® (Tin Plated)0287xxx.PXCN 1–40 & Shunt20000287xxx.U1–405000287xxx.H1–401000287xxx.L1–4050ATO Ag (Silver-Plated)0287xxx.PXS1–402000CarsTrucksSUVsOffroad vehiclesBusesWatercraft as approved by Littelfuse®Color coding indicates amperage ratingSee-through housings make it easier to see when fuses blowCheckpoints on top make it possible to measure resistance without removing the fuseHigh-contrast ampere stamps on housings aid identificationSimple to install and removeVoltage Rating:32 V dcInterrupting Rating:1000 A @ 32 V dcRecommended Environmental Temperature:–40 ˚C to +125 ˚C (ATOF® ) Terminals Material:Tin- or silver-plated*Housing Material:PA66 (UL 94 Flammability rating of V-2)Net Weight Per Fuse:1.4 g ± 5 %Comply With: SAE J1284 and ISO 8820-3UL Listed:File AU1410 CSA Certified:File No. 29862Specifications*Tin plating’s temperature limit is ≈130 ˚C. Silver plating allows up to 150 ˚C at the terminal interface.–40 ˚C to +105 ˚C (ATOF® Shunt) ATOF® ShuntShunt version available (Tin plated only)2©2022 Littelfuse, Inc.Specifications are subject to change without notice. Revised: 12/06/2022DatasheetRated 32VATOF® Blade FusesDimensions Dimensions in mm for reference only.See outline drawing for dimensions and tolerances.19.15.10.6518.86.54.114.5RatingsPart NumberCurrent Rating (A)Housing Material ColorTest Cable Size(mm2)Typ. Voltage Drop(mV)Typ.Cold Resistance(mΩ)Typ. I2t(A2s)0287001._10.35176 123 0.4 0287002._20.35141 53.5 1.4 0287003._30.35137 31.1 7.4 0287004._40.35136 22.8 14 0287005._50.5128 17.85 26 028707.5_7.50.75116 10.91 60 0287010._101109 7.70 115 0287015._151.5102 4.80 340 0287020._202.5983.38 520 0287025._252.592 2.52 1 000 0287030._30484 1.97 1 500 0287035._35687 1.61 2 3000287040._40696 1.44 3 300The typical I2t is an average value calculated from the breaking capacity tests by using the melting time before the arcing occurs.0287900._SHUNT----3©2022 Littelfuse, Inc.Specifications are subject to change without notice. Revised: 12/06/2022DatasheetRated 32VATOF® Blade FusesTime-Current Characteristic Curves0.010.111010010001000011010010003 A5 A1 A2 A4 A7.5 A10 A15 A20 A25 A30 A35 A40 ACurrent (A)Time (s)Time-Current Characteristics% of RatingCurrent Rating (A)Opening Time Min. / Max. (s)10035–40360,000 / ∞110 1–30360,000 / ∞1351–23–400.35 / 6000.750 / 6001601–400.250 / 502001–23–400.1 / 50.15 / 5 3501–23–400.02 / 0.50.08 / 0.56001–3035–400.1 max0.15 maxTemperature TableMax. allowed current load (A) at ambient temperature (typical derating)-40 °C0 °C20 °C 65 °C 85 °C110 °C125 °C1 A11111112 A22222113 A33332224 A44433325 A55544337.5 A877655410 A101010876515 A15151412119820 A2019181514121025 A2525231918151330 A3029272321181535 A3535352927221940 A40393731282420Typical Derating of Fuse Melting ElementTemperature security margin is 20 %. Wire cross-section and fixture test setup refer to ISO 8820-3. Please contact Littelfuse for details regarding derating test setup.05101520253035404550Max. Allowed Current Load (A)Ambient Temperature (°C)1 A2 A3 A4 A5 A7.5 A10 A15 A20 A25 A30 A35 A40 A-40-30-20-100102030405060708090100110120130140150160170180Derating curves may change depending on the final condition of the application (terminals’ characteristics, wire size, etc.). Please ask Littelfuse® for more information.Max. Recommended EnvironmentalTemperatureAmbient Temperature (°C)Max. Allowed Current Load (A)ATOF® SHUNT Maximum Continuous Load at 85°C: 40A
https://www.belfuse.com/resources/datasheets/circuitprotection/ds-cp-0679h-series.pdf | fuses | Type 0679H Square Ceramic Surface Mount Quick Acting Fuse belfuse.com/circuit-protection 0679H Series – 2410 Size RoHS Compliant Features - Quick Acting, 2410 SMD - Compatible with 260℃, IR Pb-free solder process - Wide range of current rating from 250mA to 15A - Wide operating temperature range, -55℃ to 125℃ - Tape & Reel for auto-insert SMD process - Full compliance with EU Directive 2011/65/EU and amending directive 2015/863, Compliant with exemption 7(a) - Halogen Free, (MSL = 1) - AEC-Q Compliant - Meets Bel automotive qualification* * - Largely based on internal AEC-Q test plan Applications - Notebook - LCD monitor - PC computer - Office electronic equipment - Industrial equipment - Medical equipment - POE, POE+ - LCD / LED monitor - Power supply - LCD / LED TV HALOGEN FREE = Safety Agency Approvals Electrical Characteristics (UL/CSA/STD. 248-14) Physical Specifications Safety Agency Safety Agency Certificate Ampere Rating/ Voltage Rating Ampere Range / Volt @ I.R. ability* E20624 250mA–3A/350V AC 72V DC 3.5A-15A/350V AC 60V DC 250mA-3A/350V@ 50A AC 72V@100A DC 3.5A-5A/350V@50A AC 60V@150A DC 6.3A-15A/350V@50A-AC 60V@100A DC R 50368185 Tested according to IEC 60127-1:2006+A1+A2 IEC 60127-7:2015 250mA–3A/350V AC 72V DC 3.5A-15A/350V AC 60V DC 250mA-3A/350V@ 50A AC 72V@100A DC 3.5A-5A/350V@50A AC 60V@150A DC 6.3A-15A/350V@50A-AC 60V@100A DC *I.R.= Interrupting Rating = Short Circuit Rating(Amps) Testing Current Blow Time Minimum Maximum 100% 4 Hrs. N/A 200% N/A 5 Sec Materials Body : Ceramic Terminations : Silver Plated Caps Marking On Fuse : “Current Rating”, “Q”, ”H”—laser marked on ceramic tube, “bel” stamped in end caps. On Label : "bel", "0679H", "Current Rating", "Voltage Rating", "Interrupting Rating", "Appropriate Safety Logos" and " ", " "(China RoHS compliant). Specifications subject to change without notice AEC-Q Compliant Type 0679H 2 / 4 Bel Fuse Inc. 206 Van Vorst Street Jersey City, NJ 07302 USA +1 201.432.0463 Bel.US.CS@belf.com belfuse.com/circuit-protection © 2023 Bel Fuse, Inc. Rev. 0679H Apr2023 Environmental Specifications Electrical Specifications Part Number Ampere Rating (A) Typical Cold Resistance (ohms) Volt-drop @100% In (Volt) max. Voltage and Interrupting Ratings Melting I²T <10m Sec (A² Sec) Melting I²T @10 In (A² Sec) Maximum Power Dissipation (W) Agency Approvals 0679H0250-XX 250mA 0.55 0.530 See Table of Safety Approvals on Page 1 for Voltage and associated Interrupting Ratings 0.01 0.02 0.13 Y Y 0679H0375-XX 375mA 0.32 0.480 0.04 0.04 0.18 Y Y 0679H0500-XX 500mA 0.22 0.470 0.08 0.08 0.24 Y Y 0679H0630-XX 630mA 0.17 0.410 0.15 0.15 0.26 Y Y 0679H0750-XX 750mA 0.14 0.380 0.24 0.26 0.29 Y Y 0679H1000-XX 1A 0.09 0.280 0.51 0.54 0.28 Y Y 0679H1250-XX 1.25A 0.068 0.250 0.21 0.22 0.31 Y Y 0679H1500-XX 1.5A 0.053 0.250 0.32 0.29 0.38 Y Y 0679H2000-XX 2A 0.035 0.240 0.62 0.68 0.48 Y Y 0679H2500-XX 2.5A 0.028 0.240 0.96 1.13 0.60 Y Y 0679H3000-XX 3A 0.022 0.220 1.6 1.8 0.66 Y Y 0679H3500-XX 3.5A 0.019 0.220 2.0 2.2 0.77 Y Y 0679H4000-XX 4A 0.018 0.220 3.1 3.5 0.88 Y Y 0679H5000-XX 5A 0.014 0.200 5.3 5.5 1.00 Y Y 0679H6300-XX 6.3A 0.011 0.190 8.7 8.3 1.20 Y Y 0679H7000-XX 7A 0.010 0.175 11.1 10.8 1.23 Y Y 0679H8000-XX 8A 0.0085 0.170 14.8 14.1 1.36 Y Y 0679H9100-XX 10A 0.0064 0.150 25.7 25.7 1.50 Y Y 0679H9120-XX 12A 0.0054 0.140 41.0 38.9 1.68 Y Y 0679H9150-XX 15A 0.0038 0.130 76.7 103.5 1.95 Y Y Consult manufacturer for other ratings XX - Packaging code (see “ordering information”) NOTES: All tests were conducted with the fuses soldered to a printed circuit boards with a nominal thickness of 1.6 mm. The copper test circuit trace was a printed circuit with an overall length of 100 mm, copper thickness/width as described below. The printed circuit boards were mounted by screws to a test fixture having brass blocks for connection of the test leads. All samples were soldered to the test boards by the manufacturer. Shock Resistance MIL-STD-202G, Method 213B, Test Condition 1 (100 G's peak for 6 milliseconds; Sawtooth waveform) Vibration Resistance MIL-STD-202G, Method 201A (10-55 Hz, 0.06 inch, total excursion). Salt Spray Resistance MIL-STD-202G, Method 101E, Test Condition B (48 hrs.). Insulation Resistance MIL-STD-202G, Method 302, Test Condition A (After Opening) 10,000 ohms minimum. Solderability MIL-STD-202G, Method 208H Resistance to solder Heat MIL-STD-202G, Method 210F, Test Condition C. Top Side (260℃,20 sec) MIL-STD-202G, Method 210F, Test Condition D. Bottom Side (260℃,10 sec) Thermal Shock MIL-STD-202G, Method 107G, Test Condition B (-65℃ to +125℃). Operating Temperature -55℃ to +125℃ Moisture Sensitivity Level 1 (According to IPC J-Std-020) High temperature storage MIL-STD-202 Method 108 Temperature cycling JESD22 Method JA-104,Test Condition B Biased humidity MIL-STD-202 Method 103, 85C/85% RH with 10% operating power for 1000 hrs. Operational life MIL-STD-202 Method 108, Test Condition D Resistance to solvents MIL-STD-202 Method 215 Mechanical shock MIL-STD-202 Method 213,Test Condition C Vibration MIL-STD-202 Method 204 Resistance to soldering heat MIL-STD-202 Method 210,Test condition B Thermal shock MIL-STD-202 Method 107 Solderability J-STD-002 Board flex(SMD) AEC-Q200-005 Terminal strength AEC-Q200-006 Electrical characterization 3 temperature electrical Fuse rating Test Board Trace Dimensions 250mA-5A 1 oz. copper, 5.0mm wide. 6.3A-15A 3 oz. copper, 10mm wide. Specifications subject to change without notice Type 0679H 3 / 4 Bel Fuse Inc. 206 Van Vorst Street Jersey City, NJ 07302 USA +1 201.432.0463 Bel.US.CS@belf.com belfuse.com/circuit-protection © 2023 Bel Fuse, Inc. Rev. 0679H Apr2023 Temperature Derating Curve Average Time Current Curve Soldering Parameters IR Reflow Profile (IPC/JEDEC J-STD-020D) Preheat & Soak Temperature min (Tsmin) Temperature max (Tsmax) Time (Tsmin to Tsmax) (ts) 150℃ 200℃ 60-120 seconds Average ramp-up rate (Tsmax to Tp) 3℃/second max. Liquidous temperature (TL) Time at liquidous (tL) 217℃ 60-150 seconds Peak temperature (Tp) 260℃ max Time (tp) within 5℃ of the specified classification temperature (Tc) 30 seconds Average ramp-down rate (Tp to Tsmax) 6℃/second max. Time 25℃ to peak temperature 8 minutes max. Specifications subject to change without notice Type 0679H 4 / 4 Bel Fuse Inc. 206 Van Vorst Street Jersey City, NJ 07302 USA +1 201.432.0463 Bel.US.CS@belf.com belfuse.com/circuit-protection © 2023 Bel Fuse, Inc. Rev. 0679H Apr2023 Fuse FGNO Explanation 0679 H [XXXX] -XX 0679H=0679H; [XXXX]=Ampere Rating; XX=See Ordering Information as below Fraction Decimal Milliamps Bel FGNO[XXXX] Fraction Decimal Amps Bel FGNO[XXXX] 1/4 0.250 250 0250 1.0 1 1000 3/8 .375 375 0375 1-1/4 1.25 1.25 1250 1/2 .500 500 0500 1-1/2 1.50 1.5 1500 .630 630 0630 2.0 2 2000 3/4 .750 750 0750 2-1/2 2.5 2.5 2500 3.0 3 3000 3-1/2 3.5 3.5 3500 4.0 4 4000 5.0 5 5000 6.3 6.3 6300 7.0 7 7000 8.0 8 8000 10 9100 12 9120 15 9150 Mechanical Dimensions Ordering Information Packaging Packaging Tape & Reel Packaging Specification Quantity Quantity & Packaging Code 12 mm wide tape with 13 inches Diameter reel EIA Standard 481-E 5000 05 12 mm wide tape with 7 inches Diameter reel EIA Standard 481-E 1000 01 Specifications subject to change without notice
https://www.belfuse.com/resources/datasheets/circuitprotection/ds-cp-c1t-series.pdf | fuses | Type C1T Surface Mount Slow Blow Chip Fuse belfuse.com/circuit-protection C1T Series – 1206 Size RoHS Compliant Features - Slow Blow - Small size, 1206 SMD - Current rating from 750mA to 8A - Wide operating temperature range from -55℃ to 125℃ - Tape and Reel for automatic SMD placement - Compatible with 260℃ IR Pb-free and wave soldering process - Full compliance with EU Directive 2011/65/EU and amending directive 2015/863 (MSL = 1) - Halogen Free and Lead Free - AEC-Q Compliant - Meets Bel automotive qualification* * - Largely based on internal AEC-Q test plan Applications - Notebook - Automotive Navigation System - LED Headlights - Thin film transistor LCD flat-panel display screen - PC computer - Office electronic equipment - Industrial equipment - Medical equipment - POE, POE+ - LCD / LED monitor and LCD / LED TV - Power supply LEAD FREE = - DC-DC Converter HALOGEN FREE = Electrical Characteristics (UL STD. 248-14) Testing Current Blow Time Minimum Maximum 100% 4 Hrs. N/A 200% 1 Sec 120 Sec 300% 0.1 Sec 3 Sec 800% 0.002 Sec 0.05 Sec Safety Agency Approvals Physical Specifications Materials Body : Ceramic Substrate Terminations : Ag / Ni / Sn (100% Lead-free) Element Cover Coating : Lead-free Glass Marking On Fuse : Marking Code On Label : "bel", "C1T", "Current Rating", "Voltage Rating", "Interrupting Rating", "Appropriate Safety Logos" and " ", " "(China RoHS compliant). Safety Agency Safety Agency Certificate Ampere Rating/ Voltage Rating Ampere Range / Volt @ I.R. ability* E20624 750mA-8A/63V AC/DC 750mA-8A/63V AC/DC @50A R 50410861 Tested according to IEC 60127-1: 2006+A1+A2 IEC 60127-7: 2016 750mA-1.5A/63V AC/DC 2A-8A/63V AC/DC 750mA-1.5A/63V AC/DC @50A or 10In, which is higher 2A-8A/63V AC/DC @50A or 10In, which is higher *I.R.= Interrupting Rating = Short Circuit Rating(Amps) Typical Part Marking Fuse body (ceramic white side) marked with marking code. Example: Specifications subject to change without notice 750mA TM 3A T3 1A T1 3.5A TZ 1.25A TP 4A T4 1.5A TR 5A T5 1.75A TS 6A T6 2A T2 7A T7 2.5A TT 8A T8 AEC-Q Compliant Type C1T 2 / 4 Bel Fuse Inc. 206 Van Vorst Street Jersey City, NJ 07302 USA +1 201.432.0463 Bel.US.CS@belf.com belfuse.com/circuit-protection © 2023 Bel Fuse, Inc. Rev. C1T May2023 Temperature Derating Curve Average Time Current Curve Electrical Specifications Part Number Ampere Rating (A) Marking Code Nominal Cold Resistance (ohms) Maximum Volt-drop @100% In (Volt) max. Voltage and Interrupting Ratings Nominal Melting I²T @10 In (A² Sec) Maximum Power Dissipation @100% In (W) Agency Approvals 0685T0750-XX 750mA TM 0.700 0.795 See Table of Safety Approvals on Page 1 for Voltage and associated Interrupting Ratings 0.06 0.60 Y Y 0685T1000-XX 1A T1 0.460 0.597 0.12 0.60 Y Y 0685T1250-XX 1.25A TP 0.300 0.541 0.20 0.68 Y Y 0685T1500-XX 1.5A TR 0.190 0.436 0.23 0.65 Y Y 0685T1750-XX 1.75A TS 0.135 0.395 0.43 0.65 Y 0685T2000-XX 2A T2 0.110 0.325 0.63 0.65 Y Y 0685T2500-XX 2.5A TT 0.068 0.274 1.07 0.69 Y Y 0685T3000-XX 3A T3 0.050 0.232 1.64 0.70 Y Y 0685T3500-XX 3.5A TZ 0.040 0.194 2.28 0.68 Y Y 0685T4000-XX 4A T4 0.030 0.195 2.56 0.78 Y Y 0685T5000-XX 5A T5 0.020 0.157 5.3 0.79 Y Y 0685T6000-XX 6A T6 0.0145 0.153 6.0 0.92 Y Y 0685T7000-XX 7A T7 0.0115 0.139 6.9 0.97 Y Y 0685T8000-XX 8A T8 0.0095 0.135 8.0 1.08 Y Y Consult manufacturer for other ratings NOTES: Test Conditions All test for ratings 750mA - 5A were conducted with fuse samples soldered on a PCB (1.6mm thick) test board with copper traces measuring 0.035 mm (35μm) nominal thickness (1 oz. clad), 5mm wide and 100 mm overall length. All test for ratings 6A-8A were conducted with fuse samples soldered on a PCB (1.6mm thick) test board with copper traces measuring 0.070 mm (70μm) nominal thickness (2 oz. clad), 7.5mm wide and 100 mm overall length. Device designed to be mounted with marking facing up. Device designed to carry rated current for 4 hours minimum. It is recommended that device be operated continuously at no more than 80% of rated current when in a +25°C ambient, with further derating at elevated ambient temperatures. Specifications subject to change without notice 0.0010.010.111010001101001000TIME IN SECONDSCURRENT IN AMPERESC1T - TIME CURRENT CHARACTERISTIC CURVE1.5A11.75A5A4A3.5A3A2A0.75A1A6A7A8A2.5A1.25AType C1T 3 / 4 Bel Fuse Inc. 206 Van Vorst Street Jersey City, NJ 07302 USA +1 201.432.0463 Bel.US.CS@belf.com belfuse.com/circuit-protection © 2023 Bel Fuse, Inc. Rev. C1T May2023 Environmental Specifications High temperature storage MIL-STD-202 Method 108 Temperature cycling JESD22 Method JA-104,Test Condition B Biased humidity MIL-STD-202 Method 103, 85C/85% RH with 10% operating power for 1000 hrs. Operational life MIL-STD-202 Method 108, Test Condition D Resistance to solvents MIL-STD-202 Method 215 Mechanical shock MIL-STD-202 Method 213,Test Condition C Vibration MIL-STD-202 Method 204 Resistance to soldering heat MIL-STD-202 Method 210,Test condition B Thermal shock MIL-STD-202 Method 107 Solderability J-STD-002 Board flex(SMD) AEC-Q200-005 Terminal strength AEC-Q200-006 Electrical characterization 3 temperature electrical Soldering Parameters Shock Resistance MIL-STD-202G, Method 213B, Test Condition 1 (100 G's peak for 6 milliseconds; Sawtooth waveform) Vibration Resistance MIL-STD-202G, Method 201A (10-55 Hz, 0.06 inch, total excursion). Salt Spray Resistance MIL-STD-202G, Method 101E, Test Condition B (48 hrs.). Insulation Resistance MIL-STD-202G, Method 302, Test Condition A (After Opening) 10,000 ohms minimum. Solderability MIL-STD-202G, Method 208H Resistance to solder Heat MIL-STD-202G, Method 210F, Test Condition C. Top Side(260℃,20 sec) MIL-STD-202G, Method 210F, Test Condition D. Bottom Side(260℃,10 sec) Thermal Shock MIL-STD-202G, Method 107G, Test Condition B (-65℃ to +125℃). Operating Temperature -55℃ to +125℃ Moisture Sensitivity Level 1 (According to IPC J-Std-020) IR Reflow Profile (IPC/JEDEC J-STD-020D) Preheat & Soak Temperature min (Tsmin) Temperature max (Tsmax) Time (Tsmin to Tsmax) (ts) 150℃ 200℃ 60-120 seconds Average ramp-up rate (Tsmax to Tp) 3℃/second max. Liquidous temperature (TL) Time at liquidous (tL) 217℃ 60-150 seconds Peak temperature (Tp) 260℃ max Time (tp) within 5℃ of the specified classification temperature (Tc) 30 seconds Average ramp-down rate (Tp to Tsmax) 6℃/second max. Time 25℃ to peak temperature 8 minutes max. Lead-free Wave Soldering Profile Wave Soldering Parameter Average ramp-up rate 200℃ / second Heating rate during preheat typical 1 - 2℃ / second Max 4℃ / second Final preheat temperature within 125 ℃ of soldering temperature Peak temperature Tp 260℃ Time within +0 ℃ / -5 ℃ of actual peak temperature 10 seconds Ramp-down rate 5℃ / second max. Specifications subject to change without notice Type C1T 4 / 4 Bel Fuse Inc. 206 Van Vorst Street Jersey City, NJ 07302 USA +1 201.432.0463 Bel.US.CS@belf.com belfuse.com/circuit-protection © 2023 Bel Fuse, Inc. Rev. C1T May2023 Fuse FGNO Explanation 0685 T [XXXX] -XX 0685T=C1T; [XXXX]=Ampere Rating; XX=See Ordering Information as below Fraction Decimal Milliamps Bel FGNO[XXXX] Fraction Decimal Amps Bel FGNO[XXXX] 3/4 0.750 750 0750 1.0 1 1000 1-1/4 1.25 1.25 1250 1-1/2 1.50 1.5 1500 1.75 1.75 1750 2.0 2 2000 2-1/2 2.5 2.5 2500 3.0 3 3000 3-1/2 3.5 3.5 3500 4.0 4 4000 5.0 5 5000 6.0 6 6000 7.0 7 7000 8.0 8 8000 Mechanical Dimensions Ordering Information Packaging Packaging Tape & Reel Packaging Specification Quantity Quantity & Packaging Code 8 mm wide tape with 7 inches Diameter reel EIA Standard 481-E 5000 0685TXXXX-01 Specifications subject to change without notice
https://www.littelfuse.com/media?resourcetype=datasheets&itemid=42c9dd21-a88e-4328-8e67-2f832444faf1&filename=littelfuse_datasheet_297_mini32v.pdf | fuses | 1©2022 Littelfuse, Inc.Specifications are subject to change without notice. Revised: 05/26/2023DatasheetRated 32VMINI® Blade FusesDescriptionMINI® 32V automotive blade fuses boast aminiature design that allows automakers to packmore circuit protection into less space. Despite theirlight weight, MINI® fuses perform reliably in adverseenvironments and at extreme temperatures.ApplicationsFeatures & BenefitsCarsTrucksSUVsColor coding shows the amperage rating for each fuseSee-through housing makes it easy to check whether a fuse has blownCheckpoints on top make it possible to measure resistance without removing the fuseOffroad vehiclesBusesWatercraftHigh-contrast amperage stamp on the top of the housing aids identificationSimple to install and removeVoltage Rating:32 VDCInterrupting Rating:1000A @ 32 VDC*Recommended Environmental Temperature:-40˚C to +125˚C Terminals Material:Silver plated / Tin plated zinc alloyHousing Material:PA66 (U.L. 94 Flammability rating – V2)Net Weight Per Fuse:0.57±5% grComplies with: Ag plated: SAE J2077, ISO 8820-3, UL 248 Special Purpose Fuses Sn plated: SAE J2077, ISO 8820-3 not UL recognizedSpecifications*Tin plating’s temperature limit is ≈130˚C. Silver plating allows up to 150˚C at the terminal interface.Ordering InformationPart NumberRatingPackage Size2 - 30 0297xxx.WXNV3000& SHUNT0297xxx.U2 - 305000297xxx.H2 - 301000297xxx.L2 - 3050MINI® Sn Fuse0297xxx.WXT2 - 303000MINI® Shunt2©2022 Littelfuse, Inc.Specifications are subject to change without notice. Revised: 05/26/2023DatasheetRated 32VMINI® Blade FusesDimensions Dimensions in mm for reference only.See outline drawing for dimensions and tolerances.RatingsPart NumberCurrent Rating (A)Housing Material ColorTest Cable Size (mm2)Typ. Voltage Drop (mV) Typ. Cold Resistance (mΩ)Typ. I2t(A²s)0297002._2 0.5171 55.60 9 0297003._3 0.5153 33.75 20 0297004._4 0.5121 23.48 31 0297005._5 0.5129 17.75 37 029707.5_7.5 0.75135 10.85 82 0297010._10 1108 7.42 122 0297015._15 1.598 4.58 308 0297020._20 2.596 3.21 442 0297025._252.586 2.36 622 0297030._30 487 1.85 1 2300297900._SHUNT----The typical I2t is an average value calculated from the breaking capacity tests by using the melting time before the arcing occurs.0.8ST3©2022 Littelfuse, Inc.Specifications are subject to change without notice. Revised: 05/26/2023DatasheetRated 32VMINI® Blade FusesTime-Current Characteristic CurvesTemperature TableTypical Derating of Fuse Melting ElementTemperature Security Margin is 20%Please contact Littelfuse® for Details Regarding Derating Test Set-Up.DeratingLittelfuse EuropeMINI 32 V 2-30A0297xxx0204060801001201401601800510152025303540∆Т [K]Current [A]Temperature Increase2A3A4A5A7.5A10A15A20A25A30A05101520253035-50050100150200max. allowed current [A]Ambient Temperature [°C]Derating *)2A3A4A5A7.5A10A15A20A25A30ADerating curves may change depending on the final condition of the application (terminals characteristics, wire size etc..).Please ask Littelfuse® for more information.Max. Recommended EnvironmentalTemperatureTime-Current Characteristics% of RatingOpening Time Min / Max (s)110 360,000 / ∞135 0.75 / 600 200 0.15 / 5 350 0.08 / 0.5600 0.03 / 0.1 max. allowed current load [A] at ambient temperature (typical derating)-40°C-20°C0°C20°C40°C60°C80°C100°C2A2.02.02.01.91.71.61.41.33A3.02.82.72.52.42.22.01.84A4.03.83.63.43.22.92.72.45A5.04.84.54.34.03.73.43.07.5A7.57.16.86.46.05.55.14.510A10109.89.28.68.07.36.515A151514131212119.020A201918171615141225A252422212018171530A3029272624222018MINI SHUNT Maximum Continuous Load at 85°C: 20A
https://www.littelfuse.com/media?resourcetype=datasheets&itemid=42c9dd21-a88e-4328-8e67-2f832444faf1&filename=littelfuse_datasheet_297_mini32v.pdf | fuses | 1©2022 Littelfuse, Inc.Specifications are subject to change without notice. Revised: 05/26/2023DatasheetRated 32VMINI® Blade FusesDescriptionMINI® 32V automotive blade fuses boast aminiature design that allows automakers to packmore circuit protection into less space. Despite theirlight weight, MINI® fuses perform reliably in adverseenvironments and at extreme temperatures.ApplicationsFeatures & BenefitsCarsTrucksSUVsColor coding shows the amperage rating for each fuseSee-through housing makes it easy to check whether a fuse has blownCheckpoints on top make it possible to measure resistance without removing the fuseOffroad vehiclesBusesWatercraftHigh-contrast amperage stamp on the top of the housing aids identificationSimple to install and removeVoltage Rating:32 VDCInterrupting Rating:1000A @ 32 VDC*Recommended Environmental Temperature:-40˚C to +125˚C Terminals Material:Silver plated / Tin plated zinc alloyHousing Material:PA66 (U.L. 94 Flammability rating – V2)Net Weight Per Fuse:0.57±5% grComplies with: Ag plated: SAE J2077, ISO 8820-3, UL 248 Special Purpose Fuses Sn plated: SAE J2077, ISO 8820-3 not UL recognizedSpecifications*Tin plating’s temperature limit is ≈130˚C. Silver plating allows up to 150˚C at the terminal interface.Ordering InformationPart NumberRatingPackage Size2 - 30 0297xxx.WXNV3000& SHUNT0297xxx.U2 - 305000297xxx.H2 - 301000297xxx.L2 - 3050MINI® Sn Fuse0297xxx.WXT2 - 303000MINI® Shunt2©2022 Littelfuse, Inc.Specifications are subject to change without notice. Revised: 05/26/2023DatasheetRated 32VMINI® Blade FusesDimensions Dimensions in mm for reference only.See outline drawing for dimensions and tolerances.RatingsPart NumberCurrent Rating (A)Housing Material ColorTest Cable Size (mm2)Typ. Voltage Drop (mV) Typ. Cold Resistance (mΩ)Typ. I2t(A²s)0297002._2 0.5171 55.60 9 0297003._3 0.5153 33.75 20 0297004._4 0.5121 23.48 31 0297005._5 0.5129 17.75 37 029707.5_7.5 0.75135 10.85 82 0297010._10 1108 7.42 122 0297015._15 1.598 4.58 308 0297020._20 2.596 3.21 442 0297025._252.586 2.36 622 0297030._30 487 1.85 1 2300297900._SHUNT----The typical I2t is an average value calculated from the breaking capacity tests by using the melting time before the arcing occurs.0.8ST3©2022 Littelfuse, Inc.Specifications are subject to change without notice. Revised: 05/26/2023DatasheetRated 32VMINI® Blade FusesTime-Current Characteristic CurvesTemperature TableTypical Derating of Fuse Melting ElementTemperature Security Margin is 20%Please contact Littelfuse® for Details Regarding Derating Test Set-Up.DeratingLittelfuse EuropeMINI 32 V 2-30A0297xxx0204060801001201401601800510152025303540∆Т [K]Current [A]Temperature Increase2A3A4A5A7.5A10A15A20A25A30A05101520253035-50050100150200max. allowed current [A]Ambient Temperature [°C]Derating *)2A3A4A5A7.5A10A15A20A25A30ADerating curves may change depending on the final condition of the application (terminals characteristics, wire size etc..).Please ask Littelfuse® for more information.Max. Recommended EnvironmentalTemperatureTime-Current Characteristics% of RatingOpening Time Min / Max (s)110 360,000 / ∞135 0.75 / 600 200 0.15 / 5 350 0.08 / 0.5600 0.03 / 0.1 max. allowed current load [A] at ambient temperature (typical derating)-40°C-20°C0°C20°C40°C60°C80°C100°C2A2.02.02.01.91.71.61.41.33A3.02.82.72.52.42.22.01.84A4.03.83.63.43.22.92.72.45A5.04.84.54.34.03.73.43.07.5A7.57.16.86.46.05.55.14.510A10109.89.28.68.07.36.515A151514131212119.020A201918171615141225A252422212018171530A3029272624222018MINI SHUNT Maximum Continuous Load at 85°C: 20A
https://www.belfuse.com/resources/datasheets/circuitprotection/ds-cp-c1h-series.pdf | fuses | Type C1H High Current Rated Fast Acting Chip Fuse belfuse.com/circuit-protection C1H Series – 1206 Size RoHS Compliant Features - Quick Acting - Small size, 1206 SMD - Current rating from 10A to 30A - Wide operating temperature range from -55℃ to 125℃ - Tape and Reel for automatic SMD placement - Compatible with 260℃ IR Pb-free and wave soldering process - Full compliance with EU Directive 2011/65/EU and amending directive 2015/863 (MSL = 1) - Halogen Free and Lead Free - AEC-Q Compliant - Meets Bel automotive qualification* * - Largely based on internal AEC-Q test plan Applications - Notebook - PC computer - Office electronic equipment - Industrial equipment - Medical equipment - POE, POE+ - LCD / LED monitor and LCD / LED TV - Power supply LEAD FREE = - DC-DC Converter HALOGEN FREE = Electrical Characteristics (UL STD. 248-14) Testing Current Blow Time Minimum Maximum 100% 4 Hrs. N/A 350% N/A 5 Sec Safety Agency Approvals Physical Specifications Materials Body : Ceramic Substrate Terminations : Ag / Ni / Sn (100% Lead-free) Element Cover Coating : Lead-free Glass Marking On Fuse : “Marking Code” in blue color On Label : "bel", "C1H", "Current Rating", "Voltage Rating", "Interrupting Rating", "Appropriate Safety Logos" and " ", " "(China RoHS compliant). Safety Agency Safety Agency Certificate Ampere Rating/ Voltage Rating Ampere Range / Volt @ I.R. ability* E20624 10A - 30A / 32V DC 125V AC 10A - 15A / 32V @150A DC 125V @150A AC 20A - 30A / 32V @300A DC 125V @150A AC *I.R.= Interrupting Rating = Short Circuit Rating(Amps) Typical Part Marking Fuse body (ceramic white side) marked with marking code. Example: Specifications subject to change without notice 10A 10 20A 20 12A 12 25A 25 15A 15 30A 30 AEC-Q Compliant Type C1H 2 / 4 Bel Fuse Inc. 206 Van Vorst Street Jersey City, NJ 07302 USA +1 201.432.0463 Bel.US.CS@belf.com belfuse.com/circuit-protection © 2023 Bel Fuse, Inc. Rev. C1H May2023 Temperature Derating Curve Average Time Current Curve Electrical Specifications Part Number Ampere Rating (A) Marking Code Nominal Cold Resistance (ohms) Maximum Volt-drop @100% In (Volt) max. Voltage and Interrupting Ratings Nominal Melting I²T @10 In (A² Sec) Maximum Power Dissipation @100% In (W) Agency Approvals 0685H9100-XX 10A 10 0.0039 0.047 See Table of Safety Approvals on Page 1 for Voltage and associated Interrupting Ratings 5.9 0.47 Y 0685H9120-XX 12A 12 0.0032 0.047 8.0 0.56 Y 0685H9150-XX 15A 15 0.0026 0.050 13.5 0.75 Y 0685H9200-XX 20A 20 0.0019 0.052 28.5 1.04 Y 0685H9250-XX 25A 25 0.0014 0.050 53.4 1.25 Y 0685H9300-XX 30A 30 0.0011 0.053 80.5 1.59 Y Consult manufacturer for other ratings NOTES: Test Conditions All C1H test, as well as the UL Component investigation, were conducted with fuse samples soldered on a PCB (1.6mm thick) test board with copper traces measuring 0.1 mm (100μum) nominal thickness (3 oz.clad), 10mm wide and 100 mm overall length. Device designed to be mounted with marking facing up. Device designed to carry rated current for 4 hours minimum. It is recommended that device be operated continuously at no more than 80% of rated current when in a +25°C ambient, with further derating at elevated ambient temperatures. Caution Minimum fusing point C1H Series fuses are NOT intended to be operated at currents between 100% and 350% of ampere rating. Prolonged operation at currents in this range may result in overheating of the fuse and/or desoldering of the fuse from the PCB pad. Specifications subject to change without notice Type C1H 3 / 4 Bel Fuse Inc. 206 Van Vorst Street Jersey City, NJ 07302 USA +1 201.432.0463 Bel.US.CS@belf.com belfuse.com/circuit-protection © 2023 Bel Fuse, Inc. Rev. C1H May2023 Environmental Specifications High temperature storage MIL-STD-202 Method 108 Temperature cycling JESD22 Method JA-104,Test Condition B Biased humidity MIL-STD-202 Method 103, 85C/85% RH with 10% operating power for 1000 hrs. Operational life MIL-STD-202 Method 108, Test Condition D Resistance to solvents MIL-STD-202 Method 215 Mechanical shock MIL-STD-202 Method 213,Test Condition C Vibration MIL-STD-202 Method 204 Resistance to soldering heat MIL-STD-202 Method 210,Test condition B Thermal shock MIL-STD-202 Method 107 Solderability J-STD-002 Board flex(SMD) AEC-Q200-005 Terminal strength AEC-Q200-006 Electrical characterization 3 temperature electrical Soldering Parameters Shock Resistance MIL-STD-202G, Method 213B, Test Condition 1 (100 G's peak for 6 milliseconds; Sawtooth waveform) Vibration Resistance MIL-STD-202G, Method 201A (10-55 Hz, 0.06 inch, total excursion). Salt Spray Resistance MIL-STD-202G, Method 101E, Test Condition B (48 hrs.). Insulation Resistance MIL-STD-202G, Method 302, Test Condition A (After Opening) 10,000 ohms minimum. Solderability MIL-STD-202G, Method 208H Resistance to solder Heat MIL-STD-202G, Method 210F, Test Condition C. Top Side(260℃,20 sec) MIL-STD-202G, Method 210F, Test Condition D. Bottom Side(260℃,10 sec) Thermal Shock MIL-STD-202G, Method 107G, Test Condition B (-65℃ to +125℃). Operating Temperature -55℃ to +125℃ Moisture Sensitivity Level 1 (According to IPC J-Std-020) IR Reflow Profile (IPC/JEDEC J-STD-020D) Preheat & Soak Temperature min (Tsmin) Temperature max (Tsmax) Time (Tsmin to Tsmax) (ts) 150℃ 200℃ 60-120 seconds Average ramp-up rate (Tsmax to Tp) 3℃/second max. Liquidous temperature (TL) Time at liquidous (tL) 217℃ 60-150 seconds Peak temperature (Tp) 260℃ max Time (tp) within 5℃ of the specified classification temperture (Tc) 30 seconds Average ramp-down rate (Tp to Tsmax) 6℃/second max. Time 25℃ to peak temperature 8 minutes max. Lead-free Wave Soldering Profile Wave Soldering Parameter Average ramp-up rate 200℃ / second Heating rate during preheat typical 1 - 2℃ / second Max 4℃ / second Final preheat temperature within 125℃ of soldering temperature Peak temperature Tp 260℃ Time within +0℃ / -5℃ of actual peak temperature 10 seconds Ramp-down rate 5℃ / second max. Specifications subject to change without notice Type C1H 4 / 4 Bel Fuse Inc. 206 Van Vorst Street Jersey City, NJ 07302 USA +1 201.432.0463 Bel.US.CS@belf.com belfuse.com/circuit-protection © 2023 Bel Fuse, Inc. Rev. C1H May2023 Fuse FGNO Explanation 0685 H [XXXX] -XX 0685H=C1H; [XXXX]=Ampere Rating; XX=See Ordering Information as below Amps Bel FGNO[XXXX] 10 9100 12 9120 15 9150 20 9200 25 9250 30 9300 Mechanical Dimensions Ordering Information Packaging Packaging Tape & Reel Packaging Specification Quantity Quantity & Packaging Code 8 mm wide tape with 7 inches Diameter reel EIA Standard 481-E 5000 0685HXXXX-01 Specifications subject to change without notice
https://datasheets.kyocera-avx.com/AccuGuard2.pdf | fuses | Accu-Guard® IISMD Thin-Film FuseTDS-FUSE-0001 ¦ Rev 2ELECTRICAL SPECIFICATIONSAccu-Guard® II is a version of Accu-Guard® fuses for a wider range of current and voltage ratings. Constructed on alumina substrates, Accu-Guard® II fuses display superior electrical, mechanical and environmental properties. Accu-Guard® II dimensions are standard 0402, 0603, 0805, 1206 and 0612 chip sizes, see page 2.Operating temperature: -55°C to +125°CCurrent carrying capacity:For F0402E and F0603E at -55°C 107% of rating, at +25°C 100% of rating, at +125°C 80% of rating.For F1206B and F0805B at -55°C is 107% of rating, at +25°C 100% of rating, at +85°C 93% of rating, at +125°C 90% of rating. For F0805B 2.50A and 3.00A at +85°C 90% of rating, at +125°C 90% of rating.Interrupting rating: 50A.Insulation resistance: >20MΩ guaranteed (after fusing at rated voltage). For F0612D at -55°C 107% of rating, at +25°C 100% of rating, at +85°C 80% of rating, at +125°C 75% of rating.TypePart NumberCurrent Rating AResistance 10% x I rated, 25°C Ω (max.)Voltage Drop @1 x I rated, 25°C mV (max.)Fusing Current (within 5 sec), 25°C APre-Arc I2t @ 50A A2-secRated Voltage VF0402EF0402E0R25FSTR0.250.6502200.6250.00005*32F0402E0R50FSTR0.500.2501801.250.000332F0402E0R75FSTR0.750.2001801.8750.00332F0402E1R00FSTR1.000.1301602.500.00832F0402E1R50FSTR1.500.0601403.750.0332F0402E2R00FSTR2.000.0401205.000.0632F0603EF0603E0R25FSTR0.250.6502200.6250.00005*32F0603E0R37FSTR0.3750.4502200.9400.000132F0603E0R50FSTR0.500.2501801.250.000332F0603E0R75FSTR0.750.2001801.8750.00332F0603E1R00FSTR1.000.1301602.500.00832F0603E1R25FSTR1.250.0901403.1250.0132F0603E1R50FSTR1.500.0601403.750.0332F0603E1R75FSTR1.750.0501204.3750.0432F0603E2R00FSTR2.000.0401205.000.0632F0603E2R50FSTR2.500.0351006.250.1232F0603E3R00FSTR3.000.0301007.500.2532F0805BF0805B0R25FW/STR0.250.7502800.500.00003*63F0805B0R50FW/STR0.500.3502801.000.000263F0805B0R75FW/STR0.750.2702801.500.00163F0805B1R00FW/STR1.000.2202802.000.00363F0805B1R25FW/STR1.250.1702802.500.00763F0805B1R50FW/STR1.500.1202403.000.01063F0805B2R00FW/STR2.000.0802204.000.03063F0805B2R50FW/STR2.500.0602205.000.05063F0805B3R00FW/STR3.000.0502206.000.1063F1206BF1206B0R25FW/STR0.250.7502800.500.0000363F1206B0R50FW/STR0.500.3502801.000.000263F1206B1R00FW/STR1.000.1802402.000.00363F1206B1R50FW/STR1.500.1202403.000.01063F1206B2R00FW/STR2.000.0802204.000.03063F1206B3R00FW/STR3.000.0502206.000.1063F0612DF0612D4R00FWTR4.000.040260100.1032F0612D5R00FWTR5.000.02520012.50.2532*Current is limited to less than 50A at 32V due to internal fuse resistance. – accu-guard series lga/smd thin-film fuse –The Important Information/Disclaimer is incorporated in the catalog where these specifications came from or available online at www.kyocera-avx.com/disclaimer/ by reference and should be reviewed in full before placing any order.Accu-Guard® IISMD Thin-Film FuseTDS-FUSE-0001 ¦ Rev 2ENVIRONMENTAL CHARACTERISTICSTestConditionsRequiredSolderabilityComponents completely immersed in a solder bath at 235 ±5°C for 2 secs.Terminations to be well tinned No visible damageLeach ResistanceCompletely immersed in a solder bath at 260 ±5°C for 60 secsDissolution of termination ≤ 25% of area∆R/R<10%Storage12 months minimum with components stored in “as received” packaging.Good solderabilityShearComponents mounted to a substrate. A force of 5N applied normal to the line joining the terminations and in a line parallel to the substrateNo visible damageRapid Change of TemperatureComponents mounted to a substrate. 50 cycles -55° to +125°C.No Visible damage ∆R/R<10%Temperature CyclingComponents mounted to substrate.50 cycles -55°C to +125°C.No Visible damage ∆R/R<10%VibrationComponents mounted to substrate.50 cycles -55°C to +125°C.No Visible damage ∆R/R<10%BendTested as shown in diagram45mm45mm3 mmDeflectionNo visible damage ∆R/R<10%Load LifeF0805B, F1206B25°C, rated current, 20,000 hrs.No visible damage∆R/R<10% – accu-guard series lga/smd thin-film fuse –The Important Information/Disclaimer is incorporated in the catalog where these specifications came from or available online at www.kyocera-avx.com/disclaimer/ by reference and should be reviewed in full before placing any order.Accu-Guard® IILead-Free SMD Thin-Film FuseTDS-FUSE-0001 ¦ Rev 20.1 1 10 100 Current, Amp Pre -Arc Time, sec 10 -2 10 -1 10 -3 1 10 10 -6 10 -5 10 -4 2.0 A 1.5 A 1.0 A 0.5 A 0.25 A 0.75 A FUSE TIME – CURRENT CHARACTERISTICS FOR TYPE F0402E (TYPICAL) – accu-guard series lga/smd thin-film fuse –The Important Information/Disclaimer is incorporated in the catalog where these specifications came from or available online at www.kyocera-avx.com/disclaimer/ by reference and should be reviewed in full before placing any order.Accu-Guard® IILead-Free SMD Thin-Film FuseTDS-FUSE-0001 ¦ Rev 210010110-110-210-310-410-510-60 10 20 30 40 50 60 Current, Amp P re-Arc I 2t, A 2sec 2.0 A 1.5 A 1.0 A 0.5 A 0.2 5 A 0.7 5 A FUSE PRE-ARC JOULE INTEGRALS VS CURRENT FOR TYPE F0402E (TYPICAL) – accu-guard series lga/smd thin-film fuse –The Important Information/Disclaimer is incorporated in the catalog where these specifications came from or available online at www.kyocera-avx.com/disclaimer/ by reference and should be reviewed in full before placing any order.Accu-Guard® IILead-Free SMD Thin-Film FuseTDS-FUSE-0001 ¦ Rev 2 0 100 0 Pre -Arc Time, sec Pre -Arc I2t, A2sec 10 -2 10 -1 10 -3 1 100 10 -6 10 -5 10 -4 10 10 -6 10 -5 10 -4 10 -3 10 -2 10-1 1 10 2.0 A 1.5 A 1.0 A 0.5 A 0.25 A 0.75 A FUSE PRE-ARC JOULE INTEGRALS VS PRE-ARC TIME FOR TYPE F0402E (TYPICAL) – accu-guard series lga/smd thin-film fuse –The Important Information/Disclaimer is incorporated in the catalog where these specifications came from or available online at www.kyocera-avx.com/disclaimer/ by reference and should be reviewed in full before placing any order.Accu-Guard® IILead-Free SMD Thin-Film FuseTDS-FUSE-0001 ¦ Rev 210110-110-210-310-410-510-60.1110100Current, Amp P re-Arc Time, sec 2.0 A 2.5 A 3.0 A 1.5 A 1.75 A1.0 A 0.5 A 0.7 5 A 0.375 A 0.2 5 A 1.25 AFUSE TIME – CURRENT CHARACTERISTICS FOR TYPE F0603E (TYPICAL) – accu-guard series lga/smd thin-film fuse –The Important Information/Disclaimer is incorporated in the catalog where these specifications came from or available online at www.kyocera-avx.com/disclaimer/ by reference and should be reviewed in full before placing any order.Accu-Guard® IILead-Free SMD Thin-Film FuseTDS-FUSE-0001 ¦ Rev 20102030405060Current, AmpPre-Arc I2t, A2sec10010110-110-210-310-410-510-6 3.0A2.5A2.0A1.75A1.5A1.25A1.0A0.75A0.5A0.375A0.25AFUSE PRE-ARC JOULE INTEGRALS VS CURRENT FOR TYPE F0603E (TYPICAL) – accu-guard series lga/smd thin-film fuse –The Important Information/Disclaimer is incorporated in the catalog where these specifications came from or available online at www.kyocera-avx.com/disclaimer/ by reference and should be reviewed in full before placing any order.Accu-Guard® IILead-Free SMD Thin-Film FuseTDS-FUSE-0001 ¦ Rev 2Pre -Arc Time, sec Pre -Arc I2t, A2sec 10 -2 10 -1 10 -3 110010-6 10 -5 10 -4 1010 -6 10 -5 10 -4 10 -3 10 -2 10-1 110 3.0A2.5A2.0A1.75A1.5A1.25A1.0A0.75A0.5A0.375A0.25AFUSE PRE-ARC JOULE INTEGRALS VS PRE-ARC TIME FOR TYPE F0603E (TYPICAL) – accu-guard series lga/smd thin-film fuse –The Important Information/Disclaimer is incorporated in the catalog where these specifications came from or available online at www.kyocera-avx.com/disclaimer/ by reference and should be reviewed in full before placing any order.TDS-FUSE-0001 ¦ Rev 2Accu-Guard® IISMD Thin-Film Fuse0.15A0.25A0.375A0.50A0.75A1.00A1.25A1.5A1.75A2.0A2.5A3.0A10-11100.1110Current, AmpPre-Arc Time, Seconds10010-210-310-410-510-6FUSE TIME - CURRENT CHARACTERISTICS FOR TYPES F0805B AND F1206B (TYPICAL) – accu-guard series lga/smd thin-film fuse –The Important Information/Disclaimer is incorporated in the catalog where these specifications came from or available online at www.kyocera-avx.com/disclaimer/ by reference and should be reviewed in full before placing any order.TDS-FUSE-0001 ¦ Rev 2Accu-Guard® IISMD Thin-Film Fuse10-1110100Pre-Arc I2t, A2secCurrent, Amp10-210-310-410-510-650403020100603.00A2.50A2.00A1.50A1.25A1.00A0.75A0.50A0.25A0.15AFUSE PRE-ARC JOULE INTEGRALS VS. CURRENT TIME FOR TYPES F0805B AND F1206B (TYPICAL) – accu-guard series lga/smd thin-film fuse –The Important Information/Disclaimer is incorporated in the catalog where these specifications came from or available online at www.kyocera-avx.com/disclaimer/ by reference and should be reviewed in full before placing any order.TDS-FUSE-0001 ¦ Rev 2Accu-Guard® IISMD Thin-Film Fuse10-1110100Pre-Arc I2t, A2secPre-Arc Time, Seconds10-210-310-410-510-610-710-610-510-410-310-210-11103.00A2.50A2.00A1.50A1.25A1.00A0.75A0.50A0.25A0.15AFUSE PRE-ARC JOULE INTEGRALS VS. PRE-ARC TIME FOR TYPES F0805B AND F1206B (TYPICAL) – accu-guard series lga/smd thin-film fuse –The Important Information/Disclaimer is incorporated in the catalog where these specifications came from or available online at www.kyocera-avx.com/disclaimer/ by reference and should be reviewed in full before placing any order.TDS-FUSE-0001 ¦ Rev 2Accu-Guard® IISMD Thin-Film Fuse10-1110110Current, AmpPre-Arc Time, Seconds10010-210-310-410-54.0A5.0AFUSE TIME - CURRENT CHARACTERISTICS FOR TYPE F0612D (TYPICAL)**Not recommended for new designs, please contact factory – accu-guard series lga/smd thin-film fuse –The Important Information/Disclaimer is incorporated in the catalog where these specifications came from or available online at www.kyocera-avx.com/disclaimer/ by reference and should be reviewed in full before placing any order.Accu-Guard® IISMD Thin-Film FuseTDS-FUSE-0001 ¦ Rev 210-11101001000Pre-Arc I2t, A2secPre-Arc Time, Seconds10-210-310-410-511010-610-510-410-310-210-15.00A4.00AFUSE PRE-ARC JOULE INTEGRALS VS. PRE-ARC TIME FOR TYPE F0612D (TYPICAL)**Not recommended for new designs, please contact factory – accu-guard series lga/smd thin-film fuse –The Important Information/Disclaimer is incorporated in the catalog where these specifications came from or available online at www.kyocera-avx.com/disclaimer/ by reference and should be reviewed in full before placing any order.Accu-Guard® IISMD Thin-Film FuseTDS-FUSE-0001 ¦ Rev 210-11101001000Pre-Arc i2t, A2secCurrent, Amp10-210-310-410-550403020100605.00A4.00AFUSE PRE-ARC JOULE INTEGRALS VS. CURRENT FOR TYPE F0612D (TYPICAL)*Not recommended for new designs, please contact factory – accu-guard series lga/smd thin-film fuse –The Important Information/Disclaimer is incorporated in the catalog where these specifications came from or available online at www.kyocera-avx.com/disclaimer/ by reference and should be reviewed in full before placing any order.
https://www.belfuse.com/resources/datasheets/circuitprotection/ds-cp-0679l-series.pdf | fuses | Type 0679L Square Ceramic Surface Mount Quick Acting Fuse belfuse.com/circuit-protection 0679L Series – 2410 Size RoHS Compliant Features - Quick Acting, 2410 SMD - Compatible with 260℃, IR Pb-free solder process - Wide range of current rating from 250mA to 20A - Wide operating temperature range, -55℃ to 125℃ - Tape & Reel for auto-insert SMD process - AEC-Q Compliant - RoHS compliant with exemption 7(a) Full compliance with EU Directive 2011/65/EU and amending directive 2015/863 - Halogen Free, (MSL = 1) - Meets Bel automotive qualification* * - Largely based on internal AEC-Q test plan Applications - Notebook - LCD monitor - PC computer - Office electronic equipment - Industrial equipment - Medical equipment - POE, POE+ - LCD / LED monitor - Power supply - LCD / LED TV HALOGEN FREE = Electrical Characteristics Safety Agency Approvals (UL/CSA/STD.248-14) Physical Specifications Safety Agency Safety Agency Certificate Ampere Rating /Voltage Rating Ampere Range / Volt @ I.R. ability* E20624 250mA–20A/125V AC 125V DC 250mA –20A / 125V@ 50A AC 125V@300A DC 250mA –10A / 86V@ 10,000A DC *I.R.= Interrupting Rating = Short Circuit Rating(Amps) Testing Current Blow Time Minimum Maximum 100% 4 Hrs. N/A 200% N/A 5 Sec Materials Body : Ceramic Terminations : Silver Plated Caps/ /Gold Plated Caps/Palladium Plated Caps Marking On Fuse : “Current Rating”, “Q”, ”L”—laser marked on ceramic tube, “bel” stamped in end caps. On Label : "bel", "0679L", "Current Rating", "Voltage Rating", "Interrupting Rating", "Appropriate Safety Logos" and " ", " "(China RoHS compliant). AEC-Q Compliant Specifications subject to change without notice Type 0679L 2 / 4 Bel Fuse Inc. 206 Van Vorst Street Jersey City, NJ 07302 USA +1 201.432.0463 Bel.US.CS@belf.com belfuse.com/circuit-protection © 2022 Bel Fuse, Inc. Rev. 0679L Dec2022 Environmental Specifications Electrical Specifications Part Number Ampere Rating (A) Typical Cold Resistance (ohms) Volt-drop @100% In (Volt) max. Voltage and Interrupting Ratings Melting I²T <10m Sec (A² Sec) Melting I²T @10 In (A² Sec) Maximum Power Dissipation (W) Agency Approvals 0679L0250-XX 250mA 0.55 0.530 See Table of Safety Approvals on Page 1 for Voltage and associated Interrupting Ratings 0.01 0.02 0.13 Y 0679L0375-XX 375mA 0.32 0.480 0.04 0.04 0.18 Y 0679L0500-XX 500mA 0.22 0.470 0.08 0.08 0.24 Y 0679L0630-XX 630mA 0.17 0.410 0.15 0.15 0.26 Y 0679L0750-XX 750mA 0.14 0.380 0.24 0.26 0.29 Y 0679L1000-XX 1A 0.09 0.280 0.51 0.54 0.28 Y 0679L1250-XX 1.25A 0.068 0.250 0.21 0.22 0.31 Y 0679L1500-XX 1.5A 0.053 0.250 0.32 0.29 0.38 Y 0679L2000-XX 2A 0.035 0.240 0.62 0.68 0.48 Y 0679L2500-XX 2.5A 0.028 0.240 0.96 1.13 0.60 Y 0679L3000-XX 3A 0.022 0.220 1.6 1.8 0.66 Y 0679L3500-XX 3.5A 0.019 0.220 2.0 2.2 0.77 Y 0679L4000-XX 4A 0.018 0.220 3.1 3.5 0.88 Y 0679L5000-XX 5A 0.014 0.200 5.3 5.5 1.00 Y 0679L6300-XX 6.3A 0.011 0.190 8.7 8.3 1.20 Y 0679L7000-XX 7A 0.010 0.175 11.1 10.8 1.23 Y 0679L8000-XX 8A 0.0085 0.170 14.8 14.1 1.36 Y 0679L9100-XX 10A 0.0064 0.150 25.7 25.7 1.50 Y 0679L9120-XX 12A 0.0054 0.140 41.0 38.9 1.68 Y 0679L9150-XX 15A 0.0038 0.130 76.7 103.5 1.95 Y 0679L9200-XX 20A 0.0032 0.130 130.5 128.0 2.60 Y Consult manufacturer for other ratings XX - Packaging code (see “ordering information”) NOTES: All tests were conducted with the fuses soldered to a printed circuit boards with a nominal thickness of 1.6 mm. The copper test circuit trace was a printed circuit with an overall length of 100 mm, copper thickness/width as described below. The printed circuit boards were mounted by screws to a test fixture having brass blocks for connection of the test leads. All samples were soldered to the test boards by the manufacturer. Shock Resistance MIL-STD-202G, Method 213B, Test Condition 1 (100 G's peak for 6 milliseconds; Sawtooth waveform) Vibration Resistance MIL-STD-202G, Method 201A (10-55 Hz, 0.06 inch, total excursion). Salt Spray Resistance MIL-STD-202G, Method 101E, Test Condition B (48 hrs.). Insulation Resistance MIL-STD-202G, Method 302, Test Condition A (After Opening) 10,000 ohms minimum. Solderability MIL-STD-202G, Method 208H Resistance to solder Heat MIL-STD-202G, Method 210F, Test Condition C. Top Side (260℃,20 sec) MIL-STD-202G, Method 210F, Test Condition D. Bottom Side (260℃,10 sec) Thermal Shock MIL-STD-202G, Method 107G, Test Condition B (-65℃ to +125℃). Operating Temperature -55℃ to +125℃ Moisture Sensitivity Level 1 (According to IPC J-Std-020) High temperature storage MIL-STD-202 Method 108 Temperature cycling JESD22 Method JA-104,Test Condition B Biased humidity MIL-STD-202 Method 103, 85C/85% RH with 10% operating power for 1000 hrs. Operational life MIL-STD-202 Method 108, Test Condition D Resistance to solvents MIL-STD-202 Method 215 Mechanical shock MIL-STD-202 Method 213,Test Condition C Vibration MIL-STD-202 Method 204 Resistance to soldering heat MIL-STD-202 Method 210,Test condition B Thermal shock MIL-STD-202 Method 107 Solderability J-STD-002 Board flex(SMD) AEC-Q200-005 Terminal strength AEC-Q200-006 Electrical characterization 3 temperature electrical Fuse rating Test Board Trace Dimensions 250mA-5A 1 oz. copper, 5.0mm wide. 6A-20A 3 oz. copper, 10mm wide. Specifications subject to change without notice Type 0679L 3 / 4 Bel Fuse Inc. 206 Van Vorst Street Jersey City, NJ 07302 USA +1 201.432.0463 Bel.US.CS@belf.com belfuse.com/circuit-protection © 2022 Bel Fuse, Inc. Rev. 0679L Dec2022 Temperature Derating Curve Average Time Current Curve Soldering Parameters IR Reflow Profile (IPC/JEDEC J-STD-020D) Preheat & Soak Temperature min (Tsmin) Temperature max (Tsmax) Time (Tsmin to Tsmax) (ts) 150℃ 200℃ 60-120 seconds Average ramp-up rate (Tsmax to Tp) 3℃/second max. Liquidous temperature (TL) Time at liquidous (tL) 217℃ 60-150 seconds Peak temperature (Tp) 260℃ max Time (tp) within 5℃ of the specified classification temperature (Tc) 30 seconds Average ramp-down rate (Tp to Tsmax) 6℃/second max. Time 25℃ to peak temperature 8 minutes max. Specifications subject to change without notice Type 0679L 4 / 4 Bel Fuse Inc. 206 Van Vorst Street Jersey City, NJ 07302 USA +1 201.432.0463 Bel.US.CS@belf.com belfuse.com/circuit-protection © 2022 Bel Fuse, Inc. Rev. 0679L Dec2022 Fuse FGNO Explanation 0679 L [XXXX] -XX 0679L=0679L; [XXXX]=Ampere Rating; XX=See Ordering Information as below Fraction Decimal Milliamps Bel FGNO[XXXX] Fraction Decimal Amps Bel FGNO[XXXX] 1/4 0.250 250 0250 1.0 1 1000 3/8 .375 375 0375 1-1/4 1.25 1.25 1250 1/2 .500 500 0500 1-1/2 1.50 1.5 1500 .630 630 0630 2.0 2 2000 3/4 .750 750 0750 2-1/2 2.5 2.5 2500 3.0 3 3000 3-1/2 3.5 3.5 3500 4.0 4 4000 5.0 5 5000 6.3 6.3 6300 7.0 7 7000 8.0 8 8000 10 9100 12 9120 15 9150 20 9200 Mechanical Dimensions Ordering Information Packaging Packaging Tape & Reel Packaging Specification Quantity Quantity & Packaging Code 12 mm wide tape with 13 inches Diameter reel EIA Standard 481-E 5000 5 12 mm wide tape with 7 inches Diameter reel EIA Standard 481-E 1000 1 Specifications subject to change without notice
https://datasheets.kyocera-avx.com/AccuGuard2.pdf | fuses | Accu-Guard® IISMD Thin-Film FuseTDS-FUSE-0001 ¦ Rev 2ELECTRICAL SPECIFICATIONSAccu-Guard® II is a version of Accu-Guard® fuses for a wider range of current and voltage ratings. Constructed on alumina substrates, Accu-Guard® II fuses display superior electrical, mechanical and environmental properties. Accu-Guard® II dimensions are standard 0402, 0603, 0805, 1206 and 0612 chip sizes, see page 2.Operating temperature: -55°C to +125°CCurrent carrying capacity:For F0402E and F0603E at -55°C 107% of rating, at +25°C 100% of rating, at +125°C 80% of rating.For F1206B and F0805B at -55°C is 107% of rating, at +25°C 100% of rating, at +85°C 93% of rating, at +125°C 90% of rating. For F0805B 2.50A and 3.00A at +85°C 90% of rating, at +125°C 90% of rating.Interrupting rating: 50A.Insulation resistance: >20MΩ guaranteed (after fusing at rated voltage). For F0612D at -55°C 107% of rating, at +25°C 100% of rating, at +85°C 80% of rating, at +125°C 75% of rating.TypePart NumberCurrent Rating AResistance 10% x I rated, 25°C Ω (max.)Voltage Drop @1 x I rated, 25°C mV (max.)Fusing Current (within 5 sec), 25°C APre-Arc I2t @ 50A A2-secRated Voltage VF0402EF0402E0R25FSTR0.250.6502200.6250.00005*32F0402E0R50FSTR0.500.2501801.250.000332F0402E0R75FSTR0.750.2001801.8750.00332F0402E1R00FSTR1.000.1301602.500.00832F0402E1R50FSTR1.500.0601403.750.0332F0402E2R00FSTR2.000.0401205.000.0632F0603EF0603E0R25FSTR0.250.6502200.6250.00005*32F0603E0R37FSTR0.3750.4502200.9400.000132F0603E0R50FSTR0.500.2501801.250.000332F0603E0R75FSTR0.750.2001801.8750.00332F0603E1R00FSTR1.000.1301602.500.00832F0603E1R25FSTR1.250.0901403.1250.0132F0603E1R50FSTR1.500.0601403.750.0332F0603E1R75FSTR1.750.0501204.3750.0432F0603E2R00FSTR2.000.0401205.000.0632F0603E2R50FSTR2.500.0351006.250.1232F0603E3R00FSTR3.000.0301007.500.2532F0805BF0805B0R25FW/STR0.250.7502800.500.00003*63F0805B0R50FW/STR0.500.3502801.000.000263F0805B0R75FW/STR0.750.2702801.500.00163F0805B1R00FW/STR1.000.2202802.000.00363F0805B1R25FW/STR1.250.1702802.500.00763F0805B1R50FW/STR1.500.1202403.000.01063F0805B2R00FW/STR2.000.0802204.000.03063F0805B2R50FW/STR2.500.0602205.000.05063F0805B3R00FW/STR3.000.0502206.000.1063F1206BF1206B0R25FW/STR0.250.7502800.500.0000363F1206B0R50FW/STR0.500.3502801.000.000263F1206B1R00FW/STR1.000.1802402.000.00363F1206B1R50FW/STR1.500.1202403.000.01063F1206B2R00FW/STR2.000.0802204.000.03063F1206B3R00FW/STR3.000.0502206.000.1063F0612DF0612D4R00FWTR4.000.040260100.1032F0612D5R00FWTR5.000.02520012.50.2532*Current is limited to less than 50A at 32V due to internal fuse resistance. – accu-guard series lga/smd thin-film fuse –The Important Information/Disclaimer is incorporated in the catalog where these specifications came from or available online at www.kyocera-avx.com/disclaimer/ by reference and should be reviewed in full before placing any order.Accu-Guard® IISMD Thin-Film FuseTDS-FUSE-0001 ¦ Rev 2ENVIRONMENTAL CHARACTERISTICSTestConditionsRequiredSolderabilityComponents completely immersed in a solder bath at 235 ±5°C for 2 secs.Terminations to be well tinned No visible damageLeach ResistanceCompletely immersed in a solder bath at 260 ±5°C for 60 secsDissolution of termination ≤ 25% of area∆R/R<10%Storage12 months minimum with components stored in “as received” packaging.Good solderabilityShearComponents mounted to a substrate. A force of 5N applied normal to the line joining the terminations and in a line parallel to the substrateNo visible damageRapid Change of TemperatureComponents mounted to a substrate. 50 cycles -55° to +125°C.No Visible damage ∆R/R<10%Temperature CyclingComponents mounted to substrate.50 cycles -55°C to +125°C.No Visible damage ∆R/R<10%VibrationComponents mounted to substrate.50 cycles -55°C to +125°C.No Visible damage ∆R/R<10%BendTested as shown in diagram45mm45mm3 mmDeflectionNo visible damage ∆R/R<10%Load LifeF0805B, F1206B25°C, rated current, 20,000 hrs.No visible damage∆R/R<10% – accu-guard series lga/smd thin-film fuse –The Important Information/Disclaimer is incorporated in the catalog where these specifications came from or available online at www.kyocera-avx.com/disclaimer/ by reference and should be reviewed in full before placing any order.Accu-Guard® IILead-Free SMD Thin-Film FuseTDS-FUSE-0001 ¦ Rev 20.1 1 10 100 Current, Amp Pre -Arc Time, sec 10 -2 10 -1 10 -3 1 10 10 -6 10 -5 10 -4 2.0 A 1.5 A 1.0 A 0.5 A 0.25 A 0.75 A FUSE TIME – CURRENT CHARACTERISTICS FOR TYPE F0402E (TYPICAL) – accu-guard series lga/smd thin-film fuse –The Important Information/Disclaimer is incorporated in the catalog where these specifications came from or available online at www.kyocera-avx.com/disclaimer/ by reference and should be reviewed in full before placing any order.Accu-Guard® IILead-Free SMD Thin-Film FuseTDS-FUSE-0001 ¦ Rev 210010110-110-210-310-410-510-60 10 20 30 40 50 60 Current, Amp P re-Arc I 2t, A 2sec 2.0 A 1.5 A 1.0 A 0.5 A 0.2 5 A 0.7 5 A FUSE PRE-ARC JOULE INTEGRALS VS CURRENT FOR TYPE F0402E (TYPICAL) – accu-guard series lga/smd thin-film fuse –The Important Information/Disclaimer is incorporated in the catalog where these specifications came from or available online at www.kyocera-avx.com/disclaimer/ by reference and should be reviewed in full before placing any order.Accu-Guard® IILead-Free SMD Thin-Film FuseTDS-FUSE-0001 ¦ Rev 2 0 100 0 Pre -Arc Time, sec Pre -Arc I2t, A2sec 10 -2 10 -1 10 -3 1 100 10 -6 10 -5 10 -4 10 10 -6 10 -5 10 -4 10 -3 10 -2 10-1 1 10 2.0 A 1.5 A 1.0 A 0.5 A 0.25 A 0.75 A FUSE PRE-ARC JOULE INTEGRALS VS PRE-ARC TIME FOR TYPE F0402E (TYPICAL) – accu-guard series lga/smd thin-film fuse –The Important Information/Disclaimer is incorporated in the catalog where these specifications came from or available online at www.kyocera-avx.com/disclaimer/ by reference and should be reviewed in full before placing any order.Accu-Guard® IILead-Free SMD Thin-Film FuseTDS-FUSE-0001 ¦ Rev 210110-110-210-310-410-510-60.1110100Current, Amp P re-Arc Time, sec 2.0 A 2.5 A 3.0 A 1.5 A 1.75 A1.0 A 0.5 A 0.7 5 A 0.375 A 0.2 5 A 1.25 AFUSE TIME – CURRENT CHARACTERISTICS FOR TYPE F0603E (TYPICAL) – accu-guard series lga/smd thin-film fuse –The Important Information/Disclaimer is incorporated in the catalog where these specifications came from or available online at www.kyocera-avx.com/disclaimer/ by reference and should be reviewed in full before placing any order.Accu-Guard® IILead-Free SMD Thin-Film FuseTDS-FUSE-0001 ¦ Rev 20102030405060Current, AmpPre-Arc I2t, A2sec10010110-110-210-310-410-510-6 3.0A2.5A2.0A1.75A1.5A1.25A1.0A0.75A0.5A0.375A0.25AFUSE PRE-ARC JOULE INTEGRALS VS CURRENT FOR TYPE F0603E (TYPICAL) – accu-guard series lga/smd thin-film fuse –The Important Information/Disclaimer is incorporated in the catalog where these specifications came from or available online at www.kyocera-avx.com/disclaimer/ by reference and should be reviewed in full before placing any order.Accu-Guard® IILead-Free SMD Thin-Film FuseTDS-FUSE-0001 ¦ Rev 2Pre -Arc Time, sec Pre -Arc I2t, A2sec 10 -2 10 -1 10 -3 110010-6 10 -5 10 -4 1010 -6 10 -5 10 -4 10 -3 10 -2 10-1 110 3.0A2.5A2.0A1.75A1.5A1.25A1.0A0.75A0.5A0.375A0.25AFUSE PRE-ARC JOULE INTEGRALS VS PRE-ARC TIME FOR TYPE F0603E (TYPICAL) – accu-guard series lga/smd thin-film fuse –The Important Information/Disclaimer is incorporated in the catalog where these specifications came from or available online at www.kyocera-avx.com/disclaimer/ by reference and should be reviewed in full before placing any order.TDS-FUSE-0001 ¦ Rev 2Accu-Guard® IISMD Thin-Film Fuse0.15A0.25A0.375A0.50A0.75A1.00A1.25A1.5A1.75A2.0A2.5A3.0A10-11100.1110Current, AmpPre-Arc Time, Seconds10010-210-310-410-510-6FUSE TIME - CURRENT CHARACTERISTICS FOR TYPES F0805B AND F1206B (TYPICAL) – accu-guard series lga/smd thin-film fuse –The Important Information/Disclaimer is incorporated in the catalog where these specifications came from or available online at www.kyocera-avx.com/disclaimer/ by reference and should be reviewed in full before placing any order.TDS-FUSE-0001 ¦ Rev 2Accu-Guard® IISMD Thin-Film Fuse10-1110100Pre-Arc I2t, A2secCurrent, Amp10-210-310-410-510-650403020100603.00A2.50A2.00A1.50A1.25A1.00A0.75A0.50A0.25A0.15AFUSE PRE-ARC JOULE INTEGRALS VS. CURRENT TIME FOR TYPES F0805B AND F1206B (TYPICAL) – accu-guard series lga/smd thin-film fuse –The Important Information/Disclaimer is incorporated in the catalog where these specifications came from or available online at www.kyocera-avx.com/disclaimer/ by reference and should be reviewed in full before placing any order.TDS-FUSE-0001 ¦ Rev 2Accu-Guard® IISMD Thin-Film Fuse10-1110100Pre-Arc I2t, A2secPre-Arc Time, Seconds10-210-310-410-510-610-710-610-510-410-310-210-11103.00A2.50A2.00A1.50A1.25A1.00A0.75A0.50A0.25A0.15AFUSE PRE-ARC JOULE INTEGRALS VS. PRE-ARC TIME FOR TYPES F0805B AND F1206B (TYPICAL) – accu-guard series lga/smd thin-film fuse –The Important Information/Disclaimer is incorporated in the catalog where these specifications came from or available online at www.kyocera-avx.com/disclaimer/ by reference and should be reviewed in full before placing any order.TDS-FUSE-0001 ¦ Rev 2Accu-Guard® IISMD Thin-Film Fuse10-1110110Current, AmpPre-Arc Time, Seconds10010-210-310-410-54.0A5.0AFUSE TIME - CURRENT CHARACTERISTICS FOR TYPE F0612D (TYPICAL)**Not recommended for new designs, please contact factory – accu-guard series lga/smd thin-film fuse –The Important Information/Disclaimer is incorporated in the catalog where these specifications came from or available online at www.kyocera-avx.com/disclaimer/ by reference and should be reviewed in full before placing any order.Accu-Guard® IISMD Thin-Film FuseTDS-FUSE-0001 ¦ Rev 210-11101001000Pre-Arc I2t, A2secPre-Arc Time, Seconds10-210-310-410-511010-610-510-410-310-210-15.00A4.00AFUSE PRE-ARC JOULE INTEGRALS VS. PRE-ARC TIME FOR TYPE F0612D (TYPICAL)**Not recommended for new designs, please contact factory – accu-guard series lga/smd thin-film fuse –The Important Information/Disclaimer is incorporated in the catalog where these specifications came from or available online at www.kyocera-avx.com/disclaimer/ by reference and should be reviewed in full before placing any order.Accu-Guard® IISMD Thin-Film FuseTDS-FUSE-0001 ¦ Rev 210-11101001000Pre-Arc i2t, A2secCurrent, Amp10-210-310-410-550403020100605.00A4.00AFUSE PRE-ARC JOULE INTEGRALS VS. CURRENT FOR TYPE F0612D (TYPICAL)*Not recommended for new designs, please contact factory – accu-guard series lga/smd thin-film fuse –The Important Information/Disclaimer is incorporated in the catalog where these specifications came from or available online at www.kyocera-avx.com/disclaimer/ by reference and should be reviewed in full before placing any order.
https://www.schurter.com/en/datasheet/typ_FSF_5x20.pdf | fuses | 1FusesFSF 5x20https://www.schurter.com /PG01_2Circuit ProtectionMiniature Fuse, 5 x 20 mm, Quick-Acting F, L, 250 VACSee below: Approvals and CompliancesIEC 60127-2 · 250 VAC · Quick-Acting FDescription- IEC Standard Fuse- L = Low Breaking Capacity (Glass Tube)Applications- Primary Protection in EquipmentReferencesPigtail Type FSF 5x20 Pigtail Assembled Fuseholder Fuse Kit Fuse Kit FSF 5x20 Weblinkspdf data sheet, html datasheet, General Product Information, Distributor-Stock-Check, Detailed request for productTechnical DataRated Voltage250 VACRated current0.032 - 10 ABreaking Capacity35 A - 100 ACharacteristicQuick-Acting FAdmissible Ambient Temp.-55 °C to 125 °CClimatic Category55/125/21 acc. to IEC 60068-1Material: TubeGlassMaterial: EndcapsNickel-Plated Copper AlloyUnit Weight0.92 gStorage Conditions0 °C to 60 °C, max. 70% r.h.Product Marking, Rated current, Rated Voltage, Cha-racteristic, Breaking Capacity, Certifica-tion marks Approvals and CompliancesDetailed information on product approvals, code requirements, usage instructions and detailed test conditions can be looked up in Details about Approvals SCHURTER products are designed for use in industrial environments. They have approvals from independent testing bodies according to national and international standards. Products with specific characteristics and requirements such as required in the automotive sector according to IATF 16949, medical technology according to ISO 13485 or in the aerospace industry can be offered exclusively with customer-specific, individual agree-ments by SCHURTER.ApprovalsThe approval mark is used by the testing authorities to certify compliance with the safety requirements placed on electronic products. Approval Reference Type: FSF 5x20Approval LogoCertificatesCertification BodyDescriptionVDE ApprovalsVDEVDE Certificate Number: 40016088UL ApprovalsULUR File Number: E41599CCC ApprovalsCCCCCC Certificate Number: 2020970207000119 & moreCQC ApprovalsCQCCQC Certificate Number: CQC16012149989METI ApprovalsMETIJapan Electrical Safety and Environment technology Laboratories 2FusesFSF 5x20https://www.schurter.com /PG01_2Circuit ProtectionProduct standardsProduct standards that are referencedOrganizationDesignStandardDescriptionDesigned according toIEC 60127-2/2Miniature fuses. Part 2. Cartridge fuse linksDesigned according toUL 248-14Low voltage fuses - Part 14: Supplemental fusesDesigned according toCSA22.2 No. 248.14Low-Voltage Fuses - Part 14: Supplemental FusesApplication standardsApplication standards where the product can be usedOrganizationDesignStandardDescriptionSuitable for applications acc.IEC/UL 62368-1Audio/video, information and communication technology equipment - Part 1: Safety requirementsCompliancesThe product complies with following Guide LinesIdentificationDetailsInitiatorDescriptionCE declaration of conformitySCHURTER AGThe CE marking declares that the product complies with the applicable requirements laid down in the harmonisation of Community legislation on its affixing in accordance with EU Regulation 765/2008.UKCA declaration of conformitySCHURTER AGThe UKCA marking declares that the product complies with the applicable requirements laid down in the British Amendment of Regulation (EC) 765/2008.RoHSSCHURTER AGDirective RoHS 2011/65/EU, Amendment (EU) 2015/863China RoHSSCHURTER AGThe law SJ / T 11363-2006 (China RoHS) has been in force since 1 March 2007. It is similar to the EU directive RoHS.REACHSCHURTER AGOn 1 June 2007, Regulation (EC) No 1907/2006 on the Registration, Evaluation, Authorization and Restriction of Chemicals 1 (abbreviated as "REACH") entered into force.Dimension [mm] 20 mm 5.1ø 5.220+0.1-0.2±0.5±0.65.1±0.6Pre-Arcing TimeRated Current In1.5 x In min.2.1 x In max.2.75 x In min.2.75 x In max.4.0 x In min.4.0 x In max.10.0 x In max.0.032 A - 0.1 A60 min30 min10 ms500 ms3 ms100 ms20 ms0.125 A - 6.3 A60 min30 min50 ms2 s10 ms300 ms20 ms8 A - 10 A30 min30 min50 ms2 s10 ms400 ms40 ms3FusesFSF 5x20https://www.schurter.com /PG01_2Circuit ProtectionTime-Current-CurvesTime in Seconds0.0010.010.11101001000100001000001100.032 A – 0.1 A8 A – 10 A0.125 A – 6.3 AMultiple of Rated Current In All Variants Rated Cur-rent [A]Rated Vol-tage [VAC]Breaking CapacityVoltage Drop 1.0 In max. [mV]Voltage Drop 1.0 In typ. [mV]Power Dissi-pation 1.5 In max. [mW]Power Dissi-pation 1.5 In typ. [mW]Melting I²t 10.0 In typ. [A²s]Order Number0.0322501)10000150016007000.000082ll l 0034.1527█0.042501)8000110016007000.000128ll l 0034.15280.052501)7000300016007000.00025ll l 0034.1529█0.0632501)500094016003000.000278ll l 0034.1530█0.082501)400075016003000.00102ll l 0034.15310.12501)350084016004000.0014ll l 0034.1506█0.1252501)200061016004000.00484ll l 0034.1507█0.162501)200055016005000.0113ll l 0034.1508█0.22501)170054016005000.0252ll l 0034.1509█0.252501)140024016002000.0159ll l 0034.1510█0.3152501)130021016002000.0367ll l 0034.1511█0.42501)120020016002000.085ll l 0034.1512█0.52501)100015016002000.151ll l 0034.1513█0.632501)65014016003000.303ll l 0034.1514█0.82501)24011016003000.508ll l 0034.1515█12501)20011016003001.13llll 0034.1516█1.252501)20010016004001.81llll 0034.1517█1.62501)19010016005002.94llll 0034.1518█22501)1709016006005.28llll 0034.1519█2.52501)1709016008009.19llll 0034.1520█3.152501)15090250060016.1llll 0034.1521█42502)130902500100025.6llll 0034.1522█52502)130802500130033.8llll 0034.1523█6.32502)130802500200053.2llll 0034.1524█82502)130804000230093.4lll l0034.1525█102502)1307040002500183lll l0034.1526██ Most Popular.Availability for all products can be searched real-time: https://www.schurter.com/en/info-center/support-tools/stock-check-distributors4FusesFSF 5x20https://www.schurter.com /PG01_2Circuit ProtectionRated Cur-rent [A]Rated Vol-tage [VAC]Breaking CapacityVoltage Drop 1.0 In max. [mV]Voltage Drop 1.0 In typ. [mV]Power Dissi-pation 1.5 In max. [mW]Power Dissi-pation 1.5 In typ. [mW]Melting I²t 10.0 In typ. [A²s]Order Number1) 35 A @ 250 VAC2) 10 In @ 250 VACPackaging Unit xxxx.xxxx Small Box Pack (10 pcs.)xxxx.xxxx.G Bulk 128 x 91 x 60 mm (1000 pcs.)The specifications, descriptions and illustrations indicated in this document are based on current information. All content is subject to modifications and amendments. Information furnished is believed to be accurate and reliable. However, users should independently evaluate the suitability and test each product selected for their own applications.26.03.2024
https://www.bourns.com/docs/product-datasheets/sf-1206s.pdf?sfvrsn=e6b376e3_35 | fuses | %PDF-1.6%����198 0 obj< >streamh޲P0P���w�/�+Q0���L)�64)X�A(0eh`�����!������vvR]=endstreamendobj199 0 obj< >streamh�2S0P0W0�P����+�-�q�b��"��.vv��7endstreamendobj200 0 obj< >streamh޼XmS�8�����]I~��d&�2WCҗk.L,�[�NmC�~��ZV�$.��Ek��v�� �/`��Y8W��Ez,�Q�'h(jsP�9sfI�]fٖ���F�g��F8�������\��ZXK\sр@���dI��W�\�K��]��(�z���<�aIc�ǂ<�1�cI�i�"�Xy�g���ICA�R���D�cZ��-rC���Zt�h��<��cUN��huW�h.�@W�¦>�����h)pG*��d��U�zS�a�"&+/gؒF��`$8�՚3�tvή¤P(�2�~�:>e�5�0�_�f� [��^O�-�'L��f�֪��g-������b�Ғ���A�:Q���,�a����p8��0�c8���Sxgp0�¦�OB�\���¢Ty\¦�9D��p}��V)Đ�R� K� ���JI(���H-���?2��[���<{GJz -�$\�L����nz ����<1�:�q�,�[����>\*��9:y��D%������ �tH1A�$�Q&�.�8�K���J��H�B�����j)���Q�o�y��>�i?-���0΋��ܸլ@�Aֿ�±`¦sY�1d�h�B�Qy]Le;�WK׵eY�wS6Gl?B�W��,��H�_��P6�Nu#i�$��[�T��bF?�խf������<�yf¦ńk����¦���kc�~+��C����a� ��2GrN�{�7�Z�J!¦�e@}���U����&'\5���jt�1��@l�*M�U���҆H%W���V�MQ}-���7Y��ˤ�e^���jk[u�KWN����? _�����~_ {6�F {�o����.�u`��y�t�оx��]���ul]�u��{�5�O��E����lB[J�4h�ԧR���-T�-�l������vu�?�F�p����@�]����JՎ����Z[l�ݝ���Ѯ�j�[-�eמ�y][~P��~������r�>��Ac�n�ȱ�~���vC��݅��/���S�2,��d�y��{��j#G�0���*�;O!}��#�`��/�B-���_���R�D(�V�Z��a���N��Ip����md:�.j��Si�.ۘ�J9�g择��l/O��G!�'�*����6b�;8�`ܻ�C��)&�k�1�v��&�2؊�'[q�2؍����g�/��cB8A;���Y�~����¦k��c�vT��D��K��)�Sg������S����cA� ު�_M��m��9�c�-5��u���_�����]t\�o�4�FQ��v;��a]��}7���1�T��Ҟ����z���c��t��넶]Lh)7��M�Q�ɺ�\�����E����=�����t�Ն��L��g0��+�ꑸ�q=�Uqm+z#�r���_�H�o�-zd���Pi��N��t���M?��ڤ��ʫ[6�>DT�Aۈ�\����ms��w�z7d��\�����W� ���+����>endstreamendobj201 0 obj< >streamhެ��j�@�_e�����dA�V�br'RD�"ج$[�o���K������'+$pp�5�J(Z�A��Lia:e/mbe��k6m�m�7B�w:��b��Y� �gI�lޅ�,\6����䖽��qwS]�:��il�����}��B��聳�����W�^�ET���#JN*H%i�,Rg#�Dd���!"S�R�fL�<��=F�hgE�*�VQ��N��$�N��H�Pg'�iV1�ȳ����KF7�='C'>�w���!���BW�w{�^jBMU��.qY'N����@��K�¦����R����C�����5��R��I�d�C҈U����z]��_������MV��`�_endstreamendobj202 0 obj< >streamhޜ��j#A�_EO��f$���T)�+�@�&��pBp�{��zL�*Y�-~���ק���s�+p�Z��HFjX�� >streamhޔ���0��W�@��s����n�!܌��Ƿ�������ox%x(�D�F����xo�����.���࡮��#����i�kQ'�4�6ژZ��LjҶi�/Q�y�7W�RRZ�UZ��ƾ��o�"�x��DvKD��Ȕ�̙��I�ob�c����u��d���g"��H��d>��;]&R&rJ'?�O3Ѐ�endstreamendobj204 0 obj< >streamh��YkO�8�+��P���D�*CtV��*mŇ��� Cg�J������q�U+�<�kǹ�9��A$#!���!�!2E�""�D�C�HbD9�H��Q̐�Q\rL$`���`�J�d�Ә��".ا���@2AB='�)J`�~�cx&�p��߼�N�u�~YV�y~�_^w����~�+��}*�I�.����j]M�e+Xd�F���U�X-W�0o{ͲڄP}¦�WϏyt�z�o�:�g~*շ�g*���c�~�Š�*�z��\�b�B�PXk��-�yꨬ̝�wkJ�f�ap�,���(=��۷��'']�͎�����k�Y����Fʡy���JY�?s���[��"/��z>>w΅�n���就�F��u���WG�鲄I׹�evw�¦�ʭ���6����H�kU5f�ƞ_s�7V3*��V�X�q��eQT�R}7u�CZ���:���.jN;�=��w�����ȼ�?J�R�Uu����%��]���y�-���;�¦��0��٭���zW�2�*�v߱��kw�Cնq���J�8q���X�K4f�r,e��;β�%!~p���jKU1��b��}�q�Pm<��޼�Z����4���S�rD{��S���e�E��^�z�f'�&�1C;r�B0���E�t���8�h� ��B����"8��Q�9�bi�ܾnm�;�}{VWv�w;�͗�i¦�lTy�b��st�����u��?W��T�a�T���g��������zF��=�=^<�rG�P�0R�X��#�ԝĐ������J[��!=/<�}X��_a¦��q��D��,���}ѵ�~��#�^��E�Y�(�21D�����e��v����P�mt������?��.�<��=�/�?�{�,NF�}������soH��(뎺����s�U������ ��(tb{f���'˸�G�L"��֙�B��nW��Ը�׮W��>e��`�����-I���ه�x��7`���-���$n�>�mS��I�{��}�6:���V�nE؆3��a�����Ε���nVқ9�/{�CO ��'��F�5�{IT'�"b�kC~�Xe�Q�(�?W�U��C��¦Hh7����&\�3����`1���endstreamendobj2 0 obj< >stream 2021-06-08T08:32:59-07:00 2021-06-08T08:36:33-07:00 2021-06-08T08:36:33-07:00 Acrobat Distiller 20.0 (Macintosh) application/pdf SF-1206S Series – Slow Blow Surface Mount Fuses SinglFuse Bourns, Inc uuid:3e1f6221-2f83-3b47-9426-8154c3e3030e uuid:340364f9-6050-f947-8619-e3e135d76288 endstreamendobj11 0 obj< >endobj14 0 obj< >streamH�lW�n7��W�8��Z,�H�/�5@��@N�,؊���{E��Hh��Z_����.ؿ�×���ur�/�'_�I.W�.E��f���'����Zb5�I����V��v�h�w>Ă��������jS�kw}���ͽ۹�����������ƽ����_w�������?��~����E�L-B��p_�[����R�)W��A�z�w�����mt/���o�(���*hq�V��y��>����q�D-���D�לa�6n�]T���#��T��Z�)7.��T��+���Tӹ�3l�n�{�
https://www.littelfuse.com/media?resourcetype=datasheets&itemid=43dcdce8-8ca2-426f-8998-7e566f048d40&filename=littelfuse_datasheet_287_atof_r2.7.pdf | fuses | 1©2022 Littelfuse, Inc.Specifications are subject to change without notice. Revised: 12/06/2022DatasheetRated 32VATOF® Blade FusesDescriptionATOF® automotive blade fuses were developed to take the place of obsolete ATO Series 257 fuses. Automakers consider ATOF fuses standard equipment for protecting low-voltage circuits.ApplicationsFeatures & BenefitsOrdering InformationPart NumberCurrent Rating (A)Package SizeATOF® (Tin Plated)0287xxx.PXCN 1–40 & Shunt20000287xxx.U1–405000287xxx.H1–401000287xxx.L1–4050ATO Ag (Silver-Plated)0287xxx.PXS1–402000CarsTrucksSUVsOffroad vehiclesBusesWatercraft as approved by Littelfuse®Color coding indicates amperage ratingSee-through housings make it easier to see when fuses blowCheckpoints on top make it possible to measure resistance without removing the fuseHigh-contrast ampere stamps on housings aid identificationSimple to install and removeVoltage Rating:32 V dcInterrupting Rating:1000 A @ 32 V dcRecommended Environmental Temperature:–40 ˚C to +125 ˚C (ATOF® ) Terminals Material:Tin- or silver-plated*Housing Material:PA66 (UL 94 Flammability rating of V-2)Net Weight Per Fuse:1.4 g ± 5 %Comply With: SAE J1284 and ISO 8820-3UL Listed:File AU1410 CSA Certified:File No. 29862Specifications*Tin plating’s temperature limit is ≈130 ˚C. Silver plating allows up to 150 ˚C at the terminal interface.–40 ˚C to +105 ˚C (ATOF® Shunt) ATOF® ShuntShunt version available (Tin plated only)2©2022 Littelfuse, Inc.Specifications are subject to change without notice. Revised: 12/06/2022DatasheetRated 32VATOF® Blade FusesDimensions Dimensions in mm for reference only.See outline drawing for dimensions and tolerances.19.15.10.6518.86.54.114.5RatingsPart NumberCurrent Rating (A)Housing Material ColorTest Cable Size(mm2)Typ. Voltage Drop(mV)Typ.Cold Resistance(mΩ)Typ. I2t(A2s)0287001._10.35176 123 0.4 0287002._20.35141 53.5 1.4 0287003._30.35137 31.1 7.4 0287004._40.35136 22.8 14 0287005._50.5128 17.85 26 028707.5_7.50.75116 10.91 60 0287010._101109 7.70 115 0287015._151.5102 4.80 340 0287020._202.5983.38 520 0287025._252.592 2.52 1 000 0287030._30484 1.97 1 500 0287035._35687 1.61 2 3000287040._40696 1.44 3 300The typical I2t is an average value calculated from the breaking capacity tests by using the melting time before the arcing occurs.0287900._SHUNT----3©2022 Littelfuse, Inc.Specifications are subject to change without notice. Revised: 12/06/2022DatasheetRated 32VATOF® Blade FusesTime-Current Characteristic Curves0.010.111010010001000011010010003 A5 A1 A2 A4 A7.5 A10 A15 A20 A25 A30 A35 A40 ACurrent (A)Time (s)Time-Current Characteristics% of RatingCurrent Rating (A)Opening Time Min. / Max. (s)10035–40360,000 / ∞110 1–30360,000 / ∞1351–23–400.35 / 6000.750 / 6001601–400.250 / 502001–23–400.1 / 50.15 / 5 3501–23–400.02 / 0.50.08 / 0.56001–3035–400.1 max0.15 maxTemperature TableMax. allowed current load (A) at ambient temperature (typical derating)-40 °C0 °C20 °C 65 °C 85 °C110 °C125 °C1 A11111112 A22222113 A33332224 A44433325 A55544337.5 A877655410 A101010876515 A15151412119820 A2019181514121025 A2525231918151330 A3029272321181535 A3535352927221940 A40393731282420Typical Derating of Fuse Melting ElementTemperature security margin is 20 %. Wire cross-section and fixture test setup refer to ISO 8820-3. Please contact Littelfuse for details regarding derating test setup.05101520253035404550Max. Allowed Current Load (A)Ambient Temperature (°C)1 A2 A3 A4 A5 A7.5 A10 A15 A20 A25 A30 A35 A40 A-40-30-20-100102030405060708090100110120130140150160170180Derating curves may change depending on the final condition of the application (terminals’ characteristics, wire size, etc.). Please ask Littelfuse® for more information.Max. Recommended EnvironmentalTemperatureAmbient Temperature (°C)Max. Allowed Current Load (A)ATOF® SHUNT Maximum Continuous Load at 85°C: 40A
https://datasheets.kyocera-avx.com/AccuGuard2.pdf | fuses | Accu-Guard® IISMD Thin-Film FuseTDS-FUSE-0001 ¦ Rev 2ELECTRICAL SPECIFICATIONSAccu-Guard® II is a version of Accu-Guard® fuses for a wider range of current and voltage ratings. Constructed on alumina substrates, Accu-Guard® II fuses display superior electrical, mechanical and environmental properties. Accu-Guard® II dimensions are standard 0402, 0603, 0805, 1206 and 0612 chip sizes, see page 2.Operating temperature: -55°C to +125°CCurrent carrying capacity:For F0402E and F0603E at -55°C 107% of rating, at +25°C 100% of rating, at +125°C 80% of rating.For F1206B and F0805B at -55°C is 107% of rating, at +25°C 100% of rating, at +85°C 93% of rating, at +125°C 90% of rating. For F0805B 2.50A and 3.00A at +85°C 90% of rating, at +125°C 90% of rating.Interrupting rating: 50A.Insulation resistance: >20MΩ guaranteed (after fusing at rated voltage). For F0612D at -55°C 107% of rating, at +25°C 100% of rating, at +85°C 80% of rating, at +125°C 75% of rating.TypePart NumberCurrent Rating AResistance 10% x I rated, 25°C Ω (max.)Voltage Drop @1 x I rated, 25°C mV (max.)Fusing Current (within 5 sec), 25°C APre-Arc I2t @ 50A A2-secRated Voltage VF0402EF0402E0R25FSTR0.250.6502200.6250.00005*32F0402E0R50FSTR0.500.2501801.250.000332F0402E0R75FSTR0.750.2001801.8750.00332F0402E1R00FSTR1.000.1301602.500.00832F0402E1R50FSTR1.500.0601403.750.0332F0402E2R00FSTR2.000.0401205.000.0632F0603EF0603E0R25FSTR0.250.6502200.6250.00005*32F0603E0R37FSTR0.3750.4502200.9400.000132F0603E0R50FSTR0.500.2501801.250.000332F0603E0R75FSTR0.750.2001801.8750.00332F0603E1R00FSTR1.000.1301602.500.00832F0603E1R25FSTR1.250.0901403.1250.0132F0603E1R50FSTR1.500.0601403.750.0332F0603E1R75FSTR1.750.0501204.3750.0432F0603E2R00FSTR2.000.0401205.000.0632F0603E2R50FSTR2.500.0351006.250.1232F0603E3R00FSTR3.000.0301007.500.2532F0805BF0805B0R25FW/STR0.250.7502800.500.00003*63F0805B0R50FW/STR0.500.3502801.000.000263F0805B0R75FW/STR0.750.2702801.500.00163F0805B1R00FW/STR1.000.2202802.000.00363F0805B1R25FW/STR1.250.1702802.500.00763F0805B1R50FW/STR1.500.1202403.000.01063F0805B2R00FW/STR2.000.0802204.000.03063F0805B2R50FW/STR2.500.0602205.000.05063F0805B3R00FW/STR3.000.0502206.000.1063F1206BF1206B0R25FW/STR0.250.7502800.500.0000363F1206B0R50FW/STR0.500.3502801.000.000263F1206B1R00FW/STR1.000.1802402.000.00363F1206B1R50FW/STR1.500.1202403.000.01063F1206B2R00FW/STR2.000.0802204.000.03063F1206B3R00FW/STR3.000.0502206.000.1063F0612DF0612D4R00FWTR4.000.040260100.1032F0612D5R00FWTR5.000.02520012.50.2532*Current is limited to less than 50A at 32V due to internal fuse resistance. – accu-guard series lga/smd thin-film fuse –The Important Information/Disclaimer is incorporated in the catalog where these specifications came from or available online at www.kyocera-avx.com/disclaimer/ by reference and should be reviewed in full before placing any order.Accu-Guard® IISMD Thin-Film FuseTDS-FUSE-0001 ¦ Rev 2ENVIRONMENTAL CHARACTERISTICSTestConditionsRequiredSolderabilityComponents completely immersed in a solder bath at 235 ±5°C for 2 secs.Terminations to be well tinned No visible damageLeach ResistanceCompletely immersed in a solder bath at 260 ±5°C for 60 secsDissolution of termination ≤ 25% of area∆R/R<10%Storage12 months minimum with components stored in “as received” packaging.Good solderabilityShearComponents mounted to a substrate. A force of 5N applied normal to the line joining the terminations and in a line parallel to the substrateNo visible damageRapid Change of TemperatureComponents mounted to a substrate. 50 cycles -55° to +125°C.No Visible damage ∆R/R<10%Temperature CyclingComponents mounted to substrate.50 cycles -55°C to +125°C.No Visible damage ∆R/R<10%VibrationComponents mounted to substrate.50 cycles -55°C to +125°C.No Visible damage ∆R/R<10%BendTested as shown in diagram45mm45mm3 mmDeflectionNo visible damage ∆R/R<10%Load LifeF0805B, F1206B25°C, rated current, 20,000 hrs.No visible damage∆R/R<10% – accu-guard series lga/smd thin-film fuse –The Important Information/Disclaimer is incorporated in the catalog where these specifications came from or available online at www.kyocera-avx.com/disclaimer/ by reference and should be reviewed in full before placing any order.Accu-Guard® IILead-Free SMD Thin-Film FuseTDS-FUSE-0001 ¦ Rev 20.1 1 10 100 Current, Amp Pre -Arc Time, sec 10 -2 10 -1 10 -3 1 10 10 -6 10 -5 10 -4 2.0 A 1.5 A 1.0 A 0.5 A 0.25 A 0.75 A FUSE TIME – CURRENT CHARACTERISTICS FOR TYPE F0402E (TYPICAL) – accu-guard series lga/smd thin-film fuse –The Important Information/Disclaimer is incorporated in the catalog where these specifications came from or available online at www.kyocera-avx.com/disclaimer/ by reference and should be reviewed in full before placing any order.Accu-Guard® IILead-Free SMD Thin-Film FuseTDS-FUSE-0001 ¦ Rev 210010110-110-210-310-410-510-60 10 20 30 40 50 60 Current, Amp P re-Arc I 2t, A 2sec 2.0 A 1.5 A 1.0 A 0.5 A 0.2 5 A 0.7 5 A FUSE PRE-ARC JOULE INTEGRALS VS CURRENT FOR TYPE F0402E (TYPICAL) – accu-guard series lga/smd thin-film fuse –The Important Information/Disclaimer is incorporated in the catalog where these specifications came from or available online at www.kyocera-avx.com/disclaimer/ by reference and should be reviewed in full before placing any order.Accu-Guard® IILead-Free SMD Thin-Film FuseTDS-FUSE-0001 ¦ Rev 2 0 100 0 Pre -Arc Time, sec Pre -Arc I2t, A2sec 10 -2 10 -1 10 -3 1 100 10 -6 10 -5 10 -4 10 10 -6 10 -5 10 -4 10 -3 10 -2 10-1 1 10 2.0 A 1.5 A 1.0 A 0.5 A 0.25 A 0.75 A FUSE PRE-ARC JOULE INTEGRALS VS PRE-ARC TIME FOR TYPE F0402E (TYPICAL) – accu-guard series lga/smd thin-film fuse –The Important Information/Disclaimer is incorporated in the catalog where these specifications came from or available online at www.kyocera-avx.com/disclaimer/ by reference and should be reviewed in full before placing any order.Accu-Guard® IILead-Free SMD Thin-Film FuseTDS-FUSE-0001 ¦ Rev 210110-110-210-310-410-510-60.1110100Current, Amp P re-Arc Time, sec 2.0 A 2.5 A 3.0 A 1.5 A 1.75 A1.0 A 0.5 A 0.7 5 A 0.375 A 0.2 5 A 1.25 AFUSE TIME – CURRENT CHARACTERISTICS FOR TYPE F0603E (TYPICAL) – accu-guard series lga/smd thin-film fuse –The Important Information/Disclaimer is incorporated in the catalog where these specifications came from or available online at www.kyocera-avx.com/disclaimer/ by reference and should be reviewed in full before placing any order.Accu-Guard® IILead-Free SMD Thin-Film FuseTDS-FUSE-0001 ¦ Rev 20102030405060Current, AmpPre-Arc I2t, A2sec10010110-110-210-310-410-510-6 3.0A2.5A2.0A1.75A1.5A1.25A1.0A0.75A0.5A0.375A0.25AFUSE PRE-ARC JOULE INTEGRALS VS CURRENT FOR TYPE F0603E (TYPICAL) – accu-guard series lga/smd thin-film fuse –The Important Information/Disclaimer is incorporated in the catalog where these specifications came from or available online at www.kyocera-avx.com/disclaimer/ by reference and should be reviewed in full before placing any order.Accu-Guard® IILead-Free SMD Thin-Film FuseTDS-FUSE-0001 ¦ Rev 2Pre -Arc Time, sec Pre -Arc I2t, A2sec 10 -2 10 -1 10 -3 110010-6 10 -5 10 -4 1010 -6 10 -5 10 -4 10 -3 10 -2 10-1 110 3.0A2.5A2.0A1.75A1.5A1.25A1.0A0.75A0.5A0.375A0.25AFUSE PRE-ARC JOULE INTEGRALS VS PRE-ARC TIME FOR TYPE F0603E (TYPICAL) – accu-guard series lga/smd thin-film fuse –The Important Information/Disclaimer is incorporated in the catalog where these specifications came from or available online at www.kyocera-avx.com/disclaimer/ by reference and should be reviewed in full before placing any order.TDS-FUSE-0001 ¦ Rev 2Accu-Guard® IISMD Thin-Film Fuse0.15A0.25A0.375A0.50A0.75A1.00A1.25A1.5A1.75A2.0A2.5A3.0A10-11100.1110Current, AmpPre-Arc Time, Seconds10010-210-310-410-510-6FUSE TIME - CURRENT CHARACTERISTICS FOR TYPES F0805B AND F1206B (TYPICAL) – accu-guard series lga/smd thin-film fuse –The Important Information/Disclaimer is incorporated in the catalog where these specifications came from or available online at www.kyocera-avx.com/disclaimer/ by reference and should be reviewed in full before placing any order.TDS-FUSE-0001 ¦ Rev 2Accu-Guard® IISMD Thin-Film Fuse10-1110100Pre-Arc I2t, A2secCurrent, Amp10-210-310-410-510-650403020100603.00A2.50A2.00A1.50A1.25A1.00A0.75A0.50A0.25A0.15AFUSE PRE-ARC JOULE INTEGRALS VS. CURRENT TIME FOR TYPES F0805B AND F1206B (TYPICAL) – accu-guard series lga/smd thin-film fuse –The Important Information/Disclaimer is incorporated in the catalog where these specifications came from or available online at www.kyocera-avx.com/disclaimer/ by reference and should be reviewed in full before placing any order.TDS-FUSE-0001 ¦ Rev 2Accu-Guard® IISMD Thin-Film Fuse10-1110100Pre-Arc I2t, A2secPre-Arc Time, Seconds10-210-310-410-510-610-710-610-510-410-310-210-11103.00A2.50A2.00A1.50A1.25A1.00A0.75A0.50A0.25A0.15AFUSE PRE-ARC JOULE INTEGRALS VS. PRE-ARC TIME FOR TYPES F0805B AND F1206B (TYPICAL) – accu-guard series lga/smd thin-film fuse –The Important Information/Disclaimer is incorporated in the catalog where these specifications came from or available online at www.kyocera-avx.com/disclaimer/ by reference and should be reviewed in full before placing any order.TDS-FUSE-0001 ¦ Rev 2Accu-Guard® IISMD Thin-Film Fuse10-1110110Current, AmpPre-Arc Time, Seconds10010-210-310-410-54.0A5.0AFUSE TIME - CURRENT CHARACTERISTICS FOR TYPE F0612D (TYPICAL)**Not recommended for new designs, please contact factory – accu-guard series lga/smd thin-film fuse –The Important Information/Disclaimer is incorporated in the catalog where these specifications came from or available online at www.kyocera-avx.com/disclaimer/ by reference and should be reviewed in full before placing any order.Accu-Guard® IISMD Thin-Film FuseTDS-FUSE-0001 ¦ Rev 210-11101001000Pre-Arc I2t, A2secPre-Arc Time, Seconds10-210-310-410-511010-610-510-410-310-210-15.00A4.00AFUSE PRE-ARC JOULE INTEGRALS VS. PRE-ARC TIME FOR TYPE F0612D (TYPICAL)**Not recommended for new designs, please contact factory – accu-guard series lga/smd thin-film fuse –The Important Information/Disclaimer is incorporated in the catalog where these specifications came from or available online at www.kyocera-avx.com/disclaimer/ by reference and should be reviewed in full before placing any order.Accu-Guard® IISMD Thin-Film FuseTDS-FUSE-0001 ¦ Rev 210-11101001000Pre-Arc i2t, A2secCurrent, Amp10-210-310-410-550403020100605.00A4.00AFUSE PRE-ARC JOULE INTEGRALS VS. CURRENT FOR TYPE F0612D (TYPICAL)*Not recommended for new designs, please contact factory – accu-guard series lga/smd thin-film fuse –The Important Information/Disclaimer is incorporated in the catalog where these specifications came from or available online at www.kyocera-avx.com/disclaimer/ by reference and should be reviewed in full before placing any order.
https://www.littelfuse.com/media?resourcetype=datasheets&itemid=af55be94-c42e-41b1-ad43-e070e09443fe&filename=littelfuse-fuse-217-datasheet | fuses | %PDF-1.7%âãÏÓ82 0 obj< >endobj xref82 1320000000016 00000 n0000003559 00000 n0000003699 00000 n0000003733 00000 n0000005839 00000 n0000005878 00000 n0000006016 00000 n0000006154 00000 n0000006292 00000 n0000006423 00000 n0000006948 00000 n0000007361 00000 n0000007827 00000 n0000008527 00000 n0000008782 00000 n0000009340 00000 n0000009855 00000 n0000010339 00000 n0000010375 00000 n0000010420 00000 n0000010507 00000 n0000011152 00000 n0000011266 00000 n0000011378 00000 n0000011972 00000 n0000012056 00000 n0000012612 00000 n0000013046 00000 n0000013528 00000 n0000013990 00000 n0000014384 00000 n0000014823 00000 n0000017861 00000 n0000018053 00000 n0000018168 00000 n0000020413 00000 n0000023385 00000 n0000026158 00000 n0000026350 00000 n0000026602 00000 n0000028566 00000 n0000031530 00000 n0000034422 00000 n0000035009 00000 n0000035888 00000 n0000039001 00000 n0000043997 00000 n0000044049 00000 n0000046698 00000 n0000050522 00000 n0000051083 00000 n0000054234 00000 n0000058708 00000 n0000058754 00000 n0000059131 00000 n0000059525 00000 n0000059858 00000 n0000060150 00000 n0000061556 00000 n0000063962 00000 n0000064302 00000 n0000064670 00000 n0000065053 00000 n0000065635 00000 n0000065739 00000 n0000065809 00000 n0000065893 00000 n0000076324 00000 n0000076587 00000 n0000076750 00000 n0000076777 00000 n0000077078 00000 n0000077995 00000 n0000078261 00000 n0000079214 00000 n0000079253 00000 n0000080219 00000 n0000080258 00000 n0000081211 00000 n0000081250 00000 n0000101460 00000 n0000101499 00000 n0000102465 00000 n0000102504 00000 n0000122713 00000 n0000122752 00000 n0000150779 00000 n0000150818 00000 n0000151782 00000 n0000151821 00000 n0000153503 00000 n0000153542 00000 n0000173752 00000 n0000173791 00000 n0000198953 00000 n0000198992 00000 n0000227019 00000 n0000227058 00000 n0000228740 00000 n0000228779 00000 n0000248988 00000 n0000249027 00000 n0000284254 00000 n0000284293 00000 n0000285257 00000 n0000285296 00000 n0000286265 00000 n0000286304 00000 n0000294458 00000 n0000294497 00000 n0000319398 00000 n0000319437 00000 n0000344599 00000 n0000344638 00000 n0000345607 00000 n0000345646 00000 n0000380873 00000 n0000380912 00000 n0000381297 00000 n0000381682 00000 n0000383380 00000 n0000383640 00000 n0000388493 00000 n0000439938 00000 n0000440323 00000 n0000440708 00000 n0000442934 00000 n0000443199 00000 n0000443343 00000 n0000443486 00000 n0000443637 00000 n0000002936 00000 ntrailer< <3DFCCC67D69E425297006B36237E6BE8>]/Prev 770325>>startxref0%%EOF 213 0 obj< >streamhŞ”’ËkQÆ¿3“6ó¸™ffòh‰cÒ¤�&ÑÆU¡¨ºòM°õQJT\¤V›TíÂU7"T«`E]Tt¡nÜù ®Ÿ µøx§3š¢n<—Ã9ß9¿ç.`xAƒ˜h›‰NHğ@ZÈ“ÿöâÕ¡C@‡çè“wGğŸë’ıf �vG¼Rbl¥�…MÑƒÉT:Ó“+–{ûòkÖ²¥uëûW[ã]f R8z6—šÑ°l5ŸÎÎ¥’.˜¶A+WÌ¶2^‡£RwD¾‹_ŸHœ†ƒiº/•l¹¸eã™b6—^6O´~™[ªÖ¸ÕWmX7êÂ+ú–Óíñnê˜—ÇQî“Îà;F–ÎúAgè�0�‚I_èdè†±U¡€’ Ó=£9¡ËêS\ÇiVUòì½÷’zRÍYqÓÌ!D”Ú+!Äòú.˜´“ßè%¹cŸ¼™JT¥ı‚…-°PJÎàøødˆ§ğ]¼&ŞâÎcå�“W^ƒŞÍó›`�u§¾·Ç©-iŞŸh8}ñXâ1Ø�Uck»G5ªu6ñÕ˜>oçÒpÇpú„ fp—"tƒ>j÷h’Ÿéí??Í&¨Ó/yôØBlòığÑÿÆf©ƒY7rüš‹XÜ+PçÊ®æ¾ê£EWßÿ)À‹ˆNendstreamendobj83 0 obj< >>>endobj84 0 obj< >endobj85 0 obj< >/ExtGState< >/Font< >/ProcSet[/PDF/Text/ImageC/ImageI]/Properties< >/XObject< >>>/Rotate 0/Tabs/W/Thumb 74 0 R/TrimBox[0.0 0.0 612.0 792.0]/Type/Page/PieceInfo< /LastModified /NumberOfPageItemsInPage 6/NumberofPages 1/OriginalDocumentID /PageItemUIDToLocationDataMap< >/PageTransformationMatrixList< >/PageUIDList< >/PageWidthList< >>>>>>>endobj86 0 obj[87 0 R 88 0 R 89 0 R]endobj87 0 obj< >/Border[0 0 0]/H/N/Rect[67.4413 464.694 104.961 398.996]/Subtype/Link/Type/Annot>>endobj88 0 obj< >/Border[0 0 0]/H/N/Rect[145.795 463.283 194.979 398.996]/Subtype/Link/Type/Annot>>endobj89 0 obj< >/Border[0 0 0]/H/N/Rect[231.586 464.694 277.559 398.996]/Subtype/Link/Type/Annot>>endobj90 0 obj< >endobj91 0 obj< >endobj92 0 obj< >endobj93 0 obj< >endobj94 0 obj< >endobj95 0 obj< >endobj96 0 obj< >endobj97 0 obj< >streamH‰\“ËŠã0E÷ş-»�?ªºÁò˜†,æÁdæ[É&¶QœEş~êêšnƒ£S¨T9’Kéî°?ıìÒal�~vç~è‚¿�÷Ğzwò—~HÖ™ëúv^¢øÛ^›)Imññq›ıõ0œÇ¤ª\úÓ&osx¸§M7�üs’~�ıpqO¿wÇg—ïÓô×_ı0»•«k×ù³úÚLßš«wi\örèl¾Ÿ/¶æ3ã×cò.‹ñš2íØùÛÔ´>4ÃÅ'ÕÊ�ÚUïöÔ‰ºÿæá²Ó¹ıÓ„¤Z±äÕJÄŞ·Úâ÷Ïxgq¶Š±Æ[ò¼#Çœ=yf=ŒYË†¤ÊY'G�<'çà’\‚7ä�q±�lƒ1óä¹¿’_Áodì¡ [·‚>¦J:”p(3rfıõKÖ/Q_è pæò…ù‚¦a¾Ä¦îE°‘åÁJV0�ÎBçxîBçxæÂóœ§,ßş²¦œ§r/Š½(İnJ7…›ÒMá¦tS¸)İnJ7…›ÒMá¦tS¸mù_6 ¡–ÎAkÙp}ÛŞC°–�×$ö*º´üÇMšÆÉÙ*¼É?ËÊÚêendstreamendobj98 0 obj< >endobj99 0 obj[/ICCBased 129 0 R]endobj100 0 obj[/Indexed 99 0 R 0 128 0 R]endobj101 0 obj< >endobj102 0 obj< >streamH‰\ÔK‹£@à½¿¢–İ‹ÆÄºuoÈ£²˜“™�h%#LTŒYäßOOè��ø¸­¦»ßíÛftù÷¡«qtç¦­‡xëîCİ)^š6›®nªñy4ıW×cŸåéæÃã6Æë¾=wYYºüG:y‡‡{Y×İ)¾fù·¡�CÓ^ÜË¯íáÕå‡{ßÿ‰×Ø�næV+WÇszĞ—cÿõx�.Ÿn{Û×é¦3>ŞÒ=ÿ®øùè£+¦ã91UWÇ[¬âpl/1+gé·råGú­²ØÖÿ�·o;�«ßÇ!+çéâÙL5mËUV³é8íRÌyÁ¼@^2O×¯™×Èæò–y‹¼cŞ!¿3¿#svÚe¥ç\�¹~Î ?íğ1?¿Z¦ÖiõqŸkFu†´\LKÔ´N`…hÚø¹Šõ]ïÒ]Ø²¿ %Šendstreamendobj103 0 obj< >endobj104 0 obj< >endobj105 0 obj< >endobj106 0 obj< >endobj107 0 obj< >streamH‰\“İn£0…ïy_¶ÆãVBHiÒJ¹Ømv€€“"5€r‘·_Ÿ¨+m$âÁßO¾Ùmwã°˜üg˜º½_Ìqûà/Ó5tŞüi³Uiú¡[îgé¿;·s–Çâıí²øón ´ãÉgu�©ßã¯ÉüØÿwİ*ËÇî£Y½z�7…j<^š¬.‹t—È–lÁJVğ3ùüBNµ[òüF~óqÉêj•8.‘Kræ³*<«rd^“×‘…µ‚Za­ V*r²€ÙSĞSè/ğúü…şÙ�7`fdfdfd±¦WïÊÒÍÂÍÒÍÂÍÒÍÂÍÒÍÂÍÒÇÂÇ2¯E^eEeEeEeEeFEFÕû·³§¦�Ì«È«Ì›¾µ¾’_ÁÌ®È®Ì®È®Ì®È®÷½‚ì�Ù²;z:x:z:x:z:x:z:x:z:x:z:x:z:x:zÆ›ø¾[±�ãÔ™¯Yé®!Ä1I£™æ“1Œşkzçi6±GöW€À:ñBendstreamendobj108 0 obj< >endobj109 0 obj< >streamH‰\’ËŠã0E÷ú-»�_r©Æ2İ�Å<˜L€cW2†‰lg‘¿]ßĞcpt„nE‡re»ı—}›ıˆSĞÅ�Æ0D½N·Ø«=êy¦(í0öËc·şö—n6Y*>Ü¯‹^öá4™¦±ÙÏtx]âİ>m‡é¨Ï&û�c8Û§�İáÙf‡Û<ÿÑ‹†Åæ¶mí §ôG_»ù[wQ›­e/û!��Ëı%ÕüKüºÏjËu_P¦Ÿ½Î]¯±g5M��Ö6ïéi�†á¿ójÃ²ã©ÿİEÓï)œç"éİ´¦)óuŸ–Ä;òüF~³&-¦©˜¯�¯r.É%¸"W`Gv`Oöà-y›Ø1ã�qÌ8dÜ†OG7·šwÕ¸«æ]5îú¦„AF˜‘5Ã»wIM®Áòè˜y%¿‚é³öMè/ğºÜ„}ôM½Fß<ûæÑ7O77O77O77O77O77O7·-}Ò‚ÿøÂ�4©ös¾ú[Œi´Öq^gÓ4ıœøyšmªÂkş0ÓÉsendstreamendobj110 0 obj< >endobj111 0 obj< >endobj112 0 obj< >streamH‰\’ÛŠƒ0†ïó¹l/ŠVshA„b[ğblwÀÆ±+¬Q¢½ğíwÆ)]Ø€æËaæÿ“IT”ÇÒ·“ŒŞCï.0É¦õu€±¿ò·Ö‹m"ëÖM�Ñòw]5ˆƒ/ó8AWú¦Y&£\§0ËÕ¡î¯°Ñ[¨!´ş&W_Åe-£Ë}~ ?ÉXæ¹¬¡ÁD/ÕğZu £%lSÖ¸ŞNócşv¦ÎÈdoÙŒëk‡ÊA¨üDcËevÆ–ğõ¿õ4æ°kã¾« ²„6Ç1vÈæñ‘ùH¦b>!§Û…±CN˜â”9%VÌŠ˜s¦”Sq¬¢XÅ{íQ;æ1k)ÒÒìM“7ÍZš´4kiÒ2œÓPNÃóf™çü†òÍ¬‰÷Ì{â‚¹ æó:¯a†<˜33^ffÙ�%?–ıXòcY×’®e]Kº–u±£B ëíî!`©—çµÔ˜ªÛzx¾À¡$FÑ'~Å‚³fendstreamendobj113 0 obj< >streamH‰ÜWk‹Éı®_QŸ‚V­z?c°Ç�8¬CvG°ìä��-ÍX’íõ¿Ï¹÷V·Z²Í,š:]¯û8÷Qï'‹——Zİì'Z-Z¼¸ÓêÙıäçÉÓådq�‰v¯4ÿ©}»¥µ†Ö.–æßZµ¼�D��*èØXkœr¡±!ªåİdúÖ£¬¶Nı´>ºÍõ‡}÷ƒzµm›Ùò·ÉÜØÆj£æ¦±jy5™^>tíú­v©]Ö÷Û½Zí:µÿğî·®=¨Ã½joWÛ›N}Znï?Ôöş°n;>'9è$çŸõK÷q½ï®~T/Ÿ5J§…ñëh)‰nDôÌ¢gå´‡è¢æ&e–ÜĞÒçËÉ{˜åæÜDf0ö7Áü:;XH÷²rÍ\7j.[,Ó¶¨å'Uøæ¢ŒJ�Ñbnt�‰.3}2s0Éôf67¾ÉjÚÍæÖ6^M·ø’éK‹Ah’š~Æ@MÕü‹´çK]cx`JãÔtÇ{0uÿqÅ«‚šnø@¬ÚÏşµü;é%ÂeÎX–ÿœâ5Q[#’½˜é¦°@¦;LtÌa6w$ß–fG³†W‘‹q‹ú‹z:›{şThjKœ,áµ×¬iEä#�ï$k:±¦&—«í£G‹'íáÃj³ì~? ]P/"¥NN¥÷³Dh+©ElñÏÍªí®^îV·ëV-^_h±«ı~â=J6R}L Êá´Œi›Õ®›üª¶c£¿‡&,°òØ�tÉØ™AŞâU{Ç+éº’ÔF†É æ5Fs‘ÖÚ‘­¬ïA»dg�s%FŞeãxoy!A��H4´ds£c®i‰6&Œè?ˆj&ä˜ùÌèèÖzŒí]n ½A`{€ò…+x!AÔ,''ê�éØaØ‚Wlf€�µÓØ ­°�†4½‚6„¨Gj\6ªŸÉ¬ôÁ0òd[mÿ³º:ÑØçÀ«�Äè.ŸÅ&¦)lS@©’†Ë¡o¦o®Ğ¯Í¿± ©Î€pšv’Óp`¦±ó¾�É±.ñ2†8Í�ÙÔC5Ê6.*`$czLÑÃvÃXS$f¶›Éíä-Ö˜j¸s1ã�âË‘i8ÇdŞ#£9š9—Æ0À’†É‘–)€µ€šÂmèVüX^F€®qMğf4ÂÃhÉõ¤+Ú$ÏW¢·«€¼ÀÄ¨i`Y…zRû¥ö>5>jZœ‹ã@ÓzgDÌqÃ.×àÅ\bB{‚âM'@±ù‚¶²°àš¹Àf„q�aRJ¦Eô=â­„¨˜ÚJKÀ×03Š*ôQüåÏ€°¹GbRp‰Xçğ�¥ÑôˆÄÎ­³�ŞóZãı€p»�M0Ì§‰.Í8ÄL„×ErO*°÷¦?%Ãb“êXâ­Ñòg¢×÷:ÄŒ¾Üãògz—9/pÂì�åô@ˆò`à1‡™»õ,—´JÎ‡ûZ[NÄÜ–/©ù8†Ügiğ.Œ¡+¤{˜.–óqÎKF©Ğ[8°½*É‚®«¹nFĞ2¦"*ù’cYƒ 6�Y.‹’şYD—°„YªI¨ÂÓ„­GŠçq�Œ9@QÙ‹Êšskà4Ì»BÎÕŠ¦t‰5Áõ^ôÁ¤"C©?.ÚôhPık¦Ùø�(·Ù#XqÎ¦ºÕ£nU ¿RÄŠhƒåÀÒõ¿Ø£ÿ:Z}zÎøŠş^Í¼1�¤Dß]bâúÊ¢d¦š«c6µ1çÇóÑIRT—–¢ê�yoG:­É—¥‡£M'§�58„9�·§FM\O»iÊä9&�„-º1MŠÁİj’€R Ş”(6@‰’mh¢%ıS‚%LüÆÓ¶Àª¨šŠ~âüdÂdÎW¹WrCş ö§ã6Êjô�­Ãá@u™cj†ZÊ©ü¡â×9ô‡(ù0HÊ=@¯§¹2ôĞ!}pÔÉP›DÍ‘o9ûá¦Ù©É[‘Ä’sĞ†hÎ±1sî/F2­©€İİC[ãÂš8Â†kÄ<±jä˜�æÄ�ÉZvkŠ"èåãÆÆ¢Áö�ŒRF8@êÀ¹²z’¢Íª/�¾l˜Í¨aş™ZæâÑ][fé•O:æÅšÿ‹ËDêòâÜäªOÊ«×jDUnöR7–¢õ6dlb#‘.rÛG…U@¬½B…u�‰äXÎøò¿�Œ>�Ÿ�3¾¢^+ÑK¥1Dêf2úAÏT1RÙ©fõ‘¾;M¡ä‡zNÔÙZiù¨<�üS…›SHÆrî�I$-×ï�Yî²ñ�E"ÒR†Jhk(>¨ÓÃv�\¡>OFà�^*¦Tºõˆç"b+ƒ/^+Yp™õ²ğki²I2k‚¼ÁHÿš{D™Ê æT¸9…Üª’€ı,,d†“¨û ±¶ägè>é��K÷–õ)Ü©¦�\~•«öŒ«x pÇ2pÕqñúãç'm¤FÅ5�Æ¨O¡WåŞ¢P‡8«üFNÙ‚•µÚS–ŒhÃä ÉW6—pka¥'ë3šsJ¶�à!Çzşœ^œv¸`.÷‘-I’¹ˆ¢™•¹TŸV†`ÈÉpìŸ@+¼ˆ@…"¯"yŠäB\¢ëàÚë¯ĞÃ�ÑÃEğ0›#=P’Ò÷ä²„şï‹d†ê�àè¥B¥1�½TBâTbˆê?G-7ÙÈ16VÀe&–aÎóƒ�ÀÏ±â)ÊmHR¶ Ç*[%„KzÀö6H>=¥§Ø%†ƒ·Yú2à»N©ëšèäK�Ï+ª·±Ú�ê–*:Ó˜ÑOo3ÜY»À0IsE¨Åoa@%qbÃi^ÀÙ³«ŠëœœÉu@Iï”÷EÍ±Ë³¤S=õÕ,]“©ªpeŒAºÀ@Äæûb’ÎÉ×pÖ“-±òCj™pXÒ&5Ğ8à'¹ü(�RŠš'5™#®Zú–�’[`È“ OWé>‰Àä™:¡"Z>Aèm?ÒÍı†tà±[;<êCß€}‡ö�ÅvÄNí¨Ïö’±ÓY€½âÀ'se`¹}7/_Ï¯·ícxjî&¯î¾Æ"íâš¦�¯«û[=ü4�×ÊÃ÷,ŸÓî}x2+ }Ç¬›A^ûÕ¼’®›ª‰ú<tn+ª¶1ÖMê†*:SX@èzĞp ¿'Ãd°u¡ŒÒ@$m=ŠÛÇáğ+Àx±LXendstreamendobj114 0 obj< >endobj115 0 obj< >endobj116 0 obj< >streamH‰œWYOcÇ~?¿¢í+¹é}ÉîH¹™Ñ$ø*I9ÆD&†ÌˆŸ¯z9ÇëÉtuu}µvu�YàÁ*6³ÜÍfRr#,›i.mK¶lê:3²P‘Éÿò/*nm%E>/Ä]sİü„¿‹y#Ò{^>6gsù‡b’ÍoËC&±×´\9™‚‹¨5›?4“�Nç5WóæïFÏ•ÔÌyÇµ±L*mLÿÛ¬š_4\^vyM¸Üj‰_­»¾üĞH˜jÙWfØ{Öü#HµdÚDn¼@ÜE¯Øò!™üĞ®¦dùwİùsöîZ²OÏÉ™�qÌ1k`�à&Ú�ŒÿÙNçl>79ÿüyóôe±f·O¶\l^6÷7ŸVìËjó¦ÿôøÌ�×¯$34?…î+ZK%Ä{¾d´@´¾²˜ìˆeD„¼cÚ.‚ódÍ¯“«éÌpÉ&ë)Ød5�IÁ#›,±¡¹e“ìĞÆæ��ÚÄ‰Ü³Éb=…®»¤XÜM!-6Ú���mÅ±Ü±É3�Yn’†¤²§@¦£ÏYÁí4¡ OŸÿ@E"xĞñF¥ß�ƒ‡¼h‹2“¨2‡rFµc ª‰‚6*[Â‰8à+,CËdH�KYˆqçQ[úUªSi4dlUi{@w*»ªìøEeág•È7@º¬=jEwÀ…[q;vÆ-ìÛ1V!W(–£z±lá¶!ªì[Ø%B•IW"¢„LÛ{eµ˜½�W^%íÃ.#+w‡‘•½ÅHƒ+±Ó÷Êİ[Øo`oê²-"ï•à›ğfæ®èfîØn¥Ñ¶ÔÎœî.ÔÂŞÂ‹�°…»¶°·D9ÈA)¼‰ráîŠrao�µxNv¡rwÁö(yõ-)I¤G/½!Ô�uãîIªD½ôh<í3nnùéDú×ü8�èßÒÉò±
https://www.belfuse.com/resources/datasheets/circuitprotection/ds-cp-0680l-series.pdf | fuses | Type 0680L Square Ceramic Surface Mount Slow Blow Fuse belfuse.com/circuit-protection 0680L Series – 2410 Size RoHS Compliant Features - Slow Blow, 2410 SMD - Compatible with 260℃, IR Pb-free solder process - Wide range of current rating from 375mA to 12A - Wide operating temperature range, -55℃ to 125℃ - Tape & Reel for auto-insert SMD process - RoHS compliant with exemption 7(a) Full compliance with EU Directive 2011/65/EU and amending directive 2015/863 - Halogen Free, (MSL = 1) - AEC-Q Compliant - Meets Bel automotive qualification* * - Largely based on internal AEC-Q test plan Applications - Notebook -Storage system - LCD monitor -Telecom system - PC computer -Wireless basestation - Office electronic equipment -White goods - Industrial equipment -Game console - Medical equipment -Battery charging circuit protection - POE, POE+ - LCD / LED monitor - Power supply - LCD / LED TV HALOGEN FREE = Electrical Characteristics Safety Agency Approvals (UL/CSA/STD.248-14) Physical Specifications Safety Agency Safety Agency Certificate Ampere Rating/ Voltage Rating Ampere Range / Volt @ I.R. ability* E506667 375mA-7A/125V AC 125V DC >7A-12A/50V AC 75V DC 375mA-7A/125V AC @50A 125V DC @100A 75V DC @500A >7A-12A/50V AC @100A 75V DC @500A 50268578 EN 60127-1: 2006+A1+A2 EN 60127-4: 2005+A1+A2 375mA-7A/125V AC 125V DC >7A-12A/50V AC 75V DC 375mA-7A/125V AC @50A 125V DC @100A 75V DC @500A >7A-12A/50V AC @100A 75V DC @500A *I.R.= Interrupting Rating = Short Circuit Rating(Amps) Testing Current Blow Time Minimum Maximum 100% 4 Hrs. N/A 200% N/A 120 Sec 300% 0.15 Sec 3 Sec 800% 0.01 Sec 0.1 Sec Materials Body : Ceramic Terminations : Silver Plated Caps /Gold Plated Caps/Palladium Plated Caps Marking On Fuse : “Current Rating”, “T”, ”L”—laser marked on ceramic tube, “bel” stamped in end caps. On Label : "bel", "0680L", "Current Rating", "Voltage Rating", "Interrupting Rating", "Appropriate Safety Logos" and " ", " "(China RoHS compliant). AEC-Q Compliant Specifications subject to change without notice Type 0680L 2 / 4 Bel Fuse Inc. 206 Van Vorst Street Jersey City, NJ 07302 USA +1 201.432.0463 Bel.US.CS@belf.com belfuse.com/circuit-protection © 2023 Bel Fuse, Inc. Rev. 0680L Apr2023 Environmental Specifications Part Number Ampere Rating Typical Cold Resistance (ohms) Volt-drop @100% In (Volt) max. Voltage and Interrupting Ratings Melting I²T @10 In (A² Sec) Melting I²T <10ms (A² Sec) Maximum Power Dissipation (W) Agency Approvals 0680L0375-XX 375mA 0.93 1.20 See Table of Safety Approvals on Page 1 for Voltage and associated Interrupting Ratings 0.14 0.10 0.45 Y Y 0680L0500-XX 500mA 0.58 0.90 0.27 0.35 0.45 Y Y 0680L0630-XX 630mA 0.41 0.80 0.43 0.42 0.50 Y Y 0680L0750-XX 750mA 0.33 0.75 0.62 0.61 0.56 Y Y 0680L1000-XX 1A 0.175 0.60 1.5 1.3 0.60 Y Y 0680L1500-XX 1.5A 0.095 0.40 3.3 3.2 0.60 Y Y 0680L2000-XX 2A 0.068 0.35 6 5 0.70 Y Y 0680L2500-XX 2.5A 0.048 0.34 9 7 0.85 Y Y 0680L3000-XX 3A 0.037 0.27 13 12 0.81 Y Y 0680L3500-XX 3.5A 0.030 0.26 18 17 0.91 Y Y 0680L4000-XX 4A 0.026 0.25 24 22 1.00 Y Y 0680L5000-XX 5A 0.019 0.23 37 36 1.15 Y Y 0680L6300-XX 6.3A 0.015 0.22 43 50 1.39 Y Y 0680L7000-XX 7A 0.012 0.21 68 77 1.47 Y Y 0680L8000-XX 8A 0.0099 0.20 108 105 1.60 Y Y 0680L9100-XX 10A 0.0084 0.19 170 150 1.90 Y Y 0680L9120-XX 12A 0.0063 0.18 244 180 2.16 Y Y Consult manufacturer for other ratings XX - Packaging code (see “ordering information”) NOTES 1: All tests were conducted with the fuses soldered to a printed circuit boards with a nominal thickness of 1.6 mm. The copper test circuit trace was a printed circuit with an overall length of 100 mm, copper thickness/width as described below. The printed circuit boards were mounted by screws to a test fixture having brass blocks for connection of the test leads. All samples were soldered to the test boards by the manufacturer. NOTES 2: Conventional (Ambient Pressure) Reflow Process is recommended for this device. The sale and use of product is subject to bel terms and condition of sale，unless otherwise agreed .User should independently evaluate the suitability of and test each product selected for their own application. product are not designed for ，and may not be used in，all applications. Shock Resistance MIL-STD-202G Method 213,Test condition A (50G’s peak for 11 milliseconds : Half-sine waveform ) Vibration Resistance MIL-STD-202G, Method 201A (10-55 Hz, 0.06 inch, total excursion). Salt Spray Resistance MIL-STD-202G, Method 101E, Test Condition B (48 hrs.). Insulation Resistance MIL-STD-202G, Method 302, Test Condition A (After Opening) 10,000 ohms minimum. Thermal Shock MIL-STD-202G, Method 107G, Test Condition B (-65℃ to +125℃). Operating Temperature -55℃ to +125℃ Moisture Sensitivity Level 1 (According to IPC J-Std-020) Electrical Specifications High temperature storage MIL-STD-202 Method 108 Temperature cycling JESD22 Method JA-104,Test Condition B Biased humidity MIL-STD-202 Method 103, 85C/85% RH with 10% operating power for 1000 hrs. Operational life MIL-STD-202 Method 108, Test Condition D Resistance to solvents MIL-STD-202 Method 215 Mechanical shock MIL-STD-202 Method 213,Test Condition C Vibration MIL-STD-202G Method 204 Test condition D（10-2k HZ ,20G’s for 20minutes） Resistance to soldering heat MIL-STD-202 Method 210,Test condition B Thermal shock MIL-STD-202 Method 107 Solderability J-STD-002 Test B Board flex(SMD) AEC-Q200-005 Terminal strength AEC-Q200-006 Electrical characterization 3 Temperature Electrical Fuse rating Test Board Trace Dimensions 375mA-5A 1 oz. copper, 5mm wide. 6A-12A 3 oz. copper, 10mm wide. Specifications subject to change without notice Type 0680L 3 / 4 Bel Fuse Inc. 206 Van Vorst Street Jersey City, NJ 07302 USA +1 201.432.0463 Bel.US.CS@belf.com belfuse.com/circuit-protection © 2023 Bel Fuse, Inc. Rev. 0680L Apr2023 Temperature Derating Curve Average Time Current Curve Soldering Parameters IR Reflow Profile (IPC/JEDEC J-STD-020D) Preheat & Soak Temperature min (Tsmin) Temperature max (Tsmax) Time (Tsmin to Tsmax) (ts) 150℃ 200℃ 60-120 seconds Average ramp-up rate (Tsmax to Tp) 3℃/second max. Liquidous temperature (TL) Time at liquidous (tL) 217℃ 60-150 seconds Peak temperature (Tp) 260℃ max Time (tp) within 5℃ of the specified classification temperature (Tc) 30 seconds Average ramp-down rate (Tp to Tsmax) 6℃/second max. Time 25℃ to peak temperature 8 minutes max. 0.010.11101001000100000.010.11101001000Specifications subject to change without notice TIME IN SECONDS CURRENT IN AMPERES 375mA 500mA 630mA 750mA 1A 1.5A 2A 2.5A 3A 3.5A 4A 5A 6.3A 7A 8A 10A 12A 0680L - TIME CURRENT CHARACTERISTIC CUREV Type 0680L 4 / 4 Bel Fuse Inc. 206 Van Vorst Street Jersey City, NJ 07302 USA +1 201.432.0463 Bel.US.CS@belf.com belfuse.com/circuit-protection © 2023 Bel Fuse, Inc. Rev. 0680L Apr2023 Fuse FGNO Explanation 0680 L [XXXX] -XX 0680L=0680L; [XXXX]=Ampere Rating; XX=See Ordering Information as below Fraction Decimal Milliamps Bel FGNO[XXXX] Fraction Decimal Amps Bel FGNO[XXXX] 3/8 0.375 375 0375 1.0 1 1000 1/2 .500 500 0500 1-1/2 1.5 1.5 1500 .630 630 0630 2.0 2 2000 3/4 .750 750 0750 2-1/2 2.5 2.5 2500 3.0 3 3000 3-1/2 3.5 3.5 3500 4.0 4 4000 5.0 5 5000 6.3 6.3 6300 7.0 7 7000 8.0 8 8000 10 9100 12 9120 Mechanical Dimensions Ordering Information Packaging Packaging Tape & Reel Packaging Specification Quantity Quantity & Packaging Code 12 mm wide tape with 13 inches Diameter reel EIA Standard 481-E 5000 5 12 mm wide tape with 7 inches Diameter reel EIA Standard 481-E 1000 1 Specifications subject to change without notice
https://www.belfuse.com/resources/datasheets/circuitprotection/ds-cp-rsta-series.pdf | fuses | Type RSTA Time Lag Radial Lead Micro Fuse Series belfuse.com/circuit-protection RSTA Series RoHS Compliant Description Sub-miniature, time lag type, 63 VDC, 250 VAC (UL rated 277 VAC) rated fuses designed, approved and complied with IEC 60127-3, standard sheet 4. Features - Time lag, 63 VDC, 250 VAC (UL rated 277 VAC) - Meet IEC standard 60127-3, sheet 4 - Wide operating temperature range - Bulk and Tape & Reel packing available - AEC-Q Compliant - Full compliance with EU Directive 2011/65/EU and amending directive 2015/863 - Halogen Free and Lead Free - Meets Bel automotive qualification* * - Largely based on internal AEC-Q test plan Applications Provide individual protection for components or internal circuits. - Power supplies - Battery chargers - Consumer electronics - Adapter - Industrial controllers Physical Specifications Materials Base and Cover : Black thermoplastic, UL 94-V0 Pins : 100% Matte Tin Plated Copper Marking On Fuse : "bel", "RSTA", "T","Current Rating", "250V" & "Appropriate Safety Logos" On Label : "bel","RSTA",”T”,"Current Rating","Voltage Rating","Interrupting Rating", "Appropriate Safety Logos" and " "," "(China RoHS compliant). Electrical Characteristics (IEC-127-3 STANDARD SHEET 4) Safety Agency Approvals Safety Agency Safety Agency Certificate Ampere Rating/ Voltage Rating Ampere Range / Volt @ I.R. ability* 40039089 1A-10A/250Vac 63Vdc 1A-10A/250V ac @ 100A 1A-10A/63V dc @ 10In PSE21021842 PSE21021838 1A-5A/250V ac @ 100A 6.3A-10A/250V ac @ 100A E506667 1A-6.3A/277V ac @ 100A 1A-2A/63V dc @ 65A 2.5A-6.3A/63V dc @ 100A 8A-10A/277V ac @ 100A 8A-10A/63V dc @ 100A Self-declaration No: 2020970207000021 1A-6.3A/250V ac @ 100A 1A-6.3A/63V dc @ 10In 8A-10A/250V ac @ 10In *I.R.= Interrupting Rating = Short Circuit Rating(Amps) Rated Current 1.5In 2.1In 2.75In 4In 10In Min Max Min Max Min Max Min Max 1A to 6.3A inclusive 1 2 400 10 150 3 20 150 Above 6.3A 1 5 1000 20 150 3 20 150 hour min. ms sec ms sec ms ms LEAD FREE = HALOGEN FREE = Specifications subject to change without notice AEC-Q Compliant EOL-Last Buy Date is August 31,2024 The replacement series is the 0HAAL(0HAALxxxx-xx) No replacement for the RSTA 8A and 10A Type RSTA 2 / 4 Bel Fuse Inc. 300 Executive Drive, Suite 300, West Orange, NJ 07052 USA +1 201.432.0463 Bel.US.CS@belf.com belfuse.com/circuit-protection © 2024 Bel Fuse, Inc. Rev. RSTA Mar2024 Environmental Specifications High temperature storage MIL-STD-202 Method 108 Temperature cycling JESD22 Method JA-104,Test Condition B Biased humidity MIL-STD-202 Method 103,85C/85% RH with 10% operating power for 1000 hrs. Operational life MIL-STD-202 Method 108, Test Condition D Resistance to solvents MIL-STD-202 Method 215 Mechanical shock MIL-STD-202 Method 213,Test Condition C Vibration MIL-STD-202 Method 204 Resistance to soldering heat MIL-STD-202 Method 210,Test condition B Thermal shock MIL-STD-202 Method 107 Solderability J-STD-002 Board flex(SMD) AEC-Q200-005 Terminal strength AEC-Q200-006 Electrical characterization 3 temperature electrical Electrical Specifications Part Number Ampere Rating Typical Cold Resistance (ohms) Volt-drop @100% In (Volt) max. Voltage and Interrupting Ratings Nominal Melting I²T <10 mSec (A² Sec) Nominal Melting I²T @10 In (A² Sec) Maximum Power Dissipation (W) Agency Approvals 0697A1000-XX 1A 0.085 0.115 See Table of Safety Approvals on Page 1 for Voltage and associated Interrupting Ratings 5.8 7.6 0.44 Y Y Y Y 0697A1250-XX 1.25A 0.064 0.110 9 12 0.56 Y Y Y Y 0697A1600-XX 1.6A 0.045 0.100 15 17 0.60 Y Y Y Y 0697A2000-XX 2A 0.032 0.090 26 30 0.63 Y Y Y Y 0697A2500-XX 2.5A 0.025 0.087 45 51 0.70 Y Y Y Y 0697A3150-XX 3.15A 0.018 0.083 66 75 0.88 Y Y Y Y 0697A4000-XX 4A 0.014 0.080 98 107 0.98 Y Y Y Y 0697A5000-XX 5A 0.009 0.075 94 108 0.75 Y Y Y Y 0697A6300-XX 6.3A 0.007 0.075 101 109 0.98 Y Y Y Y 0697A8000-XX 8A 0.006 0.073 280 350 2.4 Y Y Y Y 0697A9100-XX 10A 0.0042 0.070 300 400 1.6 Y Y Y Y Consult manufacturer for other ratings XX - Packaging code (see “ ordering information”) Shock Resistance MIL-STD-202G, Method 213B, Test Condition 1 (100 G's peak for 6 milliseconds; Sawtooth waveform) Vibration Resistance MIL-STD-202G, Method 201A (10-55 Hz X 3 axis / no load). Salt Spray Resistance MIL-STD-202G, Method 101E, Test Condition B (48 hrs). Solderability MIL-STD-202G, Method 208H Resistance to solder Heat MIL-STD-202G, Method 210F, Test Condition C. Top Side. (260℃,20 sec) Moisture Resistance MIL-STD-202G, Method 202G, Method 106G Operating Temperature -55℃ to +125℃ Specifications subject to change without notice EOL-Last Buy Date is August 31,2024 The replacement series is the 0HAAL(0HAALxxxx-xx) No replacement for the RSTA 8A and 10A The replacement series is the 0HAAL No replacement for the 8A - 10A Type RSTA 3 / 4 Bel Fuse Inc. 300 Executive Drive, Suite 300, West Orange, NJ 07052 USA +1 201.432.0463 Bel.US.CS@belf.com belfuse.com/circuit-protection © 2024 Bel Fuse, Inc. Rev. RSTA Mar2024 Temperature Derating Curve Average Time Current Curve Soldering Parameters Lead-free Wave Soldering Profile Wave Soldering Parameter Average ramp-up rate 200℃ / second Heating rate during preheat typical 1 - 2℃ / second Max 4℃ / second Final preheat temperature within 125℃ of soldering temperature Peak temperature Tp 260℃ Time within +0℃ / -5℃ of actual peak temperature 10 seconds Ramp-down rate 5℃ / second max. Specifications subject to change without notice 0.010.11101001000100000.010.111010010001A1.25A1.6A2A2.5A3.15A4A5A6.3A8A10A RSTA -TIME CURRENT CHARACTERISTIC CURVE TIME IN SECONDS CURRENT IN AMPERES EOL-Last Buy Date is August 31,2024 The replacement series is the 0HAAL(0HAALxxxx-xx) No replacement for the RSTA 8A and 10A Type RSTA 4 / 4 Bel Fuse Inc. 300 Executive Drive, Suite 300, West Orange, NJ 07052 USA +1 201.432.0463 Bel.US.CS@belf.com belfuse.com/circuit-protection © 2024 Bel Fuse, Inc. Rev. RSTA Mar2024 Fuse FGNO Explanation 0697 A [XXXX] X XX 0697A=RSTA; [XXXX]=Ampere Rating; XX=See Ordering Information as below Mechanical Dimensions Ordering Information Packaging Packaging Option Packaging Specification Quantity Packaging Code Bulk / bag, 1000 / box N/A 1000 01 , 05 12.7 mm pitch, On Tape / box IEC-286-2 1000 02 Fraction Decimal Amps Bel FGNO[XXXX] 1.0 1 1000 1-1/4 1.25 1.25 1250 1.60 1.6 1600 2.0 2 2000 2-1/2 2.5 2.5 2500 3.15 3.15 3150 4.0 4 4000 5.0 5 5000 6.3 6.3 6300 8.0 8 8000 10 9100 Specifications subject to change without notice EOL-Last Buy Date is August 31,2024 The replacement series is the 0HAAL(0HAALxxxx-xx) No replacement for the RSTA 8A and 10A
https://www.belfuse.com/resources/datasheets/circuitprotection/ds-cp-5st-5stp-series.pdf | fuses | Type 5ST / 5STP Time-lag Fuse Series (Low Breaking Capacity) belfuse.com/circuit-protection 5ST/5STP Series, 5x20mm Glass Tube Time-lag Fuse RoHS Compliant Description 5x20mm Time-lag, low breaking capacity, glass tube body cartridge fuse designed, approved and complied with IEC 60127-2,standard sheet 3. Features - Meet IEC standard 60127-2, sheet 3 - Wide operating temperature range - Bulk and Tape & Reel packing available - Full compliance with EU Directive 2011/65/EU and amending directive 2015/863 - Halogen Free - Lead Free Applications Provide individual protection for components or internal circuits. - Power supplies - Battery charger - Monitor LEAD FREE = - Adapter HALOGEN FREE = Physical Specifications Electrical Characteristics (IEC-127-2 STANDARD SHEET 3) Safety Agency Approvals Rated Current 1.5 In 2.1 In 2.75 In 4 In 10 In MIN MAX MIN MAX MIN MAX MIN MAX 63mA to100mA 1 2 200 10 40 3 10 300 125mA to12.5A 1 2 600 10 150 3 20 300 hr. min. ms sec ms sec ms ms In clause 9.2, the test voltage for 5STP ratings from 63mA to 6.3A is 63VDC. Materials Body : Glass Cap : Nickel Plated Brass Caps Leads : Matte Tin Plated Copper Marking On Fuse : “bel”, ”T”, ”Current Rating”, “L”,”250V”, ”Appropriate Safety Logos”, ”  ”（ RoHS compliant） On Label : "bel", "5ST”or”5STP",”T”,"Current Rating", “L“,"Voltage Rating", "Interrupting Rating","Appropriate Safety Logos" and " ", " "(China RoHS compliant). Safety Agency Safety Agency Certificate Ampere Rating/ Voltage Rating Ampere Range / Volt @ I.R. ability* SE-S-2002330 63mA-10A /250V AC 63mA-6.3A/250V AC@35A or 10 In whichever is greater 40000507 E20624 63mA-10A/250V AC@35A or 10 In whichever is greater LR39772 Self-declaration No: 2020970207000129 63mA-6.3A/250V AC@35A or 10 In whichever is greater *I.R.= Interrupting Rating = Short Circuit Rating(Amps) Specifications subject to change without notice Type 5ST / 5STP 2 / 4 Bel Fuse Inc. 206 Van Vorst Street Jersey City, NJ 07302 USA +1 201.432.0463 Bel.US.CS@belf.com belfuse.com/circuit-protection © 2023 Bel Fuse, Inc. Rev. 5ST Apr2023 Environmental Specifications Shock Resistance MIL-STD-202G, Method 213B, Test Condition 1 (100 G's peak for 6 milliseconds; Sawtooth waveform) Vibration Resistance MIL-STD-202G, Method 201A (10-55 Hz, 0.06 inch, total excursion). Salt Spray Resistance MIL-STD-202G, Method 101E, Test Condition B (48 hrs). Insulation Resistance MIL-STD-202G, Method 302, Test Condition B (After Opening) 100,000 ohms minimum. Solderability MIL-STD-202G, Method 208H Resistance to solder Heat MIL-STD-202G, Method 210F, Test Condition B (260+/-5℃,10+/-1 sec) Thermal Shock MIL-STD-202G, Method 107G, Test Condition B (-65℃ to +125℃). Operating Temperature -55℃ to +125℃ Terminal Strength IEC-68-2-21 Electrical Specifications Catalog Number Ampere Rating Typical Cold Resistance (ohms) Volt-drop @100%In (Volt) max. Voltage and Interrupting Ratings Melting I²T <10 mSec (A² Sec) Melting I²T @10 In (A² Sec) Maximum Power Dissipation (W) Agency Approvals 5ST(P) 63-R 63mA 19.5 1.90 See Table of Safety Approvals on Page 1 for Voltage and associated Interrupting Ratings 0.008 0.021 0.32 Y Y Y Y Y 5ST(P) 80-R 80mA 13.2 1.68 0.015 0.036 0.49 Y Y Y Y Y 5ST(P) 100-R 100mA 11.0 1.63 0.03 0.06 0.51 Y Y Y Y Y 5ST(P) 125-R 125mA 7.02 1.29 0.05 0.11 0.51 Y Y Y Y Y 5ST(P) 160-R 160mA 4.10 0.92 0.08 0.19 0.61 Y Y Y Y Y 5ST(P) 200-R 200mA 2.60 0.77 0.15 0.33 0.56 Y Y Y Y Y 5ST(P) 250-R 250mA 1.70 0.64 0.26 0.58 0.56 Y Y Y Y Y 5ST(P) 315-R 315mA 1.30 0.57 0.46 1.01 0.75 Y Y Y Y Y 5ST(P) 400-R 400mA 0.72 0.41 0.81 1.76 0.76 Y Y Y Y Y 5ST(P) 500-R 500mA 0.57 0.47 1.4 3.1 0.76 Y Y Y Y Y 5ST(P) 630-R 630mA 0.18 0.14 0.9 1.5 0.24 Y Y Y Y Y 5ST(P) 800-R 800mA 0.14 0.14 1.6 2.5 0.30 Y Y Y Y Y 5ST(P) 1-R 1A 0.10 0.13 2.4 3.3 0.32 Y Y Y Y Y 5ST(P) 1.25-R 1.25A 0.052 0.08 4.1 5.5 0.33 Y Y Y Y Y 5ST(P) 1.6-R 1.6A 0.036 0.08 6.9 8.9 0.35 Y Y Y Y Y 5ST(P) 2-R 2A 0.028 0.08 12 15 0.45 Y Y Y Y Y 5ST(P) 2.5-R 2.5A 0.023 0.08 20 24 0.58 Y Y Y Y Y 5ST(P) 3.15-R 3.15A 0.017 0.08 33 39 0.76 Y Y Y Y Y 5ST(P) 4-R 4A 0.013 0.07 56 64 0.80 Y Y Y Y Y 5ST(P) 5-R 5A 0.0096 0.07 95 105 0.89 Y Y Y Y Y 5ST(P) 6.3-R 6.3A 0.0073 0.07 160 173 1.15 Y Y Y Y Y 5ST(P) 8-R 8A 0.0062 0.07 260 282 2.00 Y Y 5ST(P) 10-R 10A 0.0052 0.07 439 461 2.70 Y Y 5ST(P) 12.5-R 12.5A 0.0041 0.07 490 679 3.85 Consult manufacturer for other ratings Specifications subject to change without notice Type 5ST / 5STP 3 / 4 Bel Fuse Inc. 206 Van Vorst Street Jersey City, NJ 07302 USA +1 201.432.0463 Bel.US.CS@belf.com belfuse.com/circuit-protection © 2023 Bel Fuse, Inc. Rev. 5ST Apr2023 Temperature Derating Curve Average Time Current Curve Soldering Parameters Lead-free Wave Soldering Profile Wave Soldering Parameter Average ramp-up rate 200℃ / second Heating rate during preheat typical 1 - 2℃ / second Max 4℃ / second Final preheat temperature within 125℃ of soldering temperature Peak temperature Tp 260℃ Time within +0℃ / -5℃ of actual peak temperature 10 seconds Ramp-down rate 5℃ / second max. Specifications subject to change without notice Type 5ST / 5STP 4 / 4 Bel Fuse Inc. 206 Van Vorst Street Jersey City, NJ 07302 USA +1 201.432.0463 Bel.US.CS@belf.com belfuse.com/circuit-protection © 2023 Bel Fuse, Inc. Rev. 5ST Apr2023 Fuse FGNO Explanation 0652 R [XXXX] –XX [XXXX]=Ampere Rating; XX=See Ordering Information as below Fraction Decimal Milliamps Bel FGNO[XXXX] 1/16 0.063 63 0063 8/100 .080 80 0080 1/10 .100 100 0100 1/8 .125 125 0125 .160 160 0160 2/10 .200 200 0200 1/4 .250 250 0250 .315 315 0315 4/10 .400 400 0400 1/2 .500 500 0500 .630 630 0630 8/10 .800 800 0800 Mechanical Dimensions Ordering Information *Ratings 6.3A and less have 0.032''±0.002″ diameter lead; *Ratings 8A and above have 0.039''±0.002″ diameter lead. Packaging Packaging Option Packaging Specification Quantity Packaging Code Inside Tape Spacing Bulk N/A 1000 11 N/A Bulk (Pigtail Type) N/A 500 13 N/A Tape & Reel EIA-296-F 1500 16 10mm Pitch and 63mm Fraction Decimal Amps Bel FGNO[XXXX] 1.0 1 1000 1-1/4 1.25 1.25 1250 1.60 1.6 1600 2.0 2 2000 2-1/2 2.5 2.5 2500 3.15 3.15 3150 4.0 4 4000 5.0 5 5000 6.3 6.3 6300 8.0 8 8000 10 9100 12.5 9125 Specifications subject to change without notice
https://www.belfuse.com/resources/datasheets/circuitprotection/ds-cp-0680l-series.pdf | fuses | Type 0680L Square Ceramic Surface Mount Slow Blow Fuse belfuse.com/circuit-protection 0680L Series – 2410 Size RoHS Compliant Features - Slow Blow, 2410 SMD - Compatible with 260℃, IR Pb-free solder process - Wide range of current rating from 375mA to 12A - Wide operating temperature range, -55℃ to 125℃ - Tape & Reel for auto-insert SMD process - RoHS compliant with exemption 7(a) Full compliance with EU Directive 2011/65/EU and amending directive 2015/863 - Halogen Free, (MSL = 1) - AEC-Q Compliant - Meets Bel automotive qualification* * - Largely based on internal AEC-Q test plan Applications - Notebook -Storage system - LCD monitor -Telecom system - PC computer -Wireless basestation - Office electronic equipment -White goods - Industrial equipment -Game console - Medical equipment -Battery charging circuit protection - POE, POE+ - LCD / LED monitor - Power supply - LCD / LED TV HALOGEN FREE = Electrical Characteristics Safety Agency Approvals (UL/CSA/STD.248-14) Physical Specifications Safety Agency Safety Agency Certificate Ampere Rating/ Voltage Rating Ampere Range / Volt @ I.R. ability* E506667 375mA-7A/125V AC 125V DC >7A-12A/50V AC 75V DC 375mA-7A/125V AC @50A 125V DC @100A 75V DC @500A >7A-12A/50V AC @100A 75V DC @500A 50268578 EN 60127-1: 2006+A1+A2 EN 60127-4: 2005+A1+A2 375mA-7A/125V AC 125V DC >7A-12A/50V AC 75V DC 375mA-7A/125V AC @50A 125V DC @100A 75V DC @500A >7A-12A/50V AC @100A 75V DC @500A *I.R.= Interrupting Rating = Short Circuit Rating(Amps) Testing Current Blow Time Minimum Maximum 100% 4 Hrs. N/A 200% N/A 120 Sec 300% 0.15 Sec 3 Sec 800% 0.01 Sec 0.1 Sec Materials Body : Ceramic Terminations : Silver Plated Caps /Gold Plated Caps/Palladium Plated Caps Marking On Fuse : “Current Rating”, “T”, ”L”—laser marked on ceramic tube, “bel” stamped in end caps. On Label : "bel", "0680L", "Current Rating", "Voltage Rating", "Interrupting Rating", "Appropriate Safety Logos" and " ", " "(China RoHS compliant). AEC-Q Compliant Specifications subject to change without notice Type 0680L 2 / 4 Bel Fuse Inc. 206 Van Vorst Street Jersey City, NJ 07302 USA +1 201.432.0463 Bel.US.CS@belf.com belfuse.com/circuit-protection © 2023 Bel Fuse, Inc. Rev. 0680L Apr2023 Environmental Specifications Part Number Ampere Rating Typical Cold Resistance (ohms) Volt-drop @100% In (Volt) max. Voltage and Interrupting Ratings Melting I²T @10 In (A² Sec) Melting I²T <10ms (A² Sec) Maximum Power Dissipation (W) Agency Approvals 0680L0375-XX 375mA 0.93 1.20 See Table of Safety Approvals on Page 1 for Voltage and associated Interrupting Ratings 0.14 0.10 0.45 Y Y 0680L0500-XX 500mA 0.58 0.90 0.27 0.35 0.45 Y Y 0680L0630-XX 630mA 0.41 0.80 0.43 0.42 0.50 Y Y 0680L0750-XX 750mA 0.33 0.75 0.62 0.61 0.56 Y Y 0680L1000-XX 1A 0.175 0.60 1.5 1.3 0.60 Y Y 0680L1500-XX 1.5A 0.095 0.40 3.3 3.2 0.60 Y Y 0680L2000-XX 2A 0.068 0.35 6 5 0.70 Y Y 0680L2500-XX 2.5A 0.048 0.34 9 7 0.85 Y Y 0680L3000-XX 3A 0.037 0.27 13 12 0.81 Y Y 0680L3500-XX 3.5A 0.030 0.26 18 17 0.91 Y Y 0680L4000-XX 4A 0.026 0.25 24 22 1.00 Y Y 0680L5000-XX 5A 0.019 0.23 37 36 1.15 Y Y 0680L6300-XX 6.3A 0.015 0.22 43 50 1.39 Y Y 0680L7000-XX 7A 0.012 0.21 68 77 1.47 Y Y 0680L8000-XX 8A 0.0099 0.20 108 105 1.60 Y Y 0680L9100-XX 10A 0.0084 0.19 170 150 1.90 Y Y 0680L9120-XX 12A 0.0063 0.18 244 180 2.16 Y Y Consult manufacturer for other ratings XX - Packaging code (see “ordering information”) NOTES 1: All tests were conducted with the fuses soldered to a printed circuit boards with a nominal thickness of 1.6 mm. The copper test circuit trace was a printed circuit with an overall length of 100 mm, copper thickness/width as described below. The printed circuit boards were mounted by screws to a test fixture having brass blocks for connection of the test leads. All samples were soldered to the test boards by the manufacturer. NOTES 2: Conventional (Ambient Pressure) Reflow Process is recommended for this device. The sale and use of product is subject to bel terms and condition of sale，unless otherwise agreed .User should independently evaluate the suitability of and test each product selected for their own application. product are not designed for ，and may not be used in，all applications. Shock Resistance MIL-STD-202G Method 213,Test condition A (50G’s peak for 11 milliseconds : Half-sine waveform ) Vibration Resistance MIL-STD-202G, Method 201A (10-55 Hz, 0.06 inch, total excursion). Salt Spray Resistance MIL-STD-202G, Method 101E, Test Condition B (48 hrs.). Insulation Resistance MIL-STD-202G, Method 302, Test Condition A (After Opening) 10,000 ohms minimum. Thermal Shock MIL-STD-202G, Method 107G, Test Condition B (-65℃ to +125℃). Operating Temperature -55℃ to +125℃ Moisture Sensitivity Level 1 (According to IPC J-Std-020) Electrical Specifications High temperature storage MIL-STD-202 Method 108 Temperature cycling JESD22 Method JA-104,Test Condition B Biased humidity MIL-STD-202 Method 103, 85C/85% RH with 10% operating power for 1000 hrs. Operational life MIL-STD-202 Method 108, Test Condition D Resistance to solvents MIL-STD-202 Method 215 Mechanical shock MIL-STD-202 Method 213,Test Condition C Vibration MIL-STD-202G Method 204 Test condition D（10-2k HZ ,20G’s for 20minutes） Resistance to soldering heat MIL-STD-202 Method 210,Test condition B Thermal shock MIL-STD-202 Method 107 Solderability J-STD-002 Test B Board flex(SMD) AEC-Q200-005 Terminal strength AEC-Q200-006 Electrical characterization 3 Temperature Electrical Fuse rating Test Board Trace Dimensions 375mA-5A 1 oz. copper, 5mm wide. 6A-12A 3 oz. copper, 10mm wide. Specifications subject to change without notice Type 0680L 3 / 4 Bel Fuse Inc. 206 Van Vorst Street Jersey City, NJ 07302 USA +1 201.432.0463 Bel.US.CS@belf.com belfuse.com/circuit-protection © 2023 Bel Fuse, Inc. Rev. 0680L Apr2023 Temperature Derating Curve Average Time Current Curve Soldering Parameters IR Reflow Profile (IPC/JEDEC J-STD-020D) Preheat & Soak Temperature min (Tsmin) Temperature max (Tsmax) Time (Tsmin to Tsmax) (ts) 150℃ 200℃ 60-120 seconds Average ramp-up rate (Tsmax to Tp) 3℃/second max. Liquidous temperature (TL) Time at liquidous (tL) 217℃ 60-150 seconds Peak temperature (Tp) 260℃ max Time (tp) within 5℃ of the specified classification temperature (Tc) 30 seconds Average ramp-down rate (Tp to Tsmax) 6℃/second max. Time 25℃ to peak temperature 8 minutes max. 0.010.11101001000100000.010.11101001000Specifications subject to change without notice TIME IN SECONDS CURRENT IN AMPERES 375mA 500mA 630mA 750mA 1A 1.5A 2A 2.5A 3A 3.5A 4A 5A 6.3A 7A 8A 10A 12A 0680L - TIME CURRENT CHARACTERISTIC CUREV Type 0680L 4 / 4 Bel Fuse Inc. 206 Van Vorst Street Jersey City, NJ 07302 USA +1 201.432.0463 Bel.US.CS@belf.com belfuse.com/circuit-protection © 2023 Bel Fuse, Inc. Rev. 0680L Apr2023 Fuse FGNO Explanation 0680 L [XXXX] -XX 0680L=0680L; [XXXX]=Ampere Rating; XX=See Ordering Information as below Fraction Decimal Milliamps Bel FGNO[XXXX] Fraction Decimal Amps Bel FGNO[XXXX] 3/8 0.375 375 0375 1.0 1 1000 1/2 .500 500 0500 1-1/2 1.5 1.5 1500 .630 630 0630 2.0 2 2000 3/4 .750 750 0750 2-1/2 2.5 2.5 2500 3.0 3 3000 3-1/2 3.5 3.5 3500 4.0 4 4000 5.0 5 5000 6.3 6.3 6300 7.0 7 7000 8.0 8 8000 10 9100 12 9120 Mechanical Dimensions Ordering Information Packaging Packaging Tape & Reel Packaging Specification Quantity Quantity & Packaging Code 12 mm wide tape with 13 inches Diameter reel EIA Standard 481-E 5000 5 12 mm wide tape with 7 inches Diameter reel EIA Standard 481-E 1000 1 Specifications subject to change without notice
https://www.schurter.com/en/datasheet/typ_FST_5x20.pdf | fuses | 1FusesFST 5x20https://www.schurter.com /PG01_2Circuit ProtectionMiniature Fuse, 5 x 20 mm, Time-Lag T, L, 250 VACSee below: Approvals and CompliancesIEC 60127-2 · 250 VAC · Time-Lag TDescription- IEC Standard Fuse- L = Low Breaking Capacity (Glass Tube)Applications- Primary Protection in EquipmentReferencesPigtail Type FST 5x20 Pigtail Assembled Fuseholder Fuse Kit Fuse Kit FST 5x20; Fuse Kit FST 5x20 / SP 5x20 Weblinkspdf data sheet, html datasheet, General Product Information, Distributor-Stock-Check, Detailed request for product Application Note Primary Protection in Equipmentwith further information on increased Pulse Strength and their test conditions according to inter-national standards see Impulse Withstand VoltageTechnical DataRated Voltage250 VACRated current0.05 - 20 ABreaking Capacity35 A - 200 ACharacteristicTime-Lag TAdmissible Ambient Temp.-55 °C to 125 °CClimatic Category55/125/21 acc. to IEC 60068-1Material: TubeGlassMaterial: EndcapsNickel-Plated Copper AlloyUnit Weight1 gStorage Conditions0 °C to 60 °C, max. 70% r.h.Product Marking, Rated current, Rated Voltage, Cha-racteristic, Breaking Capacity, Certifica-tion marks Approvals and CompliancesDetailed information on product approvals, code requirements, usage instructions and detailed test conditions can be looked up in Details about Approvals SCHURTER products are designed for use in industrial environments. They have approvals from independent testing bodies according to national and international standards. Products with specific characteristics and requirements such as required in the automotive sector according to IATF 16949, medical technology according to ISO 13485 or in the aerospace industry can be offered exclusively with customer-specific, individual agree-ments by SCHURTER.2FusesFST 5x20https://www.schurter.com /PG01_2Circuit ProtectionApprovalsThe approval mark is used by the testing authorities to certify compliance with the safety requirements placed on electronic products. Approval Reference Type: FST 5x20Approval LogoCertificatesCertification BodyDescriptionVDE ApprovalsVDEVDE Certificate Number: 40016093VDE ApprovalsVDEVDE Certificate Number: 40016601UL ApprovalsULUR File Number: E41599CCC ApprovalsCCCCCC Certificate Number: 2020970207000116 & moreCQC ApprovalsCQCCQC Certificate Number: CQC13012092334METI ApprovalsMETIJapan Electrical Safety and Environment technology Laboratories Product standardsProduct standards that are referencedOrganizationDesignStandardDescriptionDesigned according toIEC 60127-2/3Miniature fuses. Part 2. Cartridge fuse linksDesigned according toUL 248-14Low voltage fuses - Part 14: Supplemental fusesDesigned according toCSA22.2 No. 248.14Low-Voltage Fuses - Part 14: Supplemental FusesApplication standardsApplication standards where the product can be usedOrganizationDesignStandardDescriptionSuitable for applications acc.IEC/UL 62368-1Audio/video, information and communication technology equipment - Part 1: Safety requirementsCompliancesThe product complies with following Guide LinesIdentificationDetailsInitiatorDescriptionCE declaration of conformitySCHURTER AGThe CE marking declares that the product complies with the applicable requirements laid down in the harmonisation of Community legislation on its affixing in accordance with EU Regulation 765/2008.UKCA declaration of conformitySCHURTER AGThe UKCA marking declares that the product complies with the applicable requirements laid down in the British Amendment of Regulation (EC) 765/2008.RoHSSCHURTER AGDirective RoHS 2011/65/EU, Amendment (EU) 2015/863China RoHSSCHURTER AGThe law SJ / T 11363-2006 (China RoHS) has been in force since 1 March 2007. It is similar to the EU directive RoHS.REACHSCHURTER AGOn 1 June 2007, Regulation (EC) No 1907/2006 on the Registration, Evaluation, Authorization and Restriction of Chemicals 1 (abbreviated as "REACH") entered into force.Dimension [mm] 20 mm 5.1ø 5.220+0.1-0.2±0.5±0.65.1±0.63FusesFST 5x20https://www.schurter.com /PG01_2Circuit ProtectionPre-Arcing TimeRated Current In1.5 x In min.2.1 x In max.2.75 x In min.2.75 x In max.4.0 x In min.4.0 x In max.10.0 x In min.10.0 x In max.0.05 A - 0.1 A60 min120 s200 ms10 s40 ms3 s10 ms300 ms0.125 A - 6.3 A60 min120 s600 ms10 s150 ms3 s20 ms300 ms8 A - 20 A30 min120 s600 ms10 s150 ms3 s20 ms300 msTime-Current-CurvesTime in Seconds0.001 0.01 0.1 1 10 100 1000 10000 100000 1 10 0.02–0.1 A 0.125–20 A Multiple of Rated Current In All Variants Rated Cur-rent [A]Rated Vol-tage [VAC]Breaking CapacityVoltage Drop 1.0 In max. [mV]Voltage Drop 1.0 In typ. [mV]Power Dissi-pation 1.5 In max. [mW]Power Dissi-pation 1.5 In typ. [mW]Melting I²t 10.0 In typ. [A²s]Order Number0.052501)350095016001250.0363l l l 0034.3104█0.0632501)3000130016002000.0401l l l 0034.3105█0.082501)3000110016003000.057l l l 0034.3106█0.12501)250056516001550.107l l l 0034.3107█0.1252501)200040016002000.064l l l 0034.3108█0.162501)190041516001850.23l l l 0034.3109█0.22501)150027016002000.256l l l 0034.3110█0.252501)130021016002000.238l l l 0034.3111█0.3152501)110017016002000.544l l l 0034.3112█0.42501)100015016002000.768l l l 0034.3113█0.52501)90016016002003l l l 0034.3114█0.632501)30016016003004.35l l l 0034.3115█0.82501)25012016003003.85l l l 0034.3116█12501)1506016002003.3l lll 0034.3117█1.252501)1506016003005.5l lll 0034.3118█1.62501)15060160030010.5l lll 0034.3119█22501)15060160030016l lll 0034.3120█2.52501)12060160040021.9l lll 0034.3121█3.152501)10060160050047l lll 0034.3122█42502)10060160080068.3l lll 0034.3123█52502)100601600900102l lll 0034.3124█4FusesFST 5x20https://www.schurter.com /PG01_2Circuit ProtectionRated Cur-rent [A]Rated Vol-tage [VAC]Breaking CapacityVoltage Drop 1.0 In max. [mV]Voltage Drop 1.0 In typ. [mV]Power Dissi-pation 1.5 In max. [mW]Power Dissi-pation 1.5 In typ. [mW]Melting I²t 10.0 In typ. [A²s]Order Number6.32502)1006016001000190l lll 0034.3125█82502)1006040001300275l ll l0034.3126█102502)1006040001300520l ll l0034.3127█12.52502)-60-2500750 lll l0034.3128█162502)-60-33001638 lll l0034.3129█202502)-60-42003057 ll 0034.3130██ Most Popular.Availability for all products can be searched real-time: https://www.schurter.com/en/info-center/support-tools/stock-check-distributors1) 35 A @ 250 VAC2) 10 x In @ 250 VACPackaging Unit xxxx.xxxx Small Box Pack (10 pcs.)xxxx.xxxx.G Bulk 128 x 91 x 60 mm (1000 pcs.)The specifications, descriptions and illustrations indicated in this document are based on current information. All content is subject to modifications and amendments. Information furnished is believed to be accurate and reliable. However, users should independently evaluate the suitability and test each product selected for their own applications.26.03.2024
https://www.schurter.com/en/datasheet/typ_FST_5x20.pdf | fuses | 1FusesFST 5x20https://www.schurter.com /PG01_2Circuit ProtectionMiniature Fuse, 5 x 20 mm, Time-Lag T, L, 250 VACSee below: Approvals and CompliancesIEC 60127-2 · 250 VAC · Time-Lag TDescription- IEC Standard Fuse- L = Low Breaking Capacity (Glass Tube)Applications- Primary Protection in EquipmentReferencesPigtail Type FST 5x20 Pigtail Assembled Fuseholder Fuse Kit Fuse Kit FST 5x20; Fuse Kit FST 5x20 / SP 5x20 Weblinkspdf data sheet, html datasheet, General Product Information, Distributor-Stock-Check, Detailed request for product Application Note Primary Protection in Equipmentwith further information on increased Pulse Strength and their test conditions according to inter-national standards see Impulse Withstand VoltageTechnical DataRated Voltage250 VACRated current0.05 - 20 ABreaking Capacity35 A - 200 ACharacteristicTime-Lag TAdmissible Ambient Temp.-55 °C to 125 °CClimatic Category55/125/21 acc. to IEC 60068-1Material: TubeGlassMaterial: EndcapsNickel-Plated Copper AlloyUnit Weight1 gStorage Conditions0 °C to 60 °C, max. 70% r.h.Product Marking, Rated current, Rated Voltage, Cha-racteristic, Breaking Capacity, Certifica-tion marks Approvals and CompliancesDetailed information on product approvals, code requirements, usage instructions and detailed test conditions can be looked up in Details about Approvals SCHURTER products are designed for use in industrial environments. They have approvals from independent testing bodies according to national and international standards. Products with specific characteristics and requirements such as required in the automotive sector according to IATF 16949, medical technology according to ISO 13485 or in the aerospace industry can be offered exclusively with customer-specific, individual agree-ments by SCHURTER.2FusesFST 5x20https://www.schurter.com /PG01_2Circuit ProtectionApprovalsThe approval mark is used by the testing authorities to certify compliance with the safety requirements placed on electronic products. Approval Reference Type: FST 5x20Approval LogoCertificatesCertification BodyDescriptionVDE ApprovalsVDEVDE Certificate Number: 40016093VDE ApprovalsVDEVDE Certificate Number: 40016601UL ApprovalsULUR File Number: E41599CCC ApprovalsCCCCCC Certificate Number: 2020970207000116 & moreCQC ApprovalsCQCCQC Certificate Number: CQC13012092334METI ApprovalsMETIJapan Electrical Safety and Environment technology Laboratories Product standardsProduct standards that are referencedOrganizationDesignStandardDescriptionDesigned according toIEC 60127-2/3Miniature fuses. Part 2. Cartridge fuse linksDesigned according toUL 248-14Low voltage fuses - Part 14: Supplemental fusesDesigned according toCSA22.2 No. 248.14Low-Voltage Fuses - Part 14: Supplemental FusesApplication standardsApplication standards where the product can be usedOrganizationDesignStandardDescriptionSuitable for applications acc.IEC/UL 62368-1Audio/video, information and communication technology equipment - Part 1: Safety requirementsCompliancesThe product complies with following Guide LinesIdentificationDetailsInitiatorDescriptionCE declaration of conformitySCHURTER AGThe CE marking declares that the product complies with the applicable requirements laid down in the harmonisation of Community legislation on its affixing in accordance with EU Regulation 765/2008.UKCA declaration of conformitySCHURTER AGThe UKCA marking declares that the product complies with the applicable requirements laid down in the British Amendment of Regulation (EC) 765/2008.RoHSSCHURTER AGDirective RoHS 2011/65/EU, Amendment (EU) 2015/863China RoHSSCHURTER AGThe law SJ / T 11363-2006 (China RoHS) has been in force since 1 March 2007. It is similar to the EU directive RoHS.REACHSCHURTER AGOn 1 June 2007, Regulation (EC) No 1907/2006 on the Registration, Evaluation, Authorization and Restriction of Chemicals 1 (abbreviated as "REACH") entered into force.Dimension [mm] 20 mm 5.1ø 5.220+0.1-0.2±0.5±0.65.1±0.63FusesFST 5x20https://www.schurter.com /PG01_2Circuit ProtectionPre-Arcing TimeRated Current In1.5 x In min.2.1 x In max.2.75 x In min.2.75 x In max.4.0 x In min.4.0 x In max.10.0 x In min.10.0 x In max.0.05 A - 0.1 A60 min120 s200 ms10 s40 ms3 s10 ms300 ms0.125 A - 6.3 A60 min120 s600 ms10 s150 ms3 s20 ms300 ms8 A - 20 A30 min120 s600 ms10 s150 ms3 s20 ms300 msTime-Current-CurvesTime in Seconds0.001 0.01 0.1 1 10 100 1000 10000 100000 1 10 0.02–0.1 A 0.125–20 A Multiple of Rated Current In All Variants Rated Cur-rent [A]Rated Vol-tage [VAC]Breaking CapacityVoltage Drop 1.0 In max. [mV]Voltage Drop 1.0 In typ. [mV]Power Dissi-pation 1.5 In max. [mW]Power Dissi-pation 1.5 In typ. [mW]Melting I²t 10.0 In typ. [A²s]Order Number0.052501)350095016001250.0363l l l 0034.3104█0.0632501)3000130016002000.0401l l l 0034.3105█0.082501)3000110016003000.057l l l 0034.3106█0.12501)250056516001550.107l l l 0034.3107█0.1252501)200040016002000.064l l l 0034.3108█0.162501)190041516001850.23l l l 0034.3109█0.22501)150027016002000.256l l l 0034.3110█0.252501)130021016002000.238l l l 0034.3111█0.3152501)110017016002000.544l l l 0034.3112█0.42501)100015016002000.768l l l 0034.3113█0.52501)90016016002003l l l 0034.3114█0.632501)30016016003004.35l l l 0034.3115█0.82501)25012016003003.85l l l 0034.3116█12501)1506016002003.3l lll 0034.3117█1.252501)1506016003005.5l lll 0034.3118█1.62501)15060160030010.5l lll 0034.3119█22501)15060160030016l lll 0034.3120█2.52501)12060160040021.9l lll 0034.3121█3.152501)10060160050047l lll 0034.3122█42502)10060160080068.3l lll 0034.3123█52502)100601600900102l lll 0034.3124█4FusesFST 5x20https://www.schurter.com /PG01_2Circuit ProtectionRated Cur-rent [A]Rated Vol-tage [VAC]Breaking CapacityVoltage Drop 1.0 In max. [mV]Voltage Drop 1.0 In typ. [mV]Power Dissi-pation 1.5 In max. [mW]Power Dissi-pation 1.5 In typ. [mW]Melting I²t 10.0 In typ. [A²s]Order Number6.32502)1006016001000190l lll 0034.3125█82502)1006040001300275l ll l0034.3126█102502)1006040001300520l ll l0034.3127█12.52502)-60-2500750 lll l0034.3128█162502)-60-33001638 lll l0034.3129█202502)-60-42003057 ll 0034.3130██ Most Popular.Availability for all products can be searched real-time: https://www.schurter.com/en/info-center/support-tools/stock-check-distributors1) 35 A @ 250 VAC2) 10 x In @ 250 VACPackaging Unit xxxx.xxxx Small Box Pack (10 pcs.)xxxx.xxxx.G Bulk 128 x 91 x 60 mm (1000 pcs.)The specifications, descriptions and illustrations indicated in this document are based on current information. All content is subject to modifications and amendments. Information furnished is believed to be accurate and reliable. However, users should independently evaluate the suitability and test each product selected for their own applications.26.03.2024
https://www.belfuse.com/resources/datasheets/circuitprotection/ds-cp-mrt-series.pdf | fuses | Type MRTTime Lag Radial Lead Micro Fuse Seriesbelfuse.com/circuit-protectionSub-miniature, time lag type, 250V rated fuses designed, approved and complied withIEC 60127-3, standard sheet 4.- Time lag (250V AC)- Meet IEC standard 60127-3, sheet 4- Wide operating temperature range- Bulk and Tape & Reel packing available- Full compliance with EU Directive 2011/65/EU and amending directive 2015/863- Halogen Free- Lead Free- AEC-Q Compliant- Meets Bel automotive qualification* * - Largely based on internal AEC-Q test planProvide individual protection for components or internal circuits.- Power supplies- Battery chargers- Consumer electronics- Adapter- Industrial controllers Physical SpecificationsMaterialsBase and Cover : Black thermoplastic, UL 94-V0Pins : 100% Matte Tin Plated CopperMarkingOn Fuse :"bel", "T" ,"Current Rating", "250V" & "Appropriate Safety Logos"On Label :"bel", "MRT", "T" , "Current Rating", "Voltage Rating", "Interrupting Rating","Appropriate Safety Logos" and " ", " "(China RoHS compliant).Electrical Characteristics (IEC-127-3 STANDARD SHEET 4) Safety Agency ApprovalsRatedCurrent1.5In 2.1In2.75In4In10InMinMaxMinMaxMinMaxMinMax80mA to6.3Ainclusive12 400 10 150 320 150Above 6.3A15100020150320150hourmin.mssecmssecmsms In clause 9.2, the test voltage for MRT ratings from 80mAto 6.3A is 64VDC.SafetyAgencySafety AgencyCertificateAmpere Rating/Voltage RatingAmpere Range / Volt@ I.R. ability*13993780mA-10A/250V ac80mA-800mA/250V ac@35A1A-4A/250V ac@100A400010005A-10A/250V ac@100ALR3977280mA-6.3A/250V ac@50AE50666780mA-10A/277V ac@100ASelf-declaration No:202097020700013180mA-10A/250V ac@35Aor 10 In whichever is greater*I.R.= Interrupting Rating = Short Circuit Rating(Amps)LEAD FREE =HALOGEN FREE =AEC-Q Compliant80mA - 400mA EOL – Last Buy Date is July 31, 2024No replacements for these ratingsType MRTBel Fuse Inc.300 Executive Drive, Suite 300,West Orange, NJ 07052 USA+1 201.432.0463Bel.US.CS@belf.combelfuse.com/circuit-protection© 2023 Bel Fuse, Inc.Rev. MRT Dec2023Environmental SpecificationsHigh temperature storageMIL-STD-202 Method 108Temperature cyclingJESD22 Method JA-104,Test Condition BBiased humidityMIL-STD-202 Method 103, 85C/85% RH with10% operating power for 1000 hrs.Operational lifeMIL-STD-202 Method 108, Test Condition DResistance to solventsMIL-STD-202 Method 215Mechanical shockMIL-STD-202 Method 213,Test Condition CVibrationMIL-STD-202 Method 204Resistance to solderingheatMIL-STD-202 Method 210,Test condition BThermal shockMIL-STD-202 Method 107SolderabilityJ-STD-002Board flex(SMD)AEC-Q200-005Terminal strengthAEC-Q200-006Electrical characterization3 temperature electricalElectrical SpecificationsCatalogNumberAmpereRatingTypicalColdResistance(ohms)Volt-drop@100% In(Volt) max.Voltage andInterruptingRatingsMelting I²T <10 mSec(A² Sec)Melting I²T@10 In(A² Sec)MaximumPowerDissipation (W)Agency ApprovalsMRT 8080mA3.50.398See Table ofSafetyApprovalson Page 1for VoltageandassociatedInterruptingRatings0.010.010.10YYYYMRT 100100mA2.30.3290.020.020.11YYYYMRT 125125mA1.60.2950.040.040.13YYYYMRT 160160mA1.10.2520.070.060.15YYYYMRT 200 200mA0.730.2000.120.110.17YYYYMRT 250250mA0.550.1880.380.410.19YYYYMRT 315 315mA0.360.1520.600.660.22YYYYMRT 400400mA0.250.1290.901.00.25YYYYMRT 500 500mA0.180.1141.51.70.29YYYYMRT 630630mA0.130.1092.42.60.33YYYYMRT 800 800mA0.0950.1033.74.20.38YYYYMRT 11A0.0700.090670.44YYYYMRT 1.251.25A0.0530.0879110.51YYYYMRT 1.61.6A0.0380.08515170.58YYYYMRT 22A0.0290.08423270.67YYYYMRT 2.52.5A0.0220.08437430.77YYYYMRT 3.15 3.15A0.0170.07458690.88YYYYMRT 44A0.0130.073921101.02YYYYMRT 55A0.0100.0731451751.17YYYYMRT 6.36.3A0.0080.0722302811.34YYYYMRT 88A0.0060.0732803502.40YYYMRT 1010A0.00420.0703004001.60YYYConsult manufacturer for other ratingsShock ResistanceMIL-STD-202G, Method 213B, TestCondition 1(100 G's peak for 6 milliseconds;Sawtooth waveform)Vibration ResistanceMIL-STD-202G, Method 201A(10-55 Hz X 3 axis / no load).Salt SprayResistanceMIL-STD-202G, Method 101E, TestCondition B (48 hrs.).SolderabilityMIL-STD-202G, Method 208HResistance to solderHeatMIL-STD-202G, Method 210F, TestCondition C. Top Side. (260,20 sec)Moisture ResistanceMIL-STD-202G, Method 202G, Method106GOperatingTemperature-55 to +125EOL–Type MRTBel Fuse Inc.300 Executive Drive, Suite 300,West Orange, NJ 07052 USA+1 201.432.0463Bel.US.CS@belf.combelfuse.com/circuit-protection© 2023 Bel Fuse, Inc.Rev. MRT Dec2023Temperature Derating Curve Average Time Current CurveSoldering ParametersLead-free Wave Soldering ProfileWave Soldering ParameterAverage ramp-up rate200 / secondHeating rate during preheattypical 1 - 2 / secondMax 4 / secondFinal preheat temperaturewithin 125 of solderingtemperaturePeak temperature Tp260Time within +0 / -5 of actualpeak temperature10 secondsRamp-down rate5 / second max.80mA - 400mA EOL – Last Buy Date is July 31, 2024No replacements for these ratingsType MRTBel Fuse Inc.300 Executive Drive, Suite 300,West Orange, NJ 07052 USA+1 201.432.0463Bel.US.CS@belf.combelfuse.com/circuit-protection© 2023 Bel Fuse, Inc.Rev. MRT Dec2023Fuse FGNO Explanation0692 - [XXXX] X XX0692=MRT; [XXXX]=Ampere Rating; XX=See Ordering Information as belowMechanical Dimensions Ordering InformationPackagingPackaging OptionPackaging SpecificationQuantityPackaging CodeBulk / bag, 1000 / boxN/A100001 , 0512.7 mm pitch, On Tape / boxIEC-286-2100002FractionDecimalMilliampsBel FGNO[XXXX]FractionDecimalAmpsBel FGNO[XXXX]8/1000.0808000801.0110001/10 .10010001001-1/41.251.2512501/8 .12512501251.601.61600 .16016001602.0220002/10 .20020002002-1/22.52.525001/4 .25025002503.153.153150 .31531503154.0440004/10 .40040004005.0550001/2 .50050005006.36.36300 .63063006308.08.080008/10 .800800080010.010.0910080mA - 400mA EOL – Last Buy Date is July 31, 2024No replacements for these ratings
https://www.schurter.com/en/datasheet/typ_FST_5x20.pdf | fuses | 1FusesFST 5x20https://www.schurter.com /PG01_2Circuit ProtectionMiniature Fuse, 5 x 20 mm, Time-Lag T, L, 250 VACSee below: Approvals and CompliancesIEC 60127-2 · 250 VAC · Time-Lag TDescription- IEC Standard Fuse- L = Low Breaking Capacity (Glass Tube)Applications- Primary Protection in EquipmentReferencesPigtail Type FST 5x20 Pigtail Assembled Fuseholder Fuse Kit Fuse Kit FST 5x20; Fuse Kit FST 5x20 / SP 5x20 Weblinkspdf data sheet, html datasheet, General Product Information, Distributor-Stock-Check, Detailed request for product Application Note Primary Protection in Equipmentwith further information on increased Pulse Strength and their test conditions according to inter-national standards see Impulse Withstand VoltageTechnical DataRated Voltage250 VACRated current0.05 - 20 ABreaking Capacity35 A - 200 ACharacteristicTime-Lag TAdmissible Ambient Temp.-55 °C to 125 °CClimatic Category55/125/21 acc. to IEC 60068-1Material: TubeGlassMaterial: EndcapsNickel-Plated Copper AlloyUnit Weight1 gStorage Conditions0 °C to 60 °C, max. 70% r.h.Product Marking, Rated current, Rated Voltage, Cha-racteristic, Breaking Capacity, Certifica-tion marks Approvals and CompliancesDetailed information on product approvals, code requirements, usage instructions and detailed test conditions can be looked up in Details about Approvals SCHURTER products are designed for use in industrial environments. They have approvals from independent testing bodies according to national and international standards. Products with specific characteristics and requirements such as required in the automotive sector according to IATF 16949, medical technology according to ISO 13485 or in the aerospace industry can be offered exclusively with customer-specific, individual agree-ments by SCHURTER.2FusesFST 5x20https://www.schurter.com /PG01_2Circuit ProtectionApprovalsThe approval mark is used by the testing authorities to certify compliance with the safety requirements placed on electronic products. Approval Reference Type: FST 5x20Approval LogoCertificatesCertification BodyDescriptionVDE ApprovalsVDEVDE Certificate Number: 40016093VDE ApprovalsVDEVDE Certificate Number: 40016601UL ApprovalsULUR File Number: E41599CCC ApprovalsCCCCCC Certificate Number: 2020970207000116 & moreCQC ApprovalsCQCCQC Certificate Number: CQC13012092334METI ApprovalsMETIJapan Electrical Safety and Environment technology Laboratories Product standardsProduct standards that are referencedOrganizationDesignStandardDescriptionDesigned according toIEC 60127-2/3Miniature fuses. Part 2. Cartridge fuse linksDesigned according toUL 248-14Low voltage fuses - Part 14: Supplemental fusesDesigned according toCSA22.2 No. 248.14Low-Voltage Fuses - Part 14: Supplemental FusesApplication standardsApplication standards where the product can be usedOrganizationDesignStandardDescriptionSuitable for applications acc.IEC/UL 62368-1Audio/video, information and communication technology equipment - Part 1: Safety requirementsCompliancesThe product complies with following Guide LinesIdentificationDetailsInitiatorDescriptionCE declaration of conformitySCHURTER AGThe CE marking declares that the product complies with the applicable requirements laid down in the harmonisation of Community legislation on its affixing in accordance with EU Regulation 765/2008.UKCA declaration of conformitySCHURTER AGThe UKCA marking declares that the product complies with the applicable requirements laid down in the British Amendment of Regulation (EC) 765/2008.RoHSSCHURTER AGDirective RoHS 2011/65/EU, Amendment (EU) 2015/863China RoHSSCHURTER AGThe law SJ / T 11363-2006 (China RoHS) has been in force since 1 March 2007. It is similar to the EU directive RoHS.REACHSCHURTER AGOn 1 June 2007, Regulation (EC) No 1907/2006 on the Registration, Evaluation, Authorization and Restriction of Chemicals 1 (abbreviated as "REACH") entered into force.Dimension [mm] 20 mm 5.1ø 5.220+0.1-0.2±0.5±0.65.1±0.63FusesFST 5x20https://www.schurter.com /PG01_2Circuit ProtectionPre-Arcing TimeRated Current In1.5 x In min.2.1 x In max.2.75 x In min.2.75 x In max.4.0 x In min.4.0 x In max.10.0 x In min.10.0 x In max.0.05 A - 0.1 A60 min120 s200 ms10 s40 ms3 s10 ms300 ms0.125 A - 6.3 A60 min120 s600 ms10 s150 ms3 s20 ms300 ms8 A - 20 A30 min120 s600 ms10 s150 ms3 s20 ms300 msTime-Current-CurvesTime in Seconds0.001 0.01 0.1 1 10 100 1000 10000 100000 1 10 0.02–0.1 A 0.125–20 A Multiple of Rated Current In All Variants Rated Cur-rent [A]Rated Vol-tage [VAC]Breaking CapacityVoltage Drop 1.0 In max. [mV]Voltage Drop 1.0 In typ. [mV]Power Dissi-pation 1.5 In max. [mW]Power Dissi-pation 1.5 In typ. [mW]Melting I²t 10.0 In typ. [A²s]Order Number0.052501)350095016001250.0363l l l 0034.3104█0.0632501)3000130016002000.0401l l l 0034.3105█0.082501)3000110016003000.057l l l 0034.3106█0.12501)250056516001550.107l l l 0034.3107█0.1252501)200040016002000.064l l l 0034.3108█0.162501)190041516001850.23l l l 0034.3109█0.22501)150027016002000.256l l l 0034.3110█0.252501)130021016002000.238l l l 0034.3111█0.3152501)110017016002000.544l l l 0034.3112█0.42501)100015016002000.768l l l 0034.3113█0.52501)90016016002003l l l 0034.3114█0.632501)30016016003004.35l l l 0034.3115█0.82501)25012016003003.85l l l 0034.3116█12501)1506016002003.3l lll 0034.3117█1.252501)1506016003005.5l lll 0034.3118█1.62501)15060160030010.5l lll 0034.3119█22501)15060160030016l lll 0034.3120█2.52501)12060160040021.9l lll 0034.3121█3.152501)10060160050047l lll 0034.3122█42502)10060160080068.3l lll 0034.3123█52502)100601600900102l lll 0034.3124█4FusesFST 5x20https://www.schurter.com /PG01_2Circuit ProtectionRated Cur-rent [A]Rated Vol-tage [VAC]Breaking CapacityVoltage Drop 1.0 In max. [mV]Voltage Drop 1.0 In typ. [mV]Power Dissi-pation 1.5 In max. [mW]Power Dissi-pation 1.5 In typ. [mW]Melting I²t 10.0 In typ. [A²s]Order Number6.32502)1006016001000190l lll 0034.3125█82502)1006040001300275l ll l0034.3126█102502)1006040001300520l ll l0034.3127█12.52502)-60-2500750 lll l0034.3128█162502)-60-33001638 lll l0034.3129█202502)-60-42003057 ll 0034.3130██ Most Popular.Availability for all products can be searched real-time: https://www.schurter.com/en/info-center/support-tools/stock-check-distributors1) 35 A @ 250 VAC2) 10 x In @ 250 VACPackaging Unit xxxx.xxxx Small Box Pack (10 pcs.)xxxx.xxxx.G Bulk 128 x 91 x 60 mm (1000 pcs.)The specifications, descriptions and illustrations indicated in this document are based on current information. All content is subject to modifications and amendments. Information furnished is believed to be accurate and reliable. However, users should independently evaluate the suitability and test each product selected for their own applications.26.03.2024
https://www.schurter.com/en/datasheet/typ_FST_5x20.pdf | fuses | 1FusesFST 5x20https://www.schurter.com /PG01_2Circuit ProtectionMiniature Fuse, 5 x 20 mm, Time-Lag T, L, 250 VACSee below: Approvals and CompliancesIEC 60127-2 · 250 VAC · Time-Lag TDescription- IEC Standard Fuse- L = Low Breaking Capacity (Glass Tube)Applications- Primary Protection in EquipmentReferencesPigtail Type FST 5x20 Pigtail Assembled Fuseholder Fuse Kit Fuse Kit FST 5x20; Fuse Kit FST 5x20 / SP 5x20 Weblinkspdf data sheet, html datasheet, General Product Information, Distributor-Stock-Check, Detailed request for product Application Note Primary Protection in Equipmentwith further information on increased Pulse Strength and their test conditions according to inter-national standards see Impulse Withstand VoltageTechnical DataRated Voltage250 VACRated current0.05 - 20 ABreaking Capacity35 A - 200 ACharacteristicTime-Lag TAdmissible Ambient Temp.-55 °C to 125 °CClimatic Category55/125/21 acc. to IEC 60068-1Material: TubeGlassMaterial: EndcapsNickel-Plated Copper AlloyUnit Weight1 gStorage Conditions0 °C to 60 °C, max. 70% r.h.Product Marking, Rated current, Rated Voltage, Cha-racteristic, Breaking Capacity, Certifica-tion marks Approvals and CompliancesDetailed information on product approvals, code requirements, usage instructions and detailed test conditions can be looked up in Details about Approvals SCHURTER products are designed for use in industrial environments. They have approvals from independent testing bodies according to national and international standards. Products with specific characteristics and requirements such as required in the automotive sector according to IATF 16949, medical technology according to ISO 13485 or in the aerospace industry can be offered exclusively with customer-specific, individual agree-ments by SCHURTER.2FusesFST 5x20https://www.schurter.com /PG01_2Circuit ProtectionApprovalsThe approval mark is used by the testing authorities to certify compliance with the safety requirements placed on electronic products. Approval Reference Type: FST 5x20Approval LogoCertificatesCertification BodyDescriptionVDE ApprovalsVDEVDE Certificate Number: 40016093VDE ApprovalsVDEVDE Certificate Number: 40016601UL ApprovalsULUR File Number: E41599CCC ApprovalsCCCCCC Certificate Number: 2020970207000116 & moreCQC ApprovalsCQCCQC Certificate Number: CQC13012092334METI ApprovalsMETIJapan Electrical Safety and Environment technology Laboratories Product standardsProduct standards that are referencedOrganizationDesignStandardDescriptionDesigned according toIEC 60127-2/3Miniature fuses. Part 2. Cartridge fuse linksDesigned according toUL 248-14Low voltage fuses - Part 14: Supplemental fusesDesigned according toCSA22.2 No. 248.14Low-Voltage Fuses - Part 14: Supplemental FusesApplication standardsApplication standards where the product can be usedOrganizationDesignStandardDescriptionSuitable for applications acc.IEC/UL 62368-1Audio/video, information and communication technology equipment - Part 1: Safety requirementsCompliancesThe product complies with following Guide LinesIdentificationDetailsInitiatorDescriptionCE declaration of conformitySCHURTER AGThe CE marking declares that the product complies with the applicable requirements laid down in the harmonisation of Community legislation on its affixing in accordance with EU Regulation 765/2008.UKCA declaration of conformitySCHURTER AGThe UKCA marking declares that the product complies with the applicable requirements laid down in the British Amendment of Regulation (EC) 765/2008.RoHSSCHURTER AGDirective RoHS 2011/65/EU, Amendment (EU) 2015/863China RoHSSCHURTER AGThe law SJ / T 11363-2006 (China RoHS) has been in force since 1 March 2007. It is similar to the EU directive RoHS.REACHSCHURTER AGOn 1 June 2007, Regulation (EC) No 1907/2006 on the Registration, Evaluation, Authorization and Restriction of Chemicals 1 (abbreviated as "REACH") entered into force.Dimension [mm] 20 mm 5.1ø 5.220+0.1-0.2±0.5±0.65.1±0.63FusesFST 5x20https://www.schurter.com /PG01_2Circuit ProtectionPre-Arcing TimeRated Current In1.5 x In min.2.1 x In max.2.75 x In min.2.75 x In max.4.0 x In min.4.0 x In max.10.0 x In min.10.0 x In max.0.05 A - 0.1 A60 min120 s200 ms10 s40 ms3 s10 ms300 ms0.125 A - 6.3 A60 min120 s600 ms10 s150 ms3 s20 ms300 ms8 A - 20 A30 min120 s600 ms10 s150 ms3 s20 ms300 msTime-Current-CurvesTime in Seconds0.001 0.01 0.1 1 10 100 1000 10000 100000 1 10 0.02–0.1 A 0.125–20 A Multiple of Rated Current In All Variants Rated Cur-rent [A]Rated Vol-tage [VAC]Breaking CapacityVoltage Drop 1.0 In max. [mV]Voltage Drop 1.0 In typ. [mV]Power Dissi-pation 1.5 In max. [mW]Power Dissi-pation 1.5 In typ. [mW]Melting I²t 10.0 In typ. [A²s]Order Number0.052501)350095016001250.0363l l l 0034.3104█0.0632501)3000130016002000.0401l l l 0034.3105█0.082501)3000110016003000.057l l l 0034.3106█0.12501)250056516001550.107l l l 0034.3107█0.1252501)200040016002000.064l l l 0034.3108█0.162501)190041516001850.23l l l 0034.3109█0.22501)150027016002000.256l l l 0034.3110█0.252501)130021016002000.238l l l 0034.3111█0.3152501)110017016002000.544l l l 0034.3112█0.42501)100015016002000.768l l l 0034.3113█0.52501)90016016002003l l l 0034.3114█0.632501)30016016003004.35l l l 0034.3115█0.82501)25012016003003.85l l l 0034.3116█12501)1506016002003.3l lll 0034.3117█1.252501)1506016003005.5l lll 0034.3118█1.62501)15060160030010.5l lll 0034.3119█22501)15060160030016l lll 0034.3120█2.52501)12060160040021.9l lll 0034.3121█3.152501)10060160050047l lll 0034.3122█42502)10060160080068.3l lll 0034.3123█52502)100601600900102l lll 0034.3124█4FusesFST 5x20https://www.schurter.com /PG01_2Circuit ProtectionRated Cur-rent [A]Rated Vol-tage [VAC]Breaking CapacityVoltage Drop 1.0 In max. [mV]Voltage Drop 1.0 In typ. [mV]Power Dissi-pation 1.5 In max. [mW]Power Dissi-pation 1.5 In typ. [mW]Melting I²t 10.0 In typ. [A²s]Order Number6.32502)1006016001000190l lll 0034.3125█82502)1006040001300275l ll l0034.3126█102502)1006040001300520l ll l0034.3127█12.52502)-60-2500750 lll l0034.3128█162502)-60-33001638 lll l0034.3129█202502)-60-42003057 ll 0034.3130██ Most Popular.Availability for all products can be searched real-time: https://www.schurter.com/en/info-center/support-tools/stock-check-distributors1) 35 A @ 250 VAC2) 10 x In @ 250 VACPackaging Unit xxxx.xxxx Small Box Pack (10 pcs.)xxxx.xxxx.G Bulk 128 x 91 x 60 mm (1000 pcs.)The specifications, descriptions and illustrations indicated in this document are based on current information. All content is subject to modifications and amendments. Information furnished is believed to be accurate and reliable. However, users should independently evaluate the suitability and test each product selected for their own applications.26.03.2024
https://www.schurter.com/en/datasheet/typ_FST_5x20.pdf | fuses | 1FusesFST 5x20https://www.schurter.com /PG01_2Circuit ProtectionMiniature Fuse, 5 x 20 mm, Time-Lag T, L, 250 VACSee below: Approvals and CompliancesIEC 60127-2 · 250 VAC · Time-Lag TDescription- IEC Standard Fuse- L = Low Breaking Capacity (Glass Tube)Applications- Primary Protection in EquipmentReferencesPigtail Type FST 5x20 Pigtail Assembled Fuseholder Fuse Kit Fuse Kit FST 5x20; Fuse Kit FST 5x20 / SP 5x20 Weblinkspdf data sheet, html datasheet, General Product Information, Distributor-Stock-Check, Detailed request for product Application Note Primary Protection in Equipmentwith further information on increased Pulse Strength and their test conditions according to inter-national standards see Impulse Withstand VoltageTechnical DataRated Voltage250 VACRated current0.05 - 20 ABreaking Capacity35 A - 200 ACharacteristicTime-Lag TAdmissible Ambient Temp.-55 °C to 125 °CClimatic Category55/125/21 acc. to IEC 60068-1Material: TubeGlassMaterial: EndcapsNickel-Plated Copper AlloyUnit Weight1 gStorage Conditions0 °C to 60 °C, max. 70% r.h.Product Marking, Rated current, Rated Voltage, Cha-racteristic, Breaking Capacity, Certifica-tion marks Approvals and CompliancesDetailed information on product approvals, code requirements, usage instructions and detailed test conditions can be looked up in Details about Approvals SCHURTER products are designed for use in industrial environments. They have approvals from independent testing bodies according to national and international standards. Products with specific characteristics and requirements such as required in the automotive sector according to IATF 16949, medical technology according to ISO 13485 or in the aerospace industry can be offered exclusively with customer-specific, individual agree-ments by SCHURTER.2FusesFST 5x20https://www.schurter.com /PG01_2Circuit ProtectionApprovalsThe approval mark is used by the testing authorities to certify compliance with the safety requirements placed on electronic products. Approval Reference Type: FST 5x20Approval LogoCertificatesCertification BodyDescriptionVDE ApprovalsVDEVDE Certificate Number: 40016093VDE ApprovalsVDEVDE Certificate Number: 40016601UL ApprovalsULUR File Number: E41599CCC ApprovalsCCCCCC Certificate Number: 2020970207000116 & moreCQC ApprovalsCQCCQC Certificate Number: CQC13012092334METI ApprovalsMETIJapan Electrical Safety and Environment technology Laboratories Product standardsProduct standards that are referencedOrganizationDesignStandardDescriptionDesigned according toIEC 60127-2/3Miniature fuses. Part 2. Cartridge fuse linksDesigned according toUL 248-14Low voltage fuses - Part 14: Supplemental fusesDesigned according toCSA22.2 No. 248.14Low-Voltage Fuses - Part 14: Supplemental FusesApplication standardsApplication standards where the product can be usedOrganizationDesignStandardDescriptionSuitable for applications acc.IEC/UL 62368-1Audio/video, information and communication technology equipment - Part 1: Safety requirementsCompliancesThe product complies with following Guide LinesIdentificationDetailsInitiatorDescriptionCE declaration of conformitySCHURTER AGThe CE marking declares that the product complies with the applicable requirements laid down in the harmonisation of Community legislation on its affixing in accordance with EU Regulation 765/2008.UKCA declaration of conformitySCHURTER AGThe UKCA marking declares that the product complies with the applicable requirements laid down in the British Amendment of Regulation (EC) 765/2008.RoHSSCHURTER AGDirective RoHS 2011/65/EU, Amendment (EU) 2015/863China RoHSSCHURTER AGThe law SJ / T 11363-2006 (China RoHS) has been in force since 1 March 2007. It is similar to the EU directive RoHS.REACHSCHURTER AGOn 1 June 2007, Regulation (EC) No 1907/2006 on the Registration, Evaluation, Authorization and Restriction of Chemicals 1 (abbreviated as "REACH") entered into force.Dimension [mm] 20 mm 5.1ø 5.220+0.1-0.2±0.5±0.65.1±0.63FusesFST 5x20https://www.schurter.com /PG01_2Circuit ProtectionPre-Arcing TimeRated Current In1.5 x In min.2.1 x In max.2.75 x In min.2.75 x In max.4.0 x In min.4.0 x In max.10.0 x In min.10.0 x In max.0.05 A - 0.1 A60 min120 s200 ms10 s40 ms3 s10 ms300 ms0.125 A - 6.3 A60 min120 s600 ms10 s150 ms3 s20 ms300 ms8 A - 20 A30 min120 s600 ms10 s150 ms3 s20 ms300 msTime-Current-CurvesTime in Seconds0.001 0.01 0.1 1 10 100 1000 10000 100000 1 10 0.02–0.1 A 0.125–20 A Multiple of Rated Current In All Variants Rated Cur-rent [A]Rated Vol-tage [VAC]Breaking CapacityVoltage Drop 1.0 In max. [mV]Voltage Drop 1.0 In typ. [mV]Power Dissi-pation 1.5 In max. [mW]Power Dissi-pation 1.5 In typ. [mW]Melting I²t 10.0 In typ. [A²s]Order Number0.052501)350095016001250.0363l l l 0034.3104█0.0632501)3000130016002000.0401l l l 0034.3105█0.082501)3000110016003000.057l l l 0034.3106█0.12501)250056516001550.107l l l 0034.3107█0.1252501)200040016002000.064l l l 0034.3108█0.162501)190041516001850.23l l l 0034.3109█0.22501)150027016002000.256l l l 0034.3110█0.252501)130021016002000.238l l l 0034.3111█0.3152501)110017016002000.544l l l 0034.3112█0.42501)100015016002000.768l l l 0034.3113█0.52501)90016016002003l l l 0034.3114█0.632501)30016016003004.35l l l 0034.3115█0.82501)25012016003003.85l l l 0034.3116█12501)1506016002003.3l lll 0034.3117█1.252501)1506016003005.5l lll 0034.3118█1.62501)15060160030010.5l lll 0034.3119█22501)15060160030016l lll 0034.3120█2.52501)12060160040021.9l lll 0034.3121█3.152501)10060160050047l lll 0034.3122█42502)10060160080068.3l lll 0034.3123█52502)100601600900102l lll 0034.3124█4FusesFST 5x20https://www.schurter.com /PG01_2Circuit ProtectionRated Cur-rent [A]Rated Vol-tage [VAC]Breaking CapacityVoltage Drop 1.0 In max. [mV]Voltage Drop 1.0 In typ. [mV]Power Dissi-pation 1.5 In max. [mW]Power Dissi-pation 1.5 In typ. [mW]Melting I²t 10.0 In typ. [A²s]Order Number6.32502)1006016001000190l lll 0034.3125█82502)1006040001300275l ll l0034.3126█102502)1006040001300520l ll l0034.3127█12.52502)-60-2500750 lll l0034.3128█162502)-60-33001638 lll l0034.3129█202502)-60-42003057 ll 0034.3130██ Most Popular.Availability for all products can be searched real-time: https://www.schurter.com/en/info-center/support-tools/stock-check-distributors1) 35 A @ 250 VAC2) 10 x In @ 250 VACPackaging Unit xxxx.xxxx Small Box Pack (10 pcs.)xxxx.xxxx.G Bulk 128 x 91 x 60 mm (1000 pcs.)The specifications, descriptions and illustrations indicated in this document are based on current information. All content is subject to modifications and amendments. Information furnished is believed to be accurate and reliable. However, users should independently evaluate the suitability and test each product selected for their own applications.26.03.2024
https://www.belfuse.com/resources/datasheets/circuitprotection/ds-cp-0679l-series.pdf | fuses | Type 0679L Square Ceramic Surface Mount Quick Acting Fuse belfuse.com/circuit-protection 0679L Series – 2410 Size RoHS Compliant Features - Quick Acting, 2410 SMD - Compatible with 260℃, IR Pb-free solder process - Wide range of current rating from 250mA to 20A - Wide operating temperature range, -55℃ to 125℃ - Tape & Reel for auto-insert SMD process - AEC-Q Compliant - RoHS compliant with exemption 7(a) Full compliance with EU Directive 2011/65/EU and amending directive 2015/863 - Halogen Free, (MSL = 1) - Meets Bel automotive qualification* * - Largely based on internal AEC-Q test plan Applications - Notebook - LCD monitor - PC computer - Office electronic equipment - Industrial equipment - Medical equipment - POE, POE+ - LCD / LED monitor - Power supply - LCD / LED TV HALOGEN FREE = Electrical Characteristics Safety Agency Approvals (UL/CSA/STD.248-14) Physical Specifications Safety Agency Safety Agency Certificate Ampere Rating /Voltage Rating Ampere Range / Volt @ I.R. ability* E20624 250mA–20A/125V AC 125V DC 250mA –20A / 125V@ 50A AC 125V@300A DC 250mA –10A / 86V@ 10,000A DC *I.R.= Interrupting Rating = Short Circuit Rating(Amps) Testing Current Blow Time Minimum Maximum 100% 4 Hrs. N/A 200% N/A 5 Sec Materials Body : Ceramic Terminations : Silver Plated Caps/ /Gold Plated Caps/Palladium Plated Caps Marking On Fuse : “Current Rating”, “Q”, ”L”—laser marked on ceramic tube, “bel” stamped in end caps. On Label : "bel", "0679L", "Current Rating", "Voltage Rating", "Interrupting Rating", "Appropriate Safety Logos" and " ", " "(China RoHS compliant). AEC-Q Compliant Specifications subject to change without notice Type 0679L 2 / 4 Bel Fuse Inc. 206 Van Vorst Street Jersey City, NJ 07302 USA +1 201.432.0463 Bel.US.CS@belf.com belfuse.com/circuit-protection © 2022 Bel Fuse, Inc. Rev. 0679L Dec2022 Environmental Specifications Electrical Specifications Part Number Ampere Rating (A) Typical Cold Resistance (ohms) Volt-drop @100% In (Volt) max. Voltage and Interrupting Ratings Melting I²T <10m Sec (A² Sec) Melting I²T @10 In (A² Sec) Maximum Power Dissipation (W) Agency Approvals 0679L0250-XX 250mA 0.55 0.530 See Table of Safety Approvals on Page 1 for Voltage and associated Interrupting Ratings 0.01 0.02 0.13 Y 0679L0375-XX 375mA 0.32 0.480 0.04 0.04 0.18 Y 0679L0500-XX 500mA 0.22 0.470 0.08 0.08 0.24 Y 0679L0630-XX 630mA 0.17 0.410 0.15 0.15 0.26 Y 0679L0750-XX 750mA 0.14 0.380 0.24 0.26 0.29 Y 0679L1000-XX 1A 0.09 0.280 0.51 0.54 0.28 Y 0679L1250-XX 1.25A 0.068 0.250 0.21 0.22 0.31 Y 0679L1500-XX 1.5A 0.053 0.250 0.32 0.29 0.38 Y 0679L2000-XX 2A 0.035 0.240 0.62 0.68 0.48 Y 0679L2500-XX 2.5A 0.028 0.240 0.96 1.13 0.60 Y 0679L3000-XX 3A 0.022 0.220 1.6 1.8 0.66 Y 0679L3500-XX 3.5A 0.019 0.220 2.0 2.2 0.77 Y 0679L4000-XX 4A 0.018 0.220 3.1 3.5 0.88 Y 0679L5000-XX 5A 0.014 0.200 5.3 5.5 1.00 Y 0679L6300-XX 6.3A 0.011 0.190 8.7 8.3 1.20 Y 0679L7000-XX 7A 0.010 0.175 11.1 10.8 1.23 Y 0679L8000-XX 8A 0.0085 0.170 14.8 14.1 1.36 Y 0679L9100-XX 10A 0.0064 0.150 25.7 25.7 1.50 Y 0679L9120-XX 12A 0.0054 0.140 41.0 38.9 1.68 Y 0679L9150-XX 15A 0.0038 0.130 76.7 103.5 1.95 Y 0679L9200-XX 20A 0.0032 0.130 130.5 128.0 2.60 Y Consult manufacturer for other ratings XX - Packaging code (see “ordering information”) NOTES: All tests were conducted with the fuses soldered to a printed circuit boards with a nominal thickness of 1.6 mm. The copper test circuit trace was a printed circuit with an overall length of 100 mm, copper thickness/width as described below. The printed circuit boards were mounted by screws to a test fixture having brass blocks for connection of the test leads. All samples were soldered to the test boards by the manufacturer. Shock Resistance MIL-STD-202G, Method 213B, Test Condition 1 (100 G's peak for 6 milliseconds; Sawtooth waveform) Vibration Resistance MIL-STD-202G, Method 201A (10-55 Hz, 0.06 inch, total excursion). Salt Spray Resistance MIL-STD-202G, Method 101E, Test Condition B (48 hrs.). Insulation Resistance MIL-STD-202G, Method 302, Test Condition A (After Opening) 10,000 ohms minimum. Solderability MIL-STD-202G, Method 208H Resistance to solder Heat MIL-STD-202G, Method 210F, Test Condition C. Top Side (260℃,20 sec) MIL-STD-202G, Method 210F, Test Condition D. Bottom Side (260℃,10 sec) Thermal Shock MIL-STD-202G, Method 107G, Test Condition B (-65℃ to +125℃). Operating Temperature -55℃ to +125℃ Moisture Sensitivity Level 1 (According to IPC J-Std-020) High temperature storage MIL-STD-202 Method 108 Temperature cycling JESD22 Method JA-104,Test Condition B Biased humidity MIL-STD-202 Method 103, 85C/85% RH with 10% operating power for 1000 hrs. Operational life MIL-STD-202 Method 108, Test Condition D Resistance to solvents MIL-STD-202 Method 215 Mechanical shock MIL-STD-202 Method 213,Test Condition C Vibration MIL-STD-202 Method 204 Resistance to soldering heat MIL-STD-202 Method 210,Test condition B Thermal shock MIL-STD-202 Method 107 Solderability J-STD-002 Board flex(SMD) AEC-Q200-005 Terminal strength AEC-Q200-006 Electrical characterization 3 temperature electrical Fuse rating Test Board Trace Dimensions 250mA-5A 1 oz. copper, 5.0mm wide. 6A-20A 3 oz. copper, 10mm wide. Specifications subject to change without notice Type 0679L 3 / 4 Bel Fuse Inc. 206 Van Vorst Street Jersey City, NJ 07302 USA +1 201.432.0463 Bel.US.CS@belf.com belfuse.com/circuit-protection © 2022 Bel Fuse, Inc. Rev. 0679L Dec2022 Temperature Derating Curve Average Time Current Curve Soldering Parameters IR Reflow Profile (IPC/JEDEC J-STD-020D) Preheat & Soak Temperature min (Tsmin) Temperature max (Tsmax) Time (Tsmin to Tsmax) (ts) 150℃ 200℃ 60-120 seconds Average ramp-up rate (Tsmax to Tp) 3℃/second max. Liquidous temperature (TL) Time at liquidous (tL) 217℃ 60-150 seconds Peak temperature (Tp) 260℃ max Time (tp) within 5℃ of the specified classification temperature (Tc) 30 seconds Average ramp-down rate (Tp to Tsmax) 6℃/second max. Time 25℃ to peak temperature 8 minutes max. Specifications subject to change without notice Type 0679L 4 / 4 Bel Fuse Inc. 206 Van Vorst Street Jersey City, NJ 07302 USA +1 201.432.0463 Bel.US.CS@belf.com belfuse.com/circuit-protection © 2022 Bel Fuse, Inc. Rev. 0679L Dec2022 Fuse FGNO Explanation 0679 L [XXXX] -XX 0679L=0679L; [XXXX]=Ampere Rating; XX=See Ordering Information as below Fraction Decimal Milliamps Bel FGNO[XXXX] Fraction Decimal Amps Bel FGNO[XXXX] 1/4 0.250 250 0250 1.0 1 1000 3/8 .375 375 0375 1-1/4 1.25 1.25 1250 1/2 .500 500 0500 1-1/2 1.50 1.5 1500 .630 630 0630 2.0 2 2000 3/4 .750 750 0750 2-1/2 2.5 2.5 2500 3.0 3 3000 3-1/2 3.5 3.5 3500 4.0 4 4000 5.0 5 5000 6.3 6.3 6300 7.0 7 7000 8.0 8 8000 10 9100 12 9120 15 9150 20 9200 Mechanical Dimensions Ordering Information Packaging Packaging Tape & Reel Packaging Specification Quantity Quantity & Packaging Code 12 mm wide tape with 13 inches Diameter reel EIA Standard 481-E 5000 5 12 mm wide tape with 7 inches Diameter reel EIA Standard 481-E 1000 1 Specifications subject to change without notice
https://www.belfuse.com/resources/datasheets/circuitprotection/ds-cp-rst-series.pdf | fuses | Type RST Time Lag Radial Lead Micro Fuse Series belfuse.com/circuit-protection RST Series RoHS Compliant Description Sub-miniature, time lag type, 250V rated fuses designed, approved and complied with IEC 60127-3, standard sheet 4. Features - Time lag (250V AC) - Meet IEC standard 60127-3, sheet 4 - Wide operating temperature range - Bulk and Tape & Reel packing available - Full compliance with EU Directive 2011/65/EU and amending directive 2015/863 - Halogen Free - Lead Free Applications Provide individual protection for components or internal circuits. - Power supplies - Battery chargers - Consumer electronics - Adapter - Industrial controllers Physical Specifications Materials Base and Cover : Black thermoplastic, UL 94-V0 Pins : 100% Matte Tin Plated Copper Marking On Fuse : "bel", "T" ,"Current Rating", "250V" & "Appropriate Safety Logos" On Label : "bel", "RST", "T", "Current Rating", "Voltage Rating", "Interrupting Rating", "Appropriate Safety Logos" and " ", " "(China RoHS compliant). Electrical Characteristics (IEC-127-3 STANDARD SHEET 4) Safety Agency Approvals Rated Current 1.5In 2.1In 2.75In 4In 10In Min Max Min Max Min Max Min Max 80mA to 6.3A inclusive 1 2 400 10 150 3 20 150 hour min. ms sec ms sec ms ms In clause 9.2, the test voltage for RST ratings from 80mA to 6.3A is 63VDC. Safety Agency Safety Agency Certificate Ampere Rating/ Voltage Rating Ampere Range / Volt @ I.R. ability* 1808557 80mA-6.3A/ 250V AC 80mA-5A/250V AC @ 35A or 10 In whichever is greater. 40011144 40028321 80mA-6.3A/250V AC @ 35A or 10 In whichever is greater. E20624 80mA-6.3A/277V AC @ 100A Self-declaration No: 2020970207000126 80mA-6.3A/250V AC @ 35A or 10 In whichever is greater. *I.R.= Interrupting Rating = Short Circuit Rating(Amps) LEAD FREE = HALOGEN FREE = Specifications subject to change without notice EOL-Last Buy Date is August 31,2024 The replacement series is the 0HAAL(0HAALxxxx-xx) No replacement for the RST 80mA through 800mA Type RST 2 / 4 Bel Fuse Inc. 300 Executive Drive, Suite 300, West Orange, NJ 07052 USA +1 201.432.0463 Bel.US.CS@belf.com belfuse.com/circuit-protection © 2023 Bel Fuse, Inc. Rev. RST Dec2023 Environmental Specifications Electrical Specifications Catalog Number Ampere Rating Typical Cold Resistance (ohms) Volt-drop @100% In (Volt) max. Voltage and Interrupting Ratings Melting I²T <10 mSec (A² Sec) Melting I²T @10 In (A² Sec) Maximum Power Dissipation (W) Agency Approvals RST 80 80mA 3.5 0.398 See Table of Safety Approvals on Page 1 for Voltage and associated Interrupting Ratings 0.01 0.01 0.10 Y Y Y Y RST 100 100mA 2.3 0.329 0.02 0.02 0.11 Y Y Y Y RST 125 125mA 1.6 0.295 0.04 0.04 0.13 Y Y Y Y RST 160 160mA 1.1 0.252 0.07 0.06 0.15 Y Y Y Y RST 200 200mA 0.73 0.200 0.12 0.11 0.17 Y Y Y Y RST 250 250mA 0.55 0.188 0.38 0.41 0.19 Y Y Y Y RST 315 315mA 0.36 0.152 0.60 0.66 0.22 Y Y Y Y RST 400 400mA 0.25 0.129 0.9 1.0 0.25 Y Y Y Y RST 500 500mA 0.18 0.114 1.5 1.7 0.29 Y Y Y Y RST 630 630mA 0.13 0.109 2.4 2.6 0.33 Y Y Y Y RST 800 800mA 0.095 0.103 3.7 4.2 0.38 Y Y Y Y RST 1 1A 0.070 0.090 6 7 0.44 Y Y Y Y RST 1.25 1.25A 0.053 0.087 9 11 0.51 Y Y Y Y RST 1.6 1.6A 0.038 0.085 15 17 0.58 Y Y Y Y RST 2 2A 0.029 0.084 23 27 0.67 Y Y Y Y RST 2.5 2.5A 0.022 0.084 37 43 0.77 Y Y Y Y RST 3.15 3.15A 0.017 0.074 58 69 0.88 Y Y Y Y RST 4 4A 0.013 0.073 92 110 1.02 Y Y Y Y RST 5 5A 0.010 0.073 145 175 1.17 Y Y Y Y RST 6.3 6.3A 0.008 0.072 230 281 1.34 Y Y Y Consult manufacturer for other ratings Shock Resistance MIL-STD-202G, Method 213B, Test Condition 1 (100 G's peak for 6 milliseconds; Sawtooth waveform) Vibration Resistance MIL-STD-202G, Method 201A (10-55 Hz X 3 axis / no load). Salt Spray Resistance MIL-STD-202G, Method 101E, Test Condition B (48 hrs.). Solderability MIL-STD-202G, Method 208H Resistance to solder Heat MIL-STD-202G, Method 210F, Test Condition C. Top Side. (260℃,20 sec) Moisture Resistance MIL-STD-202G, Method 202G, Method 106G Operating Temperature -55℃ to +125℃ Specifications subject to change without notice EOL-Last Buy Date is August 31,2024 The replacement series is the 0HAAL(0HAALxxxx-xx) No replacement for the RST 80mA through 800mA No replacement for the 80mA - 800mA The replacement series is the 0HAAL Type RST 3 / 4 Bel Fuse Inc. 300 Executive Drive, Suite 300, West Orange, NJ 07052 USA +1 201.432.0463 Bel.US.CS@belf.com belfuse.com/circuit-protection © 2023 Bel Fuse, Inc. Rev. RST Dec2023 Temperature Derating Curve Average Time Current Curve Soldering Parameters Lead-free Wave Soldering Profile Wave Soldering Parameter Average ramp-up rate 200℃ / second Heating rate during preheat typical 1 - 2℃ / second Max 4℃ / second Final preheat temperature within 125℃ of soldering temperature Peak temperature Tp 260℃ Time within +0℃ / -5℃ of actual peak temperature 10 seconds Ramp-down rate 5℃ / second max. Specifications subject to change without notice EOL-Last Buy Date is August 31,2024 The replacement series is the 0HAAL(0HAALxxxx-xx) No replacement for the RST 80mA through 800mA Type RST 4 / 4 Bel Fuse Inc. 300 Executive Drive, Suite 300, West Orange, NJ 07052 USA +1 201.432.0463 Bel.US.CS@belf.com belfuse.com/circuit-protection © 2023 Bel Fuse, Inc. Rev. RST Dec2023 Fuse FGNO Explanation 0697 - [XXXX] X XX 0697=RST; [XXXX]=Ampere Rating; XX=See Ordering Information as below Mechanical Dimensions Ordering Information Packaging Packaging Option Packaging Specification Quantity Packaging Code Bulk / bag, 1000 / box N/A 1000 01 , 05 12.7 mm pitch, On Tape / box IEC-286-2 1000 02 Fraction Decimal Milliamps Bel FGNO[XXXX] Fraction Decimal Amps Bel FGNO[XXXX] 8/100 0.080 80 0080 1.0 1 1000 1/10 .100 100 0100 1-1/4 1.25 1.25 1250 1/8 .125 125 0125 1.60 1.6 1600 .160 160 0160 2.0 2 2000 2/10 .200 200 0200 2-1/2 2.5 2.5 2500 1/4 .250 250 0250 3.15 3.15 3150 .315 315 0315 4.0 4 4000 4/10 .400 400 0400 5.0 5 5000 1/2 .500 500 0500 6.3 6.3 6300 .630 630 0630 8/10 .800 800 0800 Specifications subject to change without notice EOL-Last Buy Date is August 31,2024 The replacement series is the 0HAAL(0HAALxxxx-xx) No replacement for the RST 80mA through 800mA
https://www.belfuse.com/resources/datasheets/circuitprotection/ds-cp-rst-series.pdf | fuses | Type RST Time Lag Radial Lead Micro Fuse Series belfuse.com/circuit-protection RST Series RoHS Compliant Description Sub-miniature, time lag type, 250V rated fuses designed, approved and complied with IEC 60127-3, standard sheet 4. Features - Time lag (250V AC) - Meet IEC standard 60127-3, sheet 4 - Wide operating temperature range - Bulk and Tape & Reel packing available - Full compliance with EU Directive 2011/65/EU and amending directive 2015/863 - Halogen Free - Lead Free Applications Provide individual protection for components or internal circuits. - Power supplies - Battery chargers - Consumer electronics - Adapter - Industrial controllers Physical Specifications Materials Base and Cover : Black thermoplastic, UL 94-V0 Pins : 100% Matte Tin Plated Copper Marking On Fuse : "bel", "T" ,"Current Rating", "250V" & "Appropriate Safety Logos" On Label : "bel", "RST", "T", "Current Rating", "Voltage Rating", "Interrupting Rating", "Appropriate Safety Logos" and " ", " "(China RoHS compliant). Electrical Characteristics (IEC-127-3 STANDARD SHEET 4) Safety Agency Approvals Rated Current 1.5In 2.1In 2.75In 4In 10In Min Max Min Max Min Max Min Max 80mA to 6.3A inclusive 1 2 400 10 150 3 20 150 hour min. ms sec ms sec ms ms In clause 9.2, the test voltage for RST ratings from 80mA to 6.3A is 63VDC. Safety Agency Safety Agency Certificate Ampere Rating/ Voltage Rating Ampere Range / Volt @ I.R. ability* 1808557 80mA-6.3A/ 250V AC 80mA-5A/250V AC @ 35A or 10 In whichever is greater. 40011144 40028321 80mA-6.3A/250V AC @ 35A or 10 In whichever is greater. E20624 80mA-6.3A/277V AC @ 100A Self-declaration No: 2020970207000126 80mA-6.3A/250V AC @ 35A or 10 In whichever is greater. *I.R.= Interrupting Rating = Short Circuit Rating(Amps) LEAD FREE = HALOGEN FREE = Specifications subject to change without notice EOL-Last Buy Date is August 31,2024 The replacement series is the 0HAAL(0HAALxxxx-xx) No replacement for the RST 80mA through 800mA Type RST 2 / 4 Bel Fuse Inc. 300 Executive Drive, Suite 300, West Orange, NJ 07052 USA +1 201.432.0463 Bel.US.CS@belf.com belfuse.com/circuit-protection © 2023 Bel Fuse, Inc. Rev. RST Dec2023 Environmental Specifications Electrical Specifications Catalog Number Ampere Rating Typical Cold Resistance (ohms) Volt-drop @100% In (Volt) max. Voltage and Interrupting Ratings Melting I²T <10 mSec (A² Sec) Melting I²T @10 In (A² Sec) Maximum Power Dissipation (W) Agency Approvals RST 80 80mA 3.5 0.398 See Table of Safety Approvals on Page 1 for Voltage and associated Interrupting Ratings 0.01 0.01 0.10 Y Y Y Y RST 100 100mA 2.3 0.329 0.02 0.02 0.11 Y Y Y Y RST 125 125mA 1.6 0.295 0.04 0.04 0.13 Y Y Y Y RST 160 160mA 1.1 0.252 0.07 0.06 0.15 Y Y Y Y RST 200 200mA 0.73 0.200 0.12 0.11 0.17 Y Y Y Y RST 250 250mA 0.55 0.188 0.38 0.41 0.19 Y Y Y Y RST 315 315mA 0.36 0.152 0.60 0.66 0.22 Y Y Y Y RST 400 400mA 0.25 0.129 0.9 1.0 0.25 Y Y Y Y RST 500 500mA 0.18 0.114 1.5 1.7 0.29 Y Y Y Y RST 630 630mA 0.13 0.109 2.4 2.6 0.33 Y Y Y Y RST 800 800mA 0.095 0.103 3.7 4.2 0.38 Y Y Y Y RST 1 1A 0.070 0.090 6 7 0.44 Y Y Y Y RST 1.25 1.25A 0.053 0.087 9 11 0.51 Y Y Y Y RST 1.6 1.6A 0.038 0.085 15 17 0.58 Y Y Y Y RST 2 2A 0.029 0.084 23 27 0.67 Y Y Y Y RST 2.5 2.5A 0.022 0.084 37 43 0.77 Y Y Y Y RST 3.15 3.15A 0.017 0.074 58 69 0.88 Y Y Y Y RST 4 4A 0.013 0.073 92 110 1.02 Y Y Y Y RST 5 5A 0.010 0.073 145 175 1.17 Y Y Y Y RST 6.3 6.3A 0.008 0.072 230 281 1.34 Y Y Y Consult manufacturer for other ratings Shock Resistance MIL-STD-202G, Method 213B, Test Condition 1 (100 G's peak for 6 milliseconds; Sawtooth waveform) Vibration Resistance MIL-STD-202G, Method 201A (10-55 Hz X 3 axis / no load). Salt Spray Resistance MIL-STD-202G, Method 101E, Test Condition B (48 hrs.). Solderability MIL-STD-202G, Method 208H Resistance to solder Heat MIL-STD-202G, Method 210F, Test Condition C. Top Side. (260℃,20 sec) Moisture Resistance MIL-STD-202G, Method 202G, Method 106G Operating Temperature -55℃ to +125℃ Specifications subject to change without notice EOL-Last Buy Date is August 31,2024 The replacement series is the 0HAAL(0HAALxxxx-xx) No replacement for the RST 80mA through 800mA No replacement for the 80mA - 800mA The replacement series is the 0HAAL Type RST 3 / 4 Bel Fuse Inc. 300 Executive Drive, Suite 300, West Orange, NJ 07052 USA +1 201.432.0463 Bel.US.CS@belf.com belfuse.com/circuit-protection © 2023 Bel Fuse, Inc. Rev. RST Dec2023 Temperature Derating Curve Average Time Current Curve Soldering Parameters Lead-free Wave Soldering Profile Wave Soldering Parameter Average ramp-up rate 200℃ / second Heating rate during preheat typical 1 - 2℃ / second Max 4℃ / second Final preheat temperature within 125℃ of soldering temperature Peak temperature Tp 260℃ Time within +0℃ / -5℃ of actual peak temperature 10 seconds Ramp-down rate 5℃ / second max. Specifications subject to change without notice EOL-Last Buy Date is August 31,2024 The replacement series is the 0HAAL(0HAALxxxx-xx) No replacement for the RST 80mA through 800mA Type RST 4 / 4 Bel Fuse Inc. 300 Executive Drive, Suite 300, West Orange, NJ 07052 USA +1 201.432.0463 Bel.US.CS@belf.com belfuse.com/circuit-protection © 2023 Bel Fuse, Inc. Rev. RST Dec2023 Fuse FGNO Explanation 0697 - [XXXX] X XX 0697=RST; [XXXX]=Ampere Rating; XX=See Ordering Information as below Mechanical Dimensions Ordering Information Packaging Packaging Option Packaging Specification Quantity Packaging Code Bulk / bag, 1000 / box N/A 1000 01 , 05 12.7 mm pitch, On Tape / box IEC-286-2 1000 02 Fraction Decimal Milliamps Bel FGNO[XXXX] Fraction Decimal Amps Bel FGNO[XXXX] 8/100 0.080 80 0080 1.0 1 1000 1/10 .100 100 0100 1-1/4 1.25 1.25 1250 1/8 .125 125 0125 1.60 1.6 1600 .160 160 0160 2.0 2 2000 2/10 .200 200 0200 2-1/2 2.5 2.5 2500 1/4 .250 250 0250 3.15 3.15 3150 .315 315 0315 4.0 4 4000 4/10 .400 400 0400 5.0 5 5000 1/2 .500 500 0500 6.3 6.3 6300 .630 630 0630 8/10 .800 800 0800 Specifications subject to change without notice EOL-Last Buy Date is August 31,2024 The replacement series is the 0HAAL(0HAALxxxx-xx) No replacement for the RST 80mA through 800mA
https://www.belfuse.com/resources/datasheets/circuitprotection/ds-cp-rst-series.pdf | fuses | Type RST Time Lag Radial Lead Micro Fuse Series belfuse.com/circuit-protection RST Series RoHS Compliant Description Sub-miniature, time lag type, 250V rated fuses designed, approved and complied with IEC 60127-3, standard sheet 4. Features - Time lag (250V AC) - Meet IEC standard 60127-3, sheet 4 - Wide operating temperature range - Bulk and Tape & Reel packing available - Full compliance with EU Directive 2011/65/EU and amending directive 2015/863 - Halogen Free - Lead Free Applications Provide individual protection for components or internal circuits. - Power supplies - Battery chargers - Consumer electronics - Adapter - Industrial controllers Physical Specifications Materials Base and Cover : Black thermoplastic, UL 94-V0 Pins : 100% Matte Tin Plated Copper Marking On Fuse : "bel", "T" ,"Current Rating", "250V" & "Appropriate Safety Logos" On Label : "bel", "RST", "T", "Current Rating", "Voltage Rating", "Interrupting Rating", "Appropriate Safety Logos" and " ", " "(China RoHS compliant). Electrical Characteristics (IEC-127-3 STANDARD SHEET 4) Safety Agency Approvals Rated Current 1.5In 2.1In 2.75In 4In 10In Min Max Min Max Min Max Min Max 80mA to 6.3A inclusive 1 2 400 10 150 3 20 150 hour min. ms sec ms sec ms ms In clause 9.2, the test voltage for RST ratings from 80mA to 6.3A is 63VDC. Safety Agency Safety Agency Certificate Ampere Rating/ Voltage Rating Ampere Range / Volt @ I.R. ability* 1808557 80mA-6.3A/ 250V AC 80mA-5A/250V AC @ 35A or 10 In whichever is greater. 40011144 40028321 80mA-6.3A/250V AC @ 35A or 10 In whichever is greater. E20624 80mA-6.3A/277V AC @ 100A Self-declaration No: 2020970207000126 80mA-6.3A/250V AC @ 35A or 10 In whichever is greater. *I.R.= Interrupting Rating = Short Circuit Rating(Amps) LEAD FREE = HALOGEN FREE = Specifications subject to change without notice EOL-Last Buy Date is August 31,2024 The replacement series is the 0HAAL(0HAALxxxx-xx) No replacement for the RST 80mA through 800mA Type RST 2 / 4 Bel Fuse Inc. 300 Executive Drive, Suite 300, West Orange, NJ 07052 USA +1 201.432.0463 Bel.US.CS@belf.com belfuse.com/circuit-protection © 2023 Bel Fuse, Inc. Rev. RST Dec2023 Environmental Specifications Electrical Specifications Catalog Number Ampere Rating Typical Cold Resistance (ohms) Volt-drop @100% In (Volt) max. Voltage and Interrupting Ratings Melting I²T <10 mSec (A² Sec) Melting I²T @10 In (A² Sec) Maximum Power Dissipation (W) Agency Approvals RST 80 80mA 3.5 0.398 See Table of Safety Approvals on Page 1 for Voltage and associated Interrupting Ratings 0.01 0.01 0.10 Y Y Y Y RST 100 100mA 2.3 0.329 0.02 0.02 0.11 Y Y Y Y RST 125 125mA 1.6 0.295 0.04 0.04 0.13 Y Y Y Y RST 160 160mA 1.1 0.252 0.07 0.06 0.15 Y Y Y Y RST 200 200mA 0.73 0.200 0.12 0.11 0.17 Y Y Y Y RST 250 250mA 0.55 0.188 0.38 0.41 0.19 Y Y Y Y RST 315 315mA 0.36 0.152 0.60 0.66 0.22 Y Y Y Y RST 400 400mA 0.25 0.129 0.9 1.0 0.25 Y Y Y Y RST 500 500mA 0.18 0.114 1.5 1.7 0.29 Y Y Y Y RST 630 630mA 0.13 0.109 2.4 2.6 0.33 Y Y Y Y RST 800 800mA 0.095 0.103 3.7 4.2 0.38 Y Y Y Y RST 1 1A 0.070 0.090 6 7 0.44 Y Y Y Y RST 1.25 1.25A 0.053 0.087 9 11 0.51 Y Y Y Y RST 1.6 1.6A 0.038 0.085 15 17 0.58 Y Y Y Y RST 2 2A 0.029 0.084 23 27 0.67 Y Y Y Y RST 2.5 2.5A 0.022 0.084 37 43 0.77 Y Y Y Y RST 3.15 3.15A 0.017 0.074 58 69 0.88 Y Y Y Y RST 4 4A 0.013 0.073 92 110 1.02 Y Y Y Y RST 5 5A 0.010 0.073 145 175 1.17 Y Y Y Y RST 6.3 6.3A 0.008 0.072 230 281 1.34 Y Y Y Consult manufacturer for other ratings Shock Resistance MIL-STD-202G, Method 213B, Test Condition 1 (100 G's peak for 6 milliseconds; Sawtooth waveform) Vibration Resistance MIL-STD-202G, Method 201A (10-55 Hz X 3 axis / no load). Salt Spray Resistance MIL-STD-202G, Method 101E, Test Condition B (48 hrs.). Solderability MIL-STD-202G, Method 208H Resistance to solder Heat MIL-STD-202G, Method 210F, Test Condition C. Top Side. (260℃,20 sec) Moisture Resistance MIL-STD-202G, Method 202G, Method 106G Operating Temperature -55℃ to +125℃ Specifications subject to change without notice EOL-Last Buy Date is August 31,2024 The replacement series is the 0HAAL(0HAALxxxx-xx) No replacement for the RST 80mA through 800mA No replacement for the 80mA - 800mA The replacement series is the 0HAAL Type RST 3 / 4 Bel Fuse Inc. 300 Executive Drive, Suite 300, West Orange, NJ 07052 USA +1 201.432.0463 Bel.US.CS@belf.com belfuse.com/circuit-protection © 2023 Bel Fuse, Inc. Rev. RST Dec2023 Temperature Derating Curve Average Time Current Curve Soldering Parameters Lead-free Wave Soldering Profile Wave Soldering Parameter Average ramp-up rate 200℃ / second Heating rate during preheat typical 1 - 2℃ / second Max 4℃ / second Final preheat temperature within 125℃ of soldering temperature Peak temperature Tp 260℃ Time within +0℃ / -5℃ of actual peak temperature 10 seconds Ramp-down rate 5℃ / second max. Specifications subject to change without notice EOL-Last Buy Date is August 31,2024 The replacement series is the 0HAAL(0HAALxxxx-xx) No replacement for the RST 80mA through 800mA Type RST 4 / 4 Bel Fuse Inc. 300 Executive Drive, Suite 300, West Orange, NJ 07052 USA +1 201.432.0463 Bel.US.CS@belf.com belfuse.com/circuit-protection © 2023 Bel Fuse, Inc. Rev. RST Dec2023 Fuse FGNO Explanation 0697 - [XXXX] X XX 0697=RST; [XXXX]=Ampere Rating; XX=See Ordering Information as below Mechanical Dimensions Ordering Information Packaging Packaging Option Packaging Specification Quantity Packaging Code Bulk / bag, 1000 / box N/A 1000 01 , 05 12.7 mm pitch, On Tape / box IEC-286-2 1000 02 Fraction Decimal Milliamps Bel FGNO[XXXX] Fraction Decimal Amps Bel FGNO[XXXX] 8/100 0.080 80 0080 1.0 1 1000 1/10 .100 100 0100 1-1/4 1.25 1.25 1250 1/8 .125 125 0125 1.60 1.6 1600 .160 160 0160 2.0 2 2000 2/10 .200 200 0200 2-1/2 2.5 2.5 2500 1/4 .250 250 0250 3.15 3.15 3150 .315 315 0315 4.0 4 4000 4/10 .400 400 0400 5.0 5 5000 1/2 .500 500 0500 6.3 6.3 6300 .630 630 0630 8/10 .800 800 0800 Specifications subject to change without notice EOL-Last Buy Date is August 31,2024 The replacement series is the 0HAAL(0HAALxxxx-xx) No replacement for the RST 80mA through 800mA
https://www.belfuse.com/resources/datasheets/circuitprotection/ds-cp-0679l-series.pdf | fuses | Type 0679L Square Ceramic Surface Mount Quick Acting Fuse belfuse.com/circuit-protection 0679L Series – 2410 Size RoHS Compliant Features - Quick Acting, 2410 SMD - Compatible with 260℃, IR Pb-free solder process - Wide range of current rating from 250mA to 20A - Wide operating temperature range, -55℃ to 125℃ - Tape & Reel for auto-insert SMD process - AEC-Q Compliant - RoHS compliant with exemption 7(a) Full compliance with EU Directive 2011/65/EU and amending directive 2015/863 - Halogen Free, (MSL = 1) - Meets Bel automotive qualification* * - Largely based on internal AEC-Q test plan Applications - Notebook - LCD monitor - PC computer - Office electronic equipment - Industrial equipment - Medical equipment - POE, POE+ - LCD / LED monitor - Power supply - LCD / LED TV HALOGEN FREE = Electrical Characteristics Safety Agency Approvals (UL/CSA/STD.248-14) Physical Specifications Safety Agency Safety Agency Certificate Ampere Rating /Voltage Rating Ampere Range / Volt @ I.R. ability* E20624 250mA–20A/125V AC 125V DC 250mA –20A / 125V@ 50A AC 125V@300A DC 250mA –10A / 86V@ 10,000A DC *I.R.= Interrupting Rating = Short Circuit Rating(Amps) Testing Current Blow Time Minimum Maximum 100% 4 Hrs. N/A 200% N/A 5 Sec Materials Body : Ceramic Terminations : Silver Plated Caps/ /Gold Plated Caps/Palladium Plated Caps Marking On Fuse : “Current Rating”, “Q”, ”L”—laser marked on ceramic tube, “bel” stamped in end caps. On Label : "bel", "0679L", "Current Rating", "Voltage Rating", "Interrupting Rating", "Appropriate Safety Logos" and " ", " "(China RoHS compliant). AEC-Q Compliant Specifications subject to change without notice Type 0679L 2 / 4 Bel Fuse Inc. 206 Van Vorst Street Jersey City, NJ 07302 USA +1 201.432.0463 Bel.US.CS@belf.com belfuse.com/circuit-protection © 2022 Bel Fuse, Inc. Rev. 0679L Dec2022 Environmental Specifications Electrical Specifications Part Number Ampere Rating (A) Typical Cold Resistance (ohms) Volt-drop @100% In (Volt) max. Voltage and Interrupting Ratings Melting I²T <10m Sec (A² Sec) Melting I²T @10 In (A² Sec) Maximum Power Dissipation (W) Agency Approvals 0679L0250-XX 250mA 0.55 0.530 See Table of Safety Approvals on Page 1 for Voltage and associated Interrupting Ratings 0.01 0.02 0.13 Y 0679L0375-XX 375mA 0.32 0.480 0.04 0.04 0.18 Y 0679L0500-XX 500mA 0.22 0.470 0.08 0.08 0.24 Y 0679L0630-XX 630mA 0.17 0.410 0.15 0.15 0.26 Y 0679L0750-XX 750mA 0.14 0.380 0.24 0.26 0.29 Y 0679L1000-XX 1A 0.09 0.280 0.51 0.54 0.28 Y 0679L1250-XX 1.25A 0.068 0.250 0.21 0.22 0.31 Y 0679L1500-XX 1.5A 0.053 0.250 0.32 0.29 0.38 Y 0679L2000-XX 2A 0.035 0.240 0.62 0.68 0.48 Y 0679L2500-XX 2.5A 0.028 0.240 0.96 1.13 0.60 Y 0679L3000-XX 3A 0.022 0.220 1.6 1.8 0.66 Y 0679L3500-XX 3.5A 0.019 0.220 2.0 2.2 0.77 Y 0679L4000-XX 4A 0.018 0.220 3.1 3.5 0.88 Y 0679L5000-XX 5A 0.014 0.200 5.3 5.5 1.00 Y 0679L6300-XX 6.3A 0.011 0.190 8.7 8.3 1.20 Y 0679L7000-XX 7A 0.010 0.175 11.1 10.8 1.23 Y 0679L8000-XX 8A 0.0085 0.170 14.8 14.1 1.36 Y 0679L9100-XX 10A 0.0064 0.150 25.7 25.7 1.50 Y 0679L9120-XX 12A 0.0054 0.140 41.0 38.9 1.68 Y 0679L9150-XX 15A 0.0038 0.130 76.7 103.5 1.95 Y 0679L9200-XX 20A 0.0032 0.130 130.5 128.0 2.60 Y Consult manufacturer for other ratings XX - Packaging code (see “ordering information”) NOTES: All tests were conducted with the fuses soldered to a printed circuit boards with a nominal thickness of 1.6 mm. The copper test circuit trace was a printed circuit with an overall length of 100 mm, copper thickness/width as described below. The printed circuit boards were mounted by screws to a test fixture having brass blocks for connection of the test leads. All samples were soldered to the test boards by the manufacturer. Shock Resistance MIL-STD-202G, Method 213B, Test Condition 1 (100 G's peak for 6 milliseconds; Sawtooth waveform) Vibration Resistance MIL-STD-202G, Method 201A (10-55 Hz, 0.06 inch, total excursion). Salt Spray Resistance MIL-STD-202G, Method 101E, Test Condition B (48 hrs.). Insulation Resistance MIL-STD-202G, Method 302, Test Condition A (After Opening) 10,000 ohms minimum. Solderability MIL-STD-202G, Method 208H Resistance to solder Heat MIL-STD-202G, Method 210F, Test Condition C. Top Side (260℃,20 sec) MIL-STD-202G, Method 210F, Test Condition D. Bottom Side (260℃,10 sec) Thermal Shock MIL-STD-202G, Method 107G, Test Condition B (-65℃ to +125℃). Operating Temperature -55℃ to +125℃ Moisture Sensitivity Level 1 (According to IPC J-Std-020) High temperature storage MIL-STD-202 Method 108 Temperature cycling JESD22 Method JA-104,Test Condition B Biased humidity MIL-STD-202 Method 103, 85C/85% RH with 10% operating power for 1000 hrs. Operational life MIL-STD-202 Method 108, Test Condition D Resistance to solvents MIL-STD-202 Method 215 Mechanical shock MIL-STD-202 Method 213,Test Condition C Vibration MIL-STD-202 Method 204 Resistance to soldering heat MIL-STD-202 Method 210,Test condition B Thermal shock MIL-STD-202 Method 107 Solderability J-STD-002 Board flex(SMD) AEC-Q200-005 Terminal strength AEC-Q200-006 Electrical characterization 3 temperature electrical Fuse rating Test Board Trace Dimensions 250mA-5A 1 oz. copper, 5.0mm wide. 6A-20A 3 oz. copper, 10mm wide. Specifications subject to change without notice Type 0679L 3 / 4 Bel Fuse Inc. 206 Van Vorst Street Jersey City, NJ 07302 USA +1 201.432.0463 Bel.US.CS@belf.com belfuse.com/circuit-protection © 2022 Bel Fuse, Inc. Rev. 0679L Dec2022 Temperature Derating Curve Average Time Current Curve Soldering Parameters IR Reflow Profile (IPC/JEDEC J-STD-020D) Preheat & Soak Temperature min (Tsmin) Temperature max (Tsmax) Time (Tsmin to Tsmax) (ts) 150℃ 200℃ 60-120 seconds Average ramp-up rate (Tsmax to Tp) 3℃/second max. Liquidous temperature (TL) Time at liquidous (tL) 217℃ 60-150 seconds Peak temperature (Tp) 260℃ max Time (tp) within 5℃ of the specified classification temperature (Tc) 30 seconds Average ramp-down rate (Tp to Tsmax) 6℃/second max. Time 25℃ to peak temperature 8 minutes max. Specifications subject to change without notice Type 0679L 4 / 4 Bel Fuse Inc. 206 Van Vorst Street Jersey City, NJ 07302 USA +1 201.432.0463 Bel.US.CS@belf.com belfuse.com/circuit-protection © 2022 Bel Fuse, Inc. Rev. 0679L Dec2022 Fuse FGNO Explanation 0679 L [XXXX] -XX 0679L=0679L; [XXXX]=Ampere Rating; XX=See Ordering Information as below Fraction Decimal Milliamps Bel FGNO[XXXX] Fraction Decimal Amps Bel FGNO[XXXX] 1/4 0.250 250 0250 1.0 1 1000 3/8 .375 375 0375 1-1/4 1.25 1.25 1250 1/2 .500 500 0500 1-1/2 1.50 1.5 1500 .630 630 0630 2.0 2 2000 3/4 .750 750 0750 2-1/2 2.5 2.5 2500 3.0 3 3000 3-1/2 3.5 3.5 3500 4.0 4 4000 5.0 5 5000 6.3 6.3 6300 7.0 7 7000 8.0 8 8000 10 9100 12 9120 15 9150 20 9200 Mechanical Dimensions Ordering Information Packaging Packaging Tape & Reel Packaging Specification Quantity Quantity & Packaging Code 12 mm wide tape with 13 inches Diameter reel EIA Standard 481-E 5000 5 12 mm wide tape with 7 inches Diameter reel EIA Standard 481-E 1000 1 Specifications subject to change without notice
https://www.belfuse.com/resources/datasheets/circuitprotection/ds-cp-5et-5etp-series.pdf | fuses | Type 5ET / 5ETPTime-lag Fuse Series (High Surge-proof, Enhanced-Breaking Capacity)belfuse.com/circuit-protection5x20mm Time-lag fuse, high surge-proof, enhanced breaking capacity, glass tubebody cartridge fuse designed, approved and complied with IEC 60127-2,standardsheet 6.- Meet IEC standard 60127-2, sheet 6- Wide operating temperature range- Bulk and Tape & Reel packing available- Full compliance with EU Directive 2011/65/EU and amending directive 2015/863- Halogen Free- Lead FreeProvide individual protection for components or internal circuits.- Power supplies- Battery charger- MonitorLEAD FREE =- AdapterHALOGEN FREE =Physical SpecificationsElectrical Characteristics (IEC-127-2 STANDARD SHEET 6) Safety Agency ApprovalsRatedCurrent1.5 In 2.1 In2.75 In4 In10 InMINMAXMINMAXMINMAXMINMAX1A to 12A1hr.2min.600ms10sec150ms3sec20ms300msIn clause 9.2, the test voltage for 5ETP ratings from1A to 6.3Ais 63VDC.MaterialsBody : GlassCap : Nickel Plated Brass CapsLeads : Matte Tin Plated CopperMarkingOn Fuse :E RoHS compliantOn Label :"bel","","Current Rating","Voltage Rating","InterruptingRating","Appropriate Safety Logos" and " ", " "(China RoHS compliant).SafetyAgencySafety AgencyCertificateAmpere Rating/Voltage RatingAmpere Range / Volt@ I.R. ability*SE-S-22014211A-12A /250VAC1A-6.3A/250V AC@150A400077461A 6.3A/250V AC@150AE20624LR39772Self-declaration No:20209702070002961A 10A/250V AC@150A*I.R.= Interrupting Rating = Short Circuit Rating(Amps)Type 5ET / 5ETPBel Fuse Inc.300 Executive Drive, Suite 300,West Orange, NJ 07052 USA+1 201.432.0463Bel.US.CS@belf.combelfuse.com/circuit-protection© 2023 Bel Fuse, Inc.Rev. 5ET Dec2023Environmental SpecificationsShock ResistanceMIL-STD-202G, Method 213B, Test Condition 1(100 G's peak for 6 milliseconds; Sawtooth waveform)Vibration ResistanceMIL-STD-202G, Method 201A (10-55 Hz, 0.06 inch, total excursion).Salt Spray ResistanceMIL-STD-202G, Method 101E, Test Condition B (48 hrs).Insulation ResistanceMIL-STD-202G, Method 302, Test Condition B(After Opening) 100,000 ohms minimum.SolderabilityMIL-STD-202G, Method 208HResistance to solder HeatMIL-STD-202G, Method 210F, Test Condition B. (260+/-5,10+/-1 sec)Thermal ShockMIL-STD-202G, Method 107G, Test Condition B(-65 to +125).Operating Temperature-55 to +125Terminal StrengthIEC-68-2-21Electrical SpecificationsCatalogNumberAmpereRatingTypical ColdResistance(ohms)Volt-drop@100%In(Volt) max.Voltage andInterruptingRatingsMelting I²T<10 mSec(A² Sec) Melting I²T@10 In(A² Sec)MaximumPowerDissipation(W)Agency Approvals5ET(P) 1-R1A0.1110.15See Table ofSafety Approvalson Page 1 forVoltage andassociatedInterruptingRatings28290.42YYYYY5ET(P) 1.25-R1.25A0.0730.1342430.42YYYYY5ET(P) 1.6-R1.6A0.0580.1362640.51YYYYY5ET(P) 2-R2A0.0390.1292950.61YYYYY5ET(P) 2.5-R2.5A0.0310.121371420.74YYYYY5ET(P) 3.15-R3.15A0.0230.102032110.90YYYYY5ET(P) 4-R4A0.0170.103003131.08YYYYY5ET(P) 5-R5A0.0120.094444651.31YYYYY5ET(P) 6.3-R6.3A0.0100.096586911.58YYYYY5ET(P) 8-R8A0.0070.092522773.11Y5ET(P) 10-R10A0.0060.084004403.68Y5ET(P) 12-R12A0.0050.086356994.36Consult manufacturer for other ratingsType 5ET / 5ETPBel Fuse Inc.300 Executive Drive, Suite 300,West Orange, NJ 07052 USA+1 201.432.0463Bel.US.CS@belf.combelfuse.com/circuit-protection© 2023 Bel Fuse, Inc.Rev. 5ET Dec2023Temperature Derating Curve Average Time Current CurveSoldering ParametersLead-free Wave Soldering ProfileWave Soldering ParameterAverage ramp-up rate200 / secondHeating rate during preheattypical 1 - 2 / secondMax 4 / secondFinal preheat temperaturewithin 125 of solderingtemperaturePeak temperature Tp260Time within +0 / -5 ofactual peak temperature10 secondsRamp-down rate5 / second max.Type 5ET / 5ETPBel Fuse Inc.300 Executive Drive, Suite 300,West Orange, NJ 07052 USA+1 201.432.0463Bel.US.CS@belf.combelfuse.com/circuit-protection© 2023 Bel Fuse, Inc.Rev. 5ET Dec2023Fuse FGNO Explanation0655 R [XXXX] -XX0655R=5ET/5ETP; [XXXX]=Ampere Rating; XX=See Ordering Information as belowMechanical Dimensions Ordering Information*Ratings 6.3A and less have 0.032'' diameter lead;*Ratings 8A and above have 0.039'' diameter lead.PackagingPackaging OptionPackaging SpecificationQuantityPackaging CodeInside Tape SpacingBulkN/A100019N/ABulk (Pigtail Type)N/A50013N/ATape & ReelEIA-296-F15001610mm Pitch and 63mmFractionDecimalAmpsBel FGNO[XXXX]1.0110001-1/41.251.2512501.601.616002.0220002-1/22.52.525003.153.1531504.0440005.0550006.36.363008.088000109100129120
https://www.belfuse.com/resources/datasheets/circuitprotection/ds-cp-5et-5etp-series.pdf | fuses | Type 5ET / 5ETPTime-lag Fuse Series (High Surge-proof, Enhanced-Breaking Capacity)belfuse.com/circuit-protection5x20mm Time-lag fuse, high surge-proof, enhanced breaking capacity, glass tubebody cartridge fuse designed, approved and complied with IEC 60127-2,standardsheet 6.- Meet IEC standard 60127-2, sheet 6- Wide operating temperature range- Bulk and Tape & Reel packing available- Full compliance with EU Directive 2011/65/EU and amending directive 2015/863- Halogen Free- Lead FreeProvide individual protection for components or internal circuits.- Power supplies- Battery charger- MonitorLEAD FREE =- AdapterHALOGEN FREE =Physical SpecificationsElectrical Characteristics (IEC-127-2 STANDARD SHEET 6) Safety Agency ApprovalsRatedCurrent1.5 In 2.1 In2.75 In4 In10 InMINMAXMINMAXMINMAXMINMAX1A to 12A1hr.2min.600ms10sec150ms3sec20ms300msIn clause 9.2, the test voltage for 5ETP ratings from1A to 6.3Ais 63VDC.MaterialsBody : GlassCap : Nickel Plated Brass CapsLeads : Matte Tin Plated CopperMarkingOn Fuse :E RoHS compliantOn Label :"bel","","Current Rating","Voltage Rating","InterruptingRating","Appropriate Safety Logos" and " ", " "(China RoHS compliant).SafetyAgencySafety AgencyCertificateAmpere Rating/Voltage RatingAmpere Range / Volt@ I.R. ability*SE-S-22014211A-12A /250VAC1A-6.3A/250V AC@150A400077461A 6.3A/250V AC@150AE20624LR39772Self-declaration No:20209702070002961A 10A/250V AC@150A*I.R.= Interrupting Rating = Short Circuit Rating(Amps)Type 5ET / 5ETPBel Fuse Inc.300 Executive Drive, Suite 300,West Orange, NJ 07052 USA+1 201.432.0463Bel.US.CS@belf.combelfuse.com/circuit-protection© 2023 Bel Fuse, Inc.Rev. 5ET Dec2023Environmental SpecificationsShock ResistanceMIL-STD-202G, Method 213B, Test Condition 1(100 G's peak for 6 milliseconds; Sawtooth waveform)Vibration ResistanceMIL-STD-202G, Method 201A (10-55 Hz, 0.06 inch, total excursion).Salt Spray ResistanceMIL-STD-202G, Method 101E, Test Condition B (48 hrs).Insulation ResistanceMIL-STD-202G, Method 302, Test Condition B(After Opening) 100,000 ohms minimum.SolderabilityMIL-STD-202G, Method 208HResistance to solder HeatMIL-STD-202G, Method 210F, Test Condition B. (260+/-5,10+/-1 sec)Thermal ShockMIL-STD-202G, Method 107G, Test Condition B(-65 to +125).Operating Temperature-55 to +125Terminal StrengthIEC-68-2-21Electrical SpecificationsCatalogNumberAmpereRatingTypical ColdResistance(ohms)Volt-drop@100%In(Volt) max.Voltage andInterruptingRatingsMelting I²T<10 mSec(A² Sec) Melting I²T@10 In(A² Sec)MaximumPowerDissipation(W)Agency Approvals5ET(P) 1-R1A0.1110.15See Table ofSafety Approvalson Page 1 forVoltage andassociatedInterruptingRatings28290.42YYYYY5ET(P) 1.25-R1.25A0.0730.1342430.42YYYYY5ET(P) 1.6-R1.6A0.0580.1362640.51YYYYY5ET(P) 2-R2A0.0390.1292950.61YYYYY5ET(P) 2.5-R2.5A0.0310.121371420.74YYYYY5ET(P) 3.15-R3.15A0.0230.102032110.90YYYYY5ET(P) 4-R4A0.0170.103003131.08YYYYY5ET(P) 5-R5A0.0120.094444651.31YYYYY5ET(P) 6.3-R6.3A0.0100.096586911.58YYYYY5ET(P) 8-R8A0.0070.092522773.11Y5ET(P) 10-R10A0.0060.084004403.68Y5ET(P) 12-R12A0.0050.086356994.36Consult manufacturer for other ratingsType 5ET / 5ETPBel Fuse Inc.300 Executive Drive, Suite 300,West Orange, NJ 07052 USA+1 201.432.0463Bel.US.CS@belf.combelfuse.com/circuit-protection© 2023 Bel Fuse, Inc.Rev. 5ET Dec2023Temperature Derating Curve Average Time Current CurveSoldering ParametersLead-free Wave Soldering ProfileWave Soldering ParameterAverage ramp-up rate200 / secondHeating rate during preheattypical 1 - 2 / secondMax 4 / secondFinal preheat temperaturewithin 125 of solderingtemperaturePeak temperature Tp260Time within +0 / -5 ofactual peak temperature10 secondsRamp-down rate5 / second max.Type 5ET / 5ETPBel Fuse Inc.300 Executive Drive, Suite 300,West Orange, NJ 07052 USA+1 201.432.0463Bel.US.CS@belf.combelfuse.com/circuit-protection© 2023 Bel Fuse, Inc.Rev. 5ET Dec2023Fuse FGNO Explanation0655 R [XXXX] -XX0655R=5ET/5ETP; [XXXX]=Ampere Rating; XX=See Ordering Information as belowMechanical Dimensions Ordering Information*Ratings 6.3A and less have 0.032'' diameter lead;*Ratings 8A and above have 0.039'' diameter lead.PackagingPackaging OptionPackaging SpecificationQuantityPackaging CodeInside Tape SpacingBulkN/A100019N/ABulk (Pigtail Type)N/A50013N/ATape & ReelEIA-296-F15001610mm Pitch and 63mmFractionDecimalAmpsBel FGNO[XXXX]1.0110001-1/41.251.2512501.601.616002.0220002-1/22.52.525003.153.1531504.0440005.0550006.36.363008.088000109100129120
https://us.schurter.com/en/datasheet/typ_MSF_250.pdf | fuses | 1FusesMSF 250https://www.schurter.com /PG01_2Circuit ProtectionSubminiature Fuse, 8.5 mm, Quick-Acting F, 250 VACSubminiature fuse 8.5 mm, quick-acting F, 250 VAC Short terminalSubminiature fuse 8.5 mm, quick-acting F, 250 VAC Terminal long PCBSee below: Approvals and CompliancesIEC 60127-3 · 250 VAC · Quick-Acting FDescription- Directly solderable on printed circuit boards- Low Breaking CapacityReferencesCorresponding Fuseholder Fuse Kit Fuse Kit MST250 / MSF 250 Weblinkspdf data sheet, html datasheet, General Product Information, Distributor-Stock-Check, Detailed request for productTechnical DataRated Voltage250 VACRated current0.04 - 5 ABreaking Capacity35 ACharacteristicQuick-Acting FMountingPCB,THTAdmissible Ambient Temp.-40 °C to 85 °CClimatic Category40/085/21 acc. to IEC 60068-1Material: HousingThermoplastic, UL 94V-0Material: TerminalsTin-Plated CopperUnit Weight0.5 gStorage Conditions0 °C to 40 °C, max. 70% r.h.Product Marking, Type, Rated current, Rated Voltage, Characteristic, Certification marks Soldering MethodsWave Soldering ProfileSolderability235 °C / 2 sec acc. to IEC 60068-2-20, Test TaResistance to Soldering Heat260 °C / 10 sec acc. to IEC 60068-2-20, Test TbCase Resistance>100 MΩ (between leeds and body) acc. to EIA/IS-722, Test 4.7FlammabilityUL 94V-0 (acc. to EIA/IS-722, Test 4.12)Resistance to Vibrationacc. to IEC 60068-2-6, test FcCurrent Carrying Capacityacc. to EIA/IS-722, Test 4.3.3Moisture Resistance Test(acc. to EIA/IS-722, Test 4.4.3)Thermal ShockMIL-STD-202, Method 107D (200 air-to-air cycles from -55 to +125°C)Operational Life1000h @ 0.60 x In @ 70°C (acc. to EIA/IS-722, Test 4.4.1)Load Humidity Test0.1 x In @ 0.85 r.H. @ 85°C (acc. to EIA/IS-722, Test 4.4.2)Mechanical ShockMIL-STD-202, Method 213 Condition AResistance to SolventsMIL-STD-202, Method 215Terminal StrengthTensile load min. 9 N (acc. to EIA/IS-722, Test 4.5.1)Approvals and CompliancesDetailed information on product approvals, code requirements, usage instructions and detailed test conditions can be looked up in Details about Approvals SCHURTER products are designed for use in industrial environments. They have approvals from independent testing bodies according to national and international standards. Products with specific characteristics and requirements such as required in the automotive sector according to IATF 16949, medical technology according to ISO 13485 or in the aerospace industry can be offered exclusively with customer-specific, individual agree-ments by SCHURTER.2FusesMSF 250https://www.schurter.com /PG01_2Circuit ProtectionApprovalsThe approval mark is used by the testing authorities to certify compliance with the safety requirements placed on electronic products. Approval Reference Type: MSF 250Approval LogoCertificatesCertification BodyDescriptionVDE ApprovalsVDEVDE Certificate Number: 101035UL ApprovalsULUR File Number: E41599CCC ApprovalsCCCCCC Certificate Number: 2020970207000095Product standardsProduct standards that are referencedOrganizationDesignStandardDescriptionDesigned according toIEC 60127-3/3Miniature fuses - Part 3: Miniature fuse-linksDesigned according toUL 248-14Low voltage fuses - Part 14: Supplemental fusesDesigned according toCSA22.2 No. 248.14Low-Voltage Fuses - Part 14: Supplemental FusesApplication standardsApplication standards where the product can be usedOrganizationDesignStandardDescriptionSuitable for applications acc.IEC/UL 62368-1Audio/video, information and communication technology equipment - Part 1: Safety requirementsCompliancesThe product complies with following Guide LinesIdentificationDetailsInitiatorDescriptionCE declaration of conformitySCHURTER AGThe CE marking declares that the product complies with the applicable requirements laid down in the harmonisation of Community legislation on its affixing in accordance with EU Regulation 765/2008.UKCA declaration of conformitySCHURTER AGThe UKCA marking declares that the product complies with the applicable requirements laid down in the British Amendment of Regulation (EC) 765/2008.RoHSSCHURTER AGDirective RoHS 2011/65/EU, Amendment (EU) 2015/863China RoHSSCHURTER AGThe law SJ / T 11363-2006 (China RoHS) has been in force since 1 March 2007. It is similar to the EU directive RoHS.REACHSCHURTER AGOn 1 June 2007, Regulation (EC) No 1907/2006 on the Registration, Evaluation, Authorization and Restriction of Chemicals 1 (abbreviated as "REACH") entered into force.Dimension [mm] 8.5 mm 8.54.318.8ø 8.53.20.5ø 0.645.083.2ø 0.645.088.5ø 8.50.51+0.1 05.08Drilling diagram3FusesMSF 250https://www.schurter.com /PG01_2Circuit ProtectionDerating CurvesPercentage of Rating [%]1201101009080-50 -30 -10 10 30 50 70 90Ambient Temperature [°C] Pre-Arcing TimeRated Current In1.5 x In min.2.1 x In max.2.75 x In min.2.75 x In max.4.0 x In min.4.0 x In max.10.0 x In max.0.04 A - 5 A60 min30 min10 ms3 s3 ms300 ms20 msTime-Current-CurvesTime in Seconds0.0010.010.1110100100010000100000110Multiple of Rated Current In All Variants Rated Cur-rent [A]Rated Vol-tage [VAC]Breaking CapacityVoltage Drop 1.0 In max. [mV]Voltage Drop 1.0 In typ. [mV]Power Dissi-pation 1.5 In max. [mW]Melting I²t 10.0 In typ. [A²s]SLTOrder Number0.042501)-400-0.00016 l l 0034.6000█0.052501)8504601100.0004llll 0034.6001█0.0632501)7503301200.001llll 0034.6002█0.082501)6502801400.001llll 0034.6003█0.12501)6003001600.002llll 0034.6004█0.1252501)5502101800.006llll 0034.6005█0.162501)5004602100.014llll 0034.6006█4FusesMSF 250https://www.schurter.com /PG01_2Circuit ProtectionRated Cur-rent [A]Rated Vol-tage [VAC]Breaking CapacityVoltage Drop 1.0 In max. [mV]Voltage Drop 1.0 In typ. [mV]Power Dissi-pation 1.5 In max. [mW]Melting I²t 10.0 In typ. [A²s]SLTOrder Number0.22501)4804702500.024llll 0034.6007█0.252501)4403602900.058llll 0034.6008█0.3152501)4003453300.104llll 0034.6009█0.42501)370803900.044llll 0034.6010█0.52501)350754600.09llll 0034.6011█0.632501)320705300.15llll 0034.6012█0.82501)300706300.22llll 0034.6013█12501)280707400.33llll 0034.6014█1.252501)280659200.68llll 0034.6015█1.62501)2507010000.94llll 0034.6016█22501)2407013601.3llll 0034.6017█2.52501)2006513101.9llll 0034.6018█3.152501)1806514905.4llll 0034.6019█42502)1606016807.9 l l 0034.6020█52502)15060197011.2 l l 0034.6021█0.042501)-400-0.00016 l l 0034.60300.052501)8504601100.0004lll l 0034.60310.0632501)7503301200.001lll l 0034.60320.082501)6502801400.001lll l 0034.60330.12501)6003001600.002lll l 0034.60340.1252501)5502101800.006lll l 0034.60350.162501)5004602100.014lll l 0034.60360.22501)4804702500.024lll l 0034.60370.252501)4403602900.058lll l 0034.60380.3152501)4003453300.104lll l 0034.60390.42501)370803900.044lll l 0034.60400.52501)350754600.09lll l 0034.60410.632501)320705300.15lll l 0034.60420.82501)300706300.22lll l 0034.604312501)280707400.33lll l 0034.60441.252501)280659200.68lll l 0034.60451.62501)2507010000.94lll l 0034.604622501)2407013601.3lll l 0034.60472.52501)2006513101.9lll l 0034.60483.152501)1806514905.4lll l 0034.604942502)1606016807.9 l l 0034.605052502)15060197011.2 l l 0034.60510.042501)-400-0.00016 l l0034.60600.052501)8504601100.0004lll l0034.60610.0632501)7503301200.001lll l0034.60620.082501)6502801400.001lll l0034.60630.12501)6003001600.002lll l0034.60640.1252501)5502101800.006lll l0034.60650.162501)5004602100.014lll l0034.60660.22501)4804702500.024lll l0034.60670.252501)4403602900.058lll l0034.60680.3152501)4003453300.104lll l0034.60690.42501)370803900.044lll l0034.60700.52501)350754600.09lll l0034.60710.632501)320705300.15lll l0034.60720.82501)300706300.22lll l0034.607312501)280707400.33lll l0034.60741.252501)280659200.68lll l0034.60755FusesMSF 250https://www.schurter.com /PG01_2Circuit ProtectionRated Cur-rent [A]Rated Vol-tage [VAC]Breaking CapacityVoltage Drop 1.0 In max. [mV]Voltage Drop 1.0 In typ. [mV]Power Dissi-pation 1.5 In max. [mW]Melting I²t 10.0 In typ. [A²s]SLTOrder Number1.62501)2507010000.94lll l0034.607622501)2407013601.3lll l0034.60772.52501)2006513101.9lll l0034.60783.152501)1806514905.4lll l0034.607942502)1606016807.9 l l0034.608052502)15060197011.2 l l0034.6081█ Most Popular.Availability for all products can be searched real-time: https://www.schurter.com/en/info-center/support-tools/stock-check-distributors1) 35 A @ 250 VAC2) 10 In @ 250 VACPackaging Unit acc. IEC 60286-2S = 4.3 mm100 pcs in ESD-plastic bagL = 18.8 mm100 St. (Bulk)T = 18.8 mm750 pcs. in tape [P = P0: 12.7; P1: 3.81; H1: 26.45] on reel [A: 360; W3: 40; W4: 52; C: 30.5]The specifications, descriptions and illustrations indicated in this document are based on current information. All content is subject to modifications and amendments. Information furnished is believed to be accurate and reliable. However, users should independently evaluate the suitability and test each product selected for their own applications.26.03.2024
https://datasheets.kyocera-avx.com/AccuGuard2.pdf | fuses | Accu-Guard® IISMD Thin-Film FuseTDS-FUSE-0001 ¦ Rev 2ELECTRICAL SPECIFICATIONSAccu-Guard® II is a version of Accu-Guard® fuses for a wider range of current and voltage ratings. Constructed on alumina substrates, Accu-Guard® II fuses display superior electrical, mechanical and environmental properties. Accu-Guard® II dimensions are standard 0402, 0603, 0805, 1206 and 0612 chip sizes, see page 2.Operating temperature: -55°C to +125°CCurrent carrying capacity:For F0402E and F0603E at -55°C 107% of rating, at +25°C 100% of rating, at +125°C 80% of rating.For F1206B and F0805B at -55°C is 107% of rating, at +25°C 100% of rating, at +85°C 93% of rating, at +125°C 90% of rating. For F0805B 2.50A and 3.00A at +85°C 90% of rating, at +125°C 90% of rating.Interrupting rating: 50A.Insulation resistance: >20MΩ guaranteed (after fusing at rated voltage). For F0612D at -55°C 107% of rating, at +25°C 100% of rating, at +85°C 80% of rating, at +125°C 75% of rating.TypePart NumberCurrent Rating AResistance 10% x I rated, 25°C Ω (max.)Voltage Drop @1 x I rated, 25°C mV (max.)Fusing Current (within 5 sec), 25°C APre-Arc I2t @ 50A A2-secRated Voltage VF0402EF0402E0R25FSTR0.250.6502200.6250.00005*32F0402E0R50FSTR0.500.2501801.250.000332F0402E0R75FSTR0.750.2001801.8750.00332F0402E1R00FSTR1.000.1301602.500.00832F0402E1R50FSTR1.500.0601403.750.0332F0402E2R00FSTR2.000.0401205.000.0632F0603EF0603E0R25FSTR0.250.6502200.6250.00005*32F0603E0R37FSTR0.3750.4502200.9400.000132F0603E0R50FSTR0.500.2501801.250.000332F0603E0R75FSTR0.750.2001801.8750.00332F0603E1R00FSTR1.000.1301602.500.00832F0603E1R25FSTR1.250.0901403.1250.0132F0603E1R50FSTR1.500.0601403.750.0332F0603E1R75FSTR1.750.0501204.3750.0432F0603E2R00FSTR2.000.0401205.000.0632F0603E2R50FSTR2.500.0351006.250.1232F0603E3R00FSTR3.000.0301007.500.2532F0805BF0805B0R25FW/STR0.250.7502800.500.00003*63F0805B0R50FW/STR0.500.3502801.000.000263F0805B0R75FW/STR0.750.2702801.500.00163F0805B1R00FW/STR1.000.2202802.000.00363F0805B1R25FW/STR1.250.1702802.500.00763F0805B1R50FW/STR1.500.1202403.000.01063F0805B2R00FW/STR2.000.0802204.000.03063F0805B2R50FW/STR2.500.0602205.000.05063F0805B3R00FW/STR3.000.0502206.000.1063F1206BF1206B0R25FW/STR0.250.7502800.500.0000363F1206B0R50FW/STR0.500.3502801.000.000263F1206B1R00FW/STR1.000.1802402.000.00363F1206B1R50FW/STR1.500.1202403.000.01063F1206B2R00FW/STR2.000.0802204.000.03063F1206B3R00FW/STR3.000.0502206.000.1063F0612DF0612D4R00FWTR4.000.040260100.1032F0612D5R00FWTR5.000.02520012.50.2532*Current is limited to less than 50A at 32V due to internal fuse resistance. – accu-guard series lga/smd thin-film fuse –The Important Information/Disclaimer is incorporated in the catalog where these specifications came from or available online at www.kyocera-avx.com/disclaimer/ by reference and should be reviewed in full before placing any order.Accu-Guard® IISMD Thin-Film FuseTDS-FUSE-0001 ¦ Rev 2ENVIRONMENTAL CHARACTERISTICSTestConditionsRequiredSolderabilityComponents completely immersed in a solder bath at 235 ±5°C for 2 secs.Terminations to be well tinned No visible damageLeach ResistanceCompletely immersed in a solder bath at 260 ±5°C for 60 secsDissolution of termination ≤ 25% of area∆R/R<10%Storage12 months minimum with components stored in “as received” packaging.Good solderabilityShearComponents mounted to a substrate. A force of 5N applied normal to the line joining the terminations and in a line parallel to the substrateNo visible damageRapid Change of TemperatureComponents mounted to a substrate. 50 cycles -55° to +125°C.No Visible damage ∆R/R<10%Temperature CyclingComponents mounted to substrate.50 cycles -55°C to +125°C.No Visible damage ∆R/R<10%VibrationComponents mounted to substrate.50 cycles -55°C to +125°C.No Visible damage ∆R/R<10%BendTested as shown in diagram45mm45mm3 mmDeflectionNo visible damage ∆R/R<10%Load LifeF0805B, F1206B25°C, rated current, 20,000 hrs.No visible damage∆R/R<10% – accu-guard series lga/smd thin-film fuse –The Important Information/Disclaimer is incorporated in the catalog where these specifications came from or available online at www.kyocera-avx.com/disclaimer/ by reference and should be reviewed in full before placing any order.Accu-Guard® IILead-Free SMD Thin-Film FuseTDS-FUSE-0001 ¦ Rev 20.1 1 10 100 Current, Amp Pre -Arc Time, sec 10 -2 10 -1 10 -3 1 10 10 -6 10 -5 10 -4 2.0 A 1.5 A 1.0 A 0.5 A 0.25 A 0.75 A FUSE TIME – CURRENT CHARACTERISTICS FOR TYPE F0402E (TYPICAL) – accu-guard series lga/smd thin-film fuse –The Important Information/Disclaimer is incorporated in the catalog where these specifications came from or available online at www.kyocera-avx.com/disclaimer/ by reference and should be reviewed in full before placing any order.Accu-Guard® IILead-Free SMD Thin-Film FuseTDS-FUSE-0001 ¦ Rev 210010110-110-210-310-410-510-60 10 20 30 40 50 60 Current, Amp P re-Arc I 2t, A 2sec 2.0 A 1.5 A 1.0 A 0.5 A 0.2 5 A 0.7 5 A FUSE PRE-ARC JOULE INTEGRALS VS CURRENT FOR TYPE F0402E (TYPICAL) – accu-guard series lga/smd thin-film fuse –The Important Information/Disclaimer is incorporated in the catalog where these specifications came from or available online at www.kyocera-avx.com/disclaimer/ by reference and should be reviewed in full before placing any order.Accu-Guard® IILead-Free SMD Thin-Film FuseTDS-FUSE-0001 ¦ Rev 2 0 100 0 Pre -Arc Time, sec Pre -Arc I2t, A2sec 10 -2 10 -1 10 -3 1 100 10 -6 10 -5 10 -4 10 10 -6 10 -5 10 -4 10 -3 10 -2 10-1 1 10 2.0 A 1.5 A 1.0 A 0.5 A 0.25 A 0.75 A FUSE PRE-ARC JOULE INTEGRALS VS PRE-ARC TIME FOR TYPE F0402E (TYPICAL) – accu-guard series lga/smd thin-film fuse –The Important Information/Disclaimer is incorporated in the catalog where these specifications came from or available online at www.kyocera-avx.com/disclaimer/ by reference and should be reviewed in full before placing any order.Accu-Guard® IILead-Free SMD Thin-Film FuseTDS-FUSE-0001 ¦ Rev 210110-110-210-310-410-510-60.1110100Current, Amp P re-Arc Time, sec 2.0 A 2.5 A 3.0 A 1.5 A 1.75 A1.0 A 0.5 A 0.7 5 A 0.375 A 0.2 5 A 1.25 AFUSE TIME – CURRENT CHARACTERISTICS FOR TYPE F0603E (TYPICAL) – accu-guard series lga/smd thin-film fuse –The Important Information/Disclaimer is incorporated in the catalog where these specifications came from or available online at www.kyocera-avx.com/disclaimer/ by reference and should be reviewed in full before placing any order.Accu-Guard® IILead-Free SMD Thin-Film FuseTDS-FUSE-0001 ¦ Rev 20102030405060Current, AmpPre-Arc I2t, A2sec10010110-110-210-310-410-510-6 3.0A2.5A2.0A1.75A1.5A1.25A1.0A0.75A0.5A0.375A0.25AFUSE PRE-ARC JOULE INTEGRALS VS CURRENT FOR TYPE F0603E (TYPICAL) – accu-guard series lga/smd thin-film fuse –The Important Information/Disclaimer is incorporated in the catalog where these specifications came from or available online at www.kyocera-avx.com/disclaimer/ by reference and should be reviewed in full before placing any order.Accu-Guard® IILead-Free SMD Thin-Film FuseTDS-FUSE-0001 ¦ Rev 2Pre -Arc Time, sec Pre -Arc I2t, A2sec 10 -2 10 -1 10 -3 110010-6 10 -5 10 -4 1010 -6 10 -5 10 -4 10 -3 10 -2 10-1 110 3.0A2.5A2.0A1.75A1.5A1.25A1.0A0.75A0.5A0.375A0.25AFUSE PRE-ARC JOULE INTEGRALS VS PRE-ARC TIME FOR TYPE F0603E (TYPICAL) – accu-guard series lga/smd thin-film fuse –The Important Information/Disclaimer is incorporated in the catalog where these specifications came from or available online at www.kyocera-avx.com/disclaimer/ by reference and should be reviewed in full before placing any order.TDS-FUSE-0001 ¦ Rev 2Accu-Guard® IISMD Thin-Film Fuse0.15A0.25A0.375A0.50A0.75A1.00A1.25A1.5A1.75A2.0A2.5A3.0A10-11100.1110Current, AmpPre-Arc Time, Seconds10010-210-310-410-510-6FUSE TIME - CURRENT CHARACTERISTICS FOR TYPES F0805B AND F1206B (TYPICAL) – accu-guard series lga/smd thin-film fuse –The Important Information/Disclaimer is incorporated in the catalog where these specifications came from or available online at www.kyocera-avx.com/disclaimer/ by reference and should be reviewed in full before placing any order.TDS-FUSE-0001 ¦ Rev 2Accu-Guard® IISMD Thin-Film Fuse10-1110100Pre-Arc I2t, A2secCurrent, Amp10-210-310-410-510-650403020100603.00A2.50A2.00A1.50A1.25A1.00A0.75A0.50A0.25A0.15AFUSE PRE-ARC JOULE INTEGRALS VS. CURRENT TIME FOR TYPES F0805B AND F1206B (TYPICAL) – accu-guard series lga/smd thin-film fuse –The Important Information/Disclaimer is incorporated in the catalog where these specifications came from or available online at www.kyocera-avx.com/disclaimer/ by reference and should be reviewed in full before placing any order.TDS-FUSE-0001 ¦ Rev 2Accu-Guard® IISMD Thin-Film Fuse10-1110100Pre-Arc I2t, A2secPre-Arc Time, Seconds10-210-310-410-510-610-710-610-510-410-310-210-11103.00A2.50A2.00A1.50A1.25A1.00A0.75A0.50A0.25A0.15AFUSE PRE-ARC JOULE INTEGRALS VS. PRE-ARC TIME FOR TYPES F0805B AND F1206B (TYPICAL) – accu-guard series lga/smd thin-film fuse –The Important Information/Disclaimer is incorporated in the catalog where these specifications came from or available online at www.kyocera-avx.com/disclaimer/ by reference and should be reviewed in full before placing any order.TDS-FUSE-0001 ¦ Rev 2Accu-Guard® IISMD Thin-Film Fuse10-1110110Current, AmpPre-Arc Time, Seconds10010-210-310-410-54.0A5.0AFUSE TIME - CURRENT CHARACTERISTICS FOR TYPE F0612D (TYPICAL)**Not recommended for new designs, please contact factory – accu-guard series lga/smd thin-film fuse –The Important Information/Disclaimer is incorporated in the catalog where these specifications came from or available online at www.kyocera-avx.com/disclaimer/ by reference and should be reviewed in full before placing any order.Accu-Guard® IISMD Thin-Film FuseTDS-FUSE-0001 ¦ Rev 210-11101001000Pre-Arc I2t, A2secPre-Arc Time, Seconds10-210-310-410-511010-610-510-410-310-210-15.00A4.00AFUSE PRE-ARC JOULE INTEGRALS VS. PRE-ARC TIME FOR TYPE F0612D (TYPICAL)**Not recommended for new designs, please contact factory – accu-guard series lga/smd thin-film fuse –The Important Information/Disclaimer is incorporated in the catalog where these specifications came from or available online at www.kyocera-avx.com/disclaimer/ by reference and should be reviewed in full before placing any order.Accu-Guard® IISMD Thin-Film FuseTDS-FUSE-0001 ¦ Rev 210-11101001000Pre-Arc i2t, A2secCurrent, Amp10-210-310-410-550403020100605.00A4.00AFUSE PRE-ARC JOULE INTEGRALS VS. CURRENT FOR TYPE F0612D (TYPICAL)*Not recommended for new designs, please contact factory – accu-guard series lga/smd thin-film fuse –The Important Information/Disclaimer is incorporated in the catalog where these specifications came from or available online at www.kyocera-avx.com/disclaimer/ by reference and should be reviewed in full before placing any order.
https://us.schurter.com/en/datasheet/typ_UST_1206.pdf | fuses | 1FusesUST 1206https://www.schurter.com /PG01_2Circuit ProtectionSMD Fuse, 3.2 x 1.6 mm, Time-Lag T, 32 VAC, 63 VDCExemplary part photo depending on part no. See below: Approvals and CompliancesUL 248-14 · 32 VAC · 63 VDC · Time-Lag TDescription- UL characteristic- High melting I²t-values- High current ratings up to 25 A- Impermeable to potting compoundApplications- Secondary Protection DC and AC- Circuits with inrush- LCD Backlight DC-AC InverterReferencesWeblinkspdf data sheet, html datasheet, General Product Information, Distributor-Stock-Check, Detailed request for product, MicrositeTechnical DataRated Voltage32 VAC, 63 VDCRated current7 - 25 ABreaking Capacity100 A - 750 ACharacteristicTime-Lag TMountingPCB,SMTAdmissible Ambient Temp.-55 °C to 90 °CClimatic Category55/090/21 acc. to IEC 60068-1Material: HousingFiber-reinforced plastic, UL 94V-0Material: TerminalsCopper, Ni/Au-platedUnit Weight0.006 gStorage Conditions0 °C to 60 °C, max. 70% r.h.Product MarkingLetter (see variants) Soldering MethodsReflow Soldering ProfileSolderability245 °C / 3 sec acc. to IEC 60068-2-58, Test TdResistance to Soldering Heat260 +0/-5 °C / 30 sec acc. to IPC/JE-DEC J-STD-020D, Level 1Moisture Sensitivity LevelMSL 1, J-STD-020 Case Resistanceacc. to EIA/IS-722, Test 4.7FlammabilityUL 94V-1Damp heat, steady stateMIL-STD-202, Method 103Moisture Resistance TestMIL-STD-202, Method 106Thermal ShockMIL-STD-202, Method 107Operational LifeMIL-STD-202, Method 108 Condition DVibration, High FrequencyMIL-STD-202, Method 204 Condition DMechanical ShockMIL-STD-202, Method 213 Condition FResistance to SolventsMIL-STD-202, Method 215Temperature CyclingJESD22, Method JA-104 Condition G Board FlexAEC-Q200-005 Terminal StrengthAEC-Q200-006Approvals and CompliancesDetailed information on product approvals, code requirements, usage instructions and detailed test conditions can be looked up in Details about Approvals SCHURTER products are designed for use in industrial environments. They have approvals from independent testing bodies according to national and international standards. Products with specific characteristics and requirements such as required in the automotive sector according to IATF 16949, medical technology according to ISO 13485 or in the aerospace industry can be offered exclusively with customer-specific, individual agree-ments by SCHURTER.ApprovalsThe approval mark is used by the testing authorities to certify compliance with the safety requirements placed on electronic products. Approval Reference Type: UST 1206Approval LogoCertificatesCertification BodyDescriptionUL ApprovalsULUR File Number: E415992FusesUST 1206https://www.schurter.com /PG01_2Circuit ProtectionProduct standardsProduct standards that are referencedOrganizationDesignStandardDescriptionDesigned according toUL 248-14Low voltage fuses - Part 14: Supplemental fusesDesigned according toCSA22.2 No. 248.14Low-Voltage Fuses - Part 14: Supplemental FusesApplication standardsApplication standards where the product can be usedOrganizationDesignStandardDescriptionSuitable for applications acc.IEC/UL 62368-1Audio/video, information and communication technology equipment - Part 1: Safety requirementsCompliancesThe product complies with following Guide LinesIdentificationDetailsInitiatorDescriptionCE declaration of conformitySCHURTER AGThe CE marking declares that the product complies with the applicable requirements laid down in the harmonisation of Community legislation on its affixing in accordance with EU Regulation 765/2008.UKCA declaration of conformitySCHURTER AGThe UKCA marking declares that the product complies with the applicable requirements laid down in the British Amendment of Regulation (EC) 765/2008.RoHSSCHURTER AGDirective RoHS 2011/65/EU, Amendment (EU) 2015/863China RoHSSCHURTER AGThe law SJ / T 11363-2006 (China RoHS) has been in force since 1 March 2007. It is similar to the EU directive RoHS.REACHSCHURTER AGOn 1 June 2007, Regulation (EC) No 1907/2006 on the Registration, Evaluation, Authorization and Restriction of Chemicals 1 (abbreviated as "REACH") entered into force.Dimension [mm] 3.2 mm 1.60.63.22.2Reflow soldering pads 1.51.12Derating CurvesPercentage of Rating [%]140130120110100908070605040-60 -40 -20 0 20 40 60 80 100 120 140 16023Ambient Temperature [°C]3FusesUST 1206https://www.schurter.com /PG01_2Circuit ProtectionPre-Arcing TimeRated Current In1.0 x In min.2.5 x In max.10.0 x In min.10.0 x In max.7 A - 25 A4 h5 s1 ms10 msTime-Current-CurvesTime in Seconds0.1 0.00010.001 0.01 1 10 100 1000 10000 1100101000 7 A 8 A10 A12 A15 A20 A25 ACurrent in Amperes All Variants Rated Cur-rent [A]Rated Vol-tage [VAC]Rated Vol-tage [VDC]MarkingBreaking CapacityVoltage Drop 1.0 In typ. [mV]Cold Resi-stance typ. [mΩ]Melting I²t 8.0 In typ. [A²s]Order Number73263mm1)738.78.7l3413.0326.11█73263mm1)738.78.7l3413.0326.2273263mm1)738.78.7l3413.0326.24█73263mm1)738.78.7l3413.0326.2683263nn1)606.714l3413.0327.11█83263nn1)606.714l3413.0327.2283263nn1)606.714l3413.0327.24█83263nn1)606.714l3413.0327.26103263oo1)695.521l3413.0328.11█103263oo1)695.521l3413.0328.22103263oo1)695.521l3413.0328.24█103263oo1)695.521l3413.0328.26123263pp1)633.933l3413.0329.11█123263pp1)633.933l3413.0329.22123263pp1)633.933l3413.0329.24█123263pp1)633.933l3413.0329.26153263qq1)573.565l3413.0330.11153263qq1)573.565l3413.0330.22153263qq1)573.565l3413.0330.24█153263qq1)573.565l3413.0330.26203263rr1)532.7110l3413.0331.11203263rr1)532.7110l3413.0331.22203263rr1)532.7110l3413.0331.24█4FusesUST 1206https://www.schurter.com /PG01_2Circuit ProtectionRated Cur-rent [A]Rated Vol-tage [VAC]Rated Vol-tage [VDC]MarkingBreaking CapacityVoltage Drop 1.0 In typ. [mV]Cold Resi-stance typ. [mΩ]Melting I²t 8.0 In typ. [A²s]Order Number203263rr1)532.7110l3413.0331.26253263ss1)482.1220l3413.0332.11█253263ss1)482.1220l3413.0332.22253263ss1)482.1220l3413.0332.24█253263ss1)482.1220l3413.0332.26█ Most Popular.Availability for all products can be searched real-time: https://www.schurter.com/en/info-center/support-tools/stock-check-distributors1) UL: 100 A @ 63 VDC tau <1ms; 400 A @ 42 VDC tau <0.1ms; 750 A @ 32 VDC tau <0.1ms; 100 A @ 32 VAC cos φ ≥ 0.99; 150 A @ 24 VAC cos φ ≥ 0.991) Additional internal testing: 400 A @ 12 VDC; 600 A @ 9 VDC__________________________________________________________________________________________All measurements are carried out on a test board according to IEC 60127-4 with the following tracks:7 to 10 A: Track width 7.5 mm, Cu layer 70 µm12 to15 A: Track width 7.5 mm, Cu layer 140 µm20 to 25 A: Track width 7.5 mm, Cu layer 240 µmPackaging Unit acc. IEC 60286-3 Type 2a.xx = .11100 pcs. in tape in ESD-plastic bag.xx = .221000 pcs. in tape [W: 8mm and P1: 4mm] on reel [A: 18cm].xx = .245000 pcs. in tape [W: 8mm and P1: 4mm] on reel [A: 33cm].xx = .2615000 pcs. in tape [W: 8mm and P1: 4mm] on reel [A: 33cm]The specifications, descriptions and illustrations indicated in this document are based on current information. All content is subject to modifications and amendments. Information furnished is believed to be accurate and reliable. However, users should independently evaluate the suitability and test each product selected for their own applications.26.03.2024
https://us.schurter.com/en/datasheet/typ_UST_1206.pdf | fuses | 1FusesUST 1206https://www.schurter.com /PG01_2Circuit ProtectionSMD Fuse, 3.2 x 1.6 mm, Time-Lag T, 32 VAC, 63 VDCExemplary part photo depending on part no. See below: Approvals and CompliancesUL 248-14 · 32 VAC · 63 VDC · Time-Lag TDescription- UL characteristic- High melting I²t-values- High current ratings up to 25 A- Impermeable to potting compoundApplications- Secondary Protection DC and AC- Circuits with inrush- LCD Backlight DC-AC InverterReferencesWeblinkspdf data sheet, html datasheet, General Product Information, Distributor-Stock-Check, Detailed request for product, MicrositeTechnical DataRated Voltage32 VAC, 63 VDCRated current7 - 25 ABreaking Capacity100 A - 750 ACharacteristicTime-Lag TMountingPCB,SMTAdmissible Ambient Temp.-55 °C to 90 °CClimatic Category55/090/21 acc. to IEC 60068-1Material: HousingFiber-reinforced plastic, UL 94V-0Material: TerminalsCopper, Ni/Au-platedUnit Weight0.006 gStorage Conditions0 °C to 60 °C, max. 70% r.h.Product MarkingLetter (see variants) Soldering MethodsReflow Soldering ProfileSolderability245 °C / 3 sec acc. to IEC 60068-2-58, Test TdResistance to Soldering Heat260 +0/-5 °C / 30 sec acc. to IPC/JE-DEC J-STD-020D, Level 1Moisture Sensitivity LevelMSL 1, J-STD-020 Case Resistanceacc. to EIA/IS-722, Test 4.7FlammabilityUL 94V-1Damp heat, steady stateMIL-STD-202, Method 103Moisture Resistance TestMIL-STD-202, Method 106Thermal ShockMIL-STD-202, Method 107Operational LifeMIL-STD-202, Method 108 Condition DVibration, High FrequencyMIL-STD-202, Method 204 Condition DMechanical ShockMIL-STD-202, Method 213 Condition FResistance to SolventsMIL-STD-202, Method 215Temperature CyclingJESD22, Method JA-104 Condition G Board FlexAEC-Q200-005 Terminal StrengthAEC-Q200-006Approvals and CompliancesDetailed information on product approvals, code requirements, usage instructions and detailed test conditions can be looked up in Details about Approvals SCHURTER products are designed for use in industrial environments. They have approvals from independent testing bodies according to national and international standards. Products with specific characteristics and requirements such as required in the automotive sector according to IATF 16949, medical technology according to ISO 13485 or in the aerospace industry can be offered exclusively with customer-specific, individual agree-ments by SCHURTER.ApprovalsThe approval mark is used by the testing authorities to certify compliance with the safety requirements placed on electronic products. Approval Reference Type: UST 1206Approval LogoCertificatesCertification BodyDescriptionUL ApprovalsULUR File Number: E415992FusesUST 1206https://www.schurter.com /PG01_2Circuit ProtectionProduct standardsProduct standards that are referencedOrganizationDesignStandardDescriptionDesigned according toUL 248-14Low voltage fuses - Part 14: Supplemental fusesDesigned according toCSA22.2 No. 248.14Low-Voltage Fuses - Part 14: Supplemental FusesApplication standardsApplication standards where the product can be usedOrganizationDesignStandardDescriptionSuitable for applications acc.IEC/UL 62368-1Audio/video, information and communication technology equipment - Part 1: Safety requirementsCompliancesThe product complies with following Guide LinesIdentificationDetailsInitiatorDescriptionCE declaration of conformitySCHURTER AGThe CE marking declares that the product complies with the applicable requirements laid down in the harmonisation of Community legislation on its affixing in accordance with EU Regulation 765/2008.UKCA declaration of conformitySCHURTER AGThe UKCA marking declares that the product complies with the applicable requirements laid down in the British Amendment of Regulation (EC) 765/2008.RoHSSCHURTER AGDirective RoHS 2011/65/EU, Amendment (EU) 2015/863China RoHSSCHURTER AGThe law SJ / T 11363-2006 (China RoHS) has been in force since 1 March 2007. It is similar to the EU directive RoHS.REACHSCHURTER AGOn 1 June 2007, Regulation (EC) No 1907/2006 on the Registration, Evaluation, Authorization and Restriction of Chemicals 1 (abbreviated as "REACH") entered into force.Dimension [mm] 3.2 mm 1.60.63.22.2Reflow soldering pads 1.51.12Derating CurvesPercentage of Rating [%]140130120110100908070605040-60 -40 -20 0 20 40 60 80 100 120 140 16023Ambient Temperature [°C]3FusesUST 1206https://www.schurter.com /PG01_2Circuit ProtectionPre-Arcing TimeRated Current In1.0 x In min.2.5 x In max.10.0 x In min.10.0 x In max.7 A - 25 A4 h5 s1 ms10 msTime-Current-CurvesTime in Seconds0.1 0.00010.001 0.01 1 10 100 1000 10000 1100101000 7 A 8 A10 A12 A15 A20 A25 ACurrent in Amperes All Variants Rated Cur-rent [A]Rated Vol-tage [VAC]Rated Vol-tage [VDC]MarkingBreaking CapacityVoltage Drop 1.0 In typ. [mV]Cold Resi-stance typ. [mΩ]Melting I²t 8.0 In typ. [A²s]Order Number73263mm1)738.78.7l3413.0326.11█73263mm1)738.78.7l3413.0326.2273263mm1)738.78.7l3413.0326.24█73263mm1)738.78.7l3413.0326.2683263nn1)606.714l3413.0327.11█83263nn1)606.714l3413.0327.2283263nn1)606.714l3413.0327.24█83263nn1)606.714l3413.0327.26103263oo1)695.521l3413.0328.11█103263oo1)695.521l3413.0328.22103263oo1)695.521l3413.0328.24█103263oo1)695.521l3413.0328.26123263pp1)633.933l3413.0329.11█123263pp1)633.933l3413.0329.22123263pp1)633.933l3413.0329.24█123263pp1)633.933l3413.0329.26153263qq1)573.565l3413.0330.11153263qq1)573.565l3413.0330.22153263qq1)573.565l3413.0330.24█153263qq1)573.565l3413.0330.26203263rr1)532.7110l3413.0331.11203263rr1)532.7110l3413.0331.22203263rr1)532.7110l3413.0331.24█4FusesUST 1206https://www.schurter.com /PG01_2Circuit ProtectionRated Cur-rent [A]Rated Vol-tage [VAC]Rated Vol-tage [VDC]MarkingBreaking CapacityVoltage Drop 1.0 In typ. [mV]Cold Resi-stance typ. [mΩ]Melting I²t 8.0 In typ. [A²s]Order Number203263rr1)532.7110l3413.0331.26253263ss1)482.1220l3413.0332.11█253263ss1)482.1220l3413.0332.22253263ss1)482.1220l3413.0332.24█253263ss1)482.1220l3413.0332.26█ Most Popular.Availability for all products can be searched real-time: https://www.schurter.com/en/info-center/support-tools/stock-check-distributors1) UL: 100 A @ 63 VDC tau <1ms; 400 A @ 42 VDC tau <0.1ms; 750 A @ 32 VDC tau <0.1ms; 100 A @ 32 VAC cos φ ≥ 0.99; 150 A @ 24 VAC cos φ ≥ 0.991) Additional internal testing: 400 A @ 12 VDC; 600 A @ 9 VDC__________________________________________________________________________________________All measurements are carried out on a test board according to IEC 60127-4 with the following tracks:7 to 10 A: Track width 7.5 mm, Cu layer 70 µm12 to15 A: Track width 7.5 mm, Cu layer 140 µm20 to 25 A: Track width 7.5 mm, Cu layer 240 µmPackaging Unit acc. IEC 60286-3 Type 2a.xx = .11100 pcs. in tape in ESD-plastic bag.xx = .221000 pcs. in tape [W: 8mm and P1: 4mm] on reel [A: 18cm].xx = .245000 pcs. in tape [W: 8mm and P1: 4mm] on reel [A: 33cm].xx = .2615000 pcs. in tape [W: 8mm and P1: 4mm] on reel [A: 33cm]The specifications, descriptions and illustrations indicated in this document are based on current information. All content is subject to modifications and amendments. Information furnished is believed to be accurate and reliable. However, users should independently evaluate the suitability and test each product selected for their own applications.26.03.2024
https://us.schurter.com/en/datasheet/typ_UST_1206.pdf | fuses | 1FusesUST 1206https://www.schurter.com /PG01_2Circuit ProtectionSMD Fuse, 3.2 x 1.6 mm, Time-Lag T, 32 VAC, 63 VDCExemplary part photo depending on part no. See below: Approvals and CompliancesUL 248-14 · 32 VAC · 63 VDC · Time-Lag TDescription- UL characteristic- High melting I²t-values- High current ratings up to 25 A- Impermeable to potting compoundApplications- Secondary Protection DC and AC- Circuits with inrush- LCD Backlight DC-AC InverterReferencesWeblinkspdf data sheet, html datasheet, General Product Information, Distributor-Stock-Check, Detailed request for product, MicrositeTechnical DataRated Voltage32 VAC, 63 VDCRated current7 - 25 ABreaking Capacity100 A - 750 ACharacteristicTime-Lag TMountingPCB,SMTAdmissible Ambient Temp.-55 °C to 90 °CClimatic Category55/090/21 acc. to IEC 60068-1Material: HousingFiber-reinforced plastic, UL 94V-0Material: TerminalsCopper, Ni/Au-platedUnit Weight0.006 gStorage Conditions0 °C to 60 °C, max. 70% r.h.Product MarkingLetter (see variants) Soldering MethodsReflow Soldering ProfileSolderability245 °C / 3 sec acc. to IEC 60068-2-58, Test TdResistance to Soldering Heat260 +0/-5 °C / 30 sec acc. to IPC/JE-DEC J-STD-020D, Level 1Moisture Sensitivity LevelMSL 1, J-STD-020 Case Resistanceacc. to EIA/IS-722, Test 4.7FlammabilityUL 94V-1Damp heat, steady stateMIL-STD-202, Method 103Moisture Resistance TestMIL-STD-202, Method 106Thermal ShockMIL-STD-202, Method 107Operational LifeMIL-STD-202, Method 108 Condition DVibration, High FrequencyMIL-STD-202, Method 204 Condition DMechanical ShockMIL-STD-202, Method 213 Condition FResistance to SolventsMIL-STD-202, Method 215Temperature CyclingJESD22, Method JA-104 Condition G Board FlexAEC-Q200-005 Terminal StrengthAEC-Q200-006Approvals and CompliancesDetailed information on product approvals, code requirements, usage instructions and detailed test conditions can be looked up in Details about Approvals SCHURTER products are designed for use in industrial environments. They have approvals from independent testing bodies according to national and international standards. Products with specific characteristics and requirements such as required in the automotive sector according to IATF 16949, medical technology according to ISO 13485 or in the aerospace industry can be offered exclusively with customer-specific, individual agree-ments by SCHURTER.ApprovalsThe approval mark is used by the testing authorities to certify compliance with the safety requirements placed on electronic products. Approval Reference Type: UST 1206Approval LogoCertificatesCertification BodyDescriptionUL ApprovalsULUR File Number: E415992FusesUST 1206https://www.schurter.com /PG01_2Circuit ProtectionProduct standardsProduct standards that are referencedOrganizationDesignStandardDescriptionDesigned according toUL 248-14Low voltage fuses - Part 14: Supplemental fusesDesigned according toCSA22.2 No. 248.14Low-Voltage Fuses - Part 14: Supplemental FusesApplication standardsApplication standards where the product can be usedOrganizationDesignStandardDescriptionSuitable for applications acc.IEC/UL 62368-1Audio/video, information and communication technology equipment - Part 1: Safety requirementsCompliancesThe product complies with following Guide LinesIdentificationDetailsInitiatorDescriptionCE declaration of conformitySCHURTER AGThe CE marking declares that the product complies with the applicable requirements laid down in the harmonisation of Community legislation on its affixing in accordance with EU Regulation 765/2008.UKCA declaration of conformitySCHURTER AGThe UKCA marking declares that the product complies with the applicable requirements laid down in the British Amendment of Regulation (EC) 765/2008.RoHSSCHURTER AGDirective RoHS 2011/65/EU, Amendment (EU) 2015/863China RoHSSCHURTER AGThe law SJ / T 11363-2006 (China RoHS) has been in force since 1 March 2007. It is similar to the EU directive RoHS.REACHSCHURTER AGOn 1 June 2007, Regulation (EC) No 1907/2006 on the Registration, Evaluation, Authorization and Restriction of Chemicals 1 (abbreviated as "REACH") entered into force.Dimension [mm] 3.2 mm 1.60.63.22.2Reflow soldering pads 1.51.12Derating CurvesPercentage of Rating [%]140130120110100908070605040-60 -40 -20 0 20 40 60 80 100 120 140 16023Ambient Temperature [°C]3FusesUST 1206https://www.schurter.com /PG01_2Circuit ProtectionPre-Arcing TimeRated Current In1.0 x In min.2.5 x In max.10.0 x In min.10.0 x In max.7 A - 25 A4 h5 s1 ms10 msTime-Current-CurvesTime in Seconds0.1 0.00010.001 0.01 1 10 100 1000 10000 1100101000 7 A 8 A10 A12 A15 A20 A25 ACurrent in Amperes All Variants Rated Cur-rent [A]Rated Vol-tage [VAC]Rated Vol-tage [VDC]MarkingBreaking CapacityVoltage Drop 1.0 In typ. [mV]Cold Resi-stance typ. [mΩ]Melting I²t 8.0 In typ. [A²s]Order Number73263mm1)738.78.7l3413.0326.11█73263mm1)738.78.7l3413.0326.2273263mm1)738.78.7l3413.0326.24█73263mm1)738.78.7l3413.0326.2683263nn1)606.714l3413.0327.11█83263nn1)606.714l3413.0327.2283263nn1)606.714l3413.0327.24█83263nn1)606.714l3413.0327.26103263oo1)695.521l3413.0328.11█103263oo1)695.521l3413.0328.22103263oo1)695.521l3413.0328.24█103263oo1)695.521l3413.0328.26123263pp1)633.933l3413.0329.11█123263pp1)633.933l3413.0329.22123263pp1)633.933l3413.0329.24█123263pp1)633.933l3413.0329.26153263qq1)573.565l3413.0330.11153263qq1)573.565l3413.0330.22153263qq1)573.565l3413.0330.24█153263qq1)573.565l3413.0330.26203263rr1)532.7110l3413.0331.11203263rr1)532.7110l3413.0331.22203263rr1)532.7110l3413.0331.24█4FusesUST 1206https://www.schurter.com /PG01_2Circuit ProtectionRated Cur-rent [A]Rated Vol-tage [VAC]Rated Vol-tage [VDC]MarkingBreaking CapacityVoltage Drop 1.0 In typ. [mV]Cold Resi-stance typ. [mΩ]Melting I²t 8.0 In typ. [A²s]Order Number203263rr1)532.7110l3413.0331.26253263ss1)482.1220l3413.0332.11█253263ss1)482.1220l3413.0332.22253263ss1)482.1220l3413.0332.24█253263ss1)482.1220l3413.0332.26█ Most Popular.Availability for all products can be searched real-time: https://www.schurter.com/en/info-center/support-tools/stock-check-distributors1) UL: 100 A @ 63 VDC tau <1ms; 400 A @ 42 VDC tau <0.1ms; 750 A @ 32 VDC tau <0.1ms; 100 A @ 32 VAC cos φ ≥ 0.99; 150 A @ 24 VAC cos φ ≥ 0.991) Additional internal testing: 400 A @ 12 VDC; 600 A @ 9 VDC__________________________________________________________________________________________All measurements are carried out on a test board according to IEC 60127-4 with the following tracks:7 to 10 A: Track width 7.5 mm, Cu layer 70 µm12 to15 A: Track width 7.5 mm, Cu layer 140 µm20 to 25 A: Track width 7.5 mm, Cu layer 240 µmPackaging Unit acc. IEC 60286-3 Type 2a.xx = .11100 pcs. in tape in ESD-plastic bag.xx = .221000 pcs. in tape [W: 8mm and P1: 4mm] on reel [A: 18cm].xx = .245000 pcs. in tape [W: 8mm and P1: 4mm] on reel [A: 33cm].xx = .2615000 pcs. in tape [W: 8mm and P1: 4mm] on reel [A: 33cm]The specifications, descriptions and illustrations indicated in this document are based on current information. All content is subject to modifications and amendments. Information furnished is believed to be accurate and reliable. However, users should independently evaluate the suitability and test each product selected for their own applications.26.03.2024
https://us.schurter.com/en/datasheet/typ_UST_1206.pdf | fuses | 1FusesUST 1206https://www.schurter.com /PG01_2Circuit ProtectionSMD Fuse, 3.2 x 1.6 mm, Time-Lag T, 32 VAC, 63 VDCExemplary part photo depending on part no. See below: Approvals and CompliancesUL 248-14 · 32 VAC · 63 VDC · Time-Lag TDescription- UL characteristic- High melting I²t-values- High current ratings up to 25 A- Impermeable to potting compoundApplications- Secondary Protection DC and AC- Circuits with inrush- LCD Backlight DC-AC InverterReferencesWeblinkspdf data sheet, html datasheet, General Product Information, Distributor-Stock-Check, Detailed request for product, MicrositeTechnical DataRated Voltage32 VAC, 63 VDCRated current7 - 25 ABreaking Capacity100 A - 750 ACharacteristicTime-Lag TMountingPCB,SMTAdmissible Ambient Temp.-55 °C to 90 °CClimatic Category55/090/21 acc. to IEC 60068-1Material: HousingFiber-reinforced plastic, UL 94V-0Material: TerminalsCopper, Ni/Au-platedUnit Weight0.006 gStorage Conditions0 °C to 60 °C, max. 70% r.h.Product MarkingLetter (see variants) Soldering MethodsReflow Soldering ProfileSolderability245 °C / 3 sec acc. to IEC 60068-2-58, Test TdResistance to Soldering Heat260 +0/-5 °C / 30 sec acc. to IPC/JE-DEC J-STD-020D, Level 1Moisture Sensitivity LevelMSL 1, J-STD-020 Case Resistanceacc. to EIA/IS-722, Test 4.7FlammabilityUL 94V-1Damp heat, steady stateMIL-STD-202, Method 103Moisture Resistance TestMIL-STD-202, Method 106Thermal ShockMIL-STD-202, Method 107Operational LifeMIL-STD-202, Method 108 Condition DVibration, High FrequencyMIL-STD-202, Method 204 Condition DMechanical ShockMIL-STD-202, Method 213 Condition FResistance to SolventsMIL-STD-202, Method 215Temperature CyclingJESD22, Method JA-104 Condition G Board FlexAEC-Q200-005 Terminal StrengthAEC-Q200-006Approvals and CompliancesDetailed information on product approvals, code requirements, usage instructions and detailed test conditions can be looked up in Details about Approvals SCHURTER products are designed for use in industrial environments. They have approvals from independent testing bodies according to national and international standards. Products with specific characteristics and requirements such as required in the automotive sector according to IATF 16949, medical technology according to ISO 13485 or in the aerospace industry can be offered exclusively with customer-specific, individual agree-ments by SCHURTER.ApprovalsThe approval mark is used by the testing authorities to certify compliance with the safety requirements placed on electronic products. Approval Reference Type: UST 1206Approval LogoCertificatesCertification BodyDescriptionUL ApprovalsULUR File Number: E415992FusesUST 1206https://www.schurter.com /PG01_2Circuit ProtectionProduct standardsProduct standards that are referencedOrganizationDesignStandardDescriptionDesigned according toUL 248-14Low voltage fuses - Part 14: Supplemental fusesDesigned according toCSA22.2 No. 248.14Low-Voltage Fuses - Part 14: Supplemental FusesApplication standardsApplication standards where the product can be usedOrganizationDesignStandardDescriptionSuitable for applications acc.IEC/UL 62368-1Audio/video, information and communication technology equipment - Part 1: Safety requirementsCompliancesThe product complies with following Guide LinesIdentificationDetailsInitiatorDescriptionCE declaration of conformitySCHURTER AGThe CE marking declares that the product complies with the applicable requirements laid down in the harmonisation of Community legislation on its affixing in accordance with EU Regulation 765/2008.UKCA declaration of conformitySCHURTER AGThe UKCA marking declares that the product complies with the applicable requirements laid down in the British Amendment of Regulation (EC) 765/2008.RoHSSCHURTER AGDirective RoHS 2011/65/EU, Amendment (EU) 2015/863China RoHSSCHURTER AGThe law SJ / T 11363-2006 (China RoHS) has been in force since 1 March 2007. It is similar to the EU directive RoHS.REACHSCHURTER AGOn 1 June 2007, Regulation (EC) No 1907/2006 on the Registration, Evaluation, Authorization and Restriction of Chemicals 1 (abbreviated as "REACH") entered into force.Dimension [mm] 3.2 mm 1.60.63.22.2Reflow soldering pads 1.51.12Derating CurvesPercentage of Rating [%]140130120110100908070605040-60 -40 -20 0 20 40 60 80 100 120 140 16023Ambient Temperature [°C]3FusesUST 1206https://www.schurter.com /PG01_2Circuit ProtectionPre-Arcing TimeRated Current In1.0 x In min.2.5 x In max.10.0 x In min.10.0 x In max.7 A - 25 A4 h5 s1 ms10 msTime-Current-CurvesTime in Seconds0.1 0.00010.001 0.01 1 10 100 1000 10000 1100101000 7 A 8 A10 A12 A15 A20 A25 ACurrent in Amperes All Variants Rated Cur-rent [A]Rated Vol-tage [VAC]Rated Vol-tage [VDC]MarkingBreaking CapacityVoltage Drop 1.0 In typ. [mV]Cold Resi-stance typ. [mΩ]Melting I²t 8.0 In typ. [A²s]Order Number73263mm1)738.78.7l3413.0326.11█73263mm1)738.78.7l3413.0326.2273263mm1)738.78.7l3413.0326.24█73263mm1)738.78.7l3413.0326.2683263nn1)606.714l3413.0327.11█83263nn1)606.714l3413.0327.2283263nn1)606.714l3413.0327.24█83263nn1)606.714l3413.0327.26103263oo1)695.521l3413.0328.11█103263oo1)695.521l3413.0328.22103263oo1)695.521l3413.0328.24█103263oo1)695.521l3413.0328.26123263pp1)633.933l3413.0329.11█123263pp1)633.933l3413.0329.22123263pp1)633.933l3413.0329.24█123263pp1)633.933l3413.0329.26153263qq1)573.565l3413.0330.11153263qq1)573.565l3413.0330.22153263qq1)573.565l3413.0330.24█153263qq1)573.565l3413.0330.26203263rr1)532.7110l3413.0331.11203263rr1)532.7110l3413.0331.22203263rr1)532.7110l3413.0331.24█4FusesUST 1206https://www.schurter.com /PG01_2Circuit ProtectionRated Cur-rent [A]Rated Vol-tage [VAC]Rated Vol-tage [VDC]MarkingBreaking CapacityVoltage Drop 1.0 In typ. [mV]Cold Resi-stance typ. [mΩ]Melting I²t 8.0 In typ. [A²s]Order Number203263rr1)532.7110l3413.0331.26253263ss1)482.1220l3413.0332.11█253263ss1)482.1220l3413.0332.22253263ss1)482.1220l3413.0332.24█253263ss1)482.1220l3413.0332.26█ Most Popular.Availability for all products can be searched real-time: https://www.schurter.com/en/info-center/support-tools/stock-check-distributors1) UL: 100 A @ 63 VDC tau <1ms; 400 A @ 42 VDC tau <0.1ms; 750 A @ 32 VDC tau <0.1ms; 100 A @ 32 VAC cos φ ≥ 0.99; 150 A @ 24 VAC cos φ ≥ 0.991) Additional internal testing: 400 A @ 12 VDC; 600 A @ 9 VDC__________________________________________________________________________________________All measurements are carried out on a test board according to IEC 60127-4 with the following tracks:7 to 10 A: Track width 7.5 mm, Cu layer 70 µm12 to15 A: Track width 7.5 mm, Cu layer 140 µm20 to 25 A: Track width 7.5 mm, Cu layer 240 µmPackaging Unit acc. IEC 60286-3 Type 2a.xx = .11100 pcs. in tape in ESD-plastic bag.xx = .221000 pcs. in tape [W: 8mm and P1: 4mm] on reel [A: 18cm].xx = .245000 pcs. in tape [W: 8mm and P1: 4mm] on reel [A: 33cm].xx = .2615000 pcs. in tape [W: 8mm and P1: 4mm] on reel [A: 33cm]The specifications, descriptions and illustrations indicated in this document are based on current information. All content is subject to modifications and amendments. Information furnished is believed to be accurate and reliable. However, users should independently evaluate the suitability and test each product selected for their own applications.26.03.2024
https://www.littelfuse.com/media?resourcetype=datasheets&itemid=79b16c87-8337-4c9c-96d1-6ac09ce4e440&filename=littelfuse_fuse_235_datasheet.pdf | fuses | © 2020 Littelfuse, Inc.Specifications are subject to change without notice.Revised: BA.08/26/205×20 mm > Time-Lag > 235 SeriesAxial Lead & Cartridge FusesAgency ApprovalsFeaturesApplicationsAgencyAgency File NumberAmpere RangePSECartridge: NBK030609-JP1021A NBK190609-JP1021A NBK030609-JP1021BLeaded: NBK030609-JP1021C NBK190609-JP1021B NBK030609-JP1021D1A - 3.5A4A -5A6A -7A1A - 3.5A4A -5A6A -7A SU05001 – 3007 SU05001 – 2002 SU05001 – 20030.100A – 0.400A0.500A – 3A4A – 6A E104800.100A - 7A298620.100A - 7AN/A0.100A – 7A• Designed to UL/CSA/ANCE 248 Standard • Available in cartridge and axial lead format• RoHS compliant and lead-freeElectrical Characteristics for Series% of Ampere RatingAmpere RatingOpening Time100%0.100A – 7A4 hours, Minimum135%1 hour, Maximum200%5 seconds, MaximumRoHSPb5×20mm fast-acting glass body cartridge fuse designed to UL specification.Used as supplementary protection in appliance or utilization equipment to provide individual protection for components or internal circuits.235 Series, 5×20 mm, Fast-Acting FusePSEDescriptionAdditional InformationDatasheetSamplesResourcesAccessoriesFor recommended fuse accessories for this product series, see ‘Recommended Accessories’ section.© 2020 Littelfuse, Inc.Specifications are subject to change without notice.Revised: BA.08/26/205×20 mm > Time-Lag > 235 SeriesAxial Lead & Cartridge FusesAmp CodeAmp Rating(A)Voltage Rating (V)InterruptingRatingNominal Cold Resistance (Ohms)Nominal Melting I2t (A2 sec)Agency ApprovalsPSE.1000.125035A @ 250VAC10kA @ 125VAC8.40000.00127xxx-x.1250.1252505.75000.00273xxx-x.2000.22503.15000.00867xxx-x.2500.252502.25000.01660xxx-x.3000.32501.60000.03215xxx-x.4000.42501.0750.05845xxx-x.5000.52500.42650.06915xxx-x.6000.62500.31950.11200xxx-x.7000.72500.26250.15600xxx-x.8000.82500.19200.25300xxx-x001.1250100A @ 250VAC10kA @ 125VAC0.15300.46750xxxxx1.251.252500.10551.08500xxxxx01.61.62500.07582.02500xxxxx002.22500.06032.64500xxxxx02.52.52500.04375.44500xxxxx003.32500.03478.39500xxxxx03.53.52500.033117.14000xx-x-004.412510kA @ 125VAC0.024617.14000xxxxx005.51250.018427.41000xxxxx006.61250.014847.32500xxxxx007.71250.015764.81500xx-x-Electrical Characteristic Specifications by ItemAverage Time Current CurvesTemperature Re-rating Curve1001010.10.111010010000.01100010000TIME IN SECONDSCURRENT IN AMPERES0.100A0.125A0.200A0.250A0.300A0.400A0.500A0.600A0.700A0.800A1A1.25A1.6A2A2.5A3A4A5A6APlease contact Littelfuse for details on T-C curve for 7A ratingNote: Rerating depicted in this curve is in addition to the standard derating of 25% for continuous operation.© 2020 Littelfuse, Inc.Specifications are subject to change without notice.Revised: BA.08/26/205×20 mm > Time-Lag > 235 SeriesAxial Lead & Cartridge FusesMaterialsBody: GlassCap: Nickel–plated brassLeads: Tin–plated CopperTerminal StrengthMIL-STD-202, Method 211. Test Condition ASolderabilityMIL-STD-202 Method 208Product MarkingCap 1: Brand logo, current and voltage ratingCap 2: Series and agency approval markingsPackagingAvailable in Bulk (M=1000 pcs/pkg) or on Tape/Reel (MRET1=1000 pcs/reel)Product CharacteristicsOperating Temperature–55ºC to +125ºCThermal ShockMIL-STD-202, Method 107, Test Condition B: (5 cycles –65OC + 125OC) VibrationMIL-STD-202, Method 201HumidityMIL-STD-202, Method 103, Test Condition A high RH (95%) and elevated temperature (40O C) for 240 hours Salt SprayMIL-STD-202, Method 101, Test Condition BSoldering Parameters - Wave SolderingDwell Time0204060801001201401601802002202402602803000102030405060708090100110120130140150160170180190200210220230240Time (Seconds)Temperature (°C) - Measured on bottom side of boardCooling TimePreheat TimeWave ParameterLead-Free RecommendationPreheat:(Depends on Flux Activation Temperature)(Typical Industry Recommendation) Temperature Minimum:100°C Temperature Maximum:150°C Preheat Time:60-180 secondsSolder Pot Temperature:260°C MaximumSolder Dwell Time:2-5 secondsRecommended Hand-Solder Parameters:Solder Iron Temperature: 350°C +/- 5°C Heating Time: 5 seconds max.Note: These devices are not recommended for IR or Convection Reflow process.Recommended Process Parameters:© 2020 Littelfuse, Inc.Specifications are subject to change without notice.Revised: BA.08/26/205×20 mm > Time-Lag > 235 SeriesAxial Lead & Cartridge FusesDimensionsPackaging0235000P 0235.400 XEP0235.100 XEPto 0.65±0.0540±1.020+0.521.5±1.05.1+0.65.2+0.1-0.25.1+0.65.6±0.40235007.XEP0235.500 XEPto See Notes*40±1.021.5±1.05.5±0.3All dimensions in mmNotes: * 0.1A-6A have 0.65±0.05 diameter lead. 7A have 0.8±0.05 diameter lead.Part Numbering System0235M X E PxxxxLead-freePackaging CodeQuantity CodeAmp CodeSeriesX = FillerOption CodeE = Axial LeadedM = 1000Refer to Amp Code column of Electrical Characteristics TablePackaging OptionPackaging SpecificationQuantityQuantity & Packaging CodeTaping Width235 SeriesBulkN/A1000MXN/ABulkN/A1000MXEN/AReel and TapeEIA 296-E1000MRET1T1=53mm (2.087”)Recommended AccessoriesAccessory TypeSeriesDescriptionMax Application VoltageMax Application AmperageHolder345_ISFPanel Mount Shock-Safe Fuseholder25020345Shock-Safe Fuseholder with PC Mount, Solder Mount and Panel Mount options20830PC Mount Shock-Safe Miniature Fuseholder16Block520Metric OMNI-BLOK® Fuse Block 10646PC Mount Miniature Fuse Block 6.3658Surface Mount Miniature Fuse Block 10Clip520_WPC Mount Miniature Fuse Clip 6.3111PC Board Mount Fuse Clip 10445PC Board Mount Fuse Clip 10Notes: 1. Do not use in applications above rating. 2. Please refer to fuseholder data sheet for specific re-rating information.3. Please contact factory for applications greater than the max voltage and amperage shown.Disclaimer Notice - Information furnished is believed to be accurate and reliable. However, users should independently evaluate the suitability of and test each product selected for their own applications. Littelfuse products are not designed for, and may not be used in, all applications. Read complete Disclaimer Notice at: www.littelfuse.com/disclaimer-electronics.
https://www.bourns.com/docs/product-datasheets/sf-1206s.pdf?sfvrsn=e6b376e3_35 | fuses | %PDF-1.6%����198 0 obj< >streamh޲P0P���w�/�+Q0���L)�64)X�A(0eh`�����!������vvR]=endstreamendobj199 0 obj< >streamh�2S0P0W0�P����+�-�q�b��"��.vv��7endstreamendobj200 0 obj< >streamh޼XmS�8�����]I~��d&�2WCҗk.L,�[�NmC�~��ZV�$.��Ek��v�� �/`��Y8W��Ez,�Q�'h(jsP�9sfI�]fٖ���F�g��F8�������\��ZXK\sр@���dI��W�\�K��]��(�z���<�aIc�ǂ<�1�cI�i�"�Xy�g���ICA�R���D�cZ��-rC���Zt�h��<��cUN��huW�h.�@W�¦>�����h)pG*��d��U�zS�a�"&+/gؒF��`$8�՚3�tvή¤P(�2�~�:>e�5�0�_�f� [��^O�-�'L��f�֪��g-������b�Ғ���A�:Q���,�a����p8��0�c8���Sxgp0�¦�OB�\���¢Ty\¦�9D��p}��V)Đ�R� K� ���JI(���H-���?2��[���<{GJz -�$\�L����nz ����<1�:�q�,�[����>\*��9:y��D%������ �tH1A�$�Q&�.�8�K���J��H�B�����j)���Q�o�y��>�i?-���0΋��ܸլ@�Aֿ�±`¦sY�1d�h�B�Qy]Le;�WK׵eY�wS6Gl?B�W��,��H�_��P6�Nu#i�$��[�T��bF?�խf������<�yf¦ńk����¦���kc�~+��C����a� ��2GrN�{�7�Z�J!¦�e@}���U����&'\5���jt�1��@l�*M�U���҆H%W���V�MQ}-���7Y��ˤ�e^���jk[u�KWN����? _�����~_ {6�F {�o����.�u`��y�t�оx��]���ul]�u��{�5�O��E����lB[J�4h�ԧR���-T�-�l������vu�?�F�p����@�]����JՎ����Z[l�ݝ���Ѯ�j�[-�eמ�y][~P��~������r�>��Ac�n�ȱ�~���vC��݅��/���S�2,��d�y��{��j#G�0���*�;O!}��#�`��/�B-���_���R�D(�V�Z��a���N��Ip����md:�.j��Si�.ۘ�J9�g择��l/O��G!�'�*����6b�;8�`ܻ�C��)&�k�1�v��&�2؊�'[q�2؍����g�/��cB8A;���Y�~����¦k��c�vT��D��K��)�Sg������S����cA� ު�_M��m��9�c�-5��u���_�����]t\�o�4�FQ��v;��a]��}7���1�T��Ҟ����z���c��t��넶]Lh)7��M�Q�ɺ�\�����E����=�����t�Ն��L��g0��+�ꑸ�q=�Uqm+z#�r���_�H�o�-zd���Pi��N��t���M?��ڤ��ʫ[6�>DT�Aۈ�\����ms��w�z7d��\�����W� ���+����>endstreamendobj201 0 obj< >streamhެ��j�@�_e�����dA�V�br'RD�"ج$[�o���K������'+$pp�5�J(Z�A��Lia:e/mbe��k6m�m�7B�w:��b��Y� �gI�lޅ�,\6����䖽��qwS]�:��il�����}��B��聳�����W�^�ET���#JN*H%i�,Rg#�Dd���!"S�R�fL�<��=F�hgE�*�VQ��N��$�N��H�Pg'�iV1�ȳ����KF7�='C'>�w���!���BW�w{�^jBMU��.qY'N����@��K�¦����R����C�����5��R��I�d�C҈U����z]��_������MV��`�_endstreamendobj202 0 obj< >streamhޜ��j#A�_EO��f$���T)�+�@�&��pBp�{��zL�*Y�-~���ק���s�+p�Z��HFjX�� >streamhޔ���0��W�@��s����n�!܌��Ƿ�������ox%x(�D�F����xo�����.���࡮��#����i�kQ'�4�6ژZ��LjҶi�/Q�y�7W�RRZ�UZ��ƾ��o�"�x��DvKD��Ȕ�̙��I�ob�c����u��d���g"��H��d>��;]&R&rJ'?�O3Ѐ�endstreamendobj204 0 obj< >streamh��YkO�8�+��P���D�*CtV��*mŇ��� Cg�J������q�U+�<�kǹ�9��A$#!���!�!2E�""�D�C�HbD9�H��Q̐�Q\rL$`���`�J�d�Ә��".ا���@2AB='�)J`�~�cx&�p��߼�N�u�~YV�y~�_^w����~�+��}*�I�.����j]M�e+Xd�F���U�X-W�0o{ͲڄP}¦�WϏyt�z�o�:�g~*շ�g*���c�~�Š�*�z��\�b�B�PXk��-�yꨬ̝�wkJ�f�ap�,���(=��۷��'']�͎�����k�Y����Fʡy���JY�?s���[��"/��z>>w΅�n���就�F��u���WG�鲄I׹�evw�¦�ʭ���6����H�kU5f�ƞ_s�7V3*��V�X�q��eQT�R}7u�CZ���:���.jN;�=��w�����ȼ�?J�R�Uu����%��]���y�-���;�¦��0��٭���zW�2�*�v߱��kw�Cնq���J�8q���X�K4f�r,e��;β�%!~p���jKU1��b��}�q�Pm<��޼�Z����4���S�rD{��S���e�E��^�z�f'�&�1C;r�B0���E�t���8�h� ��B����"8��Q�9�bi�ܾnm�;�}{VWv�w;�͗�i¦�lTy�b��st�����u��?W��T�a�T���g��������zF��=�=^<�rG�P�0R�X��#�ԝĐ������J[��!=/<�}X��_a¦��q��D��,���}ѵ�~��#�^��E�Y�(�21D�����e��v����P�mt������?��.�<��=�/�?�{�,NF�}������soH��(뎺����s�U������ ��(tb{f���'˸�G�L"��֙�B��nW��Ը�׮W��>e��`�����-I���ه�x��7`���-���$n�>�mS��I�{��}�6:���V�nE؆3��a�����Ε���nVқ9�/{�CO ��'��F�5�{IT'�"b�kC~�Xe�Q�(�?W�U��C��¦Hh7����&\�3����`1���endstreamendobj2 0 obj< >stream 2021-06-08T08:32:59-07:00 2021-06-08T08:36:33-07:00 2021-06-08T08:36:33-07:00 Acrobat Distiller 20.0 (Macintosh) application/pdf SF-1206S Series – Slow Blow Surface Mount Fuses SinglFuse Bourns, Inc uuid:3e1f6221-2f83-3b47-9426-8154c3e3030e uuid:340364f9-6050-f947-8619-e3e135d76288 endstreamendobj11 0 obj< >endobj14 0 obj< >streamH�lW�n7��W�8��Z,�H�/�5@��@N�,؊���{E��Hh��Z_����.ؿ�×���ur�/�'_�I.W�.E��f���'����Zb5�I����V��v�h�w>Ă��������jS�kw}���ͽ۹�����������ƽ����_w�������?��~����E�L-B��p_�[����R�)W��A�z�w�����mt/���o�(���*hq�V��y��>����q�D-���D�לa�6n�]T���#��T��Z�)7.��T��+���Tӹ�3l�n�{��p[\�ۊ&/�X��CJfk���"Y�77va����]Xh"KX�'O?޽�v/>����g��,\�RsB�¦hH�������2�jql�nO��~��ë���������HG�Q�wb$�B�T�[�EB:K��jq��x�מ��R���!����`�jC�~Lu���$�������E��+�KM+ �4$zC�ڤ�Ｂ.��nA� 2�(�9=ń��#t�=fZ���+ED+(i�U�����[q��T�Cg�N���aAՎ�C#Z*�q��W-��� ;�wD�k�(���3����g[�"�<��f��'���JY�� ���53���h�VJg�F�-�da��p%��d�Y:#2;�a�t�p����F��'J>�L�:���D�3K�F/)&��3e����:�Z��8��_���n����C�5PB0j-��'ŧݚb�]�g�E�'O���I�.�$S�DoZ-�*C�RW1"[��<�2��Hr�qʸ�J��#*V�Z�˾)Ɉ���\'<>�ʂf��%�Nf[��C{LO^办$�Н&d�lY�J&�J�(���^M�:��vY�]�e���:�;n��t��82��f��,~�k���F�ml�d�B���͢=e�`T9����]�Yϯ��;��_%��t^� 5r�ϋށ�H*�7��񄏆�/�GP�V>D�����ҭSN{!X]���Ҍ�� ҥf"��m���ꊲ��Į�IK0E�͗dŨ�𲉌xȸ�C,"�N���3��¦{���8mW�&>��蔗y�',�����1Z�"5�1BL9����Ţ+ą"��m"E�ip/41"&��{���*!!��r�9�F������~�_�aպ����qG��g�l7���s�0���(endstreamendobj15 0 obj< >streamH��V�n�F}�W�d@�_��@��m��@*}p�0��TJ��O���̮(Q�c���3;3{�̅��[��Dq�[2˂���ˣ��6�ǲ\[M�E_ax����x2@����H<8��ug�����a�%]bQ�->3�H�Lz�U��̓P���Fc�E�9��i���"�%ɽM,�ύ�lb��a/����"�N����'y��t/�;r�3A��qil�zA��t����OR@p~H���6%�+��a�l/ ����"�O�LL ��`U�$��¦r�����S��8C`��Ɲ"$��H��=��b�B�(Oeo¦B��3��;���J��.�䖼;A��a�EШ�m�I4dU�N�RA�w�L\���MR�=����F�=�/��}����@�%���u*��f���¦G�S���ђ�K�ã��oPf8�Rk�VE@�p�΢.�`�N�,��(�a�Q�)�O�kܣ�]��ZJit<:��AJRD.B�$u�T�aT�sU~����1P��L0P�4s4��L$�e_<.����.2{����~���T̋��χ#�!)�#�Ā3�(Bӻ�*�/֘�pCK"΄��"NY��k�~h�����S�n7��3�gR���kV��r}���m���S�d�W���[b\���Y�"��4*�^�ք��i�.�����][m��r6�td�ER��QiԜC����V~K��*[�ҋ������slF=&(O���f���$���y`豽[��b��Yy��g\�-��5Um�k�j�cF��}�l�r�l����7_«����¦y�-!��j�\+�ػѫ��1��ݘ���2�8F���޷K�~��_��`�L=$x�.�e��f�޲�y���E5b��mSϷ�ǌz��T����πv�¦��4W�c����l���r�L�HCݡl���r�,�4]��b:z%H�����[�Ӕ�\��� k����W�m�{��Uuq�`���WǮ�θ���H�ZK���կ�h>Q�>0)�/��=i:h���8:L$���WE��{6������{�����'lp����jU�Q��l6�~��+vu7o���a�]��T'yTtW{�J�r�$r�3-�������}EhI������-��*}:Ӟ2f�׭�{��,"�`�NX�1�7�z�#��%r���M0�(��X��4�F�<�.z6�D��2����i0AJ�/�ڤK�KR�x�DR���'�r6��:~��K&gO�W/Ζ�'��8��$�yb��ٿ���endstreamendobj16 0 obj< >streamH��W�n[7��+� -.�����i�H��*�(�09Q#Ɉ� ���F?1���7v�Ea�����g^��Vo�ծ��7�Z;Lj�e�$����VՈ����϶<�H��׆!�j¦�?�0���O�k�B}�PV�,;�����T��9����a�S�'��V_���W�{���~�{=_��\5.&mj�N/��?gW����z1we�ޮ�ͽ���^��Z���\��������̇�5i���#�.W[ܪ�Ebm��B�����¦p���8�3�����@M>�2�(j�olJ]ʧ.���8ru޸Y҇��n�� B�/T�ϵzwf8��1��+X�5�50`�/BGp���_����v�ڞ�x���Xk�J[M��-ų� )������&��t��h��f߾z��_��n6�����~{CDO]��]ZNO��c]�z�T�Z��G��o����a�7��ۃ�>��ۯ�����_���A_lj�Dს���Ƀ��t��rm��Ѵ!�����^��΄R@�y"�в>�¦�E�ꎣ�b&z��(�L�g¦�xRt��w�Nݒ�w;��^p�U�g�n��w*�5����p��&\6sY�W��S�UF8q�i>@0��}�V�¦*�R�0�g0�H�3�E�N����D�"�V>r�K��C,x�!��7ނ�l".8��QVJ�{��:��,E,�p .�o"(��+��iX�%m��U����i�C� ��1�j2-�rbl���ʪp뎢5[Wd���]����BXC�y��㭏Hl�dq�f�E�6YT䂀 �7z��d����0�`I�=2a�k�!H��Q`�kA@��� �P)��d%�}p�Q�jȕN/�<&n��Z1]R���∠�S�b�8u2C��Qư�T�+o�Pl�a�%��ҍ�<��O�X��?q�`/��+�fG9Mj��Β�.��b�\p^��yJ(�%�2���L�Yɹ&d5)R9���1d�e�@��k� �%�lb�G�"��T�^:����uZ���Ds�L�����!:���8���Ğ/8�(�:T���9桏��茪$�R!����E��²׼�7��<�I�L%)�B?T�WBK��m��C����/��r���-<���=u����O��L\���b��>N�NfT]ڎ������<�9>�ZI��Ӟ�XBD;�r��s������4��n1�Xxk����cj-�U�@����I��z�EҜ���¦\/R�I���:���E/�I)r��y��j������d�9_4�\w9�k��AבfT]����¦^!W�G��l�5�3b���H��[a���r�'������L?�(��G�Il3̊�@�:����c�bh#[������Ot�Ɔ�~�&@�щI�f��D����X�5���I��3��x:O^�(�%�������进�?�������,*���2U���������~�Z��w�v@���"�?0�.�Rendstreamendobj17 0 obj< >streamH��W�j$7}����C�J��w7�8,q�K�Ӑ�8���9U��\�e�`����KI���8?NK1a�p�"�BAX�ô�D�U��i�7���%��M�::L�A���D-(�1�J�ؿ�i�����\��y�&�D�������D���}�s�4���9W���Ps��>=��xQ�D��V�C���άxy�X>�B�������PN2��]�-�́_��Ä���¦���lj[4��6�)>�auXx���֔Η���rm7f��x��gX�x?`�'n2���ᡘ4sW[���P�&�*���F�!�������$h�ouLJ��4#�~�H���Rw�b"j���ݸ��J���+��ǖV�v;r��H�e%���-����V����ѧ��F���h���q�m�Stݙ��2�0U�}¦2�0X\��ׯ�O�edH�p�"�Pl���"�W��E��i�R2P��MЭQ����4@��>���Jֹ��<~:D�G.G3f���aR��_S�Cl���8qbq�'�'x�f��n���?�N��.)��J��xq'�m�Xs�j��5��'��v�D� u��3*d��Md.0TA2��0K{?��)�j�x��;S]�A���$�"g��fb��fu8M��V���((S�y�v��w��߽{��f�����Gp��7}W�]���>�y�h{n��¦&6?O���ɓ�,Ȉy.��X5j��]�(��Q��uU��+V�����'Qx,!9B�,a�+�f��Y[,��n#_�q.!�⧡VO$xW�z�>�>��'�T�]�p���*�(�g)�W Ԯ�W�k�eB��HQ@��B��R����kZ¦i'���T*jp}6�H���q�Ky#�b�����������}���݃���x�����f�=MT_�������^3Y�״�%��^�:�-􏂢��n��x�UoI�f��yFP�8K�MA�$��x��%�-'�:*�⪐�eBP�dm����5k�.:����,�x¦2���"���3��em�H��Y󞳑%k�p9�����PzO�G�"���PWx����;@+���Y}C��i�'6����D�m��r�)S�͜��(��4խ��(>�Bhȑ�k-��(2p�~����Y����Kޢ�"����]�w�M��Oܣ���TM¦���e�����P���ɷFkKbꙥ�G%�7�'��Ｐendstreamendobj18 0 obj< >streamH��UKo�@��W�19x�3�>�(BBP@�q���$�J�}f�i�8--Re�㝝Ƿ�̬KtQ�JgH��:��DË`P�/I�X��VDbK� [����Pi~P9m�E�\�`�S�6olv�����UY$f�(kVhc�up�v���l��D�X��o`�(G�-g�:�o;mBf�*g=8N�%�+�xU>���K�tU[��b$�y>��^��1���b��¦���r5��˪������8���p��YH{��i�xU�1��]�I�s�֬���Hf�����ca���Z\H�j��C�Q�f���@�x����^�]T�a�궈಩Hn�S��GHљ��榾ۭ��Z¦��]�w7���n]��Nl$q*S��4x�Nh坸��W����D��O�Z��Ս��i�d�D�cJ��gy�7R��G�5���{��z���N{ҝ]Rf��r�v�>�'#D��D#�[�`�Y�1+m�¦�����>m�@�>�(̓�xDO=òH���4���hP:mΪn?̰x#P���}����Hnyh_\����ht�F�c2��G�h�9��>��9��38�c�eh��g��d�C������������ß1WOr�y(���7��R�Tߴ������mа�{�7��\$����{$ߙ$�T�J�`ԅ��endstreamendobj19 0 obj< >streamH��V�n�0��+¦�H�kl��J}�*����%�Z�ʣJ��5�������g<�]�8�8���E�� 8�Y@����� ��g��(�3g�¦�"�3���SQMzj��:O�����k�G�¥�B�4D�_%Ν�o6��Sv��cS�;�<v��h�A�4"������m�ڪ�m>��Z� �W";#��C��7��[�{��Yե2������P��û�7��.m`[�)9��Q�t�=$�F��Tn����&����{�k`���� �ɑ<�CB��V9k{�#Ɓs����{l��I��yX�ҹk>�fRQDQD�q��Y:��_�u�̨%��0����u�ZDa�uy85ꤛ�M6]&i.�Ȩ�9+v,xa��y%LJ�i��%���*@���a���إ�����d��ȝ�{�D�8���"�c2,�;/v��g�M�RwB2q�Nendstreamendobj20 0 obj< >streamH�ė[��D���)�K%{��s;sA�ZA+�˶�u�F�,��+�¦C��N2�f7K$�#EN ��U:�>��9G��,�<��3�Y�N"��7}�Iì3rʵrb�H����,�Z�)r�PSu�¦��0[ sh<�'�i�x�����O��")(�Y��Tؼ����.������EZ�m0#/]쥋���F����c?���yh��G¦�&�b4%'h�h�BS�A��I�и'2!�@O�)o�#s�9��A�T-�>�T�4���yMF���¦r-b4��i4s^(���a�6��R�^�m����i��zF�д���~�a7�����]��zJIs�Q�@�@�8~��Q4yfOq�Ec��pp�uĨFI-bS ��PD��(ҡ��=M�w����U�#M�!DQDQ�RzB�;�ɤM�~�f#6{��힍X�O��G�l��$RH˕�HcrI�@�+��O�֛fӕ�����ⶆe]nn���5�'�B��0-� q�]���0���"Ϡ-;Z��m�z�A�8�5�r�[C0Ȅf�T���H׋��9�㞱A]����)�՜r;?/�z+9L"ȓ��Uh��-i��C��n��p���Η65ۡ$5I�V����'��fYo���Q1' ����(������q/W��v�ZS��٧�-+������dV���A5ѝ0v�JL�m��e���P@dA�êI��{�i�N�h;e��,\����b�5¦A/t;�F�F�E�p�:0��my]�l����^�z{v�*I!\ë��q�Q�I�xg��(��Ѻ����2nendstreamendobj21 0 obj< >streamH��W�r�F��+��*�F����,y�]�+6�����"�P��*����-��Jʱ�J�����2��e�rf�́��I�8�f7���}�g�ř����)- }��o�<����T����Qp�tb3&c������`db��c"�0]�z����Q�i !˵��$L�qfc�\�������f�(�a�U�̋��B�^v����۪G9S���P]c�+w�j���0���Q<_����׻I$��8�C:��'pZ}_-����������b�?��!ւ�8����B��2O��N⪼$`Od&����i��D�ϧ���#����� �QR���*"g�'����RԤx2���Iԛ-���� ��\����*��mϦ��\����Czl2u�EJ�(�9 ��}���s8���`_�B��o�X'4�Ίn�%��!g�#�SS�����s��+��Y-�U{=���"5�`����L+�2it.z��{�t�5��j;���Pj���e��\P>��hC��3%���Ɂ�¸��\m�˴@9��0��J�Z)3�&��㈥Bm!㓐�PU�\�ݩ�ke���+ݚ��:}��X������1��婤а;������7�Q3�s�������"Q���8�'��P��p�0��/7�]ʅ؛�(3:F�4��r�]�/�* >streamhޜ�wTT��Ͻwz��0�z�.0��. Qf��Ml��@DE�����H��b!(�`HPb0���dF�J¦yy����ǽ��g�s��{��.$O./� �'�z8�W�Gб�x��0Y驾A��@$/7z�����H��e��O���OҬT��_��lN:K��"N����3"��$�F��/JP�rb�[䥟}�Q��d[��S��l1��x{��#b�G�\N��o�X3I���[ql2���$�8�x����t�rp��/8�p��C���f�q��.K�njm͠{r2�8��?�����.)ɩL^6�g�,qm�"[�Z[Z��~Q����7%��"���3�������R�`̊j��[�~:� w���!$E}k���yh�y�Rm��333��������:�}�=#�v����ʉe�tq�X)I)B>==�����<��8��Xȉ��9<QD�hʸ�8Q�yl���£sy����0�OZ�k�(��5�Hݠ��>��yP�������:�8�����p���΍��Lg��k�kЀ$��t�!0V�87���`��ɀ2A.�@���JP�A#h'@8.���:��`���`��a!2D��!UH2�� d�A>P ECqB���*�*�Z��:]��B�=h��~���L���2�������5p�����N��������:¦��ó@�QC��!H,�G6 �H9R�� ]H/rA��w(����Q�(OT��JCm@�*QGQ���-�(j�MF+��6h/�*t:]�.G7��З�w���7����Xa<1��:L1��s3���b�Xy���eb��~�1�9� v�Gĩ��p���+�5���q�y�^o��ó���¦=�?��'Htv�`Ba3���B�DxHxE$Չ��"���XA �P�4�407�7���&�9�$�A�n�0�;T242�1t.�5�4ld������+�s�;#�����V�]=iY9�FgM֚�k�&�=%Ō:���n����c�1gc�b�cfX.�}��lGv{�c�)�L��Ŗ�N���퉛�w�/���p+�/<j���$.$�%�&㒣�O�dx��������T�Ԃԑ4���i3¦o~C:��&�S@�L�u�[���Uo3C3OfIg�����wdO��¦�����;W-ws��z����1�7jl��8��c��͉̈́��3�+�{�%lKW�r�����[�$���l��lGm�n��a�c��O���kE&E�E�Y�׾2��⫅��;�K,K���������h�tiN���=�e��²�{��^-_V^���O�o�§�s���]�?T�Wީr�j�V��Q=w�}`����嚢�������zԶ�iו��8��>���k�׍E����<��h��ؤ�T�7���E����7�-�-���֢�����o��:�}��$�d�wZ�U�Q�ۡ����������΁S+Nuw�v�}o����j���Ȟ)9K8�v�\ι���/�]��~pq���==���/]��~�b�S�+vWN_��z��Z�u���}}m?X���o��~��F�M�]��:^��z��m���לּ302tw8rx�.��佤{/�gܟ��!�a�#�G叕����c��șQ�Ѿ'AO��ƞ���Ӈ��������f���ܧn>[�l�y���邟��~���_�Y53���r���W򯎼^��{����7�s�o��}�x��>���¦�쇊�z�>yz���������endstreamendobj23 0 obj< >streamh���333222444555666///000111777888999:::;;;===<<<>>>???@@@BBBAAACCCEEEDDDFFFGGGHHHIIIJJJKKKLLLMMMNNNOOOPPPQQQRRRSSSTTTUUUVVVWWWYYYXXXZZZ[[[\\\]]]^^^___```aaabbbdddcccfffeeeggghhhiiijjjlllkkkmmmnnnooopppqqqrrrssstttuuuvvvwwwxxxyyyzzz{{{¦¦¦}}}~~~�������������������������������������������������������������������������������������������������������������������������������������������������������������������������������������������������������������������������������������������������������������������������������������������������������������J"�endstreamendobj28 0 obj< >streamh�T�MO� ����9���ziH��`cV��{gaZI,J��B���̼�̼=����k����u&�觨��[\��:��r�A�n�1�P��CU���1�6�����m[�eW@_��h]��F��r��B��]R�����Q�g5 п����A,1_�x�cP�r=B�����q����o����O���ג�P%v{&Ifתҥ��bNO1f��R[Őux�[��.�¦0�p�endstreamendobj29 0 obj< >streamhޚ�0X�q�J�endstreamendobj30 0 obj< >streamh��[XTW�>�mU���*,P��EAD1��4�Ң(j4��{FԘ�5�mc���Vc��;�IG{b;�cc;�Y&���o�s�)Q��L�7�����{��{�]�}U� � ZA*�7!��uQ���"P8s�B���q��nD�Yw������D��ցw�Y:�K� ���um�!j����K��z������wμ�E��D��"?��hIE�1���砾snQyɆ���������*�T�=��9�C6�ڷʋ���P����o�,���>&�̡%S¦���*�Iu�Au{(���x�I��q�����̽C�j�t���´4#2��ϴn����6�7�/ԁ��k�=K6��C�C�"�\��O�E������ާO(�6�N¦��q���:��v��fU�<�N�i]4��o��RUѫ�&:�0� ��}x��v�J�a4��'Wћ������h/�a���R!�H멚~'KD�)�y�BǩTm�n.F�/Q+��iz;+����ć���~���&�L<崒�����5C�w�¦7e��~:F��D�HK�S��ߵa�6�U�1���B�U"�$Q,*��b�xE\V+Ej�zJ�О�n��_�:LG�$}@��t�n:��2�K��D�LS�+��(_���5��A_��`j�)�*t�N�4�F�xʧ<�h.-�{i���V�G�@ۏ�#(ډx�O���S��{�!qF�U����:*ť�+���*e��R�T�P۫����C���Y�����/4�Y��u��}dƙ������DP��p�����\�m�=�$=C5Tc^��*��^g�K��u�.��!"G���sD��W<��h��x���kx�(XP�)J���6zT9)��JW{�qj�:��J}Zݧ�C��&k�eZ������MO��O�+������?�_ꗌ0�>c���8i����Չ��)"i?��n�Z�¦�k��<:����F��[:B�aT��7{�OP��/��az^�%у���s��W��+������Q�V��J���j���ⵙջW��W�p��{X�А�]n�ܩc���ڶi�*(0�n3tMUŦ�2������+33��"0���'X�x�����a�Ԝըf��fJ}M�ΙDIq��t��s��r֊�����v8=_���2��L�F:<��]K�N�(t�{2�V��!�`lK�R(�{hd��Ү \#��r�{�]nY�F�{r�移C���b=b�L��� YRP0r��Mʩ*��2KB��7P)>6�ꙓ?>߳��Iq�蘡Gr�=Gূ��[�)���]-��A��H��J�QPU�͹�=G��B�x�y�3R,F-I0`�X�#�V��C���]�P��m:�7�ji��-<����v������C�c��fYxh�������yNn`��7���@��©?��Ӛc�Ͳ��i�Cg7[8�g�Q,�ys����h;ZZ8�G����X��fY8�i����l����7�p��-<�����i�I?���c�4���M[�:糅'�[8%�C�^�Ƞ���¦J�O��ɧ��¦:ԟ&M~Ǐd��昼�Y&�Ѵ�gB�l���C��40�����N��B�;��g�H&/k���,��i����y�¦��������AdD�E�W�\?����ُ�Gi��D�tV}�~�UCla�:���h&���*x�S4�#�BI4@��~�&����t2�\`@F�#�9Zf;NG��@�`*�]ϣ_�l��H�XW��2⸎�W�V����uwKz�v#=�ᖌx�&������ά?����U��?�c]@G����1#�܇������`�U�H�}V�<�j���Ն)�Y#GR��4�kָ�qc��c��R��1����I��'�p�O��X������;����J�����S�N���Cv1�F����`��$�4?ն�o��(B�o^1���(��^�����ƈ�~��ȏ�y���Pٕ�]�9o^E�Y��:�s�g+�xY�-�d^C�+�v���������{�W�[�Dn�U�@��$0~ԟ<��A��'^_x)`�Wږ��:H��l��¦�:T�n��8��>�<7: қ6h�̯ ���?y����l9w���9��Z;� #a��SL��f�n��l�l�c<^�y�c�9�mP��e���¦���ߘ2x=��m��W�����$�Y�N�V�9P1�5�Z��^Yf��������W���礭{1U�y5�6���/���3�W�>(��~A�m��m��­���z)�xN�W���Rޗxo����w�^�C��?<D]�X��AӁ牮��-��=��/-�5�K~>`�m�{i���^<�J��ϿY{�w�����dC!��O��c��>Y�� ����{����)�ڋ5�S2��-��R"�t����%?O���y���¦H�.�n�=���r�����������%C{�6��0�0�o䴃��¦sج�$���ϣ���+�va�^)�!�*i�܇��C�Q�\�v�Z��<��c}�?;�[�6�u��B]��_���m9�d��1��u5��6���6b=��mt��̃MX/��kُ����9qc$¦��;_��Qlù#�DZH���l��gߜ��kk�5���C�<���9�9�Ң�8��r�]���q]k~���A;ɳ؇J�y�ދr_�"�������P>R{��m�أ��rcM���+m�m>[�P��D�#�,#h�[�s�Wt�:7�ʘ��Op��_������Y�Oo�-��㪛����ˬ?�_���J�Y?�G���A�C8��R¦У!�7!=t)���@�wC��pX������~Xe!���v��glG XO���¦��]�j��9���¦�<ӋQ^��*M��F�yߑg�Zc ����VT�H��'��xc`��X�)��'����<��0 x����?��:�[c��7�m�����M���r}�w�����˚����ܜ63�g�?���Ә�����V{���i�ߙـ��T/57����yט���I��������:ޢ�q<�C�?�����¦�f��<�����/��o���&�$?z��nݷ:[:6�iO�~��yA�k���MMƾͣ?4��.��m������z��W�����*����ߋA���V����C����i��b�u4��~�����(�{��u\��¦%#.������$�J�(�)Z�r�Dp�oL���nkˤ���l��#�[k���Hv��@C�;�9&���*��aN��g�g�;��\.�¦o�xĊ����NΛe��F{��z� [�1��O>�G���M�/�=������b�8Je_��i܍:I� ]FeJ2���b�k�P�z)�V�wt#Ѭ��O}"���\���s𭃛�����o���v�{��XN���i��5�q��e�"6'��4�U��o����&��I����cO����2pl�mp�B�A�v�&�b�~~�K��s2���?�I*����{p����RƸ�(z�1`��X�]����`�܋��$� ��<�\�բ5�xVlek�����H��11�.6S��9JE�6e(��h�D��^t��X2�"둈�1���������V#�,�#�����FO/¦w�k㬲X��?~?�����z����^��b?�ͦ`^�{:���k�5�JN �����ylbu�h P���f���RF����wO�d�}N�_t��l^�^m�1�9Z_g�+V��������C�_�^�������a�r�2�%�A]�n��=\��y��rQTf�2�\��=��b^����O@&�AMk������6�z�~�~n�U?�d�e�� ��c����{��a����dh�T���8��`��C���&[�1�~,v�ݭ��81�2��������ћ��9��J�����>��ymﳥ��<ȫ������ʏ�Ǡ�*�~t�B�Gi��P��a���}?��y�ƭ��0��� �%~z�y��H�q7�¦l'�h{�@C���f�a[��O@�H�6څ9�P��w�w$���t��e܋���{�=g�gg>�ۯ(߶}��w����eJ��P����¦�=��ϟ^?n�������З���M�-�9�4���r=c9b�+�>�L�A���-�����y�tc����}я'q�5�\���{��2�k��3ջ�ܪ\� C����vX��1khF�ؐ>��\����ͨ#�C��-c�D̏j���yc�}��<�᳟�Q�{B��Rm�����-��H$����=/��)Zq�M!�@Ěi4EE�շ�a$P_��¦׷[�w�6�iO�Α�s2�^����2.��6�4>0� v���ybᝈ��+�B,�3�;��վ����r�J̳��w"V�QOq��x�4=���I��4�8G;�\�h1�p�z�~�Q?z'E��Pd=�B�H��V�26G�f�����{7~]�R"�P�������{�o_A��ԉ��z��1�w�_�_��h"��uN�7��;3�����A���_��R�E+��̳�w��ݟ���f���j,�¦�a�=@����\!��F_ڪg�mV0�^_x���Pc/%}h���b����g�8���Q2���1�x1��e�-u�g$�7-a�6����ݧ-�<��z"�r�x�� V->�lqx��E�')Q�ȡ�� s��I�Jb������P��Ѹ�����!�Bk�b�GY��,J��B\����r#Nta-�1@�x�=�Du�����v����t���c4D+-�!�p�~�x�M=�؋�᜹��6Z����Yq���9���X�gz��4?�B�l����h���!C�G�q(���C�5��}c���trIr^��9۟&�N�_����w@i4�XB���� �@��o$�R3`3/���q���G�����i��/���>���^�!@�mg}/�xR�T\��q#����W��>E%y�C��&�\EKL�h�5�V���%^8C���3���PxSQo��C^�Y(��L��4T֋���N?C����<��kܥ���T]`����g���c�ᾔ�*e5�Q���]�������R�-�'~˧0�Im���J��ݠ�����+������z0�1�i;�G?E�0'{�o!���G{qDS��(��F�~�Z9�{��^�:�Dn㴗b͹�8/�&���rr��a�H��Y�t���]$�j�_gk�(�a�=�¦��@y0�q�L��E¦�v^�=���E��؄�NC�.���{��A����.�v��ԛ��E�⠫4�kze�!����,�D��+�~��"͘o\�5�Q��F%x-��ct��ޗY��g��@@����� ��߲Qw�qk')Q_-�f`¦n�>r��>��G -eݴ@~9����X=�mp�%ͪ�Y1�i�u*�/�7�79(�:Rv��1/�7)��^�Q���^�,J��ԃ:[��Գa�C⏤QyL�x��;�Z�SK�@&0D�쳧P�i�R�C� �{���{чZӿ�O��Ҫ5�\�䘹zufTj��B.�!�)BRwMē�Z1�&���%J��0J�1x����Z�Hu¦��p9b���~�����Q��(�q�]���1�V)moD�t (Bj���ml����zp픎g�XG���܂����Z��w���#2{mI��dL~�%s�df���74���d��=���5�� ۞��=8�V�����\��^k� �T+&��ڶڊm�ll1�([O[���-�����������h���fW�d�Tk~��?��d�c����L�S�S��&LvQl�Ako[<����'f���(�>c����a�-Y�=�a���0�b~���4¦d�.}.w�gy�_&\�%@�g��Ү�3��}�-���gጙ�L�J �i�(�` HF�l`)�x�-pxh�]��A6��08���p�Z�����v�~����gp�ۺ�x:�wo��D���.���b��1�+�/sW�¦���W�lS�1c�!7����&���ɓ�onT_�2֮=�͉�aCe��ߜ^�6C�*: >streamh�T��N�0��y�vHW�RUi��!Zv��D�N䦇�=I�88�����X���l��N���d7�F�`gv9��Rͯ���4�+j��QO�9<�Tϧm�������6�>�<�N=z��=R���B_�S=����՚�#�s�[H���+���C(���}yMH�~u]Z��X�ӷ��R�饟¦�+��#�¦�$!X��R���-��`."nVendstreamendobj32 0 obj< >streamh��{xTE����vw�����,d#iB����D$@�����2��~��ĭ�u�Q�eQ�AF��A���ߺ����}棟�Oթ�U��9u���@��h�4b��^�w'��'@�������H��˟��<�ˬ���P�'�Mm������'�>� �o�7u���
https://www.bourns.com/docs/product-datasheets/sf-1206s.pdf?sfvrsn=e6b376e3_35 | fuses | %PDF-1.6%����198 0 obj< >streamh޲P0P���w�/�+Q0���L)�64)X�A(0eh`�����!������vvR]=endstreamendobj199 0 obj< >streamh�2S0P0W0�P����+�-�q�b��"��.vv��7endstreamendobj200 0 obj< >streamh޼XmS�8�����]I~��d&�2WCҗk.L,�[�NmC�~��ZV�$.��Ek��v�� �/`��Y8W��Ez,�Q�'h(jsP�9sfI�]fٖ���F�g��F8�������\��ZXK\sр@���dI��W�\�K��]��(�z���<�aIc�ǂ<�1�cI�i�"�Xy�g���ICA�R���D�cZ��-rC���Zt�h��<��cUN��huW�h.�@W�¦>�����h)pG*��d��U�zS�a�"&+/gؒF��`$8�՚3�tvή¤P(�2�~�:>e�5�0�_�f� [��^O�-�'L��f�֪��g-������b�Ғ���A�:Q���,�a����p8��0�c8���Sxgp0�¦�OB�\���¢Ty\¦�9D��p}��V)Đ�R� K� ���JI(���H-���?2��[���<{GJz -�$\�L����nz ����<1�:�q�,�[����>\*��9:y��D%������ �tH1A�$�Q&�.�8�K���J��H�B�����j)���Q�o�y��>�i?-���0΋��ܸլ@�Aֿ�±`¦sY�1d�h�B�Qy]Le;�WK׵eY�wS6Gl?B�W��,��H�_��P6�Nu#i�$��[�T��bF?�խf������<�yf¦ńk����¦���kc�~+��C����a� ��2GrN�{�7�Z�J!¦�e@}���U����&'\5���jt�1��@l�*M�U���҆H%W���V�MQ}-���7Y��ˤ�e^���jk[u�KWN����? _�����~_ {6�F {�o����.�u`��y�t�оx��]���ul]�u��{�5�O��E����lB[J�4h�ԧR���-T�-�l������vu�?�F�p����@�]����JՎ����Z[l�ݝ���Ѯ�j�[-�eמ�y][~P��~������r�>��Ac�n�ȱ�~���vC��݅��/���S�2,��d�y��{��j#G�0���*�;O!}��#�`��/�B-���_���R�D(�V�Z��a���N��Ip����md:�.j��Si�.ۘ�J9�g择��l/O��G!�'�*����6b�;8�`ܻ�C��)&�k�1�v��&�2؊�'[q�2؍����g�/��cB8A;���Y�~����¦k��c�vT��D��K��)�Sg������S����cA� ު�_M��m��9�c�-5��u���_�����]t\�o�4�FQ��v;��a]��}7���1�T��Ҟ����z���c��t��넶]Lh)7��M�Q�ɺ�\�����E����=�����t�Ն��L��g0��+�ꑸ�q=�Uqm+z#�r���_�H�o�-zd���Pi��N��t���M?��ڤ��ʫ[6�>DT�Aۈ�\����ms��w�z7d��\�����W� ���+����>endstreamendobj201 0 obj< >streamhެ��j�@�_e�����dA�V�br'RD�"ج$[�o���K������'+$pp�5�J(Z�A��Lia:e/mbe��k6m�m�7B�w:��b��Y� �gI�lޅ�,\6����䖽��qwS]�:��il�����}��B��聳�����W�^�ET���#JN*H%i�,Rg#�Dd���!"S�R�fL�<��=F�hgE�*�VQ��N��$�N��H�Pg'�iV1�ȳ����KF7�='C'>�w���!���BW�w{�^jBMU��.qY'N����@��K�¦����R����C�����5��R��I�d�C҈U����z]��_������MV��`�_endstreamendobj202 0 obj< >streamhޜ��j#A�_EO��f$���T)�+�@�&��pBp�{��zL�*Y�-~���ק���s�+p�Z��HFjX�� >streamhޔ���0��W�@��s����n�!܌��Ƿ�������ox%x(�D�F����xo�����.���࡮��#����i�kQ'�4�6ژZ��LjҶi�/Q�y�7W�RRZ�UZ��ƾ��o�"�x��DvKD��Ȕ�̙��I�ob�c����u��d���g"��H��d>��;]&R&rJ'?�O3Ѐ�endstreamendobj204 0 obj< >streamh��YkO�8�+��P���D�*CtV��*mŇ��� Cg�J������q�U+�<�kǹ�9��A$#!���!�!2E�""�D�C�HbD9�H��Q̐�Q\rL$`���`�J�d�Ә��".ا���@2AB='�)J`�~�cx&�p��߼�N�u�~YV�y~�_^w����~�+��}*�I�.����j]M�e+Xd�F���U�X-W�0o{ͲڄP}¦�WϏyt�z�o�:�g~*շ�g*���c�~�Š�*�z��\�b�B�PXk��-�yꨬ̝�wkJ�f�ap�,���(=��۷��'']�͎�����k�Y����Fʡy���JY�?s���[��"/��z>>w΅�n���就�F��u���WG�鲄I׹�evw�¦�ʭ���6����H�kU5f�ƞ_s�7V3*��V�X�q��eQT�R}7u�CZ���:���.jN;�=��w�����ȼ�?J�R�Uu����%��]���y�-���;�¦��0��٭���zW�2�*�v߱��kw�Cնq���J�8q���X�K4f�r,e��;β�%!~p���jKU1��b��}�q�Pm<��޼�Z����4���S�rD{��S���e�E��^�z�f'�&�1C;r�B0���E�t���8�h� ��B����"8��Q�9�bi�ܾnm�;�}{VWv�w;�͗�i¦�lTy�b��st�����u��?W��T�a�T���g��������zF��=�=^<�rG�P�0R�X��#�ԝĐ������J[��!=/<�}X��_a¦��q��D��,���}ѵ�~��#�^��E�Y�(�21D�����e��v����P�mt������?��.�<��=�/�?�{�,NF�}������soH��(뎺����s�U������ ��(tb{f���'˸�G�L"��֙�B��nW��Ը�׮W��>e��`�����-I���ه�x��7`���-���$n�>�mS��I�{��}�6:���V�nE؆3��a�����Ε���nVқ9�/{�CO ��'��F�5�{IT'�"b�kC~�Xe�Q�(�?W�U��C��¦Hh7����&\�3����`1���endstreamendobj2 0 obj< >stream 2021-06-08T08:32:59-07:00 2021-06-08T08:36:33-07:00 2021-06-08T08:36:33-07:00 Acrobat Distiller 20.0 (Macintosh) application/pdf SF-1206S Series – Slow Blow Surface Mount Fuses SinglFuse Bourns, Inc uuid:3e1f6221-2f83-3b47-9426-8154c3e3030e uuid:340364f9-6050-f947-8619-e3e135d76288 endstreamendobj11 0 obj< >endobj14 0 obj< >streamH�lW�n7��W�8��Z,�H�/�5@��@N�,؊���{E��Hh��Z_����.ؿ�×���ur�/�'_�I.W�.E��f���'����Zb5�I����V��v�h�w>Ă��������jS�kw}���ͽ۹�����������ƽ����_w�������?��~����E�L-B��p_�[����R�)W��A�z�w�����mt/���o�(���*hq�V��y��>����q�D-���D�לa�6n�]T���#��T��Z�)7.��T��+���Tӹ�3l�n�{��p[\�ۊ&/�X��CJfk���"Y�77va����]Xh"KX�'O?޽�v/>����g��,\�RsB�¦hH�������2�jql�nO��~��ë���������HG�Q�wb$�B�T�[�EB:K��jq��x�מ��R���!����`�jC�~Lu���$�������E��+�KM+ �4$zC�ڤ�Ｂ.��nA� 2�(�9=ń��#t�=fZ���+ED+(i�U�����[q��T�Cg�N���aAՎ�C#Z*�q��W-��� ;�wD�k�(���3����g[�"�<��f��'���JY�� ���53���h�VJg�F�-�da��p%��d�Y:#2;�a�t�p����F��'J>�L�:���D�3K�F/)&��3e����:�Z��8��_���n����C�5PB0j-��'ŧݚb�]�g�E�'O���I�.�$S�DoZ-�*C�RW1"[��<�2��Hr�qʸ�J��#*V�Z�˾)Ɉ���\'<>�ʂf��%�Nf[��C{LO^办$�Н&d�lY�J&�J�(���^M�:��vY�]�e���:�;n��t��82��f��,~�k���F�ml�d�B���͢=e�`T9����]�Yϯ��;��_%��t^� 5r�ϋށ�H*�7��񄏆�/�GP�V>D�����ҭSN{!X]���Ҍ�� ҥf"��m���ꊲ��Į�IK0E�͗dŨ�𲉌xȸ�C,"�N���3��¦{���8mW�&>��蔗y�',�����1Z�"5�1BL9����Ţ+ą"��m"E�ip/41"&��{���*!!��r�9�F������~�_�aպ����qG��g�l7���s�0���(endstreamendobj15 0 obj< >streamH��V�n�F}�W�d@�_��@��m��@*}p�0��TJ��O���̮(Q�c���3;3{�̅��[��Dq�[2˂���ˣ��6�ǲ\[M�E_ax����x2@����H<8��ug�����a�%]bQ�->3�H�Lz�U��̓P���Fc�E�9��i���"�%ɽM,�ύ�lb��a/����"�N����'y��t/�;r�3A��qil�zA��t����OR@p~H���6%�+��a�l/ ����"�O�LL ��`U�$��¦r�����S��8C`��Ɲ"$��H��=��b�B�(Oeo¦B��3��;���J��.�䖼;A��a�EШ�m�I4dU�N�RA�w�L\���MR�=����F�=�/��}����@�%���u*��f���¦G�S���ђ�K�ã��oPf8�Rk�VE@�p�΢.�`�N�,��(�a�Q�)�O�kܣ�]��ZJit<:��AJRD.B�$u�T�aT�sU~����1P��L0P�4s4��L$�e_<.����.2{����~���T̋��χ#�!)�#�Ā3�(Bӻ�*�/֘�pCK"΄��"NY��k�~h�����S�n7��3�gR���kV��r}���m���S�d�W���[b\���Y�"��4*�^�ք��i�.�����][m��r6�td�ER��QiԜC����V~K��*[�ҋ������slF=&(O���f���$���y`豽[��b��Yy��g\�-��5Um�k�j�cF��}�l�r�l����7_«����¦y�-!��j�\+�ػѫ��1��ݘ���2�8F���޷K�~��_��`�L=$x�.�e��f�
https://www.bourns.com/docs/product-datasheets/sf-1206s.pdf?sfvrsn=e6b376e3_35 | fuses | %PDF-1.6%����198 0 obj< >streamh޲P0P���w�/�+Q0���L)�64)X�A(0eh`�����!������vvR]=endstreamendobj199 0 obj< >streamh�2S0P0W0�P����+�-�q�b��"��.vv��7endstreamendobj200 0 obj< >streamh޼XmS�8�����]I~��d&�2WCҗk.L,�[�NmC�~��ZV�$.��Ek��v�� �/`��Y8W��Ez,�Q�'h(jsP�9sfI�]fٖ���F�g��F8�������\��ZXK\sр@���dI��W�\�K��]��(�z���<�aIc�ǂ<�1�cI�i�"�Xy�g���ICA�R���D�cZ��-rC���Zt�h��<��cUN��huW�h.�@W�¦>�����h)pG*��d��U�zS�a�"&+/gؒF��`$8�՚3�tvή¤P(�2�~�:>e�5�0�_�f� [��^O�-�'L��f�֪��g-������b�Ғ���A�:Q���,�a����p8��0�c8���Sxgp0�¦�OB�\���¢Ty\¦�9D��p}��V)Đ�R� K� ���JI(���H-���?2��[���<{GJz -�$\�L����nz ����<1�:�q�,�[����>\*��9:y��D%������ �tH1A�$�Q&�.�8�K���J��H�B�����j)���Q�o�y��>�i?-���0΋��ܸլ@�Aֿ�±`¦sY�1d�h�B�Qy]Le;�WK׵eY�wS6Gl?B�W��,��H�_��P6�Nu#i�$��[�T��bF?�խf������<�yf¦ńk����¦���kc�~+��C����a� ��2GrN�{�7�Z�J!¦�e@}���U����&'\5���jt�1��@l�*M�U���҆H%W���V�MQ}-���7Y��ˤ�e^���jk[u�KWN����? _�����~_ {6�F {�o����.�u`��y�t�оx��]���ul]�u��{�5�O��E����lB[J�4h�ԧR���-T�-�l������vu�?�F�p����@�]����JՎ����Z[l�ݝ���Ѯ�j�[-�eמ�y][~P��~������r�>��Ac�n�ȱ�~���vC��݅��/���S�2,��d�y��{��j#G�0���*�;O!}��#�`��/�B-���_���R�D(�V�Z��a���N��Ip����md:�.j��Si�.ۘ�J9�g择��l/O��G!�'�*����6b�;8�`ܻ�C��)&�k�1�v��&�2؊�'[q�2؍����g�/��cB8A;���Y�~����¦k��c�vT��D��K��)�Sg������S����cA� ު�_M��m��9�c�-5��u���_�����]t\�o�4�FQ��v;��a]��}7���1�T��Ҟ����z���c��t��넶]Lh)7��M�Q�ɺ�\�����E����=�����t�Ն��L��g0��+�ꑸ�q=�Uqm+z#�r���_�H�o�-zd���Pi��N��t���M?��ڤ��ʫ[6�>DT�Aۈ�\����ms��w�z7d��\�����W� ���+����>endstreamendobj201 0 obj< >streamhެ��j�@�_e�����dA�V�br'RD�"ج$[�o���K������'+$pp�5�J(Z�A��Lia:e/mbe��k6m�m�7B�w:��b��Y� �gI�lޅ�,\6����䖽��qwS]�:��il�����}��B��聳�����W�^�ET���#JN*H%i�,Rg#�Dd���!"S�R�fL�<��=F�hgE�*�VQ��N��$�N��H�Pg'�iV1�ȳ����KF7�='C'>�w���!���BW�w{�^jBMU��.qY'N����@��K�¦����R����C�����5��R��I�d�C҈U����z]��_������MV��`�_endstreamendobj202 0 obj< >streamhޜ��j#A�_EO��f$���T)�+�@�&��pBp�{��zL�*Y�-~���ק���s�+p�Z��HFjX�� >streamhޔ���0��W�@��s����n�!܌��Ƿ�������ox%x(�D�F����xo�����.���࡮��#����i�kQ'�4�6ژZ��LjҶi�/Q�y�7W�RRZ�UZ��ƾ��o�"�x��DvKD��Ȕ�̙��I�ob�c����u��d���g"��H��d>��;]&R&rJ'?�O3Ѐ�endstreamendobj204 0 obj< >streamh��YkO�8�+��P���D�*CtV��*mŇ��� Cg�J������q�U+�<�kǹ�9��A$#!���!�!2E�""�D�C�HbD9�H��Q̐�Q\rL$`���`�J�d�Ә��".ا���@2AB='�)J`�~�cx&�p��߼�N�u�~YV�y~�_^w����~�+��}*�I�.����j]M�e+Xd�F���U�X-W�0o{ͲڄP}¦�WϏyt�z�o�:�g~*շ�g*���c�~�Š�*�z��\�b�B�PXk��-�yꨬ̝�wkJ�f�ap�,���(=��۷��'']�͎�����k�Y����Fʡy���JY�?s���[��"/��z>>w΅�n���就�F��u���WG�鲄I׹�evw�¦�ʭ���6����H�kU5f�ƞ_s�7V3*��V�X�q��eQT�R}7u�CZ���:���.jN;�=��w�����ȼ�?J�R�Uu����%��]���y�-���;�¦��0��٭���zW�2�*�v߱��kw�Cնq���J�8q���X�K4f�r,e��;β�%!~p���jKU1��b��}�q�Pm<��޼�Z����4���S�rD{��S���e�E��^�z�f'�&�1C;r�B0���E�t���8�h� ��B����"8��Q�9�bi�ܾnm�;�}{VWv�w;�͗�i¦�lTy�b��st�����u��?W��T�a�T���g��������zF��=�=^<�rG�P�0R�X��#�ԝĐ������J[��!=/<�}X��_a¦��q��D��,���}ѵ�~��#�^��E�Y�(�21D�����e��v����P�mt������?��.�<��=�/�?�{�,NF�}������soH��(뎺����s�U������ ��(tb{f���'˸�G�L"��֙�B��nW��Ը�׮W��>e��`�����-I���ه�x��7`���-���$n�>�mS��I�{��}�6:���V�nE؆3��a�����Ε���nVқ9�/{�CO ��'��F�5�{IT'�"b�kC~�Xe�Q�(�?W�U��C��¦Hh7����&\�3����`1���endstreamendobj2 0 obj< >stream 2021-06-08T08:32:59-07:00 2021-06-08T08:36:33-07:00 2021-06-08T08:36:33-07:00 Acrobat Distiller 20.0 (Macintosh) application/pdf SF-1206S Series – Slow Blow Surface Mount Fuses SinglFuse Bourns, Inc uuid:3e1f6221-2f83-3b47-9426-8154c3e3030e uuid:340364f9-6050-f947-8619-e3e135d76288 endstreamendobj11 0 obj< >endobj14 0 obj< >streamH�lW�n7��W�8��Z,�H�/�5@��@N�,؊���{E��Hh��Z_����.ؿ�×���ur�/�'_�I.W�.E��f���'����Zb5�I����V��v�h�w>Ă��������jS�kw}���ͽ۹�����������ƽ����_w�������?��~����E�L-B��p_�[����R�)W��A�z�w�����mt/���o�(���*hq�V��y��>����q�D-���D�לa�6n�]T���#��T��Z�)7.��T��+���Tӹ�3l�n�{��p[\�ۊ&/�X��CJfk���"Y�77va����]Xh"KX�'O?޽�v/>����g��,\�RsB�¦hH�������2�jql�nO��~��ë���������HG�Q�wb$�B�T�[�EB:K��jq��x�מ��R���!����`�jC�~Lu���$�������E��+�KM+ �4$zC�ڤ�Ｂ.��nA� 2�(�9=ń��#t�=fZ���+ED+(i�U�����[q��T�Cg�N���aAՎ�C#Z*�q��W-��� ;�wD�k�(���3����g[�"�<��f��'���JY�� ���53���h�VJg�F�-�da��p%��d�Y:#2;�a�t�p����F��'J>�L�:���D�3K�F/)&��3e����:�Z��8��_���n����C�5PB0j-��'ŧݚb�]�g�E�'O���I�.�$S�DoZ-�*C�RW1"[��<�2��Hr�qʸ�J��#*V�Z�˾)Ɉ���\'<>�ʂf��%�Nf[��C{LO^办$�Н&d�lY�J&�J�(���^M�:��vY�]�e���:�;n��t��82��f��,~�k���F�ml�d�B���͢=e�`T9����]�Yϯ��;��_%��t^� 5r�ϋށ�H*�7��񄏆�/�GP�V>D�����ҭSN{!X]���Ҍ�� ҥf"��m���ꊲ��Į�IK0E�͗dŨ�𲉌xȸ�C,"�N���3��¦{���8mW�&>��蔗y�',�����1Z�"5�1BL9����Ţ+ą"��m"E�ip/41"&��{���*!!��r�9�F������~�_�aպ����qG��g�l7���s�0���(endstreamendobj15 0 obj< >streamH��V�n�F}�W�d@�_��@��m��@*}p�0��TJ��O���̮(Q�c���3;3{�̅��[��Dq�[2˂���ˣ��6�ǲ\[M�E_ax����x2@����H<8��ug�����a�%]bQ�->3�H�Lz�U��̓P���Fc�E�9��i���"�%ɽM,�ύ�lb��a/����"�N����'y��t/�;r�3A��qil�zA��t����OR@p~H���6%�+��a�l/ ����"�O�LL ��`U�$��¦r�����S��8C`��Ɲ"$��H��=��b�B�(Oeo¦B��3��;���J��.�䖼;A��a�EШ�m�I4dU�N�RA�w�L\���MR�=����F�=�/��}����@�%���u*��f���¦G�S���ђ�K�ã��oPf8�Rk�VE@�p�΢.�`�N�,��(�a�Q�)�O�kܣ�]��ZJit<:��AJRD.B�$u�T�aT�sU~����1P��L0P�4s4��L$�e_<.����.2{����~���T̋��χ#�!)�#�Ā3�(Bӻ�*�/֘�pCK"΄��"NY��k�~h�����S�n7��3�gR���kV��r}���m���S�d�W���[b\���Y�"��4*�^�ք��i�.�����][m��r6�td�ER��QiԜC����V~K��*[�ҋ������slF=&(O���f���$���y`豽[��b��Yy��g\�-��5Um�k�j�cF��}�l�r�l����7_«����¦y�-!��j�\+�ػѫ��1��ݘ���2�8F���޷K�~��_��`�L=$x�.�e��f�
https://www.vishay.com/docs/28747/mfuserie.pdf | fuses | MFU Serieswww.vishay.comVishay Beyschlag Revision: 11-Mar-131Document Number: 28747For technical questions, contact: fuse@vishay.comTHIS DOCUMENT IS SUBJECT TO CHANGE WITHOUT NOTICE. THE PRODUCTS DESCRIBED HEREIN AND THIS DOCUMENTARE SUBJECT TO SPECIFIC DISCLAIMERS, SET FORTH AT www.vishay.com/doc?91000Thin Film Chip FusesMFU Thin Film Chip Fuses are the perfect choice for themost fields of modern electronics. The highly controlledmanufacturing thin film process guarantees an outstandingstability of fusing characteristics. Typical applicationsinclude information technology, telecommunication,medical equipment, industrial, audio/video, and automotiveelectronics.FEATURES• Advanced thin film technology• Very quick acting fuse characteristics• Outstanding stability of fusing characteristics• Green product, supports lead (Pb)-free soldering• Material categorization: For definitions of complianceplease see www.vishay.com/doc?99912 APPLICATIONS• Information technology• Industrial electronics• Automotive electronics• Telecommunication• Medical equipment• Audio/video electronicsSIZEINCH0402060308051206METRIC1005M1608M2012M3216MTECHNICAL SPECIFICATIONSDESCRIPTIONMFU 0402MFU 0603MFU 0805MFU 1206Metric size1005M1608M2012M3216MRated current range IR0.5 A to 3.15 A0.5 A to 5.0 A0.5 A to 5.0 A0.5 A to 6.3 ARated voltage, Umax. DC32 V32 V32 V63 VBreaking Capacity,Imax. at Umax. DC50 A at 32 V50 A at 32 V50 A at 32 V50 A at 63 VVoltage drop at 1 x IR90 mV to 368 mV85 mV to 361 mV98 mV to 374 mV116 mV to 433 mVCold resistance at 0.1 x IR22 m to 560 m13 m to 550 m15 m to 570 m14 m to 660 mPermissible film temperature,F max.125 °COperating temperature range- 55 °C to 125 °CPermissible continuouscurrent rating at amb = 23 °C0.7 x IRApproval UL recognition fileE253806Approval IEC 60127-4n/aRefer to table:MFU 0603 RATINGRefer to table:MFU 1206 RATINGFITobserved 0.2 x 10- 9/h MFU Serieswww.vishay.comVishay Beyschlag Revision: 11-Mar-132Document Number: 28747For technical questions, contact: fuse@vishay.comTHIS DOCUMENT IS SUBJECT TO CHANGE WITHOUT NOTICE. THE PRODUCTS DESCRIBED HEREIN AND THIS DOCUMENTARE SUBJECT TO SPECIFIC DISCLAIMERS, SET FORTH AT www.vishay.com/doc?91000Notes(1) Products can be ordered using either the PART NUMBER or the PRODUCT DESCRIPTION(2) Please refer to table PACKAGINGPART NUMBER AND PRODUCT DESCRIPTION (1)Part Number: MFU0603FF01000PW00MODEL/SIZEFUSING CHARACTERISTICRATED CURRENTPACKAGING (2)SPECIALMFU0402MFU0603MFU0805MFU1206FF = Very quick actingExamples:0.5 A = 005001.0 A = 010006.3 A = 06300E1E5E0P1P5PWUp to 2 digits00 = StandardProduct Description: MFU 0603 -FF PW 1A0MFU0603-FFPW1A0MODELSIZEFUSING CHARACTERISTICPACKAGING (2)RATED CURRENTMFU0402060308051206FF = Very quick actingE1E5E0P1P5PWExamples:0.5 A = 0A51.0 A = 1A06.3 A = 6A3PACKAGINGTYPECODEQUANTITYCARRIER TAPEWIDTHPITCHREELDIAMETERMFU 0402E11000Card board tape acc. IEC 60286-3 Type I8.02.0180 mm/7"E55000E010 000MFU 0603P110004.0180 mm/7"P55000PW20 000330 mm/13"MFU 0805P11000180 mm/7"P55000PW20 000330 mm/13"MFU 1206P11000180 mm/7"P55000PW20 000330 mm/13"MFU0603FF01000PW00 MFU Serieswww.vishay.comVishay Beyschlag Revision: 11-Mar-133Document Number: 28747For technical questions, contact: fuse@vishay.comTHIS DOCUMENT IS SUBJECT TO CHANGE WITHOUT NOTICE. THE PRODUCTS DESCRIBED HEREIN AND THIS DOCUMENTARE SUBJECT TO SPECIFIC DISCLAIMERS, SET FORTH AT www.vishay.com/doc?91000DIMENSIONSSOLDER PAD DIMENSIONSNote•The given solder pad dimensions reflect the considerations for board design and assembly as outlined e.g. in standards IEC 61188-5-x, orin publication IPC-7351. They do not guarantee any supposed thermal properties, particularly as these are also strongly influenced by manyother parameters. DIMENSIONS - Chip fuse types, mass and relevant physical dimensionsTYPEH(mm)L(mm)W(mm)WT(mm)T1(mm)T2(mm)MASS(mg)MFU 04020.32 ± 0.071.0 ± 0.050.5 ± 0.05> 75 % of W0.2 + 0.1/- 0.150.2 ± 0.10.65MFU 06030.45 + 0.1/- 0.051.55 ± 0.050.85 ± 0.1> 75 % of W0.3 + 0.15/- 0.20.3 + 0.15/- 0.21.9MFU 08050.45 + 0.1/- 0.052.0 ± 0.11.25 ± 0.15> 75 % of W0.4 + 0.1/- 0.20.4 + 0.1/- 0.24.7MFU 12060.55 ± 0.13.2 + 0.1/- 0.21.6 ± 0.15> 75 % of W0.5 ± 0.250.5 ± 0.259.5RECOMMENDED SOLDER PAD DIMENSIONSTYPEWAVE SOLDERINGREFLOW SOLDERINGG(mm)Y(mm)X(mm)Z(mm)G(mm)Y(mm)X(mm)Z(mm)MFU 0402----0.350.550.551.45MFU 06030.551.101.102.750.650.700.952.05MFU 08050.801.251.503.300.900.901.402.70MFU 12061.401.501.904.401.501.151.753.80T2T1LHWWTGXYZ MFU Serieswww.vishay.comVishay Beyschlag Revision: 11-Mar-134Document Number: 28747For technical questions, contact: fuse@vishay.comTHIS DOCUMENT IS SUBJECT TO CHANGE WITHOUT NOTICE. THE PRODUCTS DESCRIBED HEREIN AND THIS DOCUMENTARE SUBJECT TO SPECIFIC DISCLAIMERS, SET FORTH AT www.vishay.com/doc?91000Notes(1) Other values of rated current are available on request(2) Typical values(3) For packages with 1000 pieces, please use for packaging E1 instead of E5(4) For packages with 10 000 pieces, please use for packaging E0 instead of E5(5) Available on requestNotes(6) Other values of rated current are available on request(7) Typical values(8) For packages with 1000 pieces, please use for packaging P1 instead of P5(9) For packages with 20 000 pieces, please use for packaging PW instead of P5MFU 0402 RATING - Very quick acting (FF)SIZEFUSECHAR.RATED CURRENT (1)RATED VOLTAGEPRE-ARCING (2)I2tat 10 x IRVOLT.DROP (2)at1 x IRCOLDRESIS (2)at0.1 x IRBREAKINGCAPACITYDCMARK.APPROVALPART NUMBER (3)(4)0402FF500 mA (5)32 V0.0009 A2s368 mV560 m50 A at 32 V-ULMFU0402FF00500E500630 mA (5)32 V0.0014 A2s331 mV400 m50 A at 32 V-ULMFU0402FF00630E500750 mA (5)32 V0.0020 A2s275 mV280 m50 A at 32 V-ULMFU0402FF00750E500800 mA32 V0.0023 A2s231 mV220 m50 A at 32 V-ULMFU0402FF00800E5001.0 A32 V0.0028 A2s184 mV140 m50 A at 32 V-ULMFU0402FF01000E5001.25 A32 V0.0039 A2s159 mV97 m50 A at 32 V-ULMFU0402FF01250E5001.5 A32 V0.0059 A2s146 mV74 m50 A at 32 V-ULMFU0402FF01500E5001.6 A32 V0.0065 A2s136 mV65 m50 A at 32 V-ULMFU0402FF01600E5001.75 A32 V0.0077 A2s124 mV54 m50 A at 32 V-ULMFU0402FF01750E5002.0 A32 V0.0101 A2s115 mV44 m50 A at 32 V-ULMFU0402FF02000E5002.5 A32 V0.0157 A2s107 mV33 m50 A at 32 V-ULMFU0402FF02500E5003.0 A32 V0.0227 A2s95 mV24 m50 A at 32 V-ULMFU0402FF03000E5003.15 A32 V0.0250 A2s90 mV22 m50 A at 32 V-ULMFU0402FF03150E500MFU 0603 RATING - Very quick acting (FF)SIZEFUSECHAR.RATED CURRENT (6)RATED VOLTAGEPRE-ARCING (7)I2tat 10 x IRVOLT.DROP (7)at1 x IRCOLDRESIS (7)at0.1 x IRBREAKINGCAPACITYDCMARK.APPROVALPART NUMBER (8)(9)0603FF500 mA32 V0.0009 A2s361 mV550 m50 A at 32 VFUL/IECMFU0603FF00500P500630 mA32 V0.0014 A2s331 mV400 m50 A at 32 VCTULMFU0603FF00630P500750 mA32 V0.0020 A2s258 mV262 m50 A at 32 VGULMFU0603FF00750P500800 mA32 V0.0023 A2s249 mV237 m50 A at 32 VCVULMFU0603FF00800P5001.0 A32 V0.0028 A2s223 mV170 m50 A at 32 VHUL/IECMFU0603FF01000P5001.25 A32 V0.0039 A2s180 mV110 m50 A at 32 VJULMFU0603FF01250P5001.5 A32 V0.0059 A2s155 mV79 m50 A at 32 VKULMFU0603FF01500P5001.6 A32 V0.0065 A2s159 mV76 m50 A at 32 VEFUL/IECMFU0603FF01600P5001.75 A32 V0.0077 A2s138 mV60 m50 A at 32 VLULMFU0603FF01750P5002.0 A32 V0.0101 A2s150 mV57 m50 A at 32 VNUL/IECMFU0603FF02000P5002.5 A32 V0.0157 A2s121 mV37 m50 A at 32 VOULMFU0603FF02500P5003.0 A32 V0.0227 A2s126 mV32 m50 A at 32 VPULMFU0603FF03000P5003.15 A32 V0.0250 A2s120 mV29 m50 A at 32 VELUL/IECMFU0603FF03150P5003.5 A32 V0.0308 A2s106 mV23 m50 A at 32 VRULMFU0603FF03500P5004.0 A32 V0.0403 A2s100 mV19 m50 A at 32 VSULMFU0603FF04000P5005.0 A32 V0.2275 A2s85 mV13 m50 A at 32 VTULMFU0603FF05000P500 MFU Serieswww.vishay.comVishay Beyschlag Revision: 11-Mar-135Document Number: 28747For technical questions, contact: fuse@vishay.comTHIS DOCUMENT IS SUBJECT TO CHANGE WITHOUT NOTICE. THE PRODUCTS DESCRIBED HEREIN AND THIS DOCUMENTARE SUBJECT TO SPECIFIC DISCLAIMERS, SET FORTH AT www.vishay.com/doc?91000Notes(1) Other values of rated current are available on request(2) Typical values(3) For packages with 1000 pieces, please use for packaging P1 instead of P5(4) For packages with 20 000 pieces, please use for packaging PW instead of P5Notes(5) Other values of rated current are available on request(6) Typical values(7) For packages with 1000 pieces, please use for packaging P1 instead of P5(8) For packages with 20 000 pieces, please use for packaging PW instead of P5MFU 0805 RATING - Very quick acting (FF)SIZEFUSECHAR.RATED CURRENT (1)RATED VOLTAGEPRE-ARCING (2)I2tat 10 x IRVOLT.DROP (2)at1 x IRCOLDRESIS (2)at0.1 x IRBREAKINGCAPACITYDCMARK. APPROVALPART NUMBER (3)(4)0805FF500 mA32 V0.0009 A2s374 mV570 m50 A at 32 VFULMFU0805FF00500P500630 mA32 V0.0014 A2s347 mV420 m50 A at 32 VCTULMFU0805FF00630P500750 mA32 V0.0021 A2s280 mV285 m50 A at 32 VGULMFU0805FF00750P500800 mA32 V0.0023 A2s262 mV250 m50 A at 32 VCVULMFU0805FF00800P5001.0 A32 V0.0028 A2s243 mV185 m50 A at 32 VHULMFU0805FF01000P5001.25 A32 V0.0040 A2s205 mV125 m50 A at 32 VJULMFU0805FF01250P5001.5 A32 V0.0059 A2s171 mV87 m50 A at 32 VKULMFU0805FF01500P5001.6 A32 V0.0065 A2s164 mV78 m50 A at 32 VEFULMFU0805FF01600P5001.75 A32 V0.0077 A2s161 mV70 m50 A at 32 VLULMFU0805FF01750P5002.0 A32 V0.0101 A2s176 mV67 m50 A at 32 VNULMFU0805FF02000P5002.5 A32 V0.0157 A2s131 mV40 m50 A at 32 VOULMFU0805FF02500P5003.0 A32 V0.0227 A2s134 mV34 m50 A at 32 VPULMFU0805FF03000P5003.15 A32 V0.0250 A2s128 mV31 m50 A at 32 VELULMFU0805FF03150P5003.5 A32 V0.0308 A2s119 mV26 m50 A at 32 VRULMFU0805FF03500P5004.0 A32 V0.0403 A2s105 mV20 m50 A at 32 VSULMFU0805FF04000P5005.0 A32 V0.2275 A2s98 mV15 m50 A at 32 VTULMFU0805FF05000P500MFU 1206 RATING - Very quick acting (FF)SIZEFUSECHAR.RATED CURRENT (5)RATED VOLTAGEPRE-ARCING (6)I2tat 10 x IRVOLT.DROP (6)at1 x IRCOLDRESIS (6)at0.1 x IRBREAKINGCAPACITYDCMARK. APPROVALPART NUMBER (7)(8)1206FF500 mA63 V0.0009 A2s433 mV660 m50 A at 63 VFUL/IECMFU1206FF00500P500630 mA63 V0.0014 A2s372 mV450 m50 A at 63 VCTULMFU1206FF00630P500750 mA63 V0.0022 A2s325 mV330 m50 A at 63 VGULMFU1206FF00750P500800 mA63 V0.0023 A2s273 mV260 m50 A at 63 VCVULMFU1206FF00800P5001.0 A63 V0.0028 A2s262 mV200 m50 A at 63 VHUL/IECMFU1206FF01000P5001.25 A63 V0.0041 A2s230 mV140 m50 A at 63 VJULMFU1206FF01250P5001.5 A63 V0.0059 A2s207 mV105 m50 A at 63 VKULMFU1206FF01500P5001.6 A63 V0.0066 A2s168 mV80 m50 A at 63 VEFUL/IECMFU1206FF01600P5001.75 A63 V0.0077 A2s174 mV76 m50 A at 63 VLULMFU1206FF01750P5002.0 A63 V0.0102 A2s181 mV69 m50 A at 63 VNUL/IECMFU1206FF02000P5002.5 A63 V0.0159 A2s161 mV49 m50 A at 63 VOULMFU1206FF02500P5003.0 A63 V0.0229 A2s173 mV44 m50 A at 63 VPULMFU1206FF03000P5003.15 A63 V0.0251 A2s153 mV37 m50 A at 63 VELUL/IECMFU1206FF03150P5003.5 A63 V0.0310 A2s161 mV35 m50 A at 63 VRULMFU1206FF03500P5004.0 A63 V0.0404 A2s147 mV28 m50 A at 63 VSULMFU1206FF04000P5005.0 A63 V0.2275 A2s131 mV20 m50 A at 63 VTULMFU1206FF05000P5006.3 A63 V0.5160 A2s116 mV14 m50 A at 63 VETULMFU1206FF06300P500 MFU Serieswww.vishay.comVishay Beyschlag Revision: 11-Mar-136Document Number: 28747For technical questions, contact: fuse@vishay.comTHIS DOCUMENT IS SUBJECT TO CHANGE WITHOUT NOTICE. THE PRODUCTS DESCRIBED HEREIN AND THIS DOCUMENTARE SUBJECT TO SPECIFIC DISCLAIMERS, SET FORTH AT www.vishay.com/doc?91000DESCRIPTIONProduction is strictly controlled and follows an extensiveset of instructions established for reproducibility. Ahomogeneous film of metal alloy is deposited on a highgrade ceramic body. The fuse elements are covered by aprotective coating designed for electrical, mechanical andclimatic protection. The terminations receive a final pure tinon nickel plating.The result of the determined production is verified by anextensive testing procedure performed on 100 % of theindividual fuses. Only accepted products are laid directlyinto the paper tape in accordance with IEC 60286-3.APPROVALSThe fuses are tested in accordance with the followingstandards:• IEC 60127-1• IEC 60127-4• UL 248-14• IEC 60068 seriesApproval of conformity is indicated by the UMF Logo on thepackage label. Recognition by Underwriter Laboratories Inc.is indicated by the UL logo on the package label.ASSEMBLYThe fuses are suitable for processing on automatic SMDassembly systems. They are suitable for automaticsoldering using wave, reflow or vapour phase. Theencapsulation is resistant to all cleaning solvents commonlyused in the electronics industry, including alcohols, estersand aqueous solutions. The fuses are RoHS compliant, thepure tin plating provides compatibility with lead (Pb)-freeand lead-containing soldering processes. The immunity ofthe plating against tin whisker growth has been provenunder extensive testing. Solderability is specified for 2 yearsafter production or re-qualification. The permitted storagetime is 20 years.All products comply with the JIG 101 list of legal restrictionson hazardous substances. This includes full compliance with the following directives:• 2000/53/EC End of Vehicle life Directive (ELV) andAnnex II (ELV II)• 2011/65/EU Restriction of the use of HazardousSubstances Directive (RoHS)• 2002/96/EC Waste Electrical and Electronic EquipmentDirective (WEEE)FUNCTIONAL PERFORMANCENote(1) Current rating factor is in addition to the given permissible continuous current rating of 0.7Current Rating Factor (1) vs. Ambient Temperature amb- 601500Ambient Temperature amb [°C]Current Rating Factor [%]5060708090100110120MFU Series7590105120135ϑ40302010- 45- 30- 15015304560 MFU Serieswww.vishay.comVishay Beyschlag Revision: 11-Mar-137Document Number: 28747For technical questions, contact: fuse@vishay.comTHIS DOCUMENT IS SUBJECT TO CHANGE WITHOUT NOTICE. THE PRODUCTS DESCRIBED HEREIN AND THIS DOCUMENTARE SUBJECT TO SPECIFIC DISCLAIMERS, SET FORTH AT www.vishay.com/doc?91000FUNCTIONAL PERFORMANCENote(1) Fuses mounted on a test board according to IEC 60127-4Typical tpre-arc vs. I characteristic of MFU 0402 (1)Typical I2t vs. tpre-arc characteristic of MFU 0402 (1)0.110010-41Current I [A]Pre-arc Time tpre-arc [s]10-310-210-1100101102103104MFU 0402-FF3.15 A3.00 A2.50 A2.00 A1.75 A1.60 A1.50 A1.25 A1.00 A0.80 A0.75 A0.63 A0.50 A1010-510-410-310-210-1100101102103104MFU 0402-FF3.15 A3.00 A2.50 A2.00 A1.75 A1.60 A1.50 A1.25 A1.00 A0.80 A0.75 A0.63 A0.50 APre-arc Time tpre-arc [s]Joule Integral l2t [A2S]10-410-310-210-1100101102 MFU Serieswww.vishay.comVishay Beyschlag Revision: 11-Mar-138Document Number: 28747For technical questions, contact: fuse@vishay.comTHIS DOCUMENT IS SUBJECT TO CHANGE WITHOUT NOTICE. THE PRODUCTS DESCRIBED HEREIN AND THIS DOCUMENTARE SUBJECT TO SPECIFIC DISCLAIMERS, SET FORTH AT www.vishay.com/doc?91000FUNCTIONAL PERFORMANCENote(1) Fuses mounted on a test board according to IEC 60127-4Typical tpre-arc vs. I characteristic of MFU 0603 (1)Typical I2t vs. tpre-arc characteristic of MFU 0603 (1)0.110010-41Current I [A]Pre-arc Time tpre-arc [s]10-310-210-1100101102103104MFU 0603-FF5.00 A4.00 A3.50 A3.15 A3.00 A2.50 A2.00 A1.75 A1.60 A1.50 A1.25 A1.00 A0.80 A0.75 A0.63 A0.50 A1010-510-410-310-210-1100101102103104MFU 0603-FF5.00 A4.00 A3.50 A3.15 A3.00 A2.50 A2.00 A1.75 A1.60 A1.50 A1.25 A1.00 A0.80 A0.75 A0.63 A0.50 APre-arc Time tpre-arc [s]Joule Integral l2t [A2S]10-410-310-210-1100101102 MFU Serieswww.vishay.comVishay Beyschlag Revision: 11-Mar-139Document Number: 28747For technical questions, contact: fuse@vishay.comTHIS DOCUMENT IS SUBJECT TO CHANGE WITHOUT NOTICE. THE PRODUCTS DESCRIBED HEREIN AND THIS DOCUMENTARE SUBJECT TO SPECIFIC DISCLAIMERS, SET FORTH AT www.vishay.com/doc?91000FUNCTIONAL PERFORMANCENote(1) Fuses mounted on a test board according to IEC 60127-4Typical tpre-arc vs. I characteristic of MFU 0805 (1)Typical I2t vs. tpre-arc characteristic of MFU 0805 (1)0.110010-41Current I [A]Pre-arc Time tpre-arc [s]10-310-210-1100101102103104MFU 0805-FF5.00 A4.00 A3.50 A3.15 A3.00 A2.50 A2.00 A1.75 A1.60 A1.50 A1.25 A1.00 A0.80 A0.75 A0.63 A0.50 A1010-510-410-310-210-1100101102103104MFU 0805-FF5.00 A4.00 A3.50 A3.15 A3.00 A2.50 A2.00 A1.75 A1.60 A1.50 A1.25 A1.00 A0.80 A0.75 A0.63 A0.50 APre-arc Time tpre-arc [s]Joule Integral l2t [A2S]10-410-310-210-1100101102 MFU Serieswww.vishay.comVishay Beyschlag Revision: 11-Mar-1310Document Number: 28747For technical questions, contact: fuse@vishay.comTHIS DOCUMENT IS SUBJECT TO CHANGE WITHOUT NOTICE. THE PRODUCTS DESCRIBED HEREIN AND THIS DOCUMENTARE SUBJECT TO SPECIFIC DISCLAIMERS, SET FORTH AT www.vishay.com/doc?91000FUNCTIONAL PERFORMANCENote(1) Fuses mounted on a test board according to IEC 60127-4Typical tpre-arc vs. I characteristic of MFU 1206 (1)Typical I2t vs. tpre-arc characteristic of MFU 1206 (1)0.110010-41Current I [A]Pre-arc Time tpre-arc [s]10-310-210-1100101102103104MFU 1206-FF6.30 A5.00 A4.00 A3.50 A3.15 A3.00 A2.50 A2.00 A1.75 A1.60 A1.50 A1.25 A1.00 A0.80 A0.75 A0.63 A0.50 A1010-510-410-310-210-1100101102103104MFU 1206-FF6.30 A5.00 A4.00 A3.50 A3.15 A3.00 A2.50 A2.00 A1.75 A1.60 A1.50 A1.25 A1.00 A0.80 A0.75 A0.63 A0.50 APre-arc Time tpre-arc [s]Joule Integral l2t [A2S]10-410-310-210-1100101102 MFU Serieswww.vishay.comVishay Beyschlag Revision: 11-Mar-1311Document Number: 28747For technical questions, contact: fuse@vishay.comTHIS DOCUMENT IS SUBJECT TO CHANGE WITHOUT NOTICE. THE PRODUCTS DESCRIBED HEREIN AND THIS DOCUMENTARE SUBJECT TO SPECIFIC DISCLAIMERS, SET FORTH AT www.vishay.com/doc?91000TEST AND REQUIREMENTSAll tests are carried out in accordance with the followingspecifications:IEC 60127-1, Miniature fuse - Part 1: Definitions forminiature fuses and general requirements for miniaturefuse-linksIEC 60127-4, Universal Modular Fuse Links (UMF)UL 248-14, Low voltage fuses - Part 14: SupplementalfusesFor the full test schedule refer to the documents listedabove. The testing also covers most of the requirementsspecified by METI and CCC.The tests are carried out under standard atmosphericconditions in accordance with IEC 60068-1, 5.3. Climaticcategory LCT/UCT/56 (rated temperature range: Lowercategory temperature, upper category temperature; dampheat, long term, 56 days) is valid.Unless otherwise specified the following values apply:Temperature: 15 °C to 35 °CRelative humidity: 45 % to 75 %Air pressure: 86 kPa to 106 kPa (860 mbar to 1060 mbar).The components are mounted for testing on printed-circuitboards in accordance with IEC 60127-4, unless otherwisespecified.The requirements stated in the Test Procedures andRequirements table are based on the required tests andpermitted limits of IEC 60127-1 and IEC 60127-4respectively. However, some additional tests and a numberof improvements against those minimum requirements havebeen included.TEST PROCEDURES AND REQUIREMENTSIEC 60127-4 CLAUSEIEC 60068-2 TEST METHODTESTPROCEDUREREQUIREMENTSPERMISSIBLE CHANGE8.3.221 (Ue1)SubstratebendingDepth 1 mm;rate 1 mm/s1 timesNo visible damageR/R  ± 10 %8.6.258 (Td)SolderabilitySolder bath method; SnPb40; non-activated flux; (215 ± 3) °C; (3 ± 0.3) sGood tinning (95 % covered); no visible damageSolder bath method; SnAg3Cu0.5 or SnAg3.5; non-activated flux; (245 ± 3) °C; (2 ± 0.2) s8.7.258 (Td)Resistance to soldering heatSolder bath method; (260 ± 5) °C; (10 ± 1) sNo visible damageR/R  ± 10 %Reflow method 2(IR/forced gas convection); (260 ± 5) °C; (10 ± 1) s9.2.1-Time/currentcharacteristicsat nominaltemperatureCold resistance at 0.1 x IR;destructive testing underovercurrent conditions(DC-Current)MFU 0402IR  0.75 AAt 1.25 x IR, tpre-arc > 1 hat 2.0 x IR, tpre-arc < 60 sat 10 x IR, tpre-arc < 0.001 sMFU 04020.8 A  IR  3.15 A At 1.25 x IR, tpre-arc > 1 hat 2.0 x IR, tpre-arc < 5 sat 10 x IR, tpre-arc < 0.001 sMFU 0603IR  5.0 AMFU 0805IR  5.0 AMFU 1206IR  6.3 A9.3.2-Breaking capacity50 A at rated voltageacc. to UL 248-14Optical inspection with naked eyeno visible damage9.3.3-Residualresistance50 A at rated voltageacc. to UL 248-14Insulation resistance at 2.0 x UR (DC) higher than 0.1 M MFU Serieswww.vishay.comVishay Beyschlag Revision: 11-Mar-1312Document Number: 28747For technical questions, contact: fuse@vishay.comTHIS DOCUMENT IS SUBJECT TO CHANGE WITHOUT NOTICE. THE PRODUCTS DESCRIBED HEREIN AND THIS DOCUMENTARE SUBJECT TO SPECIFIC DISCLAIMERS, SET FORTH AT www.vishay.com/doc?910009.4-Endurance testacc. to IEC 60127-1a) I = 1.0 x IR(DC)1.0 h on; 0.25 h off;23 °C; 100 timesb) I = 1.25 x IR (DC)1.0 h on23 °C; 1 timeMFU 0402IR  3.15 ANo visible damageR/R  ± 10 %MFU 0603IR  3.15 AMFU 0805IR  3.15 AMFU 1206IR  3.15 A9.5-Maximumsustaineddissipation acc. toIEC 60127-1Calculation in accordance with results of clause 9.4 b)Dissipation  acc. to IEC 60127-4 table 29.7-Fuse-linktemperatureThe test is performed during the final 5 min of clause 9.4 b)MFU 0402IR  3.15 ATemperature rise of terminals 85 KMFU 0603IR  3.15 AMFU 0805IR  3.15 AMFU 1206IR  3.15 A--Verification oftemp.-rise andcurrent- carryingcapacity acc. toUL 248-14clause 8.2.3I = 1.0 x IR (DC)MFU 0402IR  3.15 ATemperature riseof hot spot 75 Kacc. to UL 248-14 clause 8.2.4MFU 0603IR  5.0 AMFU 0805IR  5.0 AMFU 1206IR  6.3 A-78 (Cab)Damp heat,steady state(40 ± 2) °C; 56 days;(93 ± 3) % RHR/R  ± 10 %I-t characteristic-14 (Na)Rapid change of temperature30 min at LCT;30 min at UCT; LCT = - 55 °C;UCT = 125 °C;5 cyclesR/R  ± 10 %-6 (Fc)VibrationEndurance by sweeping;10 Hz to 2000 Hz;no resonance;amplitude  1.5 mm or  200 m/s2; 6 hR/R  ± 10 %-45 (XA)Componentsolvent resistanceIsopropyl alcohol;50 C; method 2No visible damage-45 (XA)Solventresistance of markingIsopropyl alcohol;50 C; method 1, toothbrushMarking legible,no visible damage-21 (Ue3)Shear(adhesion)RR 1608M; 9 NNo visible damageRR 2012M and RR 3216M; 45 N--FlammabilityIEC 60695-2-2,needle flame test; 10 sNo burning after 30 sTEST PROCEDURES AND REQUIREMENTSIEC 60127-4 CLAUSEIEC 60068-2 TEST METHODTESTPROCEDUREREQUIREMENTSPERMISSIBLE CHANGELegal Disclaimer Noticewww.vishay.comVishay Revision: 01-Jul-20241Document Number: 91000For technical questions, contact: THIS DOCUMENT IS SUBJECT TO CHANGE WITHOUT NOTICE. THE PRODUCTS DESCRIBED HEREIN AND THIS DOCUMENTARE SUBJECT TO SPECIFIC DISCLAIMERS, SET FORTH AT www.vishay.com/doc?91000DisclaimerALL PRODUCT, PRODUCT SPECIFICATIONS AND DATA ARE SUBJECT TO CHANGE WITHOUT NOTICE TO IMPROVE RELIABILITY, FUNCTION OR DESIGN OR OTHERWISE. Vishay Intertechnology, Inc., its affiliates, agents, and employees, and all persons acting on its or their behalf (collectively, “Vishay”), disclaim any and all liability for any errors, inaccuracies or incompleteness contained in any datasheet or in any other disclosure relating to any product.Vishay makes no warranty, representation or guarantee regarding the suitability of the products for any particular purpose or the continuing production of any product. To the maximum extent permitted by applicable law, Vishay disclaims (i) any and all liability arising out of the application or use of any product, (ii) any and all liability, including without limitation special, consequential or incidental damages, and (iii) any and all implied warranties, including warranties of fitness for particular purpose, non-infringement and merchantability.Statements regarding the suitability of products for certain types of applications are based on Vishay's knowledge of typical requirements that are often placed on Vishay products in generic applications. Such statements are not binding statements about the suitability of products for a particular application. It is the customer's responsibility to validate that a particular product with the properties described in the product specification is suitable for use in a particular application. Parameters provided in datasheets and / or specifications may vary in different applications and performance may vary over time. All operating parameters, including typical parameters, must be validated for each customer application by the customer's technical experts. Product specifications do not expand or otherwise modify Vishay's terms and conditions of purchase, including but not limited to the warranty expressed therein.Hyperlinks included in this datasheet may direct users to third-party websites. These links are provided as a convenience and for informational purposes only. Inclusion of these hyperlinks does not constitute an endorsement or an approval by Vishay of any of the products, services or opinions of the corporation, organization or individual associated with the third-party website. Vishay disclaims any and all liability and bears no responsibility for the accuracy, legality or content of the third-party website or for that of subsequent links.Vishay products are not designed for use in life-saving or life-sustaining applications or any application in which the failure of the Vishay product could result in personal injury or death unless specifically qualified in writing by Vishay. Customers using or selling Vishay products not expressly indicated for use in such applications do so at their own risk. Please contact authorized Vishay personnel to obtain written terms and conditions regarding products designed for such applications.No license, express or implied, by estoppel or otherwise, to any intellectual property rights is granted by this document or by any conduct of Vishay. Product names and markings noted herein may be trademarks of their respective owners.© 2024 VISHAY INTERTECHNOLOGY, INC. ALL RIGHTS RESERVED
https://www.belfuse.com/resources/datasheets/circuitprotection/ds-cp-rst-series.pdf | fuses | Type RST Time Lag Radial Lead Micro Fuse Series belfuse.com/circuit-protection RST Series RoHS Compliant Description Sub-miniature, time lag type, 250V rated fuses designed, approved and complied with IEC 60127-3, standard sheet 4. Features - Time lag (250V AC) - Meet IEC standard 60127-3, sheet 4 - Wide operating temperature range - Bulk and Tape & Reel packing available - Full compliance with EU Directive 2011/65/EU and amending directive 2015/863 - Halogen Free - Lead Free Applications Provide individual protection for components or internal circuits. - Power supplies - Battery chargers - Consumer electronics - Adapter - Industrial controllers Physical Specifications Materials Base and Cover : Black thermoplastic, UL 94-V0 Pins : 100% Matte Tin Plated Copper Marking On Fuse : "bel", "T" ,"Current Rating", "250V" & "Appropriate Safety Logos" On Label : "bel", "RST", "T", "Current Rating", "Voltage Rating", "Interrupting Rating", "Appropriate Safety Logos" and " ", " "(China RoHS compliant). Electrical Characteristics (IEC-127-3 STANDARD SHEET 4) Safety Agency Approvals Rated Current 1.5In 2.1In 2.75In 4In 10In Min Max Min Max Min Max Min Max 80mA to 6.3A inclusive 1 2 400 10 150 3 20 150 hour min. ms sec ms sec ms ms In clause 9.2, the test voltage for RST ratings from 80mA to 6.3A is 63VDC. Safety Agency Safety Agency Certificate Ampere Rating/ Voltage Rating Ampere Range / Volt @ I.R. ability* 1808557 80mA-6.3A/ 250V AC 80mA-5A/250V AC @ 35A or 10 In whichever is greater. 40011144 40028321 80mA-6.3A/250V AC @ 35A or 10 In whichever is greater. E20624 80mA-6.3A/277V AC @ 100A Self-declaration No: 2020970207000126 80mA-6.3A/250V AC @ 35A or 10 In whichever is greater. *I.R.= Interrupting Rating = Short Circuit Rating(Amps) LEAD FREE = HALOGEN FREE = Specifications subject to change without notice EOL-Last Buy Date is August 31,2024 The replacement series is the 0HAAL(0HAALxxxx-xx) No replacement for the RST 80mA through 800mA Type RST 2 / 4 Bel Fuse Inc. 300 Executive Drive, Suite 300, West Orange, NJ 07052 USA +1 201.432.0463 Bel.US.CS@belf.com belfuse.com/circuit-protection © 2023 Bel Fuse, Inc. Rev. RST Dec2023 Environmental Specifications Electrical Specifications Catalog Number Ampere Rating Typical Cold Resistance (ohms) Volt-drop @100% In (Volt) max. Voltage and Interrupting Ratings Melting I²T <10 mSec (A² Sec) Melting I²T @10 In (A² Sec) Maximum Power Dissipation (W) Agency Approvals RST 80 80mA 3.5 0.398 See Table of Safety Approvals on Page 1 for Voltage and associated Interrupting Ratings 0.01 0.01 0.10 Y Y Y Y RST 100 100mA 2.3 0.329 0.02 0.02 0.11 Y Y Y Y RST 125 125mA 1.6 0.295 0.04 0.04 0.13 Y Y Y Y RST 160 160mA 1.1 0.252 0.07 0.06 0.15 Y Y Y Y RST 200 200mA 0.73 0.200 0.12 0.11 0.17 Y Y Y Y RST 250 250mA 0.55 0.188 0.38 0.41 0.19 Y Y Y Y RST 315 315mA 0.36 0.152 0.60 0.66 0.22 Y Y Y Y RST 400 400mA 0.25 0.129 0.9 1.0 0.25 Y Y Y Y RST 500 500mA 0.18 0.114 1.5 1.7 0.29 Y Y Y Y RST 630 630mA 0.13 0.109 2.4 2.6 0.33 Y Y Y Y RST 800 800mA 0.095 0.103 3.7 4.2 0.38 Y Y Y Y RST 1 1A 0.070 0.090 6 7 0.44 Y Y Y Y RST 1.25 1.25A 0.053 0.087 9 11 0.51 Y Y Y Y RST 1.6 1.6A 0.038 0.085 15 17 0.58 Y Y Y Y RST 2 2A 0.029 0.084 23 27 0.67 Y Y Y Y RST 2.5 2.5A 0.022 0.084 37 43 0.77 Y Y Y Y RST 3.15 3.15A 0.017 0.074 58 69 0.88 Y Y Y Y RST 4 4A 0.013 0.073 92 110 1.02 Y Y Y Y RST 5 5A 0.010 0.073 145 175 1.17 Y Y Y Y RST 6.3 6.3A 0.008 0.072 230 281 1.34 Y Y Y Consult manufacturer for other ratings Shock Resistance MIL-STD-202G, Method 213B, Test Condition 1 (100 G's peak for 6 milliseconds; Sawtooth waveform) Vibration Resistance MIL-STD-202G, Method 201A (10-55 Hz X 3 axis / no load). Salt Spray Resistance MIL-STD-202G, Method 101E, Test Condition B (48 hrs.). Solderability MIL-STD-202G, Method 208H Resistance to solder Heat MIL-STD-202G, Method 210F, Test Condition C. Top Side. (260℃,20 sec) Moisture Resistance MIL-STD-202G, Method 202G, Method 106G Operating Temperature -55℃ to +125℃ Specifications subject to change without notice EOL-Last Buy Date is August 31,2024 The replacement series is the 0HAAL(0HAALxxxx-xx) No replacement for the RST 80mA through 800mA No replacement for the 80mA - 800mA The replacement series is the 0HAAL Type RST 3 / 4 Bel Fuse Inc. 300 Executive Drive, Suite 300, West Orange, NJ 07052 USA +1 201.432.0463 Bel.US.CS@belf.com belfuse.com/circuit-protection © 2023 Bel Fuse, Inc. Rev. RST Dec2023 Temperature Derating Curve Average Time Current Curve Soldering Parameters Lead-free Wave Soldering Profile Wave Soldering Parameter Average ramp-up rate 200℃ / second Heating rate during preheat typical 1 - 2℃ / second Max 4℃ / second Final preheat temperature within 125℃ of soldering temperature Peak temperature Tp 260℃ Time within +0℃ / -5℃ of actual peak temperature 10 seconds Ramp-down rate 5℃ / second max. Specifications subject to change without notice EOL-Last Buy Date is August 31,2024 The replacement series is the 0HAAL(0HAALxxxx-xx) No replacement for the RST 80mA through 800mA Type RST 4 / 4 Bel Fuse Inc. 300 Executive Drive, Suite 300, West Orange, NJ 07052 USA +1 201.432.0463 Bel.US.CS@belf.com belfuse.com/circuit-protection © 2023 Bel Fuse, Inc. Rev. RST Dec2023 Fuse FGNO Explanation 0697 - [XXXX] X XX 0697=RST; [XXXX]=Ampere Rating; XX=See Ordering Information as below Mechanical Dimensions Ordering Information Packaging Packaging Option Packaging Specification Quantity Packaging Code Bulk / bag, 1000 / box N/A 1000 01 , 05 12.7 mm pitch, On Tape / box IEC-286-2 1000 02 Fraction Decimal Milliamps Bel FGNO[XXXX] Fraction Decimal Amps Bel FGNO[XXXX] 8/100 0.080 80 0080 1.0 1 1000 1/10 .100 100 0100 1-1/4 1.25 1.25 1250 1/8 .125 125 0125 1.60 1.6 1600 .160 160 0160 2.0 2 2000 2/10 .200 200 0200 2-1/2 2.5 2.5 2500 1/4 .250 250 0250 3.15 3.15 3150 .315 315 0315 4.0 4 4000 4/10 .400 400 0400 5.0 5 5000 1/2 .500 500 0500 6.3 6.3 6300 .630 630 0630 8/10 .800 800 0800 Specifications subject to change without notice EOL-Last Buy Date is August 31,2024 The replacement series is the 0HAAL(0HAALxxxx-xx) No replacement for the RST 80mA through 800mA
https://www.bourns.com/docs/product-datasheets/sf0603s.pdf | fuses | SF-0603S Series - Slow Blow Surface Mount Fuses*RoHS COMPLIANT&**HALOGEN FREESinglFuse™ SF-0603S Series Features■ Slow blow thin film chip fuse for overcurrent protection■ 1608 (EIA 0603) miniature footprint■ Surface mount packaging for automated assembly■ UL 248-14 compliant■ RoHS compliant* and halogen free**Clearing Time Characteristics for Series% of Current RatingClearing Time at 25 °CMin.Max.100 %4 hours—250 %—5 secondsAdditional InformationClick these links for more information:PRODUCTTECHNICALLIBRARYINVENTORYSAMPLESCONTACTElectrical CharacteristicsModelRated Current (A)Resistance (Ω) Typ.***Rated VoltageInterruptingRatingTypicalI2t (A2s) ****CertificationscUL: E198545SF-0603S040-20.400.3550 VDC50 A @ 35 VAC50 A @ 50 VDC0.004✓SF-0603S050-20.500.2320.009✓SF-0603S063-20.630.1532 VDC50 A @ 35 VAC50 A @ 32 VDC0.017✓SF-0603S070-20.700.1480.023✓SF-0603S080-20.800.1130.024✓SF-0603S100-21.000.0670.026✓SF-0603S125-21.250.050.057✓SF-0603S150-21.500.0420.081✓SF-0603S160-21.600.040.086✓SF-0603S200-22.000.0270.115✓SF-0603S250-22.50 0.01950.200✓SF-0603S300-23.000.0160.210✓SF-0603S315-23.150.0150.279✓SF-0603S400-24.000.0110.326✓SF-0603S500-25.000.0080.622✓SF-0603S600-26.000.0062.700✓*** Resistance value measured with ≤10 % rated current at 25 °C ambient. Tolerance ± 25 %.**** Melting I2t calculated at 10 times rated current.*RoHS Directive 2015/863, Mar 31, 2015 and Annex.** Bourns considers a product to be “halogen free” if (a) the Bromine (Br) content is 900 ppm or less; (b) the Chlorine (Cl) content is 900 ppm or less; and (c) the total Bromine (Br) and Chlorine (Cl) content is 1500 ppm or less.“SinglFuse” is a trademark of Bourns, Inc. Speciﬁcations are subject to change without notice. Users should verify actual device performance in their speciﬁc applications. The products described herein and this document are subject to speciﬁc legal disclaimers as set forth on the last page of this document, and at www.bourns.com/docs/legal/disclaimer.pdf.WARNING Cancer and Reproductive Harmwww.P65Warnings.ca.govSELECTORSinglFuse™ SF-0603S Series Applications■ Portable memory■ LCD monitors■ Disk drives■ PDAs■ Digital cameras■ DVDs■ Cell phones■ Rechargeable battery packs■ Battery chargers■ Set top boxes■ Industrial controllers SF-0603S Series - Slow Blow Surface Mount FusesEnvironmental CharacteristicsOperating Temperature .................................................................................................................................................................-20 °C to +105 °CStorage Conditions Temperature ...............................................................................................................................................................................+5 °C to +35 °C Humidity..........................................................................................................................................................................................40 % to 75 % Shelf Life.......................................................................................................................................................... 2 years from manufacturing dateMoisture Sensitivity Level ....................................................................................................................................................................................... 1ESD Classification (HBM)............................................................................................................................................................................. Class 6Speciﬁcations are subject to change without notice.Users should verify actual device performance in their speciﬁc applications. The products described herein and this document are subject to speciﬁc legal disclaimers as set forth on the last page of this document, and at www.bourns.com/docs/legal/disclaimer.pdf.Average Pre-Arcing Time vs. Current CurvesAverage I2t vs. t Curves0.4 A6 A5 A4 A3.15 A3 A2.5 A2 A1.6 A0.5 A0.63 A0.7 A0.8 A1 A1.25 A1.5 APRE-ARCING TIME (SECONDS)1001010.10.010.0010.1110100CURRENT (A)1000010001001010.10.010.001I2t (A2s)0.0010.010.1110100TIME (SECONDS)6 A5 A4 A3.15 A3 A2.5 A2 A1.6 A1.5 A1.25 A1 A0.8 A0.7 A0.63 A0.5 A0.4A SF-0603S Series - Slow Blow Surface Mount FusesSpeciﬁcations are subject to change without notice.Users should verify actual device performance in their speciﬁc applications. The products described herein and this document are subject to speciﬁc legal disclaimers as set forth on the last page of this document, and at www.bourns.com/docs/legal/disclaimer.pdf.Product Dimensions1.6 ± 0.1(.063 ± .004)0.3 ± 0.2(.012 ± .008)0.3 ± 0.2(.012 ± .008)0.8 ± 0.1(.031 ± .004)0.35 ± 0.2(.014 ± .008)0.35 ± 0.2(.014 ± .008)0.45 ± 0.1(.018 ± .004)DIMENSIONS:MM(INCHES)Recommended Pad Layout0.8 ± 0.1(.031 ± .004)2.1 ± 0.1(.083 ± .004)0.9 ± 0.1(.035 ± .004)Thermal Derating Curve1201101009080-2002040AMBIENT TEMPERATURE (°C)RATED CURRENT PERCENTAGE (%)6080100120PackagingReel Dimension7-inch Tape and ReelSpecificationEIA 481-2Quantity5,000 piecesPackaging Code-2Typical Part MarkingRepresents total content. Layout may vary.RATED CURRENT (A)E = 0.40F = 0.50I = 0.63J = 0.70K = 0.80L = 1.00M = 1.25P = 1.50N = 1.60S = 2.00T = 2.503 = 3.00U = 3.15W = 4.00Y = 5.006 = 6.00How to OrderSF - 0603 S 040 - 2SinglFuse™ Product DesignatorSMD Footprint 1608 (EIA 0603) sizeFuse Blow Type S = Slow blowRated Current 040-600 (400 mA - 6.00 A)Packaging Type - 2 = Tape & Reel (5,000 pcs./reel) SF-0603S Series - Slow Blow Surface Mount FusesSolder Reflow RecommendationsPeak: 250 +0/-5 °C230 °C or higherPRE-HEATING ZONESOLDERING ZONEHEATING TIME180 °C250200150TEMPERATURE (°C)10050150 °C90 ± 30 Seconds30 ± 10 SecondsPEAK: 250 +0/-5 °C, 5 secondsPRE-HEATING ZONE: 150 to 180 °C, 90 ± 30 secondsSOLDERING ZONE: 230 °C or higher, 30 ± 10 secondsSpeciﬁcations are subject to change without notice.Users should verify actual device performance in their speciﬁc applications. The products described herein and this document are subject to speciﬁc legal disclaimers as set forth on the last page of this document, and at www.bourns.com/docs/legal/disclaimer.pdf.REV. K 05/21Asia-Pacific: Tel: +886-2 2562-4117 • Email: asiacus@bourns.comEMEA: Tel: +36 88 885 877 • Email: eurocus@bourns.comThe Americas: Tel: +1-951 781-5500 • Email: americus@bourns.comwww.bourns.comReliability TestingNo.TestRequirementTest Condition1Carrying CapacityNo fusingRated current, 4 hours2Fusing TimeWithin 5 seconds250 % of its rated current 3Interrupting AbilityNo mechanical damagesAfter the fuse is interrupted, rated voltage applied for 30 seconds again4Bending TestNo mechanical damagesDistance between holding points: 90 mm,Bending: 3 mm,1 time, 30 seconds5Resistance to Solder Heat±20 %260 °C ±5 °C,10 seconds ±1 second6Solderability95 % coverage minimum235 °C ±5 °C, 2 ±0.5 second245 °C ±5 °C, 2 ±0.5 second (lead free)7Temperature Rise<75 °C100 % of its rated current, measure of surface temperature8Resistance to Dry Heat±20 %105 °C ±5 °C, 1000 hours9Resistance to SolventNo evident damage on protective coating and marking23 °C ±5 °C of isopropyl alcohol, 90 seconds 10Residual Resistance10k ohms or moreMeasure DC resistance after fusing11Thermal ShockΔR < 10 %-20 °C / +25 °C /+125 °C /+25 °C, 10 cyclesLegal Disclaimer NoticeThis legal disclaimer applies to purchasers and users of Bourns® products manufactured by or on behalf of Bourns, Inc. and P[ZHɉSPH[LZJVSSLJ[P]LS`¸)V\YUZ¹Unless otherwise expressly indicated in writing, Bourns® products and data sheets relating thereto are subject to change ^P[OV\[UV[PJL<ZLYZZOV\SKJOLJRMVYHUKVI[HPU[OLSH[LZ[YLSL]HU[PUMVYTH[PVUHUK]LYPM`[OH[Z\JOPUMVYTH[PVUPZJ\YYLU[and complete before placing orders for Bourns® products.The characteristics and parameters of a Bourns® product set forth in its data sheet are based on laboratory conditions, and statements regarding the suitability of products for certain types of applications are based on Bourns’ knowledge of typical requirements in generic applications. The characteristics and parameters of a Bourns®WYVK\J[PUH\ZLYHWWSPJH[PVUTH`]HY`MYVT[OLKH[HZOLL[JOHYHJ[LYPZ[PJZHUKWHYHTL[LYZK\L[VP[OLJVTIPUH[PVUVM[OL)V\YUZ® product with other components PU[OL\ZLY»ZHWWSPJH[PVUVYPP[OLLU]PYVUTLU[VM[OL\ZLYHWWSPJH[PVUP[ZLSM;OLJOHYHJ[LYPZ[PJZHUKWHYHTL[LYZVMH)V\YUZ® WYVK\J[HSZVJHUHUKKV]HY`PUKPɈLYLU[HWWSPJH[PVUZHUKHJ[\HSWLYMVYTHUJLTH`]HY`V]LY[PTL<ZLYZZOV\SKHS^H`Z]LYPM`the actual performance of the Bourns®WYVK\J[PU[OLPYZWLJPÄJKL]PJLZHUKHWWSPJH[PVUZHUKTHRL[OLPYV^UPUKLWLUKLU[Q\KNTLU[ZYLNHYKPUN[OLHTV\U[VMHKKP[PVUHS[LZ[THYNPU[VKLZPNUPU[V[OLPYKL]PJLVYHWWSPJH[PVU[VJVTWLUZH[LMVY KPɈLYLUJLZIL[^LLUSHIVYH[VY`HUKYLHS^VYSKJVUKP[PVUZ<USLZZ)V\YUZOHZL_WSPJP[S`KLZPNUH[LKHUPUKP]PK\HS)V\YUZ® product as meeting the requirements of a particular industry Z[HUKHYKLN0:6;: VYHWHY[PJ\SHYX\HSPÄJH[PVULN<3SPZ[LKVYYLJVNUPaLK)V\YUZPZUV[YLZWVUZPISLMVYHU`MHPS\YLVMHUPUKP]PK\HS)V\YUZ®WYVK\J[[VTLL[[OLYLX\PYLTLU[ZVMZ\JOPUK\Z[Y`Z[HUKHYKVYWHY[PJ\SHYX\HSPÄJH[PVU<ZLYZof Bourns® products are responsible for ensuring compliance with safety-related requirements and standards applicable to [OLPYKL]PJLZVYHWWSPJH[PVUZBourns®WYVK\J[ZHYLUV[YLJVTTLUKLKH\[OVYPaLKVYPU[LUKLKMVY\ZLPUU\JSLHYSPMLZH]PUNSPMLJYP[PJHSVYSPMLZ\Z[HPUPUNHWWSPJH[PVUZUVYPUHU`V[OLYHWWSPJH[PVUZ^OLYLMHPS\YLVYTHSM\UJ[PVUTH`YLZ\S[PUWLYZVUHSPUQ\Y`KLH[OVYZL]LYLWYVWLY[`VYLU]PYVUTLU[HSKHTHNL<USLZZL_WYLZZS`HUKZWLJPÄJHSS`HWWYV]LKPU^YP[PUNI`[^VH\[OVYPaLK)V\YUZYLWYLZLU[H[P]LZon a case-by-case basis, use of any Bourns®WYVK\J[ZPUZ\JO\UH\[OVYPaLKHWWSPJH[PVUZTPNO[UV[ILZHMLHUK[O\ZPZH[[OL\ZLY»ZZVSLYPZR3PMLJYP[PJHSHWWSPJH[PVUZPUJS\KLKL]PJLZPKLU[PÄLKI`[OL<:-VVKHUK+Y\N(KTPUPZ[YH[PVUHZ*SHZZ000KL]PJLZHUKNLULYHSS`LX\P]HSLU[JSHZZPÄJH[PVUZV\[ZPKLVM[OL<UP[LK:[H[LZ)V\YUZL_WYLZZS`PKLU[PÄLZ[OVZL)V\YUZ®Z[HUKHYKWYVK\J[Z[OH[HYLZ\P[HISLMVY\ZLPUH\[VTV[P]LHWWSPJH[PVUZVUZ\JOWYVK\J[Z»KH[HZOLL[ZPU[OLZLJ[PVULU[P[SLK¸(WWSPJH[PVUZ¹<USLZZL_WYLZZS`HUKZWLJPÄJHSS`HWWYV]LKPU^YP[PUNI`[^VH\[OVYPaLK)V\YUZYLWYLZLU[H[P]LZVUHJHZLI`JHZLIHZPZ\ZLVMHU`V[OLY)V\YUZ®Z[HUKHYKWYVK\J[ZPUHUH\[VTV[P]LHWWSPJH[PVUTPNO[UV[ILZHMLHUK[O\ZPZUV[YLJVTTLUKLKH\[OVYPaLKVYPU[LUKLKHUKPZH[[OL\ZLY»ZZVSLYPZR0M)V\YUZL_WYLZZS`PKLU[PÄLZHZ\IJH[LNVY`VMH\[VTV[P]LHWWSPJH[PVUPU[OLKH[HZOLL[MVYP[ZZ[HUKHYKWYVK\J[ZZ\JOHZPUMV[HPUTLU[VYSPNO[PUNZ\JOPKLU[PÄJH[PVUTLHUZ[OH[)V\YUZOHZYL]PL^LKP[ZZ[HUKHYKWYVK\J[HUKOHZKL[LYTPULK[OH[PMZ\JO)V\YUZ® Z[HUKHYKWYVK\J[PZJVUZPKLYLKMVYWV[LU[PHS\ZLPUH\[VTV[P]LHWWSPJH[PVUZP[ZOV\SKVUS`IL\ZLKPUZ\JOZ\IJH[LNVY`VMH\[VTV[P]LHWWSPJH[PVUZ(U`YLMLYLUJL[V)V\YUZ®Z[HUKHYKWYVK\J[PU[OLKH[HZOLL[HZJVTWSPHU[^P[O[OL(,*8Z[HUKHYKVY¸H\[VTV[P]LNYHKL¹KVLZUV[I`P[ZLSMTLHU[OH[)V\YUZOHZHWWYV]LKZ\JOWYVK\J[MVY\ZLPUHUH\[VTV[P]LHWWSPJH[PVUBourns®Z[HUKHYKWYVK\J[ZHYLUV[[LZ[LK[VJVTWS`^P[O<UP[LK:[H[LZ-LKLYHS(]PH[PVU(KTPUPZ[YH[PVUZ[HUKHYKZNLULYHSS`VYHU`V[OLYNLULYHSS`LX\P]HSLU[NV]LYUTLU[HSVYNHUPaH[PVUZ[HUKHYKHWWSPJHISL[VWYVK\J[ZKLZPNULKVYTHU\MHJ[\YLKMVY\ZLPUHPYJYHM[VYZWHJLHWWSPJH[PVUZ)V\YUZL_WYLZZS`PKLU[PÄLZ)V\YUZ® standard products that are suitable for use in aircraft VYZWHJLHWWSPJH[PVUZVUZ\JOWYVK\J[Z»KH[HZOLL[ZPU[OLZLJ[PVULU[P[SLK¸(WWSPJH[PVUZ¹<USLZZL_WYLZZS`HUKZWLJPÄJHSS`HWWYV]LKPU^YP[PUNI`[^VH\[OVYPaLK)V\YUZYLWYLZLU[H[P]LZVUHJHZLI`JHZLIHZPZ\ZLVMHU`V[OLY)V\YUZ® standard WYVK\J[PUHUHPYJYHM[VYZWHJLHWWSPJH[PVUTPNO[UV[ILZHMLHUK[O\ZPZUV[YLJVTTLUKLKH\[OVYPaLKVYPU[LUKLKHUKPZH[the user’s sole risk.;OL\ZLHUKSL]LSVM[LZ[PUNHWWSPJHISL[V)V\YUZ® custom products shall be negotiated on a case-by-case basis by Bourns and the user for which such Bourns®J\Z[VTWYVK\J[ZHYLZWLJPHSS`KLZPNULK(IZLU[H^YP[[LUHNYLLTLU[IL[^LLU)V\YUZHUK[OL\ZLYYLNHYKPUN[OL\ZLHUKSL]LSVMZ\JO[LZ[PUN[OLHIV]LWYV]PZPVUZHWWSPJHISL[V)V\YUZ® standard products shall also apply to such Bourns® custom products.Users shall not sell, transfer, export or re-export any Bourns®WYVK\J[ZVY[LJOUVSVN`MVY\ZLPUHJ[P]P[PLZ^OPJOPU]VS]L[OLKLZPNUKL]LSVWTLU[WYVK\J[PVU\ZLVYZ[VJRWPSPUNVMU\JSLHYJOLTPJHSVYIPVSVNPJHS^LHWVUZVYTPZZPSLZUVYZOHSS[OL`\ZLBourns®WYVK\J[ZVY[LJOUVSVN`PUHU`MHJPSP[`^OPJOLUNHNLZPUHJ[P]P[PLZYLSH[PUN[VZ\JOKL]PJLZ;OLMVYLNVPUNYLZ[YPJ[PVUZHWWS`[VHSS\ZLZHUKHWWSPJH[PVUZ[OH[]PVSH[LUH[PVUHSVYPU[LYUH[PVUHSWYVOPIP[PVUZPUJS\KPUNLTIHYNVZVYPU[LYUH[PVUHS YLN\SH[PVUZ-\Y[OLY)V\YUZ® products and Bourns technology and technical data may not under any circumstance be exported or re-exported to countries subject to international sanctions or embargoes. Bourns® products may not, without WYPVYH\[OVYPaH[PVUMYVT)V\YUZHUKVY[OL<:.V]LYUTLU[ILYLZVSK[YHUZMLYYLKVYYLL_WVY[LK[VHU`WHY[`UV[LSPNPISL [VYLJLP]L<:JVTTVKP[PLZZVM[^HYLHUK[LJOUPJHSKH[H;V[OLTH_PT\TL_[LU[WLYTP[[LKI`HWWSPJHISLSH^)V\YUZKPZJSHPTZPHU`HUKHSSSPHIPSP[`MVYZWLJPHSW\UP[P]LJVUZLX\LU[PHSPUJPKLU[HSVYPUKPYLJ[KHTHNLZVYSVZ[YL]LU\LZVYSVZ[WYVÄ[ZHUKPPHU`HUKHSSPTWSPLK^HYYHU[PLZPUJS\KPUNPTWSPLK^HYYHU[PLZVMÄ[ULZZMVYWHY[PJ\SHYW\YWVZLUVUPUMYPUNLTLU[HUKTLYJOHU[HIPSP[`)RU\RXUFRQYHQLHQFHFRSLHVRIWKLV/HJDO'LVFODLPHU1RWLFHZLWK*HUPDQ6SDQLVK-DSDQHVH7UDGLWLRQDO&KLQHVHDQG6LPSOLÀHG&KLQHVHbilingual versions are available at:Web Page: http://www.bourns.com/legal/disclaimers-terms-and-policies PDF: http://www.bourns.com/docs/Legal/disclaimer.pdf*9
https://www.bourns.com/docs/product-datasheets/sf0603s.pdf | fuses | SF-0603S Series - Slow Blow Surface Mount Fuses*RoHS COMPLIANT&**HALOGEN FREESinglFuse™ SF-0603S Series Features■ Slow blow thin film chip fuse for overcurrent protection■ 1608 (EIA 0603) miniature footprint■ Surface mount packaging for automated assembly■ UL 248-14 compliant■ RoHS compliant* and halogen free**Clearing Time Characteristics for Series% of Current RatingClearing Time at 25 °CMin.Max.100 %4 hours—250 %—5 secondsAdditional InformationClick these links for more information:PRODUCTTECHNICALLIBRARYINVENTORYSAMPLESCONTACTElectrical CharacteristicsModelRated Current (A)Resistance (Ω) Typ.***Rated VoltageInterruptingRatingTypicalI2t (A2s) ****CertificationscUL: E198545SF-0603S040-20.400.3550 VDC50 A @ 35 VAC50 A @ 50 VDC0.004✓SF-0603S050-20.500.2320.009✓SF-0603S063-20.630.1532 VDC50 A @ 35 VAC50 A @ 32 VDC0.017✓SF-0603S070-20.700.1480.023✓SF-0603S080-20.800.1130.024✓SF-0603S100-21.000.0670.026✓SF-0603S125-21.250.050.057✓SF-0603S150-21.500.0420.081✓SF-0603S160-21.600.040.086✓SF-0603S200-22.000.0270.115✓SF-0603S250-22.50 0.01950.200✓SF-0603S300-23.000.0160.210✓SF-0603S315-23.150.0150.279✓SF-0603S400-24.000.0110.326✓SF-0603S500-25.000.0080.622✓SF-0603S600-26.000.0062.700✓*** Resistance value measured with ≤10 % rated current at 25 °C ambient. Tolerance ± 25 %.**** Melting I2t calculated at 10 times rated current.*RoHS Directive 2015/863, Mar 31, 2015 and Annex.** Bourns considers a product to be “halogen free” if (a) the Bromine (Br) content is 900 ppm or less; (b) the Chlorine (Cl) content is 900 ppm or less; and (c) the total Bromine (Br) and Chlorine (Cl) content is 1500 ppm or less.“SinglFuse” is a trademark of Bourns, Inc. Speciﬁcations are subject to change without notice. Users should verify actual device performance in their speciﬁc applications. The products described herein and this document are subject to speciﬁc legal disclaimers as set forth on the last page of this document, and at www.bourns.com/docs/legal/disclaimer.pdf.WARNING Cancer and Reproductive Harmwww.P65Warnings.ca.govSELECTORSinglFuse™ SF-0603S Series Applications■ Portable memory■ LCD monitors■ Disk drives■ PDAs■ Digital cameras■ DVDs■ Cell phones■ Rechargeable battery packs■ Battery chargers■ Set top boxes■ Industrial controllers SF-0603S Series - Slow Blow Surface Mount FusesEnvironmental CharacteristicsOperating Temperature .................................................................................................................................................................-20 °C to +105 °CStorage Conditions Temperature ...............................................................................................................................................................................+5 °C to +35 °C Humidity..........................................................................................................................................................................................40 % to 75 % Shelf Life.......................................................................................................................................................... 2 years from manufacturing dateMoisture Sensitivity Level ....................................................................................................................................................................................... 1ESD Classification (HBM)............................................................................................................................................................................. Class 6Speciﬁcations are subject to change without notice.Users should verify actual device performance in their speciﬁc applications. The products described herein and this document are subject to speciﬁc legal disclaimers as set forth on the last page of this document, and at www.bourns.com/docs/legal/disclaimer.pdf.Average Pre-Arcing Time vs. Current CurvesAverage I2t vs. t Curves0.4 A6 A5 A4 A3.15 A3 A2.5 A2 A1.6 A0.5 A0.63 A0.7 A0.8 A1 A1.25 A1.5 APRE-ARCING TIME (SECONDS)1001010.10.010.0010.1110100CURRENT (A)1000010001001010.10.010.001I2t (A2s)0.0010.010.1110100TIME (SECONDS)6 A5 A4 A3.15 A3 A2.5 A2 A1.6 A1.5 A1.25 A1 A0.8 A0.7 A0.63 A0.5 A0.4A SF-0603S Series - Slow Blow Surface Mount FusesSpeciﬁcations are subject to change without notice.Users should verify actual device performance in their speciﬁc applications. The products described herein and this document are subject to speciﬁc legal disclaimers as set forth on the last page of this document, and at www.bourns.com/docs/legal/disclaimer.pdf.Product Dimensions1.6 ± 0.1(.063 ± .004)0.3 ± 0.2(.012 ± .008)0.3 ± 0.2(.012 ± .008)0.8 ± 0.1(.031 ± .004)0.35 ± 0.2(.014 ± .008)0.35 ± 0.2(.014 ± .008)0.45 ± 0.1(.018 ± .004)DIMENSIONS:MM(INCHES)Recommended Pad Layout0.8 ± 0.1(.031 ± .004)2.1 ± 0.1(.083 ± .004)0.9 ± 0.1(.035 ± .004)Thermal Derating Curve1201101009080-2002040AMBIENT TEMPERATURE (°C)RATED CURRENT PERCENTAGE (%)6080100120PackagingReel Dimension7-inch Tape and ReelSpecificationEIA 481-2Quantity5,000 piecesPackaging Code-2Typical Part MarkingRepresents total content. Layout may vary.RATED CURRENT (A)E = 0.40F = 0.50I = 0.63J = 0.70K = 0.80L = 1.00M = 1.25P = 1.50N = 1.60S = 2.00T = 2.503 = 3.00U = 3.15W = 4.00Y = 5.006 = 6.00How to OrderSF - 0603 S 040 - 2SinglFuse™ Product DesignatorSMD Footprint 1608 (EIA 0603) sizeFuse Blow Type S = Slow blowRated Current 040-600 (400 mA - 6.00 A)Packaging Type - 2 = Tape & Reel (5,000 pcs./reel) SF-0603S Series - Slow Blow Surface Mount FusesSolder Reflow RecommendationsPeak: 250 +0/-5 °C230 °C or higherPRE-HEATING ZONESOLDERING ZONEHEATING TIME180 °C250200150TEMPERATURE (°C)10050150 °C90 ± 30 Seconds30 ± 10 SecondsPEAK: 250 +0/-5 °C, 5 secondsPRE-HEATING ZONE: 150 to 180 °C, 90 ± 30 secondsSOLDERING ZONE: 230 °C or higher, 30 ± 10 secondsSpeciﬁcations are subject to change without notice.Users should verify actual device performance in their speciﬁc applications. The products described herein and this document are subject to speciﬁc legal disclaimers as set forth on the last page of this document, and at www.bourns.com/docs/legal/disclaimer.pdf.REV. K 05/21Asia-Pacific: Tel: +886-2 2562-4117 • Email: asiacus@bourns.comEMEA: Tel: +36 88 885 877 • Email: eurocus@bourns.comThe Americas: Tel: +1-951 781-5500 • Email: americus@bourns.comwww.bourns.comReliability TestingNo.TestRequirementTest Condition1Carrying CapacityNo fusingRated current, 4 hours2Fusing TimeWithin 5 seconds250 % of its rated current 3Interrupting AbilityNo mechanical damagesAfter the fuse is interrupted, rated voltage applied for 30 seconds again4Bending TestNo mechanical damagesDistance between holding points: 90 mm,Bending: 3 mm,1 time, 30 seconds5Resistance to Solder Heat±20 %260 °C ±5 °C,10 seconds ±1 second6Solderability95 % coverage minimum235 °C ±5 °C, 2 ±0.5 second245 °C ±5 °C, 2 ±0.5 second (lead free)7Temperature Rise<75 °C100 % of its rated current, measure of surface temperature8Resistance to Dry Heat±20 %105 °C ±5 °C, 1000 hours9Resistance to SolventNo evident damage on protective coating and marking23 °C ±5 °C of isopropyl alcohol, 90 seconds 10Residual Resistance10k ohms or moreMeasure DC resistance after fusing11Thermal ShockΔR < 10 %-20 °C / +25 °C /+125 °C /+25 °C, 10 cyclesLegal Disclaimer NoticeThis legal disclaimer applies to purchasers and users of Bourns® products manufactured by or on behalf of Bourns, Inc. and P[ZHɉSPH[LZJVSSLJ[P]LS`¸)V\YUZ¹Unless otherwise expressly indicated in writing, Bourns® products and data sheets relating thereto are subject to change ^P[OV\[UV[PJL<ZLYZZOV\SKJOLJRMVYHUKVI[HPU[OLSH[LZ[YLSL]HU[PUMVYTH[PVUHUK]LYPM`[OH[Z\JOPUMVYTH[PVUPZJ\YYLU[and complete before placing orders for Bourns® products.The characteristics and parameters of a Bourns® product set forth in its data sheet are based on laboratory conditions, and statements regarding the suitability of products for certain types of applications are based on Bourns’ knowledge of typical requirements in generic applications. The characteristics and parameters of a Bourns®WYVK\J[PUH\ZLYHWWSPJH[PVUTH`]HY`MYVT[OLKH[HZOLL[JOHYHJ[LYPZ[PJZHUKWHYHTL[LYZK\L[VP[OLJVTIPUH[PVUVM[OL)V\YUZ® product with other components PU[OL\ZLY»ZHWWSPJH[PVUVYPP[OLLU]PYVUTLU[VM[OL\ZLYHWWSPJH[PVUP[ZLSM;OLJOHYHJ[LYPZ[PJZHUKWHYHTL[LYZVMH)V\YUZ® WYVK\J[HSZVJHUHUKKV]HY`PUKPɈLYLU[HWWSPJH[PVUZHUKHJ[\HSWLYMVYTHUJLTH`]HY`V]LY[PTL<ZLYZZOV\SKHS^H`Z]LYPM`the actual performance of the Bourns®WYVK\J[PU[OLPYZWLJPÄJKL]PJLZHUKHWWSPJH[PVUZHUKTHRL[OLPYV^UPUKLWLUKLU[Q\KNTLU[ZYLNHYKPUN[OLHTV\U[VMHKKP[PVUHS[LZ[THYNPU[VKLZPNUPU[V[OLPYKL]PJLVYHWWSPJH[PVU[VJVTWLUZH[LMVY KPɈLYLUJLZIL[^LLUSHIVYH[VY`HUKYLHS^VYSKJVUKP[PVUZ<USLZZ)V\YUZOHZL_WSPJP[S`KLZPNUH[LKHUPUKP]PK\HS)V\YUZ® product as meeting the requirements of a particular industry Z[HUKHYKLN0:6;: VYHWHY[PJ\SHYX\HSPÄJH[PVULN<3SPZ[LKVYYLJVNUPaLK)V\YUZPZUV[YLZWVUZPISLMVYHU`MHPS\YLVMHUPUKP]PK\HS)V\YUZ®WYVK\J[[VTLL[[OLYLX\PYLTLU[ZVMZ\JOPUK\Z[Y`Z[HUKHYKVYWHY[PJ\SHYX\HSPÄJH[PVU<ZLYZof Bourns® products are responsible for ensuring compliance with safety-related requirements and standards applicable to [OLPYKL]PJLZVYHWWSPJH[PVUZBourns®WYVK\J[ZHYLUV[YLJVTTLUKLKH\[OVYPaLKVYPU[LUKLKMVY\ZLPUU\JSLHYSPMLZH]PUNSPMLJYP[PJHSVYSPMLZ\Z[HPUPUNHWWSPJH[PVUZUVYPUHU`V[OLYHWWSPJH[PVUZ^OLYLMHPS\YLVYTHSM\UJ[PVUTH`YLZ\S[PUWLYZVUHSPUQ\Y`KLH[OVYZL]LYLWYVWLY[`VYLU]PYVUTLU[HSKHTHNL<USLZZL_WYLZZS`HUKZWLJPÄJHSS`HWWYV]LKPU^YP[PUNI`[^VH\[OVYPaLK)V\YUZYLWYLZLU[H[P]LZon a case-by-case basis, use of any Bourns®WYVK\J[ZPUZ\JO\UH\[OVYPaLKHWWSPJH[PVUZTPNO[UV[ILZHMLHUK[O\ZPZH[[OL\ZLY»ZZVSLYPZR3PMLJYP[PJHSHWWSPJH[PVUZPUJS\KLKL]PJLZPKLU[PÄLKI`[OL<:-VVKHUK+Y\N(KTPUPZ[YH[PVUHZ*SHZZ000KL]PJLZHUKNLULYHSS`LX\P]HSLU[JSHZZPÄJH[PVUZV\[ZPKLVM[OL<UP[LK:[H[LZ)V\YUZL_WYLZZS`PKLU[PÄLZ[OVZL)V\YUZ®Z[HUKHYKWYVK\J[Z[OH[HYLZ\P[HISLMVY\ZLPUH\[VTV[P]LHWWSPJH[PVUZVUZ\JOWYVK\J[Z»KH[HZOLL[ZPU[OLZLJ[PVULU[P[SLK¸(WWSPJH[PVUZ¹<USLZZL_WYLZZS`HUKZWLJPÄJHSS`HWWYV]LKPU^YP[PUNI`[^VH\[OVYPaLK)V\YUZYLWYLZLU[H[P]LZVUHJHZLI`JHZLIHZPZ\ZLVMHU`V[OLY)V\YUZ®Z[HUKHYKWYVK\J[ZPUHUH\[VTV[P]LHWWSPJH[PVUTPNO[UV[ILZHMLHUK[O\ZPZUV[YLJVTTLUKLKH\[OVYPaLKVYPU[LUKLKHUKPZH[[OL\ZLY»ZZVSLYPZR0M)V\YUZL_WYLZZS`PKLU[PÄLZHZ\IJH[LNVY`VMH\[VTV[P]LHWWSPJH[PVUPU[OLKH[HZOLL[MVYP[ZZ[HUKHYKWYVK\J[ZZ\JOHZPUMV[HPUTLU[VYSPNO[PUNZ\JOPKLU[PÄJH[PVUTLHUZ[OH[)V\YUZOHZYL]PL^LKP[ZZ[HUKHYKWYVK\J[HUKOHZKL[LYTPULK[OH[PMZ\JO)V\YUZ® Z[HUKHYKWYVK\J[PZJVUZPKLYLKMVYWV[LU[PHS\ZLPUH\[VTV[P]LHWWSPJH[PVUZP[ZOV\SKVUS`IL\ZLKPUZ\JOZ\IJH[LNVY`VMH\[VTV[P]LHWWSPJH[PVUZ(U`YLMLYLUJL[V)V\YUZ®Z[HUKHYKWYVK\J[PU[OLKH[HZOLL[HZJVTWSPHU[^P[O[OL(,*8Z[HUKHYKVY¸H\[VTV[P]LNYHKL¹KVLZUV[I`P[ZLSMTLHU[OH[)V\YUZOHZHWWYV]LKZ\JOWYVK\J[MVY\ZLPUHUH\[VTV[P]LHWWSPJH[PVUBourns®Z[HUKHYKWYVK\J[ZHYLUV[[LZ[LK[VJVTWS`^P[O<UP[LK:[H[LZ-LKLYHS(]PH[PVU(KTPUPZ[YH[PVUZ[HUKHYKZNLULYHSS`VYHU`V[OLYNLULYHSS`LX\P]HSLU[NV]LYUTLU[HSVYNHUPaH[PVUZ[HUKHYKHWWSPJHISL[VWYVK\J[ZKLZPNULKVYTHU\MHJ[\YLKMVY\ZLPUHPYJYHM[VYZWHJLHWWSPJH[PVUZ)V\YUZL_WYLZZS`PKLU[PÄLZ)V\YUZ® standard products that are suitable for use in aircraft VYZWHJLHWWSPJH[PVUZVUZ\JOWYVK\J[Z»KH[HZOLL[ZPU[OLZLJ[PVULU[P[SLK¸(WWSPJH[PVUZ¹<USLZZL_WYLZZS`HUKZWLJPÄJHSS`HWWYV]LKPU^YP[PUNI`[^VH\[OVYPaLK)V\YUZYLWYLZLU[H[P]LZVUHJHZLI`JHZLIHZPZ\ZLVMHU`V[OLY)V\YUZ® standard WYVK\J[PUHUHPYJYHM[VYZWHJLHWWSPJH[PVUTPNO[UV[ILZHMLHUK[O\ZPZUV[YLJVTTLUKLKH\[OVYPaLKVYPU[LUKLKHUKPZH[the user’s sole risk.;OL\ZLHUKSL]LSVM[LZ[PUNHWWSPJHISL[V)V\YUZ® custom products shall be negotiated on a case-by-case basis by Bourns and the user for which such Bourns®J\Z[VTWYVK\J[ZHYLZWLJPHSS`KLZPNULK(IZLU[H^YP[[LUHNYLLTLU[IL[^LLU)V\YUZHUK[OL\ZLYYLNHYKPUN[OL\ZLHUKSL]LSVMZ\JO[LZ[PUN[OLHIV]LWYV]PZPVUZHWWSPJHISL[V)V\YUZ® standard products shall also apply to such Bourns® custom products.Users shall not sell, transfer, export or re-export any Bourns®WYVK\J[ZVY[LJOUVSVN`MVY\ZLPUHJ[P]P[PLZ^OPJOPU]VS]L[OLKLZPNUKL]LSVWTLU[WYVK\J[PVU\ZLVYZ[VJRWPSPUNVMU\JSLHYJOLTPJHSVYIPVSVNPJHS^LHWVUZVYTPZZPSLZUVYZOHSS[OL`\ZLBourns®WYVK\J[ZVY[LJOUVSVN`PUHU`MHJPSP[`^OPJOLUNHNLZPUHJ[P]P[PLZYLSH[PUN[VZ\JOKL]PJLZ;OLMVYLNVPUNYLZ[YPJ[PVUZHWWS`[VHSS\ZLZHUKHWWSPJH[PVUZ[OH[]PVSH[LUH[PVUHSVYPU[LYUH[PVUHSWYVOPIP[PVUZPUJS\KPUNLTIHYNVZVYPU[LYUH[PVUHS YLN\SH[PVUZ-\Y[OLY)V\YUZ® products and Bourns technology and technical data may not under any circumstance be exported or re-exported to countries subject to international sanctions or embargoes. Bourns® products may not, without WYPVYH\[OVYPaH[PVUMYVT)V\YUZHUKVY[OL<:.V]LYUTLU[ILYLZVSK[YHUZMLYYLKVYYLL_WVY[LK[VHU`WHY[`UV[LSPNPISL [VYLJLP]L<:JVTTVKP[PLZZVM[^HYLHUK[LJOUPJHSKH[H;V[OLTH_PT\TL_[LU[WLYTP[[LKI`HWWSPJHISLSH^)V\YUZKPZJSHPTZPHU`HUKHSSSPHIPSP[`MVYZWLJPHSW\UP[P]LJVUZLX\LU[PHSPUJPKLU[HSVYPUKPYLJ[KHTHNLZVYSVZ[YL]LU\LZVYSVZ[WYVÄ[ZHUKPPHU`HUKHSSPTWSPLK^HYYHU[PLZPUJS\KPUNPTWSPLK^HYYHU[PLZVMÄ[ULZZMVYWHY[PJ\SHYW\YWVZLUVUPUMYPUNLTLU[HUKTLYJOHU[HIPSP[`)RU\RXUFRQYHQLHQFHFRSLHVRIWKLV/HJDO'LVFODLPHU1RWLFHZLWK*HUPDQ6SDQLVK-DSDQHVH7UDGLWLRQDO&KLQHVHDQG6LPSOLÀHG&KLQHVHbilingual versions are available at:Web Page: http://www.bourns.com/legal/disclaimers-terms-and-policies PDF: http://www.bourns.com/docs/Legal/disclaimer.pdf*9
https://www.vishay.com/docs/28747/mfuserie.pdf | fuses | MFU Serieswww.vishay.comVishay Beyschlag Revision: 11-Mar-131Document Number: 28747For technical questions, contact: fuse@vishay.comTHIS DOCUMENT IS SUBJECT TO CHANGE WITHOUT NOTICE. THE PRODUCTS DESCRIBED HEREIN AND THIS DOCUMENTARE SUBJECT TO SPECIFIC DISCLAIMERS, SET FORTH AT www.vishay.com/doc?91000Thin Film Chip FusesMFU Thin Film Chip Fuses are the perfect choice for themost fields of modern electronics. The highly controlledmanufacturing thin film process guarantees an outstandingstability of fusing characteristics. Typical applicationsinclude information technology, telecommunication,medical equipment, industrial, audio/video, and automotiveelectronics.FEATURES• Advanced thin film technology• Very quick acting fuse characteristics• Outstanding stability of fusing characteristics• Green product, supports lead (Pb)-free soldering• Material categorization: For definitions of complianceplease see www.vishay.com/doc?99912 APPLICATIONS• Information technology• Industrial electronics• Automotive electronics• Telecommunication• Medical equipment• Audio/video electronicsSIZEINCH0402060308051206METRIC1005M1608M2012M3216MTECHNICAL SPECIFICATIONSDESCRIPTIONMFU 0402MFU 0603MFU 0805MFU 1206Metric size1005M1608M2012M3216MRated current range IR0.5 A to 3.15 A0.5 A to 5.0 A0.5 A to 5.0 A0.5 A to 6.3 ARated voltage, Umax. DC32 V32 V32 V63 VBreaking Capacity,Imax. at Umax. DC50 A at 32 V50 A at 32 V50 A at 32 V50 A at 63 VVoltage drop at 1 x IR90 mV to 368 mV85 mV to 361 mV98 mV to 374 mV116 mV to 433 mVCold resistance at 0.1 x IR22 m to 560 m13 m to 550 m15 m to 570 m14 m to 660 mPermissible film temperature,F max.125 °COperating temperature range- 55 °C to 125 °CPermissible continuouscurrent rating at amb = 23 °C0.7 x IRApproval UL recognition fileE253806Approval IEC 60127-4n/aRefer to table:MFU 0603 RATINGRefer to table:MFU 1206 RATINGFITobserved 0.2 x 10- 9/h MFU Serieswww.vishay.comVishay Beyschlag Revision: 11-Mar-132Document Number: 28747For technical questions, contact: fuse@vishay.comTHIS DOCUMENT IS SUBJECT TO CHANGE WITHOUT NOTICE. THE PRODUCTS DESCRIBED HEREIN AND THIS DOCUMENTARE SUBJECT TO SPECIFIC DISCLAIMERS, SET FORTH AT www.vishay.com/doc?91000Notes(1) Products can be ordered using either the PART NUMBER or the PRODUCT DESCRIPTION(2) Please refer to table PACKAGINGPART NUMBER AND PRODUCT DESCRIPTION (1)Part Number: MFU0603FF01000PW00MODEL/SIZEFUSING CHARACTERISTICRATED CURRENTPACKAGING (2)SPECIALMFU0402MFU0603MFU0805MFU1206FF = Very quick actingExamples:0.5 A = 005001.0 A = 010006.3 A = 06300E1E5E0P1P5PWUp to 2 digits00 = StandardProduct Description: MFU 0603 -FF PW 1A0MFU0603-FFPW1A0MODELSIZEFUSING CHARACTERISTICPACKAGING (2)RATED CURRENTMFU0402060308051206FF = Very quick actingE1E5E0P1P5PWExamples:0.5 A = 0A51.0 A = 1A06.3 A = 6A3PACKAGINGTYPECODEQUANTITYCARRIER TAPEWIDTHPITCHREELDIAMETERMFU 0402E11000Card board tape acc. IEC 60286-3 Type I8.02.0180 mm/7"E55000E010 000MFU 0603P110004.0180 mm/7"P55000PW20 000330 mm/13"MFU 0805P11000180 mm/7"P55000PW20 000330 mm/13"MFU 1206P11000180 mm/7"P55000PW20 000330 mm/13"MFU0603FF01000PW00 MFU Serieswww.vishay.comVishay Beyschlag Revision: 11-Mar-133Document Number: 28747For technical questions, contact: fuse@vishay.comTHIS DOCUMENT IS SUBJECT TO CHANGE WITHOUT NOTICE. THE PRODUCTS DESCRIBED HEREIN AND THIS DOCUMENTARE SUBJECT TO SPECIFIC DISCLAIMERS, SET FORTH AT www.vishay.com/doc?91000DIMENSIONSSOLDER PAD DIMENSIONSNote•The given solder pad dimensions reflect the considerations for board design and assembly as outlined e.g. in standards IEC 61188-5-x, orin publication IPC-7351. They do not guarantee any supposed thermal properties, particularly as these are also strongly influenced by manyother parameters. DIMENSIONS - Chip fuse types, mass and relevant physical dimensionsTYPEH(mm)L(mm)W(mm)WT(mm)T1(mm)T2(mm)MASS(mg)MFU 04020.32 ± 0.071.0 ± 0.050.5 ± 0.05> 75 % of W0.2 + 0.1/- 0.150.2 ± 0.10.65MFU 06030.45 + 0.1/- 0.051.55 ± 0.050.85 ± 0.1> 75 % of W0.3 + 0.15/- 0.20.3 + 0.15/- 0.21.9MFU 08050.45 + 0.1/- 0.052.0 ± 0.11.25 ± 0.15> 75 % of W0.4 + 0.1/- 0.20.4 + 0.1/- 0.24.7MFU 12060.55 ± 0.13.2 + 0.1/- 0.21.6 ± 0.15> 75 % of W0.5 ± 0.250.5 ± 0.259.5RECOMMENDED SOLDER PAD DIMENSIONSTYPEWAVE SOLDERINGREFLOW SOLDERINGG(mm)Y(mm)X(mm)Z(mm)G(mm)Y(mm)X(mm)Z(mm)MFU 0402----0.350.550.551.45MFU 06030.551.101.102.750.650.700.952.05MFU 08050.801.251.503.300.900.901.402.70MFU 12061.401.501.904.401.501.151.753.80T2T1LHWWTGXYZ MFU Serieswww.vishay.comVishay Beyschlag Revision: 11-Mar-134Document Number: 28747For technical questions, contact: fuse@vishay.comTHIS DOCUMENT IS SUBJECT TO CHANGE WITHOUT NOTICE. THE PRODUCTS DESCRIBED HEREIN AND THIS DOCUMENTARE SUBJECT TO SPECIFIC DISCLAIMERS, SET FORTH AT www.vishay.com/doc?91000Notes(1) Other values of rated current are available on request(2) Typical values(3) For packages with 1000 pieces, please use for packaging E1 instead of E5(4) For packages with 10 000 pieces, please use for packaging E0 instead of E5(5) Available on requestNotes(6) Other values of rated current are available on request(7) Typical values(8) For packages with 1000 pieces, please use for packaging P1 instead of P5(9) For packages with 20 000 pieces, please use for packaging PW instead of P5MFU 0402 RATING - Very quick acting (FF)SIZEFUSECHAR.RATED CURRENT (1)RATED VOLTAGEPRE-ARCING (2)I2tat 10 x IRVOLT.DROP (2)at1 x IRCOLDRESIS (2)at0.1 x IRBREAKINGCAPACITYDCMARK.APPROVALPART NUMBER (3)(4)0402FF500 mA (5)32 V0.0009 A2s368 mV560 m50 A at 32 V-ULMFU0402FF00500E500630 mA (5)32 V0.0014 A2s331 mV400 m50 A at 32 V-ULMFU0402FF00630E500750 mA (5)32 V0.0020 A2s275 mV280 m50 A at 32 V-ULMFU0402FF00750E500800 mA32 V0.0023 A2s231 mV220 m50 A at 32 V-ULMFU0402FF00800E5001.0 A32 V0.0028 A2s184 mV140 m50 A at 32 V-ULMFU0402FF01000E5001.25 A32 V0.0039 A2s159 mV97 m50 A at 32 V-ULMFU0402FF01250E5001.5 A32 V0.0059 A2s146 mV74 m50 A at 32 V-ULMFU0402FF01500E5001.6 A32 V0.0065 A2s136 mV65 m50 A at 32 V-ULMFU0402FF01600E5001.75 A32 V0.0077 A2s124 mV54 m50 A at 32 V-ULMFU0402FF01750E5002.0 A32 V0.0101 A2s115 mV44 m50 A at 32 V-ULMFU0402FF02000E5002.5 A32 V0.0157 A2s107 mV33 m50 A at 32 V-ULMFU0402FF02500E5003.0 A32 V0.0227 A2s95 mV24 m50 A at 32 V-ULMFU0402FF03000E5003.15 A32 V0.0250 A2s90 mV22 m50 A at 32 V-ULMFU0402FF03150E500MFU 0603 RATING - Very quick acting (FF)SIZEFUSECHAR.RATED CURRENT (6)RATED VOLTAGEPRE-ARCING (7)I2tat 10 x IRVOLT.DROP (7)at1 x IRCOLDRESIS (7)at0.1 x IRBREAKINGCAPACITYDCMARK.APPROVALPART NUMBER (8)(9)0603FF500 mA32 V0.0009 A2s361 mV550 m50 A at 32 VFUL/IECMFU0603FF00500P500630 mA32 V0.0014 A2s331 mV400 m50 A at 32 VCTULMFU0603FF00630P500750 mA32 V0.0020 A2s258 mV262 m50 A at 32 VGULMFU0603FF00750P500800 mA32 V0.0023 A2s249 mV237 m50 A at 32 VCVULMFU0603FF00800P5001.0 A32 V0.0028 A2s223 mV170 m50 A at 32 VHUL/IECMFU0603FF01000P5001.25 A32 V0.0039 A2s180 mV110 m50 A at 32 VJULMFU0603FF01250P5001.5 A32 V0.0059 A2s155 mV79 m50 A at 32 VKULMFU0603FF01500P5001.6 A32 V0.0065 A2s159 mV76 m50 A at 32 VEFUL/IECMFU0603FF01600P5001.75 A32 V0.0077 A2s138 mV60 m50 A at 32 VLULMFU0603FF01750P5002.0 A32 V0.0101 A2s150 mV57 m50 A at 32 VNUL/IECMFU0603FF02000P5002.5 A32 V0.0157 A2s121 mV37 m50 A at 32 VOULMFU0603FF02500P5003.0 A32 V0.0227 A2s126 mV32 m50 A at 32 VPULMFU0603FF03000P5003.15 A32 V0.0250 A2s120 mV29 m50 A at 32 VELUL/IECMFU0603FF03150P5003.5 A32 V0.0308 A2s106 mV23 m50 A at 32 VRULMFU0603FF03500P5004.0 A32 V0.0403 A2s100 mV19 m50 A at 32 VSULMFU0603FF04000P5005.0 A32 V0.2275 A2s85 mV13 m50 A at 32 VTULMFU0603FF05000P500 MFU Serieswww.vishay.comVishay Beyschlag Revision: 11-Mar-135Document Number: 28747For technical questions, contact: fuse@vishay.comTHIS DOCUMENT IS SUBJECT TO CHANGE WITHOUT NOTICE. THE PRODUCTS DESCRIBED HEREIN AND THIS DOCUMENTARE SUBJECT TO SPECIFIC DISCLAIMERS, SET FORTH AT www.vishay.com/doc?91000Notes(1) Other values of rated current are available on request(2) Typical values(3) For packages with 1000 pieces, please use for packaging P1 instead of P5(4) For packages with 20 000 pieces, please use for packaging PW instead of P5Notes(5) Other values of rated current are available on request(6) Typical values(7) For packages with 1000 pieces, please use for packaging P1 instead of P5(8) For packages with 20 000 pieces, please use for packaging PW instead of P5MFU 0805 RATING - Very quick acting (FF)SIZEFUSECHAR.RATED CURRENT (1)RATED VOLTAGEPRE-ARCING (2)I2tat 10 x IRVOLT.DROP (2)at1 x IRCOLDRESIS (2)at0.1 x IRBREAKINGCAPACITYDCMARK. APPROVALPART NUMBER (3)(4)0805FF500 mA32 V0.0009 A2s374 mV570 m50 A at 32 VFULMFU0805FF00500P500630 mA32 V0.0014 A2s347 mV420 m50 A at 32 VCTULMFU0805FF00630P500750 mA32 V0.0021 A2s280 mV285 m50 A at 32 VGULMFU0805FF00750P500800 mA32 V0.0023 A2s262 mV250 m50 A at 32 VCVULMFU0805FF00800P5001.0 A32 V0.0028 A2s243 mV185 m50 A at 32 VHULMFU0805FF01000P5001.25 A32 V0.0040 A2s205 mV125 m50 A at 32 VJULMFU0805FF01250P5001.5 A32 V0.0059 A2s171 mV87 m50 A at 32 VKULMFU0805FF01500P5001.6 A32 V0.0065 A2s164 mV78 m50 A at 32 VEFULMFU0805FF01600P5001.75 A32 V0.0077 A2s161 mV70 m50 A at 32 VLULMFU0805FF01750P5002.0 A32 V0.0101 A2s176 mV67 m50 A at 32 VNULMFU0805FF02000P5002.5 A32 V0.0157 A2s131 mV40 m50 A at 32 VOULMFU0805FF02500P5003.0 A32 V0.0227 A2s134 mV34 m50 A at 32 VPULMFU0805FF03000P5003.15 A32 V0.0250 A2s128 mV31 m50 A at 32 VELULMFU0805FF03150P5003.5 A32 V0.0308 A2s119 mV26 m50 A at 32 VRULMFU0805FF03500P5004.0 A32 V0.0403 A2s105 mV20 m50 A at 32 VSULMFU0805FF04000P5005.0 A32 V0.2275 A2s98 mV15 m50 A at 32 VTULMFU0805FF05000P500MFU 1206 RATING - Very quick acting (FF)SIZEFUSECHAR.RATED CURRENT (5)RATED VOLTAGEPRE-ARCING (6)I2tat 10 x IRVOLT.DROP (6)at1 x IRCOLDRESIS (6)at0.1 x IRBREAKINGCAPACITYDCMARK. APPROVALPART NUMBER (7)(8)1206FF500 mA63 V0.0009 A2s433 mV660 m50 A at 63 VFUL/IECMFU1206FF00500P500630 mA63 V0.0014 A2s372 mV450 m50 A at 63 VCTULMFU1206FF00630P500750 mA63 V0.0022 A2s325 mV330 m50 A at 63 VGULMFU1206FF00750P500800 mA63 V0.0023 A2s273 mV260 m50 A at 63 VCVULMFU1206FF00800P5001.0 A63 V0.0028 A2s262 mV200 m50 A at 63 VHUL/IECMFU1206FF01000P5001.25 A63 V0.0041 A2s230 mV140 m50 A at 63 VJULMFU1206FF01250P5001.5 A63 V0.0059 A2s207 mV105 m50 A at 63 VKULMFU1206FF01500P5001.6 A63 V0.0066 A2s168 mV80 m50 A at 63 VEFUL/IECMFU1206FF01600P5001.75 A63 V0.0077 A2s174 mV76 m50 A at 63 VLULMFU1206FF01750P5002.0 A63 V0.0102 A2s181 mV69 m50 A at 63 VNUL/IECMFU1206FF02000P5002.5 A63 V0.0159 A2s161 mV49 m50 A at 63 VOULMFU1206FF02500P5003.0 A63 V0.0229 A2s173 mV44 m50 A at 63 VPULMFU1206FF03000P5003.15 A63 V0.0251 A2s153 mV37 m50 A at 63 VELUL/IECMFU1206FF03150P5003.5 A63 V0.0310 A2s161 mV35 m50 A at 63 VRULMFU1206FF03500P5004.0 A63 V0.0404 A2s147 mV28 m50 A at 63 VSULMFU1206FF04000P5005.0 A63 V0.2275 A2s131 mV20 m50 A at 63 VTULMFU1206FF05000P5006.3 A63 V0.5160 A2s116 mV14 m50 A at 63 VETULMFU1206FF06300P500 MFU Serieswww.vishay.comVishay Beyschlag Revision: 11-Mar-136Document Number: 28747For technical questions, contact: fuse@vishay.comTHIS DOCUMENT IS SUBJECT TO CHANGE WITHOUT NOTICE. THE PRODUCTS DESCRIBED HEREIN AND THIS DOCUMENTARE SUBJECT TO SPECIFIC DISCLAIMERS, SET FORTH AT www.vishay.com/doc?91000DESCRIPTIONProduction is strictly controlled and follows an extensiveset of instructions established for reproducibility. Ahomogeneous film of metal alloy is deposited on a highgrade ceramic body. The fuse elements are covered by aprotective coating designed for electrical, mechanical andclimatic protection. The terminations receive a final pure tinon nickel plating.The result of the determined production is verified by anextensive testing procedure performed on 100 % of theindividual fuses. Only accepted products are laid directlyinto the paper tape in accordance with IEC 60286-3.APPROVALSThe fuses are tested in accordance with the followingstandards:• IEC 60127-1• IEC 60127-4• UL 248-14• IEC 60068 seriesApproval of conformity is indicated by the UMF Logo on thepackage label. Recognition by Underwriter Laboratories Inc.is indicated by the UL logo on the package label.ASSEMBLYThe fuses are suitable for processing on automatic SMDassembly systems. They are suitable for automaticsoldering using wave, reflow or vapour phase. Theencapsulation is resistant to all cleaning solvents commonlyused in the electronics industry, including alcohols, estersand aqueous solutions. The fuses are RoHS compliant, thepure tin plating provides compatibility with lead (Pb)-freeand lead-containing soldering processes. The immunity ofthe plating against tin whisker growth has been provenunder extensive testing. Solderability is specified for 2 yearsafter production or re-qualification. The permitted storagetime is 20 years.All products comply with the JIG 101 list of legal restrictionson hazardous substances. This includes full compliance with the following directives:• 2000/53/EC End of Vehicle life Directive (ELV) andAnnex II (ELV II)• 2011/65/EU Restriction of the use of HazardousSubstances Directive (RoHS)• 2002/96/EC Waste Electrical and Electronic EquipmentDirective (WEEE)FUNCTIONAL PERFORMANCENote(1) Current rating factor is in addition to the given permissible continuous current rating of 0.7Current Rating Factor (1) vs. Ambient Temperature amb- 601500Ambient Temperature amb [°C]Current Rating Factor [%]5060708090100110120MFU Series7590105120135ϑ40302010- 45- 30- 15015304560 MFU Serieswww.vishay.comVishay Beyschlag Revision: 11-Mar-137Document Number: 28747For technical questions, contact: fuse@vishay.comTHIS DOCUMENT IS SUBJECT TO CHANGE WITHOUT NOTICE. THE PRODUCTS DESCRIBED HEREIN AND THIS DOCUMENTARE SUBJECT TO SPECIFIC DISCLAIMERS, SET FORTH AT www.vishay.com/doc?91000FUNCTIONAL PERFORMANCENote(1) Fuses mounted on a test board according to IEC 60127-4Typical tpre-arc vs. I characteristic of MFU 0402 (1)Typical I2t vs. tpre-arc characteristic of MFU 0402 (1)0.110010-41Current I [A]Pre-arc Time tpre-arc [s]10-310-210-1100101102103104MFU 0402-FF3.15 A3.00 A2.50 A2.00 A1.75 A1.60 A1.50 A1.25 A1.00 A0.80 A0.75 A0.63 A0.50 A1010-510-410-310-210-1100101102103104MFU 0402-FF3.15 A3.00 A2.50 A2.00 A1.75 A1.60 A1.50 A1.25 A1.00 A0.80 A0.75 A0.63 A0.50 APre-arc Time tpre-arc [s]Joule Integral l2t [A2S]10-410-310-210-1100101102 MFU Serieswww.vishay.comVishay Beyschlag Revision: 11-Mar-138Document Number: 28747For technical questions, contact: fuse@vishay.comTHIS DOCUMENT IS SUBJECT TO CHANGE WITHOUT NOTICE. THE PRODUCTS DESCRIBED HEREIN AND THIS DOCUMENTARE SUBJECT TO SPECIFIC DISCLAIMERS, SET FORTH AT www.vishay.com/doc?91000FUNCTIONAL PERFORMANCENote(1) Fuses mounted on a test board according to IEC 60127-4Typical tpre-arc vs. I characteristic of MFU 0603 (1)Typical I2t vs. tpre-arc characteristic of MFU 0603 (1)0.110010-41Current I [A]Pre-arc Time tpre-arc [s]10-310-210-1100101102103104MFU 0603-FF5.00 A4.00 A3.50 A3.15 A3.00 A2.50 A2.00 A1.75 A1.60 A1.50 A1.25 A1.00 A0.80 A0.75 A0.63 A0.50 A1010-510-410-310-210-1100101102103104MFU 0603-FF5.00 A4.00 A3.50 A3.15 A3.00 A2.50 A2.00 A1.75 A1.60 A1.50 A1.25 A1.00 A0.80 A0.75 A0.63 A0.50 APre-arc Time tpre-arc [s]Joule Integral l2t [A2S]10-410-310-210-1100101102 MFU Serieswww.vishay.comVishay Beyschlag Revision: 11-Mar-139Document Number: 28747For technical questions, contact: fuse@vishay.comTHIS DOCUMENT IS SUBJECT TO CHANGE WITHOUT NOTICE. THE PRODUCTS DESCRIBED HEREIN AND THIS DOCUMENTARE SUBJECT TO SPECIFIC DISCLAIMERS, SET FORTH AT www.vishay.com/doc?91000FUNCTIONAL PERFORMANCENote(1) Fuses mounted on a test board according to IEC 60127-4Typical tpre-arc vs. I characteristic of MFU 0805 (1)Typical I2t vs. tpre-arc characteristic of MFU 0805 (1)0.110010-41Current I [A]Pre-arc Time tpre-arc [s]10-310-210-1100101102103104MFU 0805-FF5.00 A4.00 A3.50 A3.15 A3.00 A2.50 A2.00 A1.75 A1.60 A1.50 A1.25 A1.00 A0.80 A0.75 A0.63 A0.50 A1010-510-410-310-210-1100101102103104MFU 0805-FF5.00 A4.00 A3.50 A3.15 A3.00 A2.50 A2.00 A1.75 A1.60 A1.50 A1.25 A1.00 A0.80 A0.75 A0.63 A0.50 APre-arc Time tpre-arc [s]Joule Integral l2t [A2S]10-410-310-210-1100101102 MFU Serieswww.vishay.comVishay Beyschlag Revision: 11-Mar-1310Document Number: 28747For technical questions, contact: fuse@vishay.comTHIS DOCUMENT IS SUBJECT TO CHANGE WITHOUT NOTICE. THE PRODUCTS DESCRIBED HEREIN AND THIS DOCUMENTARE SUBJECT TO SPECIFIC DISCLAIMERS, SET FORTH AT www.vishay.com/doc?91000FUNCTIONAL PERFORMANCENote(1) Fuses mounted on a test board according to IEC 60127-4Typical tpre-arc vs. I characteristic of MFU 1206 (1)Typical I2t vs. tpre-arc characteristic of MFU 1206 (1)0.110010-41Current I [A]Pre-arc Time tpre-arc [s]10-310-210-1100101102103104MFU 1206-FF6.30 A5.00 A4.00 A3.50 A3.15 A3.00 A2.50 A2.00 A1.75 A1.60 A1.50 A1.25 A1.00 A0.80 A0.75 A0.63 A0.50 A1010-510-410-310-210-1100101102103104MFU 1206-FF6.30 A5.00 A4.00 A3.50 A3.15 A3.00 A2.50 A2.00 A1.75 A1.60 A1.50 A1.25 A1.00 A0.80 A0.75 A0.63 A0.50 APre-arc Time tpre-arc [s]Joule Integral l2t [A2S]10-410-310-210-1100101102 MFU Serieswww.vishay.comVishay Beyschlag Revision: 11-Mar-1311Document Number: 28747For technical questions, contact: fuse@vishay.comTHIS DOCUMENT IS SUBJECT TO CHANGE WITHOUT NOTICE. THE PRODUCTS DESCRIBED HEREIN AND THIS DOCUMENTARE SUBJECT TO SPECIFIC DISCLAIMERS, SET FORTH AT www.vishay.com/doc?91000TEST AND REQUIREMENTSAll tests are carried out in accordance with the followingspecifications:IEC 60127-1, Miniature fuse - Part 1: Definitions forminiature fuses and general requirements for miniaturefuse-linksIEC 60127-4, Universal Modular Fuse Links (UMF)UL 248-14, Low voltage fuses - Part 14: SupplementalfusesFor the full test schedule refer to the documents listedabove. The testing also covers most of the requirementsspecified by METI and CCC.The tests are carried out under standard atmosphericconditions in accordance with IEC 60068-1, 5.3. Climaticcategory LCT/UCT/56 (rated temperature range: Lowercategory temperature, upper category temperature; dampheat, long term, 56 days) is valid.Unless otherwise specified the following values apply:Temperature: 15 °C to 35 °CRelative humidity: 45 % to 75 %Air pressure: 86 kPa to 106 kPa (860 mbar to 1060 mbar).The components are mounted for testing on printed-circuitboards in accordance with IEC 60127-4, unless otherwisespecified.The requirements stated in the Test Procedures andRequirements table are based on the required tests andpermitted limits of IEC 60127-1 and IEC 60127-4respectively. However, some additional tests and a numberof improvements against those minimum requirements havebeen included.TEST PROCEDURES AND REQUIREMENTSIEC 60127-4 CLAUSEIEC 60068-2 TEST METHODTESTPROCEDUREREQUIREMENTSPERMISSIBLE CHANGE8.3.221 (Ue1)SubstratebendingDepth 1 mm;rate 1 mm/s1 timesNo visible damageR/R  ± 10 %8.6.258 (Td)SolderabilitySolder bath method; SnPb40; non-activated flux; (215 ± 3) °C; (3 ± 0.3) sGood tinning (95 % covered); no visible damageSolder bath method; SnAg3Cu0.5 or SnAg3.5; non-activated flux; (245 ± 3) °C; (2 ± 0.2) s8.7.258 (Td)Resistance to soldering heatSolder bath method; (260 ± 5) °C; (10 ± 1) sNo visible damageR/R  ± 10 %Reflow method 2(IR/forced gas convection); (260 ± 5) °C; (10 ± 1) s9.2.1-Time/currentcharacteristicsat nominaltemperatureCold resistance at 0.1 x IR;destructive testing underovercurrent conditions(DC-Current)MFU 0402IR  0.75 AAt 1.25 x IR, tpre-arc > 1 hat 2.0 x IR, tpre-arc < 60 sat 10 x IR, tpre-arc < 0.001 sMFU 04020.8 A  IR  3.15 A At 1.25 x IR, tpre-arc > 1 hat 2.0 x IR, tpre-arc < 5 sat 10 x IR, tpre-arc < 0.001 sMFU 0603IR  5.0 AMFU 0805IR  5.0 AMFU 1206IR  6.3 A9.3.2-Breaking capacity50 A at rated voltageacc. to UL 248-14Optical inspection with naked eyeno visible damage9.3.3-Residualresistance50 A at rated voltageacc. to UL 248-14Insulation resistance at 2.0 x UR (DC) higher than 0.1 M MFU Serieswww.vishay.comVishay Beyschlag Revision: 11-Mar-1312Document Number: 28747For technical questions, contact: fuse@vishay.comTHIS DOCUMENT IS SUBJECT TO CHANGE WITHOUT NOTICE. THE PRODUCTS DESCRIBED HEREIN AND THIS DOCUMENTARE SUBJECT TO SPECIFIC DISCLAIMERS, SET FORTH AT www.vishay.com/doc?910009.4-Endurance testacc. to IEC 60127-1a) I = 1.0 x IR(DC)1.0 h on; 0.25 h off;23 °C; 100 timesb) I = 1.25 x IR (DC)1.0 h on23 °C; 1 timeMFU 0402IR  3.15 ANo visible damageR/R  ± 10 %MFU 0603IR  3.15 AMFU 0805IR  3.15 AMFU 1206IR  3.15 A9.5-Maximumsustaineddissipation acc. toIEC 60127-1Calculation in accordance with results of clause 9.4 b)Dissipation  acc. to IEC 60127-4 table 29.7-Fuse-linktemperatureThe test is performed during the final 5 min of clause 9.4 b)MFU 0402IR  3.15 ATemperature rise of terminals 85 KMFU 0603IR  3.15 AMFU 0805IR  3.15 AMFU 1206IR  3.15 A--Verification oftemp.-rise andcurrent- carryingcapacity acc. toUL 248-14clause 8.2.3I = 1.0 x IR (DC)MFU 0402IR  3.15 ATemperature riseof hot spot 75 Kacc. to UL 248-14 clause 8.2.4MFU 0603IR  5.0 AMFU 0805IR  5.0 AMFU 1206IR  6.3 A-78 (Cab)Damp heat,steady state(40 ± 2) °C; 56 days;(93 ± 3) % RHR/R  ± 10 %I-t characteristic-14 (Na)Rapid change of temperature30 min at LCT;30 min at UCT; LCT = - 55 °C;UCT = 125 °C;5 cyclesR/R  ± 10 %-6 (Fc)VibrationEndurance by sweeping;10 Hz to 2000 Hz;no resonance;amplitude  1.5 mm or  200 m/s2; 6 hR/R  ± 10 %-45 (XA)Componentsolvent resistanceIsopropyl alcohol;50 C; method 2No visible damage-45 (XA)Solventresistance of markingIsopropyl alcohol;50 C; method 1, toothbrushMarking legible,no visible damage-21 (Ue3)Shear(adhesion)RR 1608M; 9 NNo visible damageRR 2012M and RR 3216M; 45 N--FlammabilityIEC 60695-2-2,needle flame test; 10 sNo burning after 30 sTEST PROCEDURES AND REQUIREMENTSIEC 60127-4 CLAUSEIEC 60068-2 TEST METHODTESTPROCEDUREREQUIREMENTSPERMISSIBLE CHANGELegal Disclaimer Noticewww.vishay.comVishay Revision: 01-Jul-20241Document Number: 91000For technical questions, contact: THIS DOCUMENT IS SUBJECT TO CHANGE WITHOUT NOTICE. THE PRODUCTS DESCRIBED HEREIN AND THIS DOCUMENTARE SUBJECT TO SPECIFIC DISCLAIMERS, SET FORTH AT www.vishay.com/doc?91000DisclaimerALL PRODUCT, PRODUCT SPECIFICATIONS AND DATA ARE SUBJECT TO CHANGE WITHOUT NOTICE TO IMPROVE RELIABILITY, FUNCTION OR DESIGN OR OTHERWISE. Vishay Intertechnology, Inc., its affiliates, agents, and employees, and all persons acting on its or their behalf (collectively, “Vishay”), disclaim any and all liability for any errors, inaccuracies or incompleteness contained in any datasheet or in any other disclosure relating to any product.Vishay makes no warranty, representation or guarantee regarding the suitability of the products for any particular purpose or the continuing production of any product. To the maximum extent permitted by applicable law, Vishay disclaims (i) any and all liability arising out of the application or use of any product, (ii) any and all liability, including without limitation special, consequential or incidental damages, and (iii) any and all implied warranties, including warranties of fitness for particular purpose, non-infringement and merchantability.Statements regarding the suitability of products for certain types of applications are based on Vishay's knowledge of typical requirements that are often placed on Vishay products in generic applications. Such statements are not binding statements about the suitability of products for a particular application. It is the customer's responsibility to validate that a particular product with the properties described in the product specification is suitable for use in a particular application. Parameters provided in datasheets and / or specifications may vary in different applications and performance may vary over time. All operating parameters, including typical parameters, must be validated for each customer application by the customer's technical experts. Product specifications do not expand or otherwise modify Vishay's terms and conditions of purchase, including but not limited to the warranty expressed therein.Hyperlinks included in this datasheet may direct users to third-party websites. These links are provided as a convenience and for informational purposes only. Inclusion of these hyperlinks does not constitute an endorsement or an approval by Vishay of any of the products, services or opinions of the corporation, organization or individual associated with the third-party website. Vishay disclaims any and all liability and bears no responsibility for the accuracy, legality or content of the third-party website or for that of subsequent links.Vishay products are not designed for use in life-saving or life-sustaining applications or any application in which the failure of the Vishay product could result in personal injury or death unless specifically qualified in writing by Vishay. Customers using or selling Vishay products not expressly indicated for use in such applications do so at their own risk. Please contact authorized Vishay personnel to obtain written terms and conditions regarding products designed for such applications.No license, express or implied, by estoppel or otherwise, to any intellectual property rights is granted by this document or by any conduct of Vishay. Product names and markings noted herein may be trademarks of their respective owners.© 2024 VISHAY INTERTECHNOLOGY, INC. ALL RIGHTS RESERVED
https://www.bourns.com/docs/product-datasheets/sf0603s.pdf | fuses | SF-0603S Series - Slow Blow Surface Mount Fuses*RoHS COMPLIANT&**HALOGEN FREESinglFuse™ SF-0603S Series Features■ Slow blow thin film chip fuse for overcurrent protection■ 1608 (EIA 0603) miniature footprint■ Surface mount packaging for automated assembly■ UL 248-14 compliant■ RoHS compliant* and halogen free**Clearing Time Characteristics for Series% of Current RatingClearing Time at 25 °CMin.Max.100 %4 hours—250 %—5 secondsAdditional InformationClick these links for more information:PRODUCTTECHNICALLIBRARYINVENTORYSAMPLESCONTACTElectrical CharacteristicsModelRated Current (A)Resistance (Ω) Typ.***Rated VoltageInterruptingRatingTypicalI2t (A2s) ****CertificationscUL: E198545SF-0603S040-20.400.3550 VDC50 A @ 35 VAC50 A @ 50 VDC0.004✓SF-0603S050-20.500.2320.009✓SF-0603S063-20.630.1532 VDC50 A @ 35 VAC50 A @ 32 VDC0.017✓SF-0603S070-20.700.1480.023✓SF-0603S080-20.800.1130.024✓SF-0603S100-21.000.0670.026✓SF-0603S125-21.250.050.057✓SF-0603S150-21.500.0420.081✓SF-0603S160-21.600.040.086✓SF-0603S200-22.000.0270.115✓SF-0603S250-22.50 0.01950.200✓SF-0603S300-23.000.0160.210✓SF-0603S315-23.150.0150.279✓SF-0603S400-24.000.0110.326✓SF-0603S500-25.000.0080.622✓SF-0603S600-26.000.0062.700✓*** Resistance value measured with ≤10 % rated current at 25 °C ambient. Tolerance ± 25 %.**** Melting I2t calculated at 10 times rated current.*RoHS Directive 2015/863, Mar 31, 2015 and Annex.** Bourns considers a product to be “halogen free” if (a) the Bromine (Br) content is 900 ppm or less; (b) the Chlorine (Cl) content is 900 ppm or less; and (c) the total Bromine (Br) and Chlorine (Cl) content is 1500 ppm or less.“SinglFuse” is a trademark of Bourns, Inc. Speciﬁcations are subject to change without notice. Users should verify actual device performance in their speciﬁc applications. The products described herein and this document are subject to speciﬁc legal disclaimers as set forth on the last page of this document, and at www.bourns.com/docs/legal/disclaimer.pdf.WARNING Cancer and Reproductive Harmwww.P65Warnings.ca.govSELECTORSinglFuse™ SF-0603S Series Applications■ Portable memory■ LCD monitors■ Disk drives■ PDAs■ Digital cameras■ DVDs■ Cell phones■ Rechargeable battery packs■ Battery chargers■ Set top boxes■ Industrial controllers SF-0603S Series - Slow Blow Surface Mount FusesEnvironmental CharacteristicsOperating Temperature .................................................................................................................................................................-20 °C to +105 °CStorage Conditions Temperature ...............................................................................................................................................................................+5 °C to +35 °C Humidity..........................................................................................................................................................................................40 % to 75 % Shelf Life.......................................................................................................................................................... 2 years from manufacturing dateMoisture Sensitivity Level ....................................................................................................................................................................................... 1ESD Classification (HBM)............................................................................................................................................................................. Class 6Speciﬁcations are subject to change without notice.Users should verify actual device performance in their speciﬁc applications. The products described herein and this document are subject to speciﬁc legal disclaimers as set forth on the last page of this document, and at www.bourns.com/docs/legal/disclaimer.pdf.Average Pre-Arcing Time vs. Current CurvesAverage I2t vs. t Curves0.4 A6 A5 A4 A3.15 A3 A2.5 A2 A1.6 A0.5 A0.63 A0.7 A0.8 A1 A1.25 A1.5 APRE-ARCING TIME (SECONDS)1001010.10.010.0010.1110100CURRENT (A)1000010001001010.10.010.001I2t (A2s)0.0010.010.1110100TIME (SECONDS)6 A5 A4 A3.15 A3 A2.5 A2 A1.6 A1.5 A1.25 A1 A0.8 A0.7 A0.63 A0.5 A0.4A SF-0603S Series - Slow Blow Surface Mount FusesSpeciﬁcations are subject to change without notice.Users should verify actual device performance in their speciﬁc applications. The products described herein and this document are subject to speciﬁc legal disclaimers as set forth on the last page of this document, and at www.bourns.com/docs/legal/disclaimer.pdf.Product Dimensions1.6 ± 0.1(.063 ± .004)0.3 ± 0.2(.012 ± .008)0.3 ± 0.2(.012 ± .008)0.8 ± 0.1(.031 ± .004)0.35 ± 0.2(.014 ± .008)0.35 ± 0.2(.014 ± .008)0.45 ± 0.1(.018 ± .004)DIMENSIONS:MM(INCHES)Recommended Pad Layout0.8 ± 0.1(.031 ± .004)2.1 ± 0.1(.083 ± .004)0.9 ± 0.1(.035 ± .004)Thermal Derating Curve1201101009080-2002040AMBIENT TEMPERATURE (°C)RATED CURRENT PERCENTAGE (%)6080100120PackagingReel Dimension7-inch Tape and ReelSpecificationEIA 481-2Quantity5,000 piecesPackaging Code-2Typical Part MarkingRepresents total content. Layout may vary.RATED CURRENT (A)E = 0.40F = 0.50I = 0.63J = 0.70K = 0.80L = 1.00M = 1.25P = 1.50N = 1.60S = 2.00T = 2.503 = 3.00U = 3.15W = 4.00Y = 5.006 = 6.00How to OrderSF - 0603 S 040 - 2SinglFuse™ Product DesignatorSMD Footprint 1608 (EIA 0603) sizeFuse Blow Type S = Slow blowRated Current 040-600 (400 mA - 6.00 A)Packaging Type - 2 = Tape & Reel (5,000 pcs./reel) SF-0603S Series - Slow Blow Surface Mount FusesSolder Reflow RecommendationsPeak: 250 +0/-5 °C230 °C or higherPRE-HEATING ZONESOLDERING ZONEHEATING TIME180 °C250200150TEMPERATURE (°C)10050150 °C90 ± 30 Seconds30 ± 10 SecondsPEAK: 250 +0/-5 °C, 5 secondsPRE-HEATING ZONE: 150 to 180 °C, 90 ± 30 secondsSOLDERING ZONE: 230 °C or higher, 30 ± 10 secondsSpeciﬁcations are subject to change without notice.Users should verify actual device performance in their speciﬁc applications. The products described herein and this document are subject to speciﬁc legal disclaimers as set forth on the last page of this document, and at www.bourns.com/docs/legal/disclaimer.pdf.REV. K 05/21Asia-Pacific: Tel: +886-2 2562-4117 • Email: asiacus@bourns.comEMEA: Tel: +36 88 885 877 • Email: eurocus@bourns.comThe Americas: Tel: +1-951 781-5500 • Email: americus@bourns.comwww.bourns.comReliability TestingNo.TestRequirementTest Condition1Carrying CapacityNo fusingRated current, 4 hours2Fusing TimeWithin 5 seconds250 % of its rated current 3Interrupting AbilityNo mechanical damagesAfter the fuse is interrupted, rated voltage applied for 30 seconds again4Bending TestNo mechanical damagesDistance between holding points: 90 mm,Bending: 3 mm,1 time, 30 seconds5Resistance to Solder Heat±20 %260 °C ±5 °C,10 seconds ±1 second6Solderability95 % coverage minimum235 °C ±5 °C, 2 ±0.5 second245 °C ±5 °C, 2 ±0.5 second (lead free)7Temperature Rise<75 °C100 % of its rated current, measure of surface temperature8Resistance to Dry Heat±20 %105 °C ±5 °C, 1000 hours9Resistance to SolventNo evident damage on protective coating and marking23 °C ±5 °C of isopropyl alcohol, 90 seconds 10Residual Resistance10k ohms or moreMeasure DC resistance after fusing11Thermal ShockΔR < 10 %-20 °C / +25 °C /+125 °C /+25 °C, 10 cyclesLegal Disclaimer NoticeThis legal disclaimer applies to purchasers and users of Bourns® products manufactured by or on behalf of Bourns, Inc. and P[ZHɉSPH[LZJVSSLJ[P]LS`¸)V\YUZ¹Unless otherwise expressly indicated in writing, Bourns® products and data sheets relating thereto are subject to change ^P[OV\[UV[PJL<ZLYZZOV\SKJOLJRMVYHUKVI[HPU[OLSH[LZ[YLSL]HU[PUMVYTH[PVUHUK]LYPM`[OH[Z\JOPUMVYTH[PVUPZJ\YYLU[and complete before placing orders for Bourns® products.The characteristics and parameters of a Bourns® product set forth in its data sheet are based on laboratory conditions, and statements regarding the suitability of products for certain types of applications are based on Bourns’ knowledge of typical requirements in generic applications. The characteristics and parameters of a Bourns®WYVK\J[PUH\ZLYHWWSPJH[PVUTH`]HY`MYVT[OLKH[HZOLL[JOHYHJ[LYPZ[PJZHUKWHYHTL[LYZK\L[VP[OLJVTIPUH[PVUVM[OL)V\YUZ® product with other components PU[OL\ZLY»ZHWWSPJH[PVUVYPP[OLLU]PYVUTLU[VM[OL\ZLYHWWSPJH[PVUP[ZLSM;OLJOHYHJ[LYPZ[PJZHUKWHYHTL[LYZVMH)V\YUZ® WYVK\J[HSZVJHUHUKKV]HY`PUKPɈLYLU[HWWSPJH[PVUZHUKHJ[\HSWLYMVYTHUJLTH`]HY`V]LY[PTL<ZLYZZOV\SKHS^H`Z]LYPM`the actual performance of the Bourns®WYVK\J[PU[OLPYZWLJPÄJKL]PJLZHUKHWWSPJH[PVUZHUKTHRL[OLPYV^UPUKLWLUKLU[Q\KNTLU[ZYLNHYKPUN[OLHTV\U[VMHKKP[PVUHS[LZ[THYNPU[VKLZPNUPU[V[OLPYKL]PJLVYHWWSPJH[PVU[VJVTWLUZH[LMVY KPɈLYLUJLZIL[^LLUSHIVYH[VY`HUKYLHS^VYSKJVUKP[PVUZ<USLZZ)V\YUZOHZL_WSPJP[S`KLZPNUH[LKHUPUKP]PK\HS)V\YUZ® product as meeting the requirements of a particular industry Z[HUKHYKLN0:6;: VYHWHY[PJ\SHYX\HSPÄJH[PVULN<3SPZ[LKVYYLJVNUPaLK)V\YUZPZUV[YLZWVUZPISLMVYHU`MHPS\YLVMHUPUKP]PK\HS)V\YUZ®WYVK\J[[VTLL[[OLYLX\PYLTLU[ZVMZ\JOPUK\Z[Y`Z[HUKHYKVYWHY[PJ\SHYX\HSPÄJH[PVU<ZLYZof Bourns® products are responsible for ensuring compliance with safety-related requirements and standards applicable to [OLPYKL]PJLZVYHWWSPJH[PVUZBourns®WYVK\J[ZHYLUV[YLJVTTLUKLKH\[OVYPaLKVYPU[LUKLKMVY\ZLPUU\JSLHYSPMLZH]PUNSPMLJYP[PJHSVYSPMLZ\Z[HPUPUNHWWSPJH[PVUZUVYPUHU`V[OLYHWWSPJH[PVUZ^OLYLMHPS\YLVYTHSM\UJ[PVUTH`YLZ\S[PUWLYZVUHSPUQ\Y`KLH[OVYZL]LYLWYVWLY[`VYLU]PYVUTLU[HSKHTHNL<USLZZL_WYLZZS`HUKZWLJPÄJHSS`HWWYV]LKPU^YP[PUNI`[^VH\[OVYPaLK)V\YUZYLWYLZLU[H[P]LZon a case-by-case basis, use of any Bourns®WYVK\J[ZPUZ\JO\UH\[OVYPaLKHWWSPJH[PVUZTPNO[UV[ILZHMLHUK[O\ZPZH[[OL\ZLY»ZZVSLYPZR3PMLJYP[PJHSHWWSPJH[PVUZPUJS\KLKL]PJLZPKLU[PÄLKI`[OL<:-VVKHUK+Y\N(KTPUPZ[YH[PVUHZ*SHZZ000KL]PJLZHUKNLULYHSS`LX\P]HSLU[JSHZZPÄJH[PVUZV\[ZPKLVM[OL<UP[LK:[H[LZ)V\YUZL_WYLZZS`PKLU[PÄLZ[OVZL)V\YUZ®Z[HUKHYKWYVK\J[Z[OH[HYLZ\P[HISLMVY\ZLPUH\[VTV[P]LHWWSPJH[PVUZVUZ\JOWYVK\J[Z»KH[HZOLL[ZPU[OLZLJ[PVULU[P[SLK¸(WWSPJH[PVUZ¹<USLZZL_WYLZZS`HUKZWLJPÄJHSS`HWWYV]LKPU^YP[PUNI`[^VH\[OVYPaLK)V\YUZYLWYLZLU[H[P]LZVUHJHZLI`JHZLIHZPZ\ZLVMHU`V[OLY)V\YUZ®Z[HUKHYKWYVK\J[ZPUHUH\[VTV[P]LHWWSPJH[PVUTPNO[UV[ILZHMLHUK[O\ZPZUV[YLJVTTLUKLKH\[OVYPaLKVYPU[LUKLKHUKPZH[[OL\ZLY»ZZVSLYPZR0M)V\YUZL_WYLZZS`PKLU[PÄLZHZ\IJH[LNVY`VMH\[VTV[P]LHWWSPJH[PVUPU[OLKH[HZOLL[MVYP[ZZ[HUKHYKWYVK\J[ZZ\JOHZPUMV[HPUTLU[VYSPNO[PUNZ\JOPKLU[PÄJH[PVUTLHUZ[OH[)V\YUZOHZYL]PL^LKP[ZZ[HUKHYKWYVK\J[HUKOHZKL[LYTPULK[OH[PMZ\JO)V\YUZ® Z[HUKHYKWYVK\J[PZJVUZPKLYLKMVYWV[LU[PHS\ZLPUH\[VTV[P]LHWWSPJH[PVUZP[ZOV\SKVUS`IL\ZLKPUZ\JOZ\IJH[LNVY`VMH\[VTV[P]LHWWSPJH[PVUZ(U`YLMLYLUJL[V)V\YUZ®Z[HUKHYKWYVK\J[PU[OLKH[HZOLL[HZJVTWSPHU[^P[O[OL(,*8Z[HUKHYKVY¸H\[VTV[P]LNYHKL¹KVLZUV[I`P[ZLSMTLHU[OH[)V\YUZOHZHWWYV]LKZ\JOWYVK\J[MVY\ZLPUHUH\[VTV[P]LHWWSPJH[PVUBourns®Z[HUKHYKWYVK\J[ZHYLUV[[LZ[LK[VJVTWS`^P[O<UP[LK:[H[LZ-LKLYHS(]PH[PVU(KTPUPZ[YH[PVUZ[HUKHYKZNLULYHSS`VYHU`V[OLYNLULYHSS`LX\P]HSLU[NV]LYUTLU[HSVYNHUPaH[PVUZ[HUKHYKHWWSPJHISL[VWYVK\J[ZKLZPNULKVYTHU\MHJ[\YLKMVY\ZLPUHPYJYHM[VYZWHJLHWWSPJH[PVUZ)V\YUZL_WYLZZS`PKLU[PÄLZ)V\YUZ® standard products that are suitable for use in aircraft VYZWHJLHWWSPJH[PVUZVUZ\JOWYVK\J[Z»KH[HZOLL[ZPU[OLZLJ[PVULU[P[SLK¸(WWSPJH[PVUZ¹<USLZZL_WYLZZS`HUKZWLJPÄJHSS`HWWYV]LKPU^YP[PUNI`[^VH\[OVYPaLK)V\YUZYLWYLZLU[H[P]LZVUHJHZLI`JHZLIHZPZ\ZLVMHU`V[OLY)V\YUZ® standard WYVK\J[PUHUHPYJYHM[VYZWHJLHWWSPJH[PVUTPNO[UV[ILZHMLHUK[O\ZPZUV[YLJVTTLUKLKH\[OVYPaLKVYPU[LUKLKHUKPZH[the user’s sole risk.;OL\ZLHUKSL]LSVM[LZ[PUNHWWSPJHISL[V)V\YUZ® custom products shall be negotiated on a case-by-case basis by Bourns and the user for which such Bourns®J\Z[VTWYVK\J[ZHYLZWLJPHSS`KLZPNULK(IZLU[H^YP[[LUHNYLLTLU[IL[^LLU)V\YUZHUK[OL\ZLYYLNHYKPUN[OL\ZLHUKSL]LSVMZ\JO[LZ[PUN[OLHIV]LWYV]PZPVUZHWWSPJHISL[V)V\YUZ® standard products shall also apply to such Bourns® custom products.Users shall not sell, transfer, export or re-export any Bourns®WYVK\J[ZVY[LJOUVSVN`MVY\ZLPUHJ[P]P[PLZ^OPJOPU]VS]L[OLKLZPNUKL]LSVWTLU[WYVK\J[PVU\ZLVYZ[VJRWPSPUNVMU\JSLHYJOLTPJHSVYIPVSVNPJHS^LHWVUZVYTPZZPSLZUVYZOHSS[OL`\ZLBourns®WYVK\J[ZVY[LJOUVSVN`PUHU`MHJPSP[`^OPJOLUNHNLZPUHJ[P]P[PLZYLSH[PUN[VZ\JOKL]PJLZ;OLMVYLNVPUNYLZ[YPJ[PVUZHWWS`[VHSS\ZLZHUKHWWSPJH[PVUZ[OH[]PVSH[LUH[PVUHSVYPU[LYUH[PVUHSWYVOPIP[PVUZPUJS\KPUNLTIHYNVZVYPU[LYUH[PVUHS YLN\SH[PVUZ-\Y[OLY)V\YUZ® products and Bourns technology and technical data may not under any circumstance be exported or re-exported to countries subject to international sanctions or embargoes. Bourns® products may not, without WYPVYH\[OVYPaH[PVUMYVT)V\YUZHUKVY[OL<:.V]LYUTLU[ILYLZVSK[YHUZMLYYLKVYYLL_WVY[LK[VHU`WHY[`UV[LSPNPISL [VYLJLP]L<:JVTTVKP[PLZZVM[^HYLHUK[LJOUPJHSKH[H;V[OLTH_PT\TL_[LU[WLYTP[[LKI`HWWSPJHISLSH^)V\YUZKPZJSHPTZPHU`HUKHSSSPHIPSP[`MVYZWLJPHSW\UP[P]LJVUZLX\LU[PHSPUJPKLU[HSVYPUKPYLJ[KHTHNLZVYSVZ[YL]LU\LZVYSVZ[WYVÄ[ZHUKPPHU`HUKHSSPTWSPLK^HYYHU[PLZPUJS\KPUNPTWSPLK^HYYHU[PLZVMÄ[ULZZMVYWHY[PJ\SHYW\YWVZLUVUPUMYPUNLTLU[HUKTLYJOHU[HIPSP[`)RU\RXUFRQYHQLHQFHFRSLHVRIWKLV/HJDO'LVFODLPHU1RWLFHZLWK*HUPDQ6SDQLVK-DSDQHVH7UDGLWLRQDO&KLQHVHDQG6LPSOLÀHG&KLQHVHbilingual versions are available at:Web Page: http://www.bourns.com/legal/disclaimers-terms-and-policies PDF: http://www.bourns.com/docs/Legal/disclaimer.pdf*9
https://www.littelfuse.com/~/media/electronics/datasheets/fuses/littelfuse_fuse_369_datasheet.pdf.pdf | fuses | Radial Lead Fuses Datasheet© 2021 Littelfuse, Inc.Specifications are subject to change without notice.Revised: GD. 02/09/211369 SeriesTE5® Time-Lag FuseRoHSPbAmp CodeAmp Rating, IN (A)VoltageRating(V)Breaking CapacityNominal Cold Resistance (Ohms)1VoltageDrop1.0 × IN max. (mV)Power Dissipation1.5 × IN max. (mW)MeltingIntegral10 × IN max. (A2s)Agency ApprovalsPSE08000.80030050A@300VAC0.09601102805.1200x11001.003000.07151154008.0000xxx11601.603000.04009560018.4320xxx12002.003000.02989070029.0000xxx13153.153000.017080110078.3880xxx14004.003000.0128751200126.4000xxx15005.003000.0101701000106.2500xxx16306.303000.007765 1200160.7400xxElectrical CharacteristicsPSEAgencyAgency File/Certificate NumberAmpere RangeE670060.800A - 6.3APSEJET 1896-31007-20021A - 5A400373511A - 6.3AElectrical Characteristics ■ Halogen free, Lead-free and RoHS compliant ■ Reduced PCB space requirements ■ Direct solderable or plug-in versions ■ Internationally approved ■ Low internal resistance ■ Shock safe casing ■ Vibration resistant ■ Recognized to UL/CSA/NMX 248-1 and UL/CSA/NMX 248-14 ■ Conforms to EN/J 60127-1 and EN/J 60127-3% of Ampere RatingOpening Time150%1 Hour, Minimum210%120 sec., Maximum275%400 ms., Min.; 10 sec., Max.400%150 ms., Min.;, 3 sec., Max.1000%20 ms., Min.; 150 ms., Max.ApplicationsThe 369 Series are TE5® Time-Lag Fuses, 300V rated and designed in accordance to IEC 60127-3. ■ Electronic BallastDescriptionFeaturesAgency ApprovalsNote:1. Resistance is measured at 10% of rated current, 25°C.ResourcesAccessoriesSamplesAdditional InformationRadial Lead Fuses Datasheet© 2021 Littelfuse, Inc.Specifications are subject to change without notice.Revised: GD. 02/09/212369 SeriesTE5® Time-Lag Fuse0.0010.010.1110100100010000100000CURRENT IN AMPERESTIME IN SECONDS0.11101001000.800A1A2A1.6A3.15A4A5A6.3ASoldering Parameters - Wave SolderingDwell Time0204060801001201401601802002202402602803000102030405060708090100110120130140150160170180190200210220230240Time (Seconds)Temperature (°C) - Measured on bottom side of boardCooling TimePreheat TimeWave ParameterLead-Free RecommendationPreheat:(Depends on Flux Activation Temperature)(Typical Industry Recommendation) Temperature Minimum:100°C Temperature Maximum:150°C Preheat Time:60-180 secondsSolder Pot Temperature:260°C MaximumSolder Dwell Time:2-5 secondsRecommended Hand-Solder Parameters:Solder Iron Temperature: 350°C +/- 5°C Heating Time: 5 seconds max.Note: These devices are not recommended for IR or Convection Reflow process.Recommended Process Parameters:Temperature Re-rating Curve020406080100120140-40-20020406080AMBIENT TEMPERATURE (°C)PERCENT OF RATING23°CAverage Time Current CurvesNote:1. Rerating depicted in this curve is in addition to the standard derating of 25% for continuous operation.Radial Lead Fuses Datasheet© 2021 Littelfuse, Inc.Specifications are subject to change without notice.Revised: GD. 02/09/213369 SeriesTE5® Time-Lag FusePackagingPackaging OptionPackaging SpeciﬁcationQuantity &Packaging CodeTaping WidthQuantity369 SeriesTape & AmmopackShort Leads000004401,4001,400N/AN/AN/AN/ADimensions (mm)Part Numbering System369 xxxx 0000SeriesAmp CodeRefer to Amp Code column ofElectrical Characteristics TablePackaging Code0000 Tape/Ammopack (1,400pcs.)0440 Short Leads - Bulk (1,400pcs.)8.5max.45.080.61.5Holes in PCB1 + 0.10.5 minLmax. 8Long Leads (L=18.8mm)Short Leads (L=4.3mm)Climatic Category-40°C / +85°C / 21days(IEC60068-1,-2-1,-2-2,-2-78)Stock Condition+10°C to +60°Crelative humidity 75% yearly average,without dew, maximum value for 30 days-95%Vibration Resistance24 cycles at 15min. Each (IEC60068-2-6)10 - 60 Hz at 0.75 mm amplitude60 - 2000 Hz at 10g accelerationProduct CharacteristicsOperating Temperature-40°C to +85°C (Consider re-rating)MaterialsBase/Cap: Brown ThermoplasticPolyamide PA6.6, UL 94 V0Round Pins: Tin-plated CopperLead Pull Strength10 N (IEC 60068-2-21)Solderability260°C, ≤ 3s (Wave)350°C, ≤ 1s (Soldering Iron)Soldering HeatResistance260°C, 10s (IEC60068-2-20)350°C, 3s (Soldering Iron)Product CharacteristicsOperating Temperature-40ºC to +85ºC (consider re-rating)Climatic Category-40ºC to +85ºC/21 days (IEC 60068-1,-2-1,-2-2,-2-78)Stock Conditions+10ºC to +60ºC RH,≤ 75% yearly average, without dew, maximum value for 30 days-95%Vibration Resistance24 cycles at 15 min. each (IEC 60068-2-6) 10 - 60Hz at 0.75mm amplitude60 - 2000Hz at 10g accelerationMaterialsBase/Cap: Black/Brown Thermoplastic Polyamide PA 6.6, UL 94 V0Round Pins: Tin-plated CopperLead Pull Strength10N (IEC 60068-2-21)Solderability260ºC, ≤ 3s. (Wave)350ºC, ≤ 1s. (Soldering Iron)Soldering Heat Resistance260ºC, 10s. (IEC 60068-2-20)350ºC, 3s. (Soldering Iron)Disclaimer Notice - Information furnished is believed to be accurate and reliable. However, users should independently evaluate the suitability of and test each product selected for their own applications. Littelfuse products are not designed for, and may not be used in, all applications. Read complete Disclaimer Notice at: www.littelfuse.com/disclaimer-electronics.
https://www.littelfuse.com/~/media/electronics/datasheets/fuses/littelfuse_fuse_369_datasheet.pdf.pdf | fuses | Radial Lead Fuses Datasheet© 2021 Littelfuse, Inc.Specifications are subject to change without notice.Revised: GD. 02/09/211369 SeriesTE5® Time-Lag FuseRoHSPbAmp CodeAmp Rating, IN (A)VoltageRating(V)Breaking CapacityNominal Cold Resistance (Ohms)1VoltageDrop1.0 × IN max. (mV)Power Dissipation1.5 × IN max. (mW)MeltingIntegral10 × IN max. (A2s)Agency ApprovalsPSE08000.80030050A@300VAC0.09601102805.1200x11001.003000.07151154008.0000xxx11601.603000.04009560018.4320xxx12002.003000.02989070029.0000xxx13153.153000.017080110078.3880xxx14004.003000.0128751200126.4000xxx15005.003000.0101701000106.2500xxx16306.303000.007765 1200160.7400xxElectrical CharacteristicsPSEAgencyAgency File/Certificate NumberAmpere RangeE670060.800A - 6.3APSEJET 1896-31007-20021A - 5A400373511A - 6.3AElectrical Characteristics ■ Halogen free, Lead-free and RoHS compliant ■ Reduced PCB space requirements ■ Direct solderable or plug-in versions ■ Internationally approved ■ Low internal resistance ■ Shock safe casing ■ Vibration resistant ■ Recognized to UL/CSA/NMX 248-1 and UL/CSA/NMX 248-14 ■ Conforms to EN/J 60127-1 and EN/J 60127-3% of Ampere RatingOpening Time150%1 Hour, Minimum210%120 sec., Maximum275%400 ms., Min.; 10 sec., Max.400%150 ms., Min.;, 3 sec., Max.1000%20 ms., Min.; 150 ms., Max.ApplicationsThe 369 Series are TE5® Time-Lag Fuses, 300V rated and designed in accordance to IEC 60127-3. ■ Electronic BallastDescriptionFeaturesAgency ApprovalsNote:1. Resistance is measured at 10% of rated current, 25°C.ResourcesAccessoriesSamplesAdditional InformationRadial Lead Fuses Datasheet© 2021 Littelfuse, Inc.Specifications are subject to change without notice.Revised: GD. 02/09/212369 SeriesTE5® Time-Lag Fuse0.0010.010.1110100100010000100000CURRENT IN AMPERESTIME IN SECONDS0.11101001000.800A1A2A1.6A3.15A4A5A6.3ASoldering Parameters - Wave SolderingDwell Time0204060801001201401601802002202402602803000102030405060708090100110120130140150160170180190200210220230240Time (Seconds)Temperature (°C) - Measured on bottom side of boardCooling TimePreheat TimeWave ParameterLead-Free RecommendationPreheat:(Depends on Flux Activation Temperature)(Typical Industry Recommendation) Temperature Minimum:100°C Temperature Maximum:150°C Preheat Time:60-180 secondsSolder Pot Temperature:260°C MaximumSolder Dwell Time:2-5 secondsRecommended Hand-Solder Parameters:Solder Iron Temperature: 350°C +/- 5°C Heating Time: 5 seconds max.Note: These devices are not recommended for IR or Convection Reflow process.Recommended Process Parameters:Temperature Re-rating Curve020406080100120140-40-20020406080AMBIENT TEMPERATURE (°C)PERCENT OF RATING23°CAverage Time Current CurvesNote:1. Rerating depicted in this curve is in addition to the standard derating of 25% for continuous operation.Radial Lead Fuses Datasheet© 2021 Littelfuse, Inc.Specifications are subject to change without notice.Revised: GD. 02/09/213369 SeriesTE5® Time-Lag FusePackagingPackaging OptionPackaging SpeciﬁcationQuantity &Packaging CodeTaping WidthQuantity369 SeriesTape & AmmopackShort Leads000004401,4001,400N/AN/AN/AN/ADimensions (mm)Part Numbering System369 xxxx 0000SeriesAmp CodeRefer to Amp Code column ofElectrical Characteristics TablePackaging Code0000 Tape/Ammopack (1,400pcs.)0440 Short Leads - Bulk (1,400pcs.)8.5max.45.080.61.5Holes in PCB1 + 0.10.5 minLmax. 8Long Leads (L=18.8mm)Short Leads (L=4.3mm)Climatic Category-40°C / +85°C / 21days(IEC60068-1,-2-1,-2-2,-2-78)Stock Condition+10°C to +60°Crelative humidity 75% yearly average,without dew, maximum value for 30 days-95%Vibration Resistance24 cycles at 15min. Each (IEC60068-2-6)10 - 60 Hz at 0.75 mm amplitude60 - 2000 Hz at 10g accelerationProduct CharacteristicsOperating Temperature-40°C to +85°C (Consider re-rating)MaterialsBase/Cap: Brown ThermoplasticPolyamide PA6.6, UL 94 V0Round Pins: Tin-plated CopperLead Pull Strength10 N (IEC 60068-2-21)Solderability260°C, ≤ 3s (Wave)350°C, ≤ 1s (Soldering Iron)Soldering HeatResistance260°C, 10s (IEC60068-2-20)350°C, 3s (Soldering Iron)Product CharacteristicsOperating Temperature-40ºC to +85ºC (consider re-rating)Climatic Category-40ºC to +85ºC/21 days (IEC 60068-1,-2-1,-2-2,-2-78)Stock Conditions+10ºC to +60ºC RH,≤ 75% yearly average, without dew, maximum value for 30 days-95%Vibration Resistance24 cycles at 15 min. each (IEC 60068-2-6) 10 - 60Hz at 0.75mm amplitude60 - 2000Hz at 10g accelerationMaterialsBase/Cap: Black/Brown Thermoplastic Polyamide PA 6.6, UL 94 V0Round Pins: Tin-plated CopperLead Pull Strength10N (IEC 60068-2-21)Solderability260ºC, ≤ 3s. (Wave)350ºC, ≤ 1s. (Soldering Iron)Soldering Heat Resistance260ºC, 10s. (IEC 60068-2-20)350ºC, 3s. (Soldering Iron)Disclaimer Notice - Information furnished is believed to be accurate and reliable. However, users should independently evaluate the suitability of and test each product selected for their own applications. Littelfuse products are not designed for, and may not be used in, all applications. Read complete Disclaimer Notice at: www.littelfuse.com/disclaimer-electronics.
https://us.schurter.com/en/datasheet/typ_USF_1206.pdf | fuses | 1FusesUSF 1206https://www.schurter.com /PG01_2Circuit ProtectionSurface Mount Fuse, 3.2 x 1.6 mm, Super-Quick-Acting FF, 32 VAC, 63 VDCExemplary part photo depending on part no. See below: Approvals and CompliancesUL 248-14 · 125 VAC · 125 VDC · Super-Quick-Acting FFDescription- UL characteristic- Low melting I²t-values, fast interruption- Impermeable to potting compoundApplications- Secondary Protection DC and AC- Circuits without inrush- Semiconductor protectionReferencesWeblinkspdf data sheet, html datasheet, General Product Information, Distributor-Stock-Check, Detailed request for product, MicrositeTechnical DataRated Voltage32 - 125 VAC, 63 - 125 VDCRated current0.375 - 4 ABreaking Capacity50 ACharacteristicSuper-Quick-Acting FFMountingPCB,SMTAdmissible Ambient Temp.-55 °C to 90 °CClimatic Category55/090/21 acc. to IEC 60068-1Material: HousingFiber-reinforced plastic, UL 94V-0Material: TerminalsCopper, Ni/Au-platedUnit Weight0.006 gStorage Conditions0 °C to 60 °C, max. 70% r.h.Product MarkingLetter (see variants) Soldering MethodsReflow Soldering ProfileSolderability245 °C / 3 sec acc. to IEC 60068-2-58, Test TdResistance to Soldering Heat260 +0/-5 °C / 30 sec acc. to IPC/JE-DEC J-STD-020D, Level 1Moisture Sensitivity LevelMSL 1, J-STD-020 Case Resistanceacc. to EIA/IS-722, Test 4.7 >100 MΩ (between leeds and body)Flammabilitymin. UL 94V-1 (acc. to EIA/IS-722, Test 4.12)Moisture Resistance TestMIL-STD-202, Method 106 (50 cycles in a temp./mister chamber)Resistance to SolventsMIL-STD-202, Method 215Terminal StrengthMIL-STD-202, Method 211A (Deflection of board 1 mm for 1 minute)Approvals and CompliancesDetailed information on product approvals, code requirements, usage instructions and detailed test conditions can be looked up in Details about Approvals SCHURTER products are designed for use in industrial environments. They have approvals from independent testing bodies according to national and international standards. Products with specific characteristics and requirements such as required in the automotive sector according to IATF 16949, medical technology according to ISO 13485 or in the aerospace industry can be offered exclusively with customer-specific, individual agree-ments by SCHURTER.ApprovalsThe approval mark is used by the testing authorities to certify compliance with the safety requirements placed on electronic products. Approval Reference Type: USF 1206Approval LogoCertificatesCertification BodyDescriptionUL ApprovalsULUR File Number: E415992FusesUSF 1206https://www.schurter.com /PG01_2Circuit ProtectionProduct standardsProduct standards that are referencedOrganizationDesignStandardDescriptionDesigned according toUL 248-14Low voltage fuses - Part 14: Supplemental fusesDesigned according toCSA22.2 No. 248.14Low-Voltage Fuses - Part 14: Supplemental FusesApplication standardsApplication standards where the product can be usedOrganizationDesignStandardDescriptionSuitable for applications acc.IEC/UL 62368-1Audio/video, information and communication technology equipment - Part 1: Safety requirementsCompliancesThe product complies with following Guide LinesIdentificationDetailsInitiatorDescriptionCE declaration of conformitySCHURTER AGThe CE marking declares that the product complies with the applicable requirements laid down in the harmonisation of Community legislation on its affixing in accordance with EU Regulation 765/2008.UKCA declaration of conformitySCHURTER AGThe UKCA marking declares that the product complies with the applicable requirements laid down in the British Amendment of Regulation (EC) 765/2008.RoHSSCHURTER AGDirective RoHS 2011/65/EU, Amendment (EU) 2015/863China RoHSSCHURTER AGThe law SJ / T 11363-2006 (China RoHS) has been in force since 1 March 2007. It is similar to the EU directive RoHS.Halogen FreeSCHURTER AGSCHURTER strives to offer our customers halogen free products.REACHSCHURTER AGOn 1 June 2007, Regulation (EC) No 1907/2006 on the Registration, Evaluation, Authorization and Restriction of Chemicals 1 (abbreviated as "REACH") entered into force.Dimension [mm] 3.2 mm 1.60.63.22.2Reflow soldering pads 1.51.12Derating CurvesPercentage of Rating [%]140130120110100908070605040-60 -40 -20 0 20 40 60 80 100 120 140 16023Ambient Temperature [°C]3FusesUSF 1206https://www.schurter.com /PG01_2Circuit ProtectionPre-Arcing TimeRated Current In1.0 x In min.2.0 x In max.0.375 A - 4 A4 h60 sTime-Current-CurvesTime in Seconds0.10.0000.0010.0111010010000.11011000.375 A0.5 A0.75 A1.0 A1.25 A1.5 A2.0 A2.5 A3.0 A4.0 ACurrent in Amperes All Variants Rated Cur-rent [A]Rated Vol-tage [VAC]Rated Vol-tage [VDC]MarkingBreaking CapacityVoltage Drop 1.0 In typ. [mV]Cold Resi-stance typ. [mΩ]Melting I²t 8.0 In typ. [A²s]Order Number0.375125125E1)1403600.005l3413.0112.11█0.375125125E1)1403600.005l3413.0112.22█0.375125125E1)1403600.005l3413.0112.240.375125125E1)1403600.005l3413.0112.260.5125125F1)1252000.012l3413.0113.110.5125125F1)1252000.012l3413.0113.22█0.5125125F1)1252000.012l3413.0113.240.5125125F1)1252000.012l3413.0113.260.753263G2)1251350.029l3413.0114.110.753263G2)1251350.029l3413.0114.22█0.753263G2)1251350.029l3413.0114.240.753263G2)1251350.029l3413.0114.2613263H2)100850.042l3413.0115.1113263H2)100850.042l3413.0115.22█13263H2)100850.042l3413.0115.2413263H2)100850.042l3413.0115.261.253263J2)80500.069l3413.0116.111.253263J2)80500.069l3413.0116.221.253263J2)80500.069l3413.0116.241.253263J2)80500.069l3413.0116.261.53263K2)80450.15l3413.0117.111.53263K2)80450.15l3413.0117.22█1.53263K2)80450.15l3413.0117.244FusesUSF 1206https://www.schurter.com /PG01_2Circuit ProtectionRated Cur-rent [A]Rated Vol-tage [VAC]Rated Vol-tage [VDC]MarkingBreaking CapacityVoltage Drop 1.0 In typ. [mV]Cold Resi-stance typ. [mΩ]Melting I²t 8.0 In typ. [A²s]Order Number1.53263K2)80450.15l3413.0117.2623263N2)70300.23l3413.0119.1123263N2)70300.23l3413.0119.22█23263N2)70300.23l3413.0119.2423263N2)70300.23l3413.0119.262.53263O2)70250.37l3413.0120.11█2.53263O2)70250.37l3413.0120.22█2.53263O2)70250.37l3413.0120.242.53263O2)70250.37l3413.0120.2633263P2)70200.63l3413.0121.1133263P2)70200.63l3413.0121.22█33263P2)70200.63l3413.0121.2433263P2)70200.63l3413.0121.2643263S2)60130.72l3413.0123.1143263S2)60130.72l3413.0123.22█43263S2)60130.72l3413.0123.2443263S2)60130.72l3413.0123.26█ Most Popular.Availability for all products can be searched real-time: https://www.schurter.com/en/info-center/support-tools/stock-check-distributors1) UL: 50 A @ 125 VAC/DC2) UL: 50 A @ 32 VAC / 50 A @ 63 VDC1) + 2) Additional internal testing: 150 A @ 24 VAC/DC, 400 A @ 12 VDC, 600 A @ 9 VDCPackaging Unit acc. IEC 60286-3 Type 2a.xx = .11100 pcs. in tape in ESD-plastic bag.xx = .221000 pcs. in tape [W: 8mm and P1: 4mm] on reel [A: 18cm].xx = .245000 pcs. in tape [W: 8mm and P1: 4mm] on reel [A: 33cm].xx = .2615000 pcs. in tape [W: 8mm and P1: 4mm] on reel [A: 33cm]The specifications, descriptions and illustrations indicated in this document are based on current information. All content is subject to modifications and amendments. Information furnished is believed to be accurate and reliable. However, users should independently evaluate the suitability and test each product selected for their own applications.26.03.2024
https://www.bourns.com/docs/product-datasheets/sf-1206s.pdf?sfvrsn=e6b376e3_35 | fuses | %PDF-1.6%����198 0 obj< >streamh޲P0P���w�/�+Q0���L)�64)X�A(0eh`�����!������vvR]=endstreamendobj199 0 obj< >streamh�2S0P0W0�P����+�-�q�b��"��.vv��7endstreamendobj200 0 obj< >streamh޼XmS�8�����]I~��d&�2WCҗk.L,�[�NmC�~��ZV�$.��Ek��v�� �/`��Y8W��Ez,�Q�'h(jsP�9sfI�]fٖ���F�g��F8�������\��ZXK\sр@���dI��W�\�K��]��(�z���<�aIc�ǂ<�1�cI�i�"�Xy�g���ICA�R���D�cZ��-rC���Zt�h��<��cUN��huW�h.�@W�¦>�����h)pG*��d��U�zS�a�"&+/gؒF��`$8�՚3�tvή¤P(�2�~�:>e�5�0�_�f� [��^O�-�'L��f�֪��g-������b�Ғ���A�:Q���,�a����p8��0�c8���Sxgp0�¦�OB�\���¢Ty\¦�9D��p}��V)Đ�R� K� ���JI(���H-���?2��[���<{GJz -�$\�L����nz ����<1�:�q�,�[����>\*��9:y��D%������ �tH1A�$�Q&�.�8�K���J��H�B�����j)���Q�o�y��>�i?-���0΋��ܸլ@�Aֿ�±`¦sY�1d�h�B�Qy]Le;�WK׵eY�wS6Gl?B�W��,��H�_��P6�Nu#i�$��[�T��bF?�խf������<�yf¦ńk����¦���kc�~+��C����a� ��2GrN�{�7�Z�J!¦�e@}���U����&'\5���jt�1��@l�*M�U���҆H%W���V�MQ}-���7Y��ˤ�e^���jk[u�KWN����? _�����~_ {6�F {�o����.�u`��y�t�оx��]���ul]�u��{�5�O��E����lB[J�4h�ԧR���-T�-�l������vu�?�F�p����@�]����JՎ����Z[l�ݝ���Ѯ�j�[-�eמ�y][~P��~������r�>��Ac�n�ȱ�~���vC��݅��/���S�2,��d�y��{��j#G�0���*�;O!}��#�`��/�B-���_���R�D(�V�Z��a���N��Ip����md:�.j��Si�.ۘ�J9�g择��l/O��G!�'�*����6b�;8�`ܻ�C��)&�k�1�v��&�2؊�'[q�2؍����g�/��cB8A;���Y�~����¦k��c�vT��D��K��)�Sg������S����cA� ު�_M��m��9�c�-5��u���_�����]t\�o�4�FQ��v;��a]��}7���1�T��Ҟ����z���c��t��넶]Lh)7��M�Q�ɺ�\�����E����=�����t�Ն��L��g0��+�ꑸ�q=�Uqm+z#�r���_�H�o�-zd���Pi��N��t���M?��ڤ��ʫ[6�>DT�Aۈ�\����ms��w�z7d��\�����W� ���+����>endstreamendobj201 0 obj< >streamhެ��j�@�_e�����dA�V�br'RD�"ج$[�o���K������'+$pp�5�J(Z�A��Lia:e/mbe��k6m�m�7B�w:��b��Y� �gI�lޅ�,\6����䖽��qwS]�:��il�����}��B��聳�����W�^�ET���#JN*H%i�,Rg#�Dd���!"S�R�fL�<��=F�hgE�*�VQ��N��$�N��H�Pg'�iV1�ȳ����KF7�='C'>�w���!���BW�w{�^jBMU��.qY'N����@��K�¦����R����C�����5��R��I�d�C҈U����z]��_������MV��`�_endstreamendobj202 0 obj< >streamhޜ��j#A�_EO��f$���T)�+�@�&��pBp�{��zL�*Y�-~���ק���s�+p�Z��HFjX�� >streamhޔ���0��W�@�
https://us.schurter.com/en/datasheet/typ_USF_1206.pdf | fuses | 1FusesUSF 1206https://www.schurter.com /PG01_2Circuit ProtectionSurface Mount Fuse, 3.2 x 1.6 mm, Super-Quick-Acting FF, 32 VAC, 63 VDCExemplary part photo depending on part no. See below: Approvals and CompliancesUL 248-14 · 125 VAC · 125 VDC · Super-Quick-Acting FFDescription- UL characteristic- Low melting I²t-values, fast interruption- Impermeable to potting compoundApplications- Secondary Protection DC and AC- Circuits without inrush- Semiconductor protectionReferencesWeblinkspdf data sheet, html datasheet, General Product Information, Distributor-Stock-Check, Detailed request for product, MicrositeTechnical DataRated Voltage32 - 125 VAC, 63 - 125 VDCRated current0.375 - 4 ABreaking Capacity50 ACharacteristicSuper-Quick-Acting FFMountingPCB,SMTAdmissible Ambient Temp.-55 °C to 90 °CClimatic Category55/090/21 acc. to IEC 60068-1Material: HousingFiber-reinforced plastic, UL 94V-0Material: TerminalsCopper, Ni/Au-platedUnit Weight0.006 gStorage Conditions0 °C to 60 °C, max. 70% r.h.Product MarkingLetter (see variants) Soldering MethodsReflow Soldering ProfileSolderability245 °C / 3 sec acc. to IEC 60068-2-58, Test TdResistance to Soldering Heat260 +0/-5 °C / 30 sec acc. to IPC/JE-DEC J-STD-020D, Level 1Moisture Sensitivity LevelMSL 1, J-STD-020 Case Resistanceacc. to EIA/IS-722, Test 4.7 >100 MΩ (between leeds and body)Flammabilitymin. UL 94V-1 (acc. to EIA/IS-722, Test 4.12)Moisture Resistance TestMIL-STD-202, Method 106 (50 cycles in a temp./mister chamber)Resistance to SolventsMIL-STD-202, Method 215Terminal StrengthMIL-STD-202, Method 211A (Deflection of board 1 mm for 1 minute)Approvals and CompliancesDetailed information on product approvals, code requirements, usage instructions and detailed test conditions can be looked up in Details about Approvals SCHURTER products are designed for use in industrial environments. They have approvals from independent testing bodies according to national and international standards. Products with specific characteristics and requirements such as required in the automotive sector according to IATF 16949, medical technology according to ISO 13485 or in the aerospace industry can be offered exclusively with customer-specific, individual agree-ments by SCHURTER.ApprovalsThe approval mark is used by the testing authorities to certify compliance with the safety requirements placed on electronic products. Approval Reference Type: USF 1206Approval LogoCertificatesCertification BodyDescriptionUL ApprovalsULUR File Number: E415992FusesUSF 1206https://www.schurter.com /PG01_2Circuit ProtectionProduct standardsProduct standards that are referencedOrganizationDesignStandardDescriptionDesigned according toUL 248-14Low voltage fuses - Part 14: Supplemental fusesDesigned according toCSA22.2 No. 248.14Low-Voltage Fuses - Part 14: Supplemental FusesApplication standardsApplication standards where the product can be usedOrganizationDesignStandardDescriptionSuitable for applications acc.IEC/UL 62368-1Audio/video, information and communication technology equipment - Part 1: Safety requirementsCompliancesThe product complies with following Guide LinesIdentificationDetailsInitiatorDescriptionCE declaration of conformitySCHURTER AGThe CE marking declares that the product complies with the applicable requirements laid down in the harmonisation of Community legislation on its affixing in accordance with EU Regulation 765/2008.UKCA declaration of conformitySCHURTER AGThe UKCA marking declares that the product complies with the applicable requirements laid down in the British Amendment of Regulation (EC) 765/2008.RoHSSCHURTER AGDirective RoHS 2011/65/EU, Amendment (EU) 2015/863China RoHSSCHURTER AGThe law SJ / T 11363-2006 (China RoHS) has been in force since 1 March 2007. It is similar to the EU directive RoHS.Halogen FreeSCHURTER AGSCHURTER strives to offer our customers halogen free products.REACHSCHURTER AGOn 1 June 2007, Regulation (EC) No 1907/2006 on the Registration, Evaluation, Authorization and Restriction of Chemicals 1 (abbreviated as "REACH") entered into force.Dimension [mm] 3.2 mm 1.60.63.22.2Reflow soldering pads 1.51.12Derating CurvesPercentage of Rating [%]140130120110100908070605040-60 -40 -20 0 20 40 60 80 100 120 140 16023Ambient Temperature [°C]3FusesUSF 1206https://www.schurter.com /PG01_2Circuit ProtectionPre-Arcing TimeRated Current In1.0 x In min.2.0 x In max.0.375 A - 4 A4 h60 sTime-Current-CurvesTime in Seconds0.10.0000.0010.0111010010000.11011000.375 A0.5 A0.75 A1.0 A1.25 A1.5 A2.0 A2.5 A3.0 A4.0 ACurrent in Amperes All Variants Rated Cur-rent [A]Rated Vol-tage [VAC]Rated Vol-tage [VDC]MarkingBreaking CapacityVoltage Drop 1.0 In typ. [mV]Cold Resi-stance typ. [mΩ]Melting I²t 8.0 In typ. [A²s]Order Number0.375125125E1)1403600.005l3413.0112.11█0.375125125E1)1403600.005l3413.0112.22█0.375125125E1)1403600.005l3413.0112.240.375125125E1)1403600.005l3413.0112.260.5125125F1)1252000.012l3413.0113.110.5125125F1)1252000.012l3413.0113.22█0.5125125F1)1252000.012l3413.0113.240.5125125F1)1252000.012l3413.0113.260.753263G2)1251350.029l3413.0114.110.753263G2)1251350.029l3413.0114.22█0.753263G2)1251350.029l3413.0114.240.753263G2)1251350.029l3413.0114.2613263H2)100850.042l3413.0115.1113263H2)100850.042l3413.0115.22█13263H2)100850.042l3413.0115.2413263H2)100850.042l3413.0115.261.253263J2)80500.069l3413.0116.111.253263J2)80500.069l3413.0116.221.253263J2)80500.069l3413.0116.241.253263J2)80500.069l3413.0116.261.53263K2)80450.15l3413.0117.111.53263K2)80450.15l3413.0117.22█1.53263K2)80450.15l3413.0117.244FusesUSF 1206https://www.schurter.com /PG01_2Circuit ProtectionRated Cur-rent [A]Rated Vol-tage [VAC]Rated Vol-tage [VDC]MarkingBreaking CapacityVoltage Drop 1.0 In typ. [mV]Cold Resi-stance typ. [mΩ]Melting I²t 8.0 In typ. [A²s]Order Number1.53263K2)80450.15l3413.0117.2623263N2)70300.23l3413.0119.1123263N2)70300.23l3413.0119.22█23263N2)70300.23l3413.0119.2423263N2)70300.23l3413.0119.262.53263O2)70250.37l3413.0120.11█2.53263O2)70250.37l3413.0120.22█2.53263O2)70250.37l3413.0120.242.53263O2)70250.37l3413.0120.2633263P2)70200.63l3413.0121.1133263P2)70200.63l3413.0121.22█33263P2)70200.63l3413.0121.2433263P2)70200.63l3413.0121.2643263S2)60130.72l3413.0123.1143263S2)60130.72l3413.0123.22█43263S2)60130.72l3413.0123.2443263S2)60130.72l3413.0123.26█ Most Popular.Availability for all products can be searched real-time: https://www.schurter.com/en/info-center/support-tools/stock-check-distributors1) UL: 50 A @ 125 VAC/DC2) UL: 50 A @ 32 VAC / 50 A @ 63 VDC1) + 2) Additional internal testing: 150 A @ 24 VAC/DC, 400 A @ 12 VDC, 600 A @ 9 VDCPackaging Unit acc. IEC 60286-3 Type 2a.xx = .11100 pcs. in tape in ESD-plastic bag.xx = .221000 pcs. in tape [W: 8mm and P1: 4mm] on reel [A: 18cm].xx = .245000 pcs. in tape [W: 8mm and P1: 4mm] on reel [A: 33cm].xx = .2615000 pcs. in tape [W: 8mm and P1: 4mm] on reel [A: 33cm]The specifications, descriptions and illustrations indicated in this document are based on current information. All content is subject to modifications and amendments. Information furnished is believed to be accurate and reliable. However, users should independently evaluate the suitability and test each product selected for their own applications.26.03.2024
https://www.vishay.com/docs/28747/mfuserie.pdf | fuses | MFU Serieswww.vishay.comVishay Beyschlag Revision: 11-Mar-131Document Number: 28747For technical questions, contact: fuse@vishay.comTHIS DOCUMENT IS SUBJECT TO CHANGE WITHOUT NOTICE. THE PRODUCTS DESCRIBED HEREIN AND THIS DOCUMENTARE SUBJECT TO SPECIFIC DISCLAIMERS, SET FORTH AT www.vishay.com/doc?91000Thin Film Chip FusesMFU Thin Film Chip Fuses are the perfect choice for themost fields of modern electronics. The highly controlledmanufacturing thin film process guarantees an outstandingstability of fusing characteristics. Typical applicationsinclude information technology, telecommunication,medical equipment, industrial, audio/video, and automotiveelectronics.FEATURES• Advanced thin film technology• Very quick acting fuse characteristics• Outstanding stability of fusing characteristics• Green product, supports lead (Pb)-free soldering• Material categorization: For definitions of complianceplease see www.vishay.com/doc?99912 APPLICATIONS• Information technology• Industrial electronics• Automotive electronics• Telecommunication• Medical equipment• Audio/video electronicsSIZEINCH0402060308051206METRIC1005M1608M2012M3216MTECHNICAL SPECIFICATIONSDESCRIPTIONMFU 0402MFU 0603MFU 0805MFU 1206Metric size1005M1608M2012M3216MRated current range IR0.5 A to 3.15 A0.5 A to 5.0 A0.5 A to 5.0 A0.5 A to 6.3 ARated voltage, Umax. DC32 V32 V32 V63 VBreaking Capacity,Imax. at Umax. DC50 A at 32 V50 A at 32 V50 A at 32 V50 A at 63 VVoltage drop at 1 x IR90 mV to 368 mV85 mV to 361 mV98 mV to 374 mV116 mV to 433 mVCold resistance at 0.1 x IR22 m to 560 m13 m to 550 m15 m to 570 m14 m to 660 mPermissible film temperature,F max.125 °COperating temperature range- 55 °C to 125 °CPermissible continuouscurrent rating at amb = 23 °C0.7 x IRApproval UL recognition fileE253806Approval IEC 60127-4n/aRefer to table:MFU 0603 RATINGRefer to table:MFU 1206 RATINGFITobserved 0.2 x 10- 9/h MFU Serieswww.vishay.comVishay Beyschlag Revision: 11-Mar-132Document Number: 28747For technical questions, contact: fuse@vishay.comTHIS DOCUMENT IS SUBJECT TO CHANGE WITHOUT NOTICE. THE PRODUCTS DESCRIBED HEREIN AND THIS DOCUMENTARE SUBJECT TO SPECIFIC DISCLAIMERS, SET FORTH AT www.vishay.com/doc?91000Notes(1) Products can be ordered using either the PART NUMBER or the PRODUCT DESCRIPTION(2) Please refer to table PACKAGINGPART NUMBER AND PRODUCT DESCRIPTION (1)Part Number: MFU0603FF01000PW00MODEL/SIZEFUSING CHARACTERISTICRATED CURRENTPACKAGING (2)SPECIALMFU0402MFU0603MFU0805MFU1206FF = Very quick actingExamples:0.5 A = 005001.0 A = 010006.3 A = 06300E1E5E0P1P5PWUp to 2 digits00 = StandardProduct Description: MFU 0603 -FF PW 1A0MFU0603-FFPW1A0MODELSIZEFUSING CHARACTERISTICPACKAGING (2)RATED CURRENTMFU0402060308051206FF = Very quick actingE1E5E0P1P5PWExamples:0.5 A = 0A51.0 A = 1A06.3 A = 6A3PACKAGINGTYPECODEQUANTITYCARRIER TAPEWIDTHPITCHREELDIAMETERMFU 0402E11000Card board tape acc. IEC 60286-3 Type I8.02.0180 mm/7"E55000E010 000MFU 0603P110004.0180 mm/7"P55000PW20 000330 mm/13"MFU 0805P11000180 mm/7"P55000PW20 000330 mm/13"MFU 1206P11000180 mm/7"P55000PW20 000330 mm/13"MFU0603FF01000PW00 MFU Serieswww.vishay.comVishay Beyschlag Revision: 11-Mar-133Document Number: 28747For technical questions, contact: fuse@vishay.comTHIS DOCUMENT IS SUBJECT TO CHANGE WITHOUT NOTICE. THE PRODUCTS DESCRIBED HEREIN AND THIS DOCUMENTARE SUBJECT TO SPECIFIC DISCLAIMERS, SET FORTH AT www.vishay.com/doc?91000DIMENSIONSSOLDER PAD DIMENSIONSNote•The given solder pad dimensions reflect the considerations for board design and assembly as outlined e.g. in standards IEC 61188-5-x, orin publication IPC-7351. They do not guarantee any supposed thermal properties, particularly as these are also strongly influenced by manyother parameters. DIMENSIONS - Chip fuse types, mass and relevant physical dimensionsTYPEH(mm)L(mm)W(mm)WT(mm)T1(mm)T2(mm)MASS(mg)MFU 04020.32 ± 0.071.0 ± 0.050.5 ± 0.05> 75 % of W0.2 + 0.1/- 0.150.2 ± 0.10.65MFU 06030.45 + 0.1/- 0.051.55 ± 0.050.85 ± 0.1> 75 % of W0.3 + 0.15/- 0.20.3 + 0.15/- 0.21.9MFU 08050.45 + 0.1/- 0.052.0 ± 0.11.25 ± 0.15> 75 % of W0.4 + 0.1/- 0.20.4 + 0.1/- 0.24.7MFU 12060.55 ± 0.13.2 + 0.1/- 0.21.6 ± 0.15> 75 % of W0.5 ± 0.250.5 ± 0.259.5RECOMMENDED SOLDER PAD DIMENSIONSTYPEWAVE SOLDERINGREFLOW SOLDERINGG(mm)Y(mm)X(mm)Z(mm)G(mm)Y(mm)X(mm)Z(mm)MFU 0402----0.350.550.551.45MFU 06030.551.101.102.750.650.700.952.05MFU 08050.801.251.503.300.900.901.402.70MFU 12061.401.501.904.401.501.151.753.80T2T1LHWWTGXYZ MFU Serieswww.vishay.comVishay Beyschlag Revision: 11-Mar-134Document Number: 28747For technical questions, contact: fuse@vishay.comTHIS DOCUMENT IS SUBJECT TO CHANGE WITHOUT NOTICE. THE PRODUCTS DESCRIBED HEREIN AND THIS DOCUMENTARE SUBJECT TO SPECIFIC DISCLAIMERS, SET FORTH AT www.vishay.com/doc?91000Notes(1) Other values of rated current are available on request(2) Typical values(3) For packages with 1000 pieces, please use for packaging E1 instead of E5(4) For packages with 10 000 pieces, please use for packaging E0 instead of E5(5) Available on requestNotes(6) Other values of rated current are available on request(7) Typical values(8) For packages with 1000 pieces, please use for packaging P1 instead of P5(9) For packages with 20 000 pieces, please use for packaging PW instead of P5MFU 0402 RATING - Very quick acting (FF)SIZEFUSECHAR.RATED CURRENT (1)RATED VOLTAGEPRE-ARCING (2)I2tat 10 x IRVOLT.DROP (2)at1 x IRCOLDRESIS (2)at0.1 x IRBREAKINGCAPACITYDCMARK.APPROVALPART NUMBER (3)(4)0402FF500 mA (5)32 V0.0009 A2s368 mV560 m50 A at 32 V-ULMFU0402FF00500E500630 mA (5)32 V0.0014 A2s331 mV400 m50 A at 32 V-ULMFU0402FF00630E500750 mA (5)32 V0.0020 A2s275 mV280 m50 A at 32 V-ULMFU0402FF00750E500800 mA32 V0.0023 A2s231 mV220 m50 A at 32 V-ULMFU0402FF00800E5001.0 A32 V0.0028 A2s184 mV140 m50 A at 32 V-ULMFU0402FF01000E5001.25 A32 V0.0039 A2s159 mV97 m50 A at 32 V-ULMFU0402FF01250E5001.5 A32 V0.0059 A2s146 mV74 m50 A at 32 V-ULMFU0402FF01500E5001.6 A32 V0.0065 A2s136 mV65 m50 A at 32 V-ULMFU0402FF01600E5001.75 A32 V0.0077 A2s124 mV54 m50 A at 32 V-ULMFU0402FF01750E5002.0 A32 V0.0101 A2s115 mV44 m50 A at 32 V-ULMFU0402FF02000E5002.5 A32 V0.0157 A2s107 mV33 m50 A at 32 V-ULMFU0402FF02500E5003.0 A32 V0.0227 A2s95 mV24 m50 A at 32 V-ULMFU0402FF03000E5003.15 A32 V0.0250 A2s90 mV22 m50 A at 32 V-ULMFU0402FF03150E500MFU 0603 RATING - Very quick acting (FF)SIZEFUSECHAR.RATED CURRENT (6)RATED VOLTAGEPRE-ARCING (7)I2tat 10 x IRVOLT.DROP (7)at1 x IRCOLDRESIS (7)at0.1 x IRBREAKINGCAPACITYDCMARK.APPROVALPART NUMBER (8)(9)0603FF500 mA32 V0.0009 A2s361 mV550 m50 A at 32 VFUL/IECMFU0603FF00500P500630 mA32 V0.0014 A2s331 mV400 m50 A at 32 VCTULMFU0603FF00630P500750 mA32 V0.0020 A2s258 mV262 m50 A at 32 VGULMFU0603FF00750P500800 mA32 V0.0023 A2s249 mV237 m50 A at 32 VCVULMFU0603FF00800P5001.0 A32 V0.0028 A2s223 mV170 m50 A at 32 VHUL/IECMFU0603FF01000P5001.25 A32 V0.0039 A2s180 mV110 m50 A at 32 VJULMFU0603FF01250P5001.5 A32 V0.0059 A2s155 mV79 m50 A at 32 VKULMFU0603FF01500P5001.6 A32 V0.0065 A2s159 mV76 m50 A at 32 VEFUL/IECMFU0603FF01600P5001.75 A32 V0.0077 A2s138 mV60 m50 A at 32 VLULMFU0603FF01750P5002.0 A32 V0.0101 A2s150 mV57 m50 A at 32 VNUL/IECMFU0603FF02000P5002.5 A32 V0.0157 A2s121 mV37 m50 A at 32 VOULMFU0603FF02500P5003.0 A32 V0.0227 A2s126 mV32 m50 A at 32 VPULMFU0603FF03000P5003.15 A32 V0.0250 A2s120 mV29 m50 A at 32 VELUL/IECMFU0603FF03150P5003.5 A32 V0.0308 A2s106 mV23 m50 A at 32 VRULMFU0603FF03500P5004.0 A32 V0.0403 A2s100 mV19 m50 A at 32 VSULMFU0603FF04000P5005.0 A32 V0.2275 A2s85 mV13 m50 A at 32 VTULMFU0603FF05000P500 MFU Serieswww.vishay.comVishay Beyschlag Revision: 11-Mar-135Document Number: 28747For technical questions, contact: fuse@vishay.comTHIS DOCUMENT IS SUBJECT TO CHANGE WITHOUT NOTICE. THE PRODUCTS DESCRIBED HEREIN AND THIS DOCUMENTARE SUBJECT TO SPECIFIC DISCLAIMERS, SET FORTH AT www.vishay.com/doc?91000Notes(1) Other values of rated current are available on request(2) Typical values(3) For packages with 1000 pieces, please use for packaging P1 instead of P5(4) For packages with 20 000 pieces, please use for packaging PW instead of P5Notes(5) Other values of rated current are available on request(6) Typical values(7) For packages with 1000 pieces, please use for packaging P1 instead of P5(8) For packages with 20 000 pieces, please use for packaging PW instead of P5MFU 0805 RATING - Very quick acting (FF)SIZEFUSECHAR.RATED CURRENT (1)RATED VOLTAGEPRE-ARCING (2)I2tat 10 x IRVOLT.DROP (2)at1 x IRCOLDRESIS (2)at0.1 x IRBREAKINGCAPACITYDCMARK. APPROVALPART NUMBER (3)(4)0805FF500 mA32 V0.0009 A2s374 mV570 m50 A at 32 VFULMFU0805FF00500P500630 mA32 V0.0014 A2s347 mV420 m50 A at 32 VCTULMFU0805FF00630P500750 mA32 V0.0021 A2s280 mV285 m50 A at 32 VGULMFU0805FF00750P500800 mA32 V0.0023 A2s262 mV250 m50 A at 32 VCVULMFU0805FF00800P5001.0 A32 V0.0028 A2s243 mV185 m50 A at 32 VHULMFU0805FF01000P5001.25 A32 V0.0040 A2s205 mV125 m50 A at 32 VJULMFU0805FF01250P5001.5 A32 V0.0059 A2s171 mV87 m50 A at 32 VKULMFU0805FF01500P5001.6 A32 V0.0065 A2s164 mV78 m50 A at 32 VEFULMFU0805FF01600P5001.75 A32 V0.0077 A2s161 mV70 m50 A at 32 VLULMFU0805FF01750P5002.0 A32 V0.0101 A2s176 mV67 m50 A at 32 VNULMFU0805FF02000P5002.5 A32 V0.0157 A2s131 mV40 m50 A at 32 VOULMFU0805FF02500P5003.0 A32 V0.0227 A2s134 mV34 m50 A at 32 VPULMFU0805FF03000P5003.15 A32 V0.0250 A2s128 mV31 m50 A at 32 VELULMFU0805FF03150P5003.5 A32 V0.0308 A2s119 mV26 m50 A at 32 VRULMFU0805FF03500P5004.0 A32 V0.0403 A2s105 mV20 m50 A at 32 VSULMFU0805FF04000P5005.0 A32 V0.2275 A2s98 mV15 m50 A at 32 VTULMFU0805FF05000P500MFU 1206 RATING - Very quick acting (FF)SIZEFUSECHAR.RATED CURRENT (5)RATED VOLTAGEPRE-ARCING (6)I2tat 10 x IRVOLT.DROP (6)at1 x IRCOLDRESIS (6)at0.1 x IRBREAKINGCAPACITYDCMARK. APPROVALPART NUMBER (7)(8)1206FF500 mA63 V0.0009 A2s433 mV660 m50 A at 63 VFUL/IECMFU1206FF00500P500630 mA63 V0.0014 A2s372 mV450 m50 A at 63 VCTULMFU1206FF00630P500750 mA63 V0.0022 A2s325 mV330 m50 A at 63 VGULMFU1206FF00750P500800 mA63 V0.0023 A2s273 mV260 m50 A at 63 VCVULMFU1206FF00800P5001.0 A63 V0.0028 A2s262 mV200 m50 A at 63 VHUL/IECMFU1206FF01000P5001.25 A63 V0.0041 A2s230 mV140 m50 A at 63 VJULMFU1206FF01250P5001.5 A63 V0.0059 A2s207 mV105 m50 A at 63 VKULMFU1206FF01500P5001.6 A63 V0.0066 A2s168 mV80 m50 A at 63 VEFUL/IECMFU1206FF01600P5001.75 A63 V0.0077 A2s174 mV76 m50 A at 63 VLULMFU1206FF01750P5002.0 A63 V0.0102 A2s181 mV69 m50 A at 63 VNUL/IECMFU1206FF02000P5002.5 A63 V0.0159 A2s161 mV49 m50 A at 63 VOULMFU1206FF02500P5003.0 A63 V0.0229 A2s173 mV44 m50 A at 63 VPULMFU1206FF03000P5003.15 A63 V0.0251 A2s153 mV37 m50 A at 63 VELUL/IECMFU1206FF03150P5003.5 A63 V0.0310 A2s161 mV35 m50 A at 63 VRULMFU1206FF03500P5004.0 A63 V0.0404 A2s147 mV28 m50 A at 63 VSULMFU1206FF04000P5005.0 A63 V0.2275 A2s131 mV20 m50 A at 63 VTULMFU1206FF05000P5006.3 A63 V0.5160 A2s116 mV14 m50 A at 63 VETULMFU1206FF06300P500 MFU Serieswww.vishay.comVishay Beyschlag Revision: 11-Mar-136Document Number: 28747For technical questions, contact: fuse@vishay.comTHIS DOCUMENT IS SUBJECT TO CHANGE WITHOUT NOTICE. THE PRODUCTS DESCRIBED HEREIN AND THIS DOCUMENTARE SUBJECT TO SPECIFIC DISCLAIMERS, SET FORTH AT www.vishay.com/doc?91000DESCRIPTIONProduction is strictly controlled and follows an extensiveset of instructions established for reproducibility. Ahomogeneous film of metal alloy is deposited on a highgrade ceramic body. The fuse elements are covered by aprotective coating designed for electrical, mechanical andclimatic protection. The terminations receive a final pure tinon nickel plating.The result of the determined production is verified by anextensive testing procedure performed on 100 % of theindividual fuses. Only accepted products are laid directlyinto the paper tape in accordance with IEC 60286-3.APPROVALSThe fuses are tested in accordance with the followingstandards:• IEC 60127-1• IEC 60127-4• UL 248-14• IEC 60068 seriesApproval of conformity is indicated by the UMF Logo on thepackage label. Recognition by Underwriter Laboratories Inc.is indicated by the UL logo on the package label.ASSEMBLYThe fuses are suitable for processing on automatic SMDassembly systems. They are suitable for automaticsoldering using wave, reflow or vapour phase. Theencapsulation is resistant to all cleaning solvents commonlyused in the electronics industry, including alcohols, estersand aqueous solutions. The fuses are RoHS compliant, thepure tin plating provides compatibility with lead (Pb)-freeand lead-containing soldering processes. The immunity ofthe plating against tin whisker growth has been provenunder extensive testing. Solderability is specified for 2 yearsafter production or re-qualification. The permitted storagetime is 20 years.All products comply with the JIG 101 list of legal restrictionson hazardous substances. This includes full compliance with the following directives:• 2000/53/EC End of Vehicle life Directive (ELV) andAnnex II (ELV II)• 2011/65/EU Restriction of the use of HazardousSubstances Directive (RoHS)• 2002/96/EC Waste Electrical and Electronic EquipmentDirective (WEEE)FUNCTIONAL PERFORMANCENote(1) Current rating factor is in addition to the given permissible continuous current rating of 0.7Current Rating Factor (1) vs. Ambient Temperature amb- 601500Ambient Temperature amb [°C]Current Rating Factor [%]5060708090100110120MFU Series7590105120135ϑ40302010- 45- 30- 15015304560 MFU Serieswww.vishay.comVishay Beyschlag Revision: 11-Mar-137Document Number: 28747For technical questions, contact: fuse@vishay.comTHIS DOCUMENT IS SUBJECT TO CHANGE WITHOUT NOTICE. THE PRODUCTS DESCRIBED HEREIN AND THIS DOCUMENTARE SUBJECT TO SPECIFIC DISCLAIMERS, SET FORTH AT www.vishay.com/doc?91000FUNCTIONAL PERFORMANCENote(1) Fuses mounted on a test board according to IEC 60127-4Typical tpre-arc vs. I characteristic of MFU 0402 (1)Typical I2t vs. tpre-arc characteristic of MFU 0402 (1)0.110010-41Current I [A]Pre-arc Time tpre-arc [s]10-310-210-1100101102103104MFU 0402-FF3.15 A3.00 A2.50 A2.00 A1.75 A1.60 A1.50 A1.25 A1.00 A0.80 A0.75 A0.63 A0.50 A1010-510-410-310-210-1100101102103104MFU 0402-FF3.15 A3.00 A2.50 A2.00 A1.75 A1.60 A1.50 A1.25 A1.00 A0.80 A0.75 A0.63 A0.50 APre-arc Time tpre-arc [s]Joule Integral l2t [A2S]10-410-310-210-1100101102 MFU Serieswww.vishay.comVishay Beyschlag Revision: 11-Mar-138Document Number: 28747For technical questions, contact: fuse@vishay.comTHIS DOCUMENT IS SUBJECT TO CHANGE WITHOUT NOTICE. THE PRODUCTS DESCRIBED HEREIN AND THIS DOCUMENTARE SUBJECT TO SPECIFIC DISCLAIMERS, SET FORTH AT www.vishay.com/doc?91000FUNCTIONAL PERFORMANCENote(1) Fuses mounted on a test board according to IEC 60127-4Typical tpre-arc vs. I characteristic of MFU 0603 (1)Typical I2t vs. tpre-arc characteristic of MFU 0603 (1)0.110010-41Current I [A]Pre-arc Time tpre-arc [s]10-310-210-1100101102103104MFU 0603-FF5.00 A4.00 A3.50 A3.15 A3.00 A2.50 A2.00 A1.75 A1.60 A1.50 A1.25 A1.00 A0.80 A0.75 A0.63 A0.50 A1010-510-410-310-210-1100101102103104MFU 0603-FF5.00 A4.00 A3.50 A3.15 A3.00 A2.50 A2.00 A1.75 A1.60 A1.50 A1.25 A1.00 A0.80 A0.75 A0.63 A0.50 APre-arc Time tpre-arc [s]Joule Integral l2t [A2S]10-410-310-210-1100101102 MFU Serieswww.vishay.comVishay Beyschlag Revision: 11-Mar-139Document Number: 28747For technical questions, contact: fuse@vishay.comTHIS DOCUMENT IS SUBJECT TO CHANGE WITHOUT NOTICE. THE PRODUCTS DESCRIBED HEREIN AND THIS DOCUMENTARE SUBJECT TO SPECIFIC DISCLAIMERS, SET FORTH AT www.vishay.com/doc?91000FUNCTIONAL PERFORMANCENote(1) Fuses mounted on a test board according to IEC 60127-4Typical tpre-arc vs. I characteristic of MFU 0805 (1)Typical I2t vs. tpre-arc characteristic of MFU 0805 (1)0.110010-41Current I [A]Pre-arc Time tpre-arc [s]10-310-210-1100101102103104MFU 0805-FF5.00 A4.00 A3.50 A3.15 A3.00 A2.50 A2.00 A1.75 A1.60 A1.50 A1.25 A1.00 A0.80 A0.75 A0.63 A0.50 A1010-510-410-310-210-1100101102103104MFU 0805-FF5.00 A4.00 A3.50 A3.15 A3.00 A2.50 A2.00 A1.75 A1.60 A1.50 A1.25 A1.00 A0.80 A0.75 A0.63 A0.50 APre-arc Time tpre-arc [s]Joule Integral l2t [A2S]10-410-310-210-1100101102 MFU Serieswww.vishay.comVishay Beyschlag Revision: 11-Mar-1310Document Number: 28747For technical questions, contact: fuse@vishay.comTHIS DOCUMENT IS SUBJECT TO CHANGE WITHOUT NOTICE. THE PRODUCTS DESCRIBED HEREIN AND THIS DOCUMENTARE SUBJECT TO SPECIFIC DISCLAIMERS, SET FORTH AT www.vishay.com/doc?91000FUNCTIONAL PERFORMANCENote(1) Fuses mounted on a test board according to IEC 60127-4Typical tpre-arc vs. I characteristic of MFU 1206 (1)Typical I2t vs. tpre-arc characteristic of MFU 1206 (1)0.110010-41Current I [A]Pre-arc Time tpre-arc [s]10-310-210-1100101102103104MFU 1206-FF6.30 A5.00 A4.00 A3.50 A3.15 A3.00 A2.50 A2.00 A1.75 A1.60 A1.50 A1.25 A1.00 A0.80 A0.75 A0.63 A0.50 A1010-510-410-310-210-1100101102103104MFU 1206-FF6.30 A5.00 A4.00 A3.50 A3.15 A3.00 A2.50 A2.00 A1.75 A1.60 A1.50 A1.25 A1.00 A0.80 A0.75 A0.63 A0.50 APre-arc Time tpre-arc [s]Joule Integral l2t [A2S]10-410-310-210-1100101102 MFU Serieswww.vishay.comVishay Beyschlag Revision: 11-Mar-1311Document Number: 28747For technical questions, contact: fuse@vishay.comTHIS DOCUMENT IS SUBJECT TO CHANGE WITHOUT NOTICE. THE PRODUCTS DESCRIBED HEREIN AND THIS DOCUMENTARE SUBJECT TO SPECIFIC DISCLAIMERS, SET FORTH AT www.vishay.com/doc?91000TEST AND REQUIREMENTSAll tests are carried out in accordance with the followingspecifications:IEC 60127-1, Miniature fuse - Part 1: Definitions forminiature fuses and general requirements for miniaturefuse-linksIEC 60127-4, Universal Modular Fuse Links (UMF)UL 248-14, Low voltage fuses - Part 14: SupplementalfusesFor the full test schedule refer to the documents listedabove. The testing also covers most of the requirementsspecified by METI and CCC.The tests are carried out under standard atmosphericconditions in accordance with IEC 60068-1, 5.3. Climaticcategory LCT/UCT/56 (rated temperature range: Lowercategory temperature, upper category temperature; dampheat, long term, 56 days) is valid.Unless otherwise specified the following values apply:Temperature: 15 °C to 35 °CRelative humidity: 45 % to 75 %Air pressure: 86 kPa to 106 kPa (860 mbar to 1060 mbar).The components are mounted for testing on printed-circuitboards in accordance with IEC 60127-4, unless otherwisespecified.The requirements stated in the Test Procedures andRequirements table are based on the required tests andpermitted limits of IEC 60127-1 and IEC 60127-4respectively. However, some additional tests and a numberof improvements against those minimum requirements havebeen included.TEST PROCEDURES AND REQUIREMENTSIEC 60127-4 CLAUSEIEC 60068-2 TEST METHODTESTPROCEDUREREQUIREMENTSPERMISSIBLE CHANGE8.3.221 (Ue1)SubstratebendingDepth 1 mm;rate 1 mm/s1 timesNo visible damageR/R  ± 10 %8.6.258 (Td)SolderabilitySolder bath method; SnPb40; non-activated flux; (215 ± 3) °C; (3 ± 0.3) sGood tinning (95 % covered); no visible damageSolder bath method; SnAg3Cu0.5 or SnAg3.5; non-activated flux; (245 ± 3) °C; (2 ± 0.2) s8.7.258 (Td)Resistance to soldering heatSolder bath method; (260 ± 5) °C; (10 ± 1) sNo visible damageR/R  ± 10 %Reflow method 2(IR/forced gas convection); (260 ± 5) °C; (10 ± 1) s9.2.1-Time/currentcharacteristicsat nominaltemperatureCold resistance at 0.1 x IR;destructive testing underovercurrent conditions(DC-Current)MFU 0402IR  0.75 AAt 1.25 x IR, tpre-arc > 1 hat 2.0 x IR, tpre-arc < 60 sat 10 x IR, tpre-arc < 0.001 sMFU 04020.8 A  IR  3.15 A At 1.25 x IR, tpre-arc > 1 hat 2.0 x IR, tpre-arc < 5 sat 10 x IR, tpre-arc < 0.001 sMFU 0603IR  5.0 AMFU 0805IR  5.0 AMFU 1206IR  6.3 A9.3.2-Breaking capacity50 A at rated voltageacc. to UL 248-14Optical inspection with naked eyeno visible damage9.3.3-Residualresistance50 A at rated voltageacc. to UL 248-14Insulation resistance at 2.0 x UR (DC) higher than 0.1 M MFU Serieswww.vishay.comVishay Beyschlag Revision: 11-Mar-1312Document Number: 28747For technical questions, contact: fuse@vishay.comTHIS DOCUMENT IS SUBJECT TO CHANGE WITHOUT NOTICE. THE PRODUCTS DESCRIBED HEREIN AND THIS DOCUMENTARE SUBJECT TO SPECIFIC DISCLAIMERS, SET FORTH AT www.vishay.com/doc?910009.4-Endurance testacc. to IEC 60127-1a) I = 1.0 x IR(DC)1.0 h on; 0.25 h off;23 °C; 100 timesb) I = 1.25 x IR (DC)1.0 h on23 °C; 1 timeMFU 0402IR  3.15 ANo visible damageR/R  ± 10 %MFU 0603IR  3.15 AMFU 0805IR  3.15 AMFU 1206IR  3.15 A9.5-Maximumsustaineddissipation acc. toIEC 60127-1Calculation in accordance with results of clause 9.4 b)Dissipation  acc. to IEC 60127-4 table 29.7-Fuse-linktemperatureThe test is performed during the final 5 min of clause 9.4 b)MFU 0402IR  3.15 ATemperature rise of terminals 85 KMFU 0603IR  3.15 AMFU 0805IR  3.15 AMFU 1206IR  3.15 A--Verification oftemp.-rise andcurrent- carryingcapacity acc. toUL 248-14clause 8.2.3I = 1.0 x IR (DC)MFU 0402IR  3.15 ATemperature riseof hot spot 75 Kacc. to UL 248-14 clause 8.2.4MFU 0603IR  5.0 AMFU 0805IR  5.0 AMFU 1206IR  6.3 A-78 (Cab)Damp heat,steady state(40 ± 2) °C; 56 days;(93 ± 3) % RHR/R  ± 10 %I-t characteristic-14 (Na)Rapid change of temperature30 min at LCT;30 min at UCT; LCT = - 55 °C;UCT = 125 °C;5 cyclesR/R  ± 10 %-6 (Fc)VibrationEndurance by sweeping;10 Hz to 2000 Hz;no resonance;amplitude  1.5 mm or  200 m/s2; 6 hR/R  ± 10 %-45 (XA)Componentsolvent resistanceIsopropyl alcohol;50 C; method 2No visible damage-45 (XA)Solventresistance of markingIsopropyl alcohol;50 C; method 1, toothbrushMarking legible,no visible damage-21 (Ue3)Shear(adhesion)RR 1608M; 9 NNo visible damageRR 2012M and RR 3216M; 45 N--FlammabilityIEC 60695-2-2,needle flame test; 10 sNo burning after 30 sTEST PROCEDURES AND REQUIREMENTSIEC 60127-4 CLAUSEIEC 60068-2 TEST METHODTESTPROCEDUREREQUIREMENTSPERMISSIBLE CHANGELegal Disclaimer Noticewww.vishay.comVishay Revision: 01-Jul-20241Document Number: 91000For technical questions, contact: THIS DOCUMENT IS SUBJECT TO CHANGE WITHOUT NOTICE. THE PRODUCTS DESCRIBED HEREIN AND THIS DOCUMENTARE SUBJECT TO SPECIFIC DISCLAIMERS, SET FORTH AT www.vishay.com/doc?91000DisclaimerALL PRODUCT, PRODUCT SPECIFICATIONS AND DATA ARE SUBJECT TO CHANGE WITHOUT NOTICE TO IMPROVE RELIABILITY, FUNCTION OR DESIGN OR OTHERWISE. Vishay Intertechnology, Inc., its affiliates, agents, and employees, and all persons acting on its or their behalf (collectively, “Vishay”), disclaim any and all liability for any errors, inaccuracies or incompleteness contained in any datasheet or in any other disclosure relating to any product.Vishay makes no warranty, representation or guarantee regarding the suitability of the products for any particular purpose or the continuing production of any product. To the maximum extent permitted by applicable law, Vishay disclaims (i) any and all liability arising out of the application or use of any product, (ii) any and all liability, including without limitation special, consequential or incidental damages, and (iii) any and all implied warranties, including warranties of fitness for particular purpose, non-infringement and merchantability.Statements regarding the suitability of products for certain types of applications are based on Vishay's knowledge of typical requirements that are often placed on Vishay products in generic applications. Such statements are not binding statements about the suitability of products for a particular application. It is the customer's responsibility to validate that a particular product with the properties described in the product specification is suitable for use in a particular application. Parameters provided in datasheets and / or specifications may vary in different applications and performance may vary over time. All operating parameters, including typical parameters, must be validated for each customer application by the customer's technical experts. Product specifications do not expand or otherwise modify Vishay's terms and conditions of purchase, including but not limited to the warranty expressed therein.Hyperlinks included in this datasheet may direct users to third-party websites. These links are provided as a convenience and for informational purposes only. Inclusion of these hyperlinks does not constitute an endorsement or an approval by Vishay of any of the products, services or opinions of the corporation, organization or individual associated with the third-party website. Vishay disclaims any and all liability and bears no responsibility for the accuracy, legality or content of the third-party website or for that of subsequent links.Vishay products are not designed for use in life-saving or life-sustaining applications or any application in which the failure of the Vishay product could result in personal injury or death unless specifically qualified in writing by Vishay. Customers using or selling Vishay products not expressly indicated for use in such applications do so at their own risk. Please contact authorized Vishay personnel to obtain written terms and conditions regarding products designed for such applications.No license, express or implied, by estoppel or otherwise, to any intellectual property rights is granted by this document or by any conduct of Vishay. Product names and markings noted herein may be trademarks of their respective owners.© 2024 VISHAY INTERTECHNOLOGY, INC. ALL RIGHTS RESERVED
https://www.belfuse.com/resources/datasheets/circuitprotection/ds-cp-0680l-series.pdf | fuses | Type 0680L Square Ceramic Surface Mount Slow Blow Fuse belfuse.com/circuit-protection 0680L Series – 2410 Size RoHS Compliant Features - Slow Blow, 2410 SMD - Compatible with 260℃, IR Pb-free solder process - Wide range of current rating from 375mA to 12A - Wide operating temperature range, -55℃ to 125℃ - Tape & Reel for auto-insert SMD process - RoHS compliant with exemption 7(a) Full compliance with EU Directive 2011/65/EU and amending directive 2015/863 - Halogen Free, (MSL = 1) - AEC-Q Compliant - Meets Bel automotive qualification* * - Largely based on internal AEC-Q test plan Applications - Notebook -Storage system - LCD monitor -Telecom system - PC computer -Wireless basestation - Office electronic equipment -White goods - Industrial equipment -Game console - Medical equipment -Battery charging circuit protection - POE, POE+ - LCD / LED monitor - Power supply - LCD / LED TV HALOGEN FREE = Electrical Characteristics Safety Agency Approvals (UL/CSA/STD.248-14) Physical Specifications Safety Agency Safety Agency Certificate Ampere Rating/ Voltage Rating Ampere Range / Volt @ I.R. ability* E506667 375mA-7A/125V AC 125V DC >7A-12A/50V AC 75V DC 375mA-7A/125V AC @50A 125V DC @100A 75V DC @500A >7A-12A/50V AC @100A 75V DC @500A 50268578 EN 60127-1: 2006+A1+A2 EN 60127-4: 2005+A1+A2 375mA-7A/125V AC 125V DC >7A-12A/50V AC 75V DC 375mA-7A/125V AC @50A 125V DC @100A 75V DC @500A >7A-12A/50V AC @100A 75V DC @500A *I.R.= Interrupting Rating = Short Circuit Rating(Amps) Testing Current Blow Time Minimum Maximum 100% 4 Hrs. N/A 200% N/A 120 Sec 300% 0.15 Sec 3 Sec 800% 0.01 Sec 0.1 Sec Materials Body : Ceramic Terminations : Silver Plated Caps /Gold Plated Caps/Palladium Plated Caps Marking On Fuse : “Current Rating”, “T”, ”L”—laser marked on ceramic tube, “bel” stamped in end caps. On Label : "bel", "0680L", "Current Rating", "Voltage Rating", "Interrupting Rating", "Appropriate Safety Logos" and " ", " "(China RoHS compliant). AEC-Q Compliant Specifications subject to change without notice Type 0680L 2 / 4 Bel Fuse Inc. 206 Van Vorst Street Jersey City, NJ 07302 USA +1 201.432.0463 Bel.US.CS@belf.com belfuse.com/circuit-protection © 2023 Bel Fuse, Inc. Rev. 0680L Apr2023 Environmental Specifications Part Number Ampere Rating Typical Cold Resistance (ohms) Volt-drop @100% In (Volt) max. Voltage and Interrupting Ratings Melting I²T @10 In (A² Sec) Melting I²T <10ms (A² Sec) Maximum Power Dissipation (W) Agency Approvals 0680L0375-XX 375mA 0.93 1.20 See Table of Safety Approvals on Page 1 for Voltage and associated Interrupting Ratings 0.14 0.10 0.45 Y Y 0680L0500-XX 500mA 0.58 0.90 0.27 0.35 0.45 Y Y 0680L0630-XX 630mA 0.41 0.80 0.43 0.42 0.50 Y Y 0680L0750-XX 750mA 0.33 0.75 0.62 0.61 0.56 Y Y 0680L1000-XX 1A 0.175 0.60 1.5 1.3 0.60 Y Y 0680L1500-XX 1.5A 0.095 0.40 3.3 3.2 0.60 Y Y 0680L2000-XX 2A 0.068 0.35 6 5 0.70 Y Y 0680L2500-XX 2.5A 0.048 0.34 9 7 0.85 Y Y 0680L3000-XX 3A 0.037 0.27 13 12 0.81 Y Y 0680L3500-XX 3.5A 0.030 0.26 18 17 0.91 Y Y 0680L4000-XX 4A 0.026 0.25 24 22 1.00 Y Y 0680L5000-XX 5A 0.019 0.23 37 36 1.15 Y Y 0680L6300-XX 6.3A 0.015 0.22 43 50 1.39 Y Y 0680L7000-XX 7A 0.012 0.21 68 77 1.47 Y Y 0680L8000-XX 8A 0.0099 0.20 108 105 1.60 Y Y 0680L9100-XX 10A 0.0084 0.19 170 150 1.90 Y Y 0680L9120-XX 12A 0.0063 0.18 244 180 2.16 Y Y Consult manufacturer for other ratings XX - Packaging code (see “ordering information”) NOTES 1: All tests were conducted with the fuses soldered to a printed circuit boards with a nominal thickness of 1.6 mm. The copper test circuit trace was a printed circuit with an overall length of 100 mm, copper thickness/width as described below. The printed circuit boards were mounted by screws to a test fixture having brass blocks for connection of the test leads. All samples were soldered to the test boards by the manufacturer. NOTES 2: Conventional (Ambient Pressure) Reflow Process is recommended for this device. The sale and use of product is subject to bel terms and condition of sale，unless otherwise agreed .User should independently evaluate the suitability of and test each product selected for their own application. product are not designed for ，and may not be used in，all applications. Shock Resistance MIL-STD-202G Method 213,Test condition A (50G’s peak for 11 milliseconds : Half-sine waveform ) Vibration Resistance MIL-STD-202G, Method 201A (10-55 Hz, 0.06 inch, total excursion). Salt Spray Resistance MIL-STD-202G, Method 101E, Test Condition B (48 hrs.). Insulation Resistance MIL-STD-202G, Method 302, Test Condition A (After Opening) 10,000 ohms minimum. Thermal Shock MIL-STD-202G, Method 107G, Test Condition B (-65℃ to +125℃). Operating Temperature -55℃ to +125℃ Moisture Sensitivity Level 1 (According to IPC J-Std-020) Electrical Specifications High temperature storage MIL-STD-202 Method 108 Temperature cycling JESD22 Method JA-104,Test Condition B Biased humidity MIL-STD-202 Method 103, 85C/85% RH with 10% operating power for 1000 hrs. Operational life MIL-STD-202 Method 108, Test Condition D Resistance to solvents MIL-STD-202 Method 215 Mechanical shock MIL-STD-202 Method 213,Test Condition C Vibration MIL-STD-202G Method 204 Test condition D（10-2k HZ ,20G’s for 20minutes） Resistance to soldering heat MIL-STD-202 Method 210,Test condition B Thermal shock MIL-STD-202 Method 107 Solderability J-STD-002 Test B Board flex(SMD) AEC-Q200-005 Terminal strength AEC-Q200-006 Electrical characterization 3 Temperature Electrical Fuse rating Test Board Trace Dimensions 375mA-5A 1 oz. copper, 5mm wide. 6A-12A 3 oz. copper, 10mm wide. Specifications subject to change without notice Type 0680L 3 / 4 Bel Fuse Inc. 206 Van Vorst Street Jersey City, NJ 07302 USA +1 201.432.0463 Bel.US.CS@belf.com belfuse.com/circuit-protection © 2023 Bel Fuse, Inc. Rev. 0680L Apr2023 Temperature Derating Curve Average Time Current Curve Soldering Parameters IR Reflow Profile (IPC/JEDEC J-STD-020D) Preheat & Soak Temperature min (Tsmin) Temperature max (Tsmax) Time (Tsmin to Tsmax) (ts) 150℃ 200℃ 60-120 seconds Average ramp-up rate (Tsmax to Tp) 3℃/second max. Liquidous temperature (TL) Time at liquidous (tL) 217℃ 60-150 seconds Peak temperature (Tp) 260℃ max Time (tp) within 5℃ of the specified classification temperature (Tc) 30 seconds Average ramp-down rate (Tp to Tsmax) 6℃/second max. Time 25℃ to peak temperature 8 minutes max. 0.010.11101001000100000.010.11101001000Specifications subject to change without notice TIME IN SECONDS CURRENT IN AMPERES 375mA 500mA 630mA 750mA 1A 1.5A 2A 2.5A 3A 3.5A 4A 5A 6.3A 7A 8A 10A 12A 0680L - TIME CURRENT CHARACTERISTIC CUREV Type 0680L 4 / 4 Bel Fuse Inc. 206 Van Vorst Street Jersey City, NJ 07302 USA +1 201.432.0463 Bel.US.CS@belf.com belfuse.com/circuit-protection © 2023 Bel Fuse, Inc. Rev. 0680L Apr2023 Fuse FGNO Explanation 0680 L [XXXX] -XX 0680L=0680L; [XXXX]=Ampere Rating; XX=See Ordering Information as below Fraction Decimal Milliamps Bel FGNO[XXXX] Fraction Decimal Amps Bel FGNO[XXXX] 3/8 0.375 375 0375 1.0 1 1000 1/2 .500 500 0500 1-1/2 1.5 1.5 1500 .630 630 0630 2.0 2 2000 3/4 .750 750 0750 2-1/2 2.5 2.5 2500 3.0 3 3000 3-1/2 3.5 3.5 3500 4.0 4 4000 5.0 5 5000 6.3 6.3 6300 7.0 7 7000 8.0 8 8000 10 9100 12 9120 Mechanical Dimensions Ordering Information Packaging Packaging Tape & Reel Packaging Specification Quantity Quantity & Packaging Code 12 mm wide tape with 13 inches Diameter reel EIA Standard 481-E 5000 5 12 mm wide tape with 7 inches Diameter reel EIA Standard 481-E 1000 1 Specifications subject to change without notice
https://www.belfuse.com/resources/datasheets/circuitprotection/ds-cp-5tt-5ttp-series.pdf | fuses | Type 5TT / 5TTPSlow Blow Fuse Seriesbelfuse.com/circuit-protection5x20mm Slow Blow, glass / ceramic tube body cartridge fuse designed, approved andcomplied with UL and CSA standard 248-14.- Meet UL and CSA standard 248-14- Wide operating temperature range- Bulk and Tape & Reel packing available- Full compliance with EU Directive 2011/65/EU and amending directive 2015/863- Halogen Free- Lead FreeProvide individual protection for components or internal circuits.- Power supplies- Battery charger- MonitorLEAD FREE =- AdapterHALOGEN FREE =Physical SpecificationsElectrical Characteristics (UL/CSA STD,248-14) Safety Agency ApprovalsTestingCurrentBlow TimeAmp RangeMinimumMaximum100%4 hrs.N/A200mA-10A135%N/A1 Hr.200mA-10A200%5 sec30 sec200mA-3A3 sec30 sec3.1A-10AMaterialsBody : 5A and less: Glass6A and above: CeramicCap : Nickel Plated Brass CapsLeads : Matte Tin Plated CopperMarkingOn Fuse :5TT RoHS compliantOn Label :"bel", "5TT5TTP", "Current Rating", "Voltage Rating", "Interrupting Rating","Appropriate Safety Logos" and " ", " "(China RoHS compliant).SafetyAgencySafety AgencyCertificateAmpere Rating/Voltage RatingAmpere Range / Volt@ I.R. ability*E20624200mA-3A/250V AC3.15A-10A/125V AC200mA-3A/250V AC@100A200mA-8A/125V AC@10,000ALR39772E2062410A/125V AC@1,000ALR39772*I.R.= Interrupting Rating = Short Circuit Rating(Amps)EOL-Last Buy Date is July 31, 2024Not recommended for new applications.Type 5TT / 5TTPBel Fuse Inc.300 Executive Drive, Suite 300,West Orange, NJ 07052 USA+1 201.432.0463Bel.US.CS@belf.combelfuse.com/circuit-protection© 2023 Bel Fuse, Inc.Rev. 5TT Dec2023Environmental SpecificationsShock ResistanceMIL-STD-202G, Method 213B, Test Condition 1(100 G's peak for 6 milliseconds; Sawtooth waveform)Vibration ResistanceMIL-STD-202G, Method 201A (10-55 Hz, 0.06 inch, total excursion).Salt Spray ResistanceMIL-STD-202G, Method 101E, Test Condition B (48 hrs).Insulation ResistanceMIL-STD-202G, Method 302, Test Condition A(After Opening) 10,000 ohms minimum.SolderabilityMIL-STD-202G, Method 208HResistance to solder HeatMIL-STD-202G, Method 210F, Test Condition B (260+/-5,10+/-1 sec)Thermal ShockMIL-STD-202G, Method 107G, Test Condition B (-65 to +125).Operating Temperature-55 to +125Terminal StrengthIEC-68-2-21Electrical SpecificationsConsult manufacturer for other ratingsCatalogNumberAmpereRatingTypical ColdResistance(ohms)Volt-drop@100%In(Volt) max.Voltage andInterruptingRatingsMelting I²T<10 mSec(A² Sec) Melting I²T@10 In(A² Sec)MaximumPowerDissipation(W)Agency Approvals5TT(P) 200-R200mA4.981.45See Table ofSafety Approvalson Page 1 forVoltage andassociatedInterruptingRatings0.4760.5120.55YY5TT(P) 250-R250mA3.391.250.7190.7780.58YY5TT(P) 300-R300mA2.130.970.8850.9590.60YY5TT(P) 400-R400mA1.330.831.651.800.66YY5TT(P) 500-R500mA0.8650.672.52.70.70YY5TT(P) 600-R600mA0.6790.643.84.20.75YY5TT(P) 700-R700mA0.4650.494.65.10.78YY5TT(P) 750-R750mA0.4380.485.35.80.79YY5TT(P) 1-R1A0.2580.408.69.60.85YY5TT(P) 1.25-R1.25A0.1790.3413150.91YY5TT(P) 1.5-R1.5A0.1260.3018210.96YY5TT(P) 1.6-R1.6A0.1160.3020220.97YY5TT(P) 2-R2A0.0810.2730341.03YY5TT(P) 2.5-R2.5A0.0560.2345511.10YY5TT(P) 3-R3A0.0430.2156631.13YY5TT(P) 3.15-R3.15A0.0400.2168781.17Y5TT(P) 4-R4A0.0290.191031191.25Y5TT(P) 5-R5A0.0200.171571801.33Y5TT(P) 6-R6A0.0150.152183171.23Y5TT(P) 6.3-R6.3A0.0140.122303451.25Y5TT(P) 7-R7A0.0120.132954591.37Y5TT(P) 8-R8A0.0110.133194721.31Y5TT(P) 10-R10A0.0080.134677031.40YYEOL-Last Buy Date is July 31, 2024Not recommended for new applications.Type 5TT / 5TTPBel Fuse Inc.300 Executive Drive, Suite 300,West Orange, NJ 07052 USA+1 201.432.0463Bel.US.CS@belf.combelfuse.com/circuit-protection© 2023 Bel Fuse, Inc.Rev. 5TT Dec2023Temperature Derating Curve Average Time Current CurveSoldering ParametersLead-free Wave Soldering ProfileWave Soldering ParameterAverage ramp-up rate200 / secondHeating rate during preheattypical 1 - 2 / secondMax 4 / secondFinal preheat temperaturewithin 125 of solderingtemperaturePeak temperature Tp260Time within +0 / -5 ofactual peak temperature10 secondsRamp-down rate5 / second max.EOL-Last Buy Date is July 31, 2024Not recommended for new applications.Type 5TT / 5TTPBel Fuse Inc.300 Executive Drive, Suite 300,West Orange, NJ 07052 USA+1 201.432.0463Bel.US.CS@belf.combelfuse.com/circuit-protection© 2023 Bel Fuse, Inc.Rev. 5TT Dec2023Fuse FGNO Explanation0654 R [XXXX] -XX[XXXX]=Ampere Rating; XX=See Ordering Information as belowMechanical Dimensions Ordering Information*Ratings 5A and less have 0.032'' diameter lead;*Ratings 6A and above have 0.039'' diameter lead.PackagingPackaging OptionPackaging SpecificationQuantityPackaging CodeInside Tape SpacingBulkN/A100031 / 21 / 51N/ABulk (Pigtail Type)N/A50033 / 23 / 53N/ATape & ReelEIA-296-F150036 / 26 / 5610mm Pitch and 63mmFractionDecimalMilliampsBel FGNO[XXXX]2/10 .20020002001/4 .25025002503/10 .30030003004/10 .40040004001/2 .50050005006/10 .60060006007/10 .70070007003/4 .7507500750FractionDecimalAmpsBel FGNO[XXXX]1.0110001-1/41.251.2512501-1/21.501.515001.601.616002.0220002-1/22.52.525003.0330003.153.1531504.0440005.0550006.0660006.36.363007.0770008.088000109100EOL-Last Buy Date is July 31, 2024Not recommended for new applications.
https://www.belfuse.com/resources/datasheets/circuitprotection/ds-cp-0680l-series.pdf | fuses | Type 0680L Square Ceramic Surface Mount Slow Blow Fuse belfuse.com/circuit-protection 0680L Series – 2410 Size RoHS Compliant Features - Slow Blow, 2410 SMD - Compatible with 260℃, IR Pb-free solder process - Wide range of current rating from 375mA to 12A - Wide operating temperature range, -55℃ to 125℃ - Tape & Reel for auto-insert SMD process - RoHS compliant with exemption 7(a) Full compliance with EU Directive 2011/65/EU and amending directive 2015/863 - Halogen Free, (MSL = 1) - AEC-Q Compliant - Meets Bel automotive qualification* * - Largely based on internal AEC-Q test plan Applications - Notebook -Storage system - LCD monitor -Telecom system - PC computer -Wireless basestation - Office electronic equipment -White goods - Industrial equipment -Game console - Medical equipment -Battery charging circuit protection - POE, POE+ - LCD / LED monitor - Power supply - LCD / LED TV HALOGEN FREE = Electrical Characteristics Safety Agency Approvals (UL/CSA/STD.248-14) Physical Specifications Safety Agency Safety Agency Certificate Ampere Rating/ Voltage Rating Ampere Range / Volt @ I.R. ability* E506667 375mA-7A/125V AC 125V DC >7A-12A/50V AC 75V DC 375mA-7A/125V AC @50A 125V DC @100A 75V DC @500A >7A-12A/50V AC @100A 75V DC @500A 50268578 EN 60127-1: 2006+A1+A2 EN 60127-4: 2005+A1+A2 375mA-7A/125V AC 125V DC >7A-12A/50V AC 75V DC 375mA-7A/125V AC @50A 125V DC @100A 75V DC @500A >7A-12A/50V AC @100A 75V DC @500A *I.R.= Interrupting Rating = Short Circuit Rating(Amps) Testing Current Blow Time Minimum Maximum 100% 4 Hrs. N/A 200% N/A 120 Sec 300% 0.15 Sec 3 Sec 800% 0.01 Sec 0.1 Sec Materials Body : Ceramic Terminations : Silver Plated Caps /Gold Plated Caps/Palladium Plated Caps Marking On Fuse : “Current Rating”, “T”, ”L”—laser marked on ceramic tube, “bel” stamped in end caps. On Label : "bel", "0680L", "Current Rating", "Voltage Rating", "Interrupting Rating", "Appropriate Safety Logos" and " ", " "(China RoHS compliant). AEC-Q Compliant Specifications subject to change without notice Type 0680L 2 / 4 Bel Fuse Inc. 206 Van Vorst Street Jersey City, NJ 07302 USA +1 201.432.0463 Bel.US.CS@belf.com belfuse.com/circuit-protection © 2023 Bel Fuse, Inc. Rev. 0680L Apr2023 Environmental Specifications Part Number Ampere Rating Typical Cold Resistance (ohms) Volt-drop @100% In (Volt) max. Voltage and Interrupting Ratings Melting I²T @10 In (A² Sec) Melting I²T <10ms (A² Sec) Maximum Power Dissipation (W) Agency Approvals 0680L0375-XX 375mA 0.93 1.20 See Table of Safety Approvals on Page 1 for Voltage and associated Interrupting Ratings 0.14 0.10 0.45 Y Y 0680L0500-XX 500mA 0.58 0.90 0.27 0.35 0.45 Y Y 0680L0630-XX 630mA 0.41 0.80 0.43 0.42 0.50 Y Y 0680L0750-XX 750mA 0.33 0.75 0.62 0.61 0.56 Y Y 0680L1000-XX 1A 0.175 0.60 1.5 1.3 0.60 Y Y 0680L1500-XX 1.5A 0.095 0.40 3.3 3.2 0.60 Y Y 0680L2000-XX 2A 0.068 0.35 6 5 0.70 Y Y 0680L2500-XX 2.5A 0.048 0.34 9 7 0.85 Y Y 0680L3000-XX 3A 0.037 0.27 13 12 0.81 Y Y 0680L3500-XX 3.5A 0.030 0.26 18 17 0.91 Y Y 0680L4000-XX 4A 0.026 0.25 24 22 1.00 Y Y 0680L5000-XX 5A 0.019 0.23 37 36 1.15 Y Y 0680L6300-XX 6.3A 0.015 0.22 43 50 1.39 Y Y 0680L7000-XX 7A 0.012 0.21 68 77 1.47 Y Y 0680L8000-XX 8A 0.0099 0.20 108 105 1.60 Y Y 0680L9100-XX 10A 0.0084 0.19 170 150 1.90 Y Y 0680L9120-XX 12A 0.0063 0.18 244 180 2.16 Y Y Consult manufacturer for other ratings XX - Packaging code (see “ordering information”) NOTES 1: All tests were conducted with the fuses soldered to a printed circuit boards with a nominal thickness of 1.6 mm. The copper test circuit trace was a printed circuit with an overall length of 100 mm, copper thickness/width as described below. The printed circuit boards were mounted by screws to a test fixture having brass blocks for connection of the test leads. All samples were soldered to the test boards by the manufacturer. NOTES 2: Conventional (Ambient Pressure) Reflow Process is recommended for this device. The sale and use of product is subject to bel terms and condition of sale，unless otherwise agreed .User should independently evaluate the suitability of and test each product selected for their own application. product are not designed for ，and may not be used in，all applications. Shock Resistance MIL-STD-202G Method 213,Test condition A (50G’s peak for 11 milliseconds : Half-sine waveform ) Vibration Resistance MIL-STD-202G, Method 201A (10-55 Hz, 0.06 inch, total excursion). Salt Spray Resistance MIL-STD-202G, Method 101E, Test Condition B (48 hrs.). Insulation Resistance MIL-STD-202G, Method 302, Test Condition A (After Opening) 10,000 ohms minimum. Thermal Shock MIL-STD-202G, Method 107G, Test Condition B (-65℃ to +125℃). Operating Temperature -55℃ to +125℃ Moisture Sensitivity Level 1 (According to IPC J-Std-020) Electrical Specifications High temperature storage MIL-STD-202 Method 108 Temperature cycling JESD22 Method JA-104,Test Condition B Biased humidity MIL-STD-202 Method 103, 85C/85% RH with 10% operating power for 1000 hrs. Operational life MIL-STD-202 Method 108, Test Condition D Resistance to solvents MIL-STD-202 Method 215 Mechanical shock MIL-STD-202 Method 213,Test Condition C Vibration MIL-STD-202G Method 204 Test condition D（10-2k HZ ,20G’s for 20minutes） Resistance to soldering heat MIL-STD-202 Method 210,Test condition B Thermal shock MIL-STD-202 Method 107 Solderability J-STD-002 Test B Board flex(SMD) AEC-Q200-005 Terminal strength AEC-Q200-006 Electrical characterization 3 Temperature Electrical Fuse rating Test Board Trace Dimensions 375mA-5A 1 oz. copper, 5mm wide. 6A-12A 3 oz. copper, 10mm wide. Specifications subject to change without notice Type 0680L 3 / 4 Bel Fuse Inc. 206 Van Vorst Street Jersey City, NJ 07302 USA +1 201.432.0463 Bel.US.CS@belf.com belfuse.com/circuit-protection © 2023 Bel Fuse, Inc. Rev. 0680L Apr2023 Temperature Derating Curve Average Time Current Curve Soldering Parameters IR Reflow Profile (IPC/JEDEC J-STD-020D) Preheat & Soak Temperature min (Tsmin) Temperature max (Tsmax) Time (Tsmin to Tsmax) (ts) 150℃ 200℃ 60-120 seconds Average ramp-up rate (Tsmax to Tp) 3℃/second max. Liquidous temperature (TL) Time at liquidous (tL) 217℃ 60-150 seconds Peak temperature (Tp) 260℃ max Time (tp) within 5℃ of the specified classification temperature (Tc) 30 seconds Average ramp-down rate (Tp to Tsmax) 6℃/second max. Time 25℃ to peak temperature 8 minutes max. 0.010.11101001000100000.010.11101001000Specifications subject to change without notice TIME IN SECONDS CURRENT IN AMPERES 375mA 500mA 630mA 750mA 1A 1.5A 2A 2.5A 3A 3.5A 4A 5A 6.3A 7A 8A 10A 12A 0680L - TIME CURRENT CHARACTERISTIC CUREV Type 0680L 4 / 4 Bel Fuse Inc. 206 Van Vorst Street Jersey City, NJ 07302 USA +1 201.432.0463 Bel.US.CS@belf.com belfuse.com/circuit-protection © 2023 Bel Fuse, Inc. Rev. 0680L Apr2023 Fuse FGNO Explanation 0680 L [XXXX] -XX 0680L=0680L; [XXXX]=Ampere Rating; XX=See Ordering Information as below Fraction Decimal Milliamps Bel FGNO[XXXX] Fraction Decimal Amps Bel FGNO[XXXX] 3/8 0.375 375 0375 1.0 1 1000 1/2 .500 500 0500 1-1/2 1.5 1.5 1500 .630 630 0630 2.0 2 2000 3/4 .750 750 0750 2-1/2 2.5 2.5 2500 3.0 3 3000 3-1/2 3.5 3.5 3500 4.0 4 4000 5.0 5 5000 6.3 6.3 6300 7.0 7 7000 8.0 8 8000 10 9100 12 9120 Mechanical Dimensions Ordering Information Packaging Packaging Tape & Reel Packaging Specification Quantity Quantity & Packaging Code 12 mm wide tape with 13 inches Diameter reel EIA Standard 481-E 5000 5 12 mm wide tape with 7 inches Diameter reel EIA Standard 481-E 1000 1 Specifications subject to change without notice
https://us.schurter.com/en/datasheet/typ_SPT_5x20.pdf | fuses | 1FusesSPT 5x20https://www.schurter.com /PG01_2Circuit ProtectionMiniature Fuse, 5 x 20 mm, Time-Lag T, H, 250 VAC, UL: 115 V - 300 VDCSee below: Approvals and CompliancesIEC 60127-2 · 250 VAC · 300 VDC · Time-Lag TDescription- IEC Standard Fuse- H = High Breaking Capacity (Ceramic Tube)Applications- Primary Protection in Equipment- Power Supply Adapter for e.g. laptops- SMPS (Switching Mode Power Supply) for TV's and DVD'sReferencesPigtail Type SPT 5x20 Pigtail Assembled Fuseholder Fuse Kit Fuse Kit SP 5x20 / SPT 5x20 Weblinkspdf data sheet, html datasheet, General Product Information, Distributor-Stock-Check, Detailed request for productTechnical DataRated Voltage250 VAC, 300 VDCRated current0.5 - 16 ABreaking Capacity500 A - 1500 ACharacteristicTime-Lag TAdmissible Ambient Temp.-55 °C to 125 °CClimatic Category55/125/21 acc. to IEC 60068-1Material: TubeCeramicsMaterial: EndcapsNickel-Plated Copper AlloyUnit Weight1.16 gStorage Conditions0 °C to 60 °C, max. 70% r.h.Product Marking, Rated current, Rated Voltage, Cha-racteristic, Breaking Capacity, Certifica-tion marks Approvals and CompliancesDetailed information on product approvals, code requirements, usage instructions and detailed test conditions can be looked up in Details about Approvals SCHURTER products are designed for use in industrial environments. They have approvals from independent testing bodies according to national and international standards. Products with specific characteristics and requirements such as required in the automotive sector according to IATF 16949, medical technology according to ISO 13485 or in the aerospace industry can be offered exclusively with customer-specific, individual agree-ments by SCHURTER.2FusesSPT 5x20https://www.schurter.com /PG01_2Circuit ProtectionApprovalsThe approval mark is used by the testing authorities to certify compliance with the safety requirements placed on electronic products. Approval Reference Type: SPT 5x20Approval LogoCertificatesCertification BodyDescriptionVDE ApprovalsVDEVDE Certificate Number: 40035651 (for CoO IN), 139234 (for CoO CN)VDE ApprovalsVDEVDE Certificate Number: 40010881 (for CoO IN), 40014395(for CoO CN)UL ApprovalsULUR File Number: E41599CCC ApprovalsCCCCCC Certificate Number: 2020970207000311KTL ApprovalsKTLKorea Testing Laboratory METI ApprovalsMETIJapan Electrical Safety and Environment technology Laboratories Product standardsProduct standards that are referencedOrganizationDesignStandardDescriptionDesigned according toIEC 60127-2/5Miniature fuses. Part 2. Cartridge fuse linksDesigned according toUL 248-14Low voltage fuses - Part 14: Supplemental fusesDesigned according toCSA22.2 No. 248.14Low-Voltage Fuses - Part 14: Supplemental FusesApplication standardsApplication standards where the product can be usedOrganizationDesignStandardDescriptionSuitable for applications acc.IEC/UL 62368-1Audio/video, information and communication technology equipment - Part 1: Safety requirementsCompliancesThe product complies with following Guide LinesIdentificationDetailsInitiatorDescriptionCE declaration of conformitySCHURTER AGThe CE marking declares that the product complies with the applicable requirements laid down in the harmonisation of Community legislation on its affixing in accordance with EU Regulation 765/2008.UKCA declaration of conformitySCHURTER AGThe UKCA marking declares that the product complies with the applicable requirements laid down in the British Amendment of Regulation (EC) 765/2008.RoHSSCHURTER AGDirective RoHS 2011/65/EU, Amendment (EU) 2015/863China RoHSSCHURTER AGThe law SJ / T 11363-2006 (China RoHS) has been in force since 1 March 2007. It is similar to the EU directive RoHS.REACHSCHURTER AGOn 1 June 2007, Regulation (EC) No 1907/2006 on the Registration, Evaluation, Authorization and Restriction of Chemicals 1 (abbreviated as "REACH") entered into force.Dimension [mm] 20 mm 5.1ø 5.220+0.1-0.2±0.5±0.65.1±0.63FusesSPT 5x20https://www.schurter.com /PG01_2Circuit ProtectionPre-Arcing TimeRated Current In1.5 x In min.2.1 x In max.2.75 x In min.2.75 x In max.4.0 x In min.4.0 x In max.10.0 x In min.10.0 x In max.0.5 A - 0.8 A60 min30 min250 ms80 s50 ms5 s5 ms150 ms1 A - 3.15 A60 min30 min750 ms80 s95 ms5 s10 ms150 ms4 A - 6.3 A60 min30 min750 ms80 s150 ms5 s10 ms150 ms8 A - 10 A30 min30 min750 ms80 s150 ms5 s10 ms150 ms12.5 A - 16 A30 min30 min750 ms80 s150 ms5 s20 ms150 msTime-Current-CurvesTime in Seconds0.0010.010.1110100100010000100000110≤ 0.8 A1 – 3.15 A4 – 10 A_> 12.5 AMultiple of Rated Current In All Variants Rated Cur-rent [A]Rated Vol-tage [VAC]Rated Vol-tage [VDC]Breaking CapacityVoltage Drop 1.0 In max. [mV]Voltage Drop 1.0 In typ. [mV]Power Dissipation 1.5 In max. Power Dis-sipation 1.5 In typ. [mW]Melting I²t 10.0 In typ. [A²s]Order Number0.52503001)85036016005000.5l l 0001.2501█0.632503001)65033016005001.55l l 0001.2502█0.82503001)50026016005002.3l l 0001.2503█12503001)35018025005001.1l llll0001.2504█1.252503001)30015025005001.86l llll0001.2505█1.62503001)20013025005004.35l llll0001.2506█22503001)19012025006009.2l llll0001.2507█2.52503001)180100250060011.7l llll0001.2508█3.152503001)140100400080022l llll0001.2509█42501502)10090400090062.4l llll0001.2510█52501502)100904000120097.5l llll0001.2511█6.32501502)1007040001200171l llll0001.2512█82501503)1007040001300268 lllll0001.2513█102501503)1007040002100400 llll 0001.2514█12.52501254)1007040002500563 lll 0001.2515█162501254)10070400030001500 ll 0001.2516██ Most Popular.Availability for all products can be searched real-time: https://www.schurter.com/en/info-center/support-tools/stock-check-distributors4FusesSPT 5x20https://www.schurter.com /PG01_2Circuit ProtectionRated Cur-rent [A]Rated Vol-tage [VAC]Rated Vol-tage [VDC]Breaking CapacityVoltage Drop 1.0 In max. [mV]Voltage Drop 1.0 In typ. [mV]Power Dissipation 1.5 In max. Power Dis-sipation 1.5 In typ. [mW]Melting I²t 10.0 In typ. [A²s]Order Number1) IEC: H = 1500 A @ 250 VAC, p.f. = 0.7 - 0.81) UL: 10 kA @ 125 VAC, p.f. = 0.7 - 0.8 / 1500 A @ 250 VAC, p.f. = 0.7 - 0.8 / 1500 A @ 300 VDC2) IEC: H = 1500 A @ 250 VAC, p.f. = 0.7 - 0.82) UL: 10 kA @ 125 VAC, p.f. = 0.7 - 0.8 / 1500 A @ 250 VAC, p.f. = 0.7 - 0.8 / 1500 A @ 150 VDC3) IEC: 1000 A @ 250 VAC3) UL: 1000 A @ 250 VAC, 1500 A @ 150 VDC4) IEC: 500 A @ 250 VAC4) UL: 500 A @ 125 VAC, p.f. = 0.7 - 0.8 / 1000 A @ 125 VDC / 500 A @ 250 VAC / 1500 A @ 125 VDCPackaging Unit xxxx.xxxx Small Box Pack (10 pcs.)xxxx.xxxx.G Bulk 128 x 91 x 60 mm (1000 pcs.)The specifications, descriptions and illustrations indicated in this document are based on current information. All content is subject to modifications and amendments. Information furnished is believed to be accurate and reliable. However, users should independently evaluate the suitability and test each product selected for their own applications.26.03.2024
https://us.schurter.com/en/datasheet/typ_SPT_5x20.pdf | fuses | 1FusesSPT 5x20https://www.schurter.com /PG01_2Circuit ProtectionMiniature Fuse, 5 x 20 mm, Time-Lag T, H, 250 VAC, UL: 115 V - 300 VDCSee below: Approvals and CompliancesIEC 60127-2 · 250 VAC · 300 VDC · Time-Lag TDescription- IEC Standard Fuse- H = High Breaking Capacity (Ceramic Tube)Applications- Primary Protection in Equipment- Power Supply Adapter for e.g. laptops- SMPS (Switching Mode Power Supply) for TV's and DVD'sReferencesPigtail Type SPT 5x20 Pigtail Assembled Fuseholder Fuse Kit Fuse Kit SP 5x20 / SPT 5x20 Weblinkspdf data sheet, html datasheet, General Product Information, Distributor-Stock-Check, Detailed request for productTechnical DataRated Voltage250 VAC, 300 VDCRated current0.5 - 16 ABreaking Capacity500 A - 1500 ACharacteristicTime-Lag TAdmissible Ambient Temp.-55 °C to 125 °CClimatic Category55/125/21 acc. to IEC 60068-1Material: TubeCeramicsMaterial: EndcapsNickel-Plated Copper AlloyUnit Weight1.16 gStorage Conditions0 °C to 60 °C, max. 70% r.h.Product Marking, Rated current, Rated Voltage, Cha-racteristic, Breaking Capacity, Certifica-tion marks Approvals and CompliancesDetailed information on product approvals, code requirements, usage instructions and detailed test conditions can be looked up in Details about Approvals SCHURTER products are designed for use in industrial environments. They have approvals from independent testing bodies according to national and international standards. Products with specific characteristics and requirements such as required in the automotive sector according to IATF 16949, medical technology according to ISO 13485 or in the aerospace industry can be offered exclusively with customer-specific, individual agree-ments by SCHURTER.2FusesSPT 5x20https://www.schurter.com /PG01_2Circuit ProtectionApprovalsThe approval mark is used by the testing authorities to certify compliance with the safety requirements placed on electronic products. Approval Reference Type: SPT 5x20Approval LogoCertificatesCertification BodyDescriptionVDE ApprovalsVDEVDE Certificate Number: 40035651 (for CoO IN), 139234 (for CoO CN)VDE ApprovalsVDEVDE Certificate Number: 40010881 (for CoO IN), 40014395(for CoO CN)UL ApprovalsULUR File Number: E41599CCC ApprovalsCCCCCC Certificate Number: 2020970207000311KTL ApprovalsKTLKorea Testing Laboratory METI ApprovalsMETIJapan Electrical Safety and Environment technology Laboratories Product standardsProduct standards that are referencedOrganizationDesignStandardDescriptionDesigned according toIEC 60127-2/5Miniature fuses. Part 2. Cartridge fuse linksDesigned according toUL 248-14Low voltage fuses - Part 14: Supplemental fusesDesigned according toCSA22.2 No. 248.14Low-Voltage Fuses - Part 14: Supplemental FusesApplication standardsApplication standards where the product can be usedOrganizationDesignStandardDescriptionSuitable for applications acc.IEC/UL 62368-1Audio/video, information and communication technology equipment - Part 1: Safety requirementsCompliancesThe product complies with following Guide LinesIdentificationDetailsInitiatorDescriptionCE declaration of conformitySCHURTER AGThe CE marking declares that the product complies with the applicable requirements laid down in the harmonisation of Community legislation on its affixing in accordance with EU Regulation 765/2008.UKCA declaration of conformitySCHURTER AGThe UKCA marking declares that the product complies with the applicable requirements laid down in the British Amendment of Regulation (EC) 765/2008.RoHSSCHURTER AGDirective RoHS 2011/65/EU, Amendment (EU) 2015/863China RoHSSCHURTER AGThe law SJ / T 11363-2006 (China RoHS) has been in force since 1 March 2007. It is similar to the EU directive RoHS.REACHSCHURTER AGOn 1 June 2007, Regulation (EC) No 1907/2006 on the Registration, Evaluation, Authorization and Restriction of Chemicals 1 (abbreviated as "REACH") entered into force.Dimension [mm] 20 mm 5.1ø 5.220+0.1-0.2±0.5±0.65.1±0.63FusesSPT 5x20https://www.schurter.com /PG01_2Circuit ProtectionPre-Arcing TimeRated Current In1.5 x In min.2.1 x In max.2.75 x In min.2.75 x In max.4.0 x In min.4.0 x In max.10.0 x In min.10.0 x In max.0.5 A - 0.8 A60 min30 min250 ms80 s50 ms5 s5 ms150 ms1 A - 3.15 A60 min30 min750 ms80 s95 ms5 s10 ms150 ms4 A - 6.3 A60 min30 min750 ms80 s150 ms5 s10 ms150 ms8 A - 10 A30 min30 min750 ms80 s150 ms5 s10 ms150 ms12.5 A - 16 A30 min30 min750 ms80 s150 ms5 s20 ms150 msTime-Current-CurvesTime in Seconds0.0010.010.1110100100010000100000110≤ 0.8 A1 – 3.15 A4 – 10 A_> 12.5 AMultiple of Rated Current In All Variants Rated Cur-rent [A]Rated Vol-tage [VAC]Rated Vol-tage [VDC]Breaking CapacityVoltage Drop 1.0 In max. [mV]Voltage Drop 1.0 In typ. [mV]Power Dissipation 1.5 In max. Power Dis-sipation 1.5 In typ. [mW]Melting I²t 10.0 In typ. [A²s]Order Number0.52503001)85036016005000.5l l 0001.2501█0.632503001)65033016005001.55l l 0001.2502█0.82503001)50026016005002.3l l 0001.2503█12503001)35018025005001.1l llll0001.2504█1.252503001)30015025005001.86l llll0001.2505█1.62503001)20013025005004.35l llll0001.2506█22503001)19012025006009.2l llll0001.2507█2.52503001)180100250060011.7l llll0001.2508█3.152503001)140100400080022l llll0001.2509█42501502)10090400090062.4l llll0001.2510█52501502)100904000120097.5l llll0001.2511█6.32501502)1007040001200171l llll0001.2512█82501503)1007040001300268 lllll0001.2513█102501503)1007040002100400 llll 0001.2514█12.52501254)1007040002500563 lll 0001.2515█162501254)10070400030001500 ll 0001.2516██ Most Popular.Availability for all products can be searched real-time: https://www.schurter.com/en/info-center/support-tools/stock-check-distributors4FusesSPT 5x20https://www.schurter.com /PG01_2Circuit ProtectionRated Cur-rent [A]Rated Vol-tage [VAC]Rated Vol-tage [VDC]Breaking CapacityVoltage Drop 1.0 In max. [mV]Voltage Drop 1.0 In typ. [mV]Power Dissipation 1.5 In max. Power Dis-sipation 1.5 In typ. [mW]Melting I²t 10.0 In typ. [A²s]Order Number1) IEC: H = 1500 A @ 250 VAC, p.f. = 0.7 - 0.81) UL: 10 kA @ 125 VAC, p.f. = 0.7 - 0.8 / 1500 A @ 250 VAC, p.f. = 0.7 - 0.8 / 1500 A @ 300 VDC2) IEC: H = 1500 A @ 250 VAC, p.f. = 0.7 - 0.82) UL: 10 kA @ 125 VAC, p.f. = 0.7 - 0.8 / 1500 A @ 250 VAC, p.f. = 0.7 - 0.8 / 1500 A @ 150 VDC3) IEC: 1000 A @ 250 VAC3) UL: 1000 A @ 250 VAC, 1500 A @ 150 VDC4) IEC: 500 A @ 250 VAC4) UL: 500 A @ 125 VAC, p.f. = 0.7 - 0.8 / 1000 A @ 125 VDC / 500 A @ 250 VAC / 1500 A @ 125 VDCPackaging Unit xxxx.xxxx Small Box Pack (10 pcs.)xxxx.xxxx.G Bulk 128 x 91 x 60 mm (1000 pcs.)The specifications, descriptions and illustrations indicated in this document are based on current information. All content is subject to modifications and amendments. Information furnished is believed to be accurate and reliable. However, users should independently evaluate the suitability and test each product selected for their own applications.26.03.2024
https://us.schurter.com/en/datasheet/typ_USF_0603.pdf | fuses | 1FusesUSF 0603https://www.schurter.com /PG01_2Circuit ProtectionSurface Mount Fuse, 1.6 x 0.8 mm, Super-Quick-Acting FF, 32 VAC, 63 VDCSee below: Approvals and CompliancesUL 248-14 · 63 VAC · 63 VDC · Super-Quick-Acting FFDescription- UL characteristic- Low melting I²t-values, fast interruption- Impermeable to potting compoundApplications- Secondary Protection DC and AC- Circuits without inrush- Semiconductor protectionReferencesWeblinkspdf data sheet, html datasheet, General Product Information, Distributor-Stock-Check, Detailed request for product, MicrositeTechnical DataRated Voltage63 VAC, 63 VDCRated current0.5 - 5 ABreaking Capacity50 ACharacteristicSuper-Quick-Acting FFMountingPCB,SMTAdmissible Ambient Temp.-55 °C to 90 °CClimatic Category55/090/21 acc. to IEC 60068-1Material: HousingFiber-reinforced plastic, UL 94V-0Material: TerminalsCopper, Ni/Au-platedUnit Weight0.0016 gStorage Conditions0 °C to 60 °C, max. 70% r.h.Product MarkingLetter (see variants) Soldering MethodsReflow Soldering ProfileSolderability245 °C / 3 sec acc. to IEC 60068-2-58, Test TdResistance to Soldering Heat260 +0/-5 °C / 30 sec acc. to IPC/JE-DEC J-STD-020D, Level 1Moisture Sensitivity LevelMSL 1, J-STD-020 Case Resistanceacc. to EIA/IS-722, Test 4.7 >100 MΩ (between leeds and body)Flammabilitymin. UL 94V-1 (acc. to EIA/IS-722, Test 4.12)Moisture Resistance TestMIL-STD-202, Method 106 (50 cycles in a temp./mister chamber)Resistance to SolventsMIL-STD-202, Method 215Terminal StrengthMIL-STD-202, Method 211A (Deflection of board 1 mm for 1 minute)Approvals and CompliancesDetailed information on product approvals, code requirements, usage instructions and detailed test conditions can be looked up in Details about Approvals SCHURTER products are designed for use in industrial environments. They have approvals from independent testing bodies according to national and international standards. Products with specific characteristics and requirements such as required in the automotive sector according to IATF 16949, medical technology according to ISO 13485 or in the aerospace industry can be offered exclusively with customer-specific, individual agree-ments by SCHURTER.ApprovalsThe approval mark is used by the testing authorities to certify compliance with the safety requirements placed on electronic products. Approval Reference Type: USF 0603Approval LogoCertificatesCertification BodyDescriptionUL ApprovalsULUR File Number: E415992FusesUSF 0603https://www.schurter.com /PG01_2Circuit ProtectionProduct standardsProduct standards that are referencedOrganizationDesignStandardDescriptionDesigned according toUL 248-14Low voltage fuses - Part 14: Supplemental fusesDesigned according toCSA22.2 No. 248.14Low-Voltage Fuses - Part 14: Supplemental FusesApplication standardsApplication standards where the product can be usedOrganizationDesignStandardDescriptionSuitable for applications acc.IEC/UL 62368-1Audio/video, information and communication technology equipment - Part 1: Safety requirementsCompliancesThe product complies with following Guide LinesIdentificationDetailsInitiatorDescriptionCE declaration of conformitySCHURTER AGThe CE marking declares that the product complies with the applicable requirements laid down in the harmonisation of Community legislation on its affixing in accordance with EU Regulation 765/2008.UKCA declaration of conformitySCHURTER AGThe UKCA marking declares that the product complies with the applicable requirements laid down in the British Amendment of Regulation (EC) 765/2008.RoHSSCHURTER AGDirective RoHS 2011/65/EU, Amendment (EU) 2015/863China RoHSSCHURTER AGThe law SJ / T 11363-2006 (China RoHS) has been in force since 1 March 2007. It is similar to the EU directive RoHS.Halogen FreeSCHURTER AGSCHURTER strives to offer our customers halogen free products.REACHSCHURTER AGOn 1 June 2007, Regulation (EC) No 1907/2006 on the Registration, Evaluation, Authorization and Restriction of Chemicals 1 (abbreviated as "REACH") entered into force.Dimension [mm] 1.6 mm 0.80.61.60.30.90.81.1Soldering padsPre-Arcing TimeRated Current In1.0 x In min.2.0 x In max.0.5 A - 5 A4 h60 s3FusesUSF 0603https://www.schurter.com /PG01_2Circuit ProtectionTime-Current-CurvesTime in Seconds0.10.00000.0010.0111010010000.5 A0.75 A1.0 A1.5 A2.0 A2.5 A3.0 A3.5 A4.0 A5.0 A0.1101100Current in Amperes All Variants Rated Cur-rent [A]Rated Vol-tage [VAC]Rated Vol-tage [VDC]MarkingBreaking CapacityVoltage Drop 1.0 In typ. [mV]Cold Resi-stance typ. [mΩ]Melting I²t 8.0 In typ. [A²s]Order Number0.53263F1)1252250.025l3412.0113.11█0.53263F1)1252250.025l3412.0113.22█0.53263F1)1252250.025l3412.0113.240.53263F1)1252250.025l3412.0113.260.753263G1)1101200.05l3412.0114.110.753263G1)1101200.05l3412.0114.220.753263G1)1101200.05l3412.0114.240.753263G1)1101200.05l3412.0114.2613263H1)110950.06l3412.0115.1113263H1)110950.06l3412.0115.2213263H1)110950.06l3412.0115.2413263H1)110950.06l3412.0115.261.53263K1)6537.50.15l3412.0117.11█1.53263K1)6537.50.15l3412.0117.221.53263K1)6537.50.15l3412.0117.241.53263K1)6537.50.15l3412.0117.2623232N2)65280.2l3412.0119.11█23232N2)65280.2l3412.0119.2223232N2)65280.2l3412.0119.2423232N2)65280.2l3412.0119.262.53232O2)6021.50.29l3412.0120.112.53232O2)6021.50.29l3412.0120.222.53232O2)6021.50.29l3412.0120.242.53232O2)6021.50.29l3412.0120.2633232P2)60170.32l3412.0121.11█33232P2)60170.32l3412.0121.22█33232P2)60170.32l3412.0121.2433232P2)60170.32l3412.0121.264FusesUSF 0603https://www.schurter.com /PG01_2Circuit ProtectionRated Cur-rent [A]Rated Vol-tage [VAC]Rated Vol-tage [VDC]MarkingBreaking CapacityVoltage Drop 1.0 In typ. [mV]Cold Resi-stance typ. [mΩ]Melting I²t 8.0 In typ. [A²s]Order Number3.53232R2)5012.50.42l3412.0122.113.53232R2)5012.50.42l3412.0122.223.53232R2)5012.50.42l3412.0122.243.53232R2)5012.50.42l3412.0122.2643232S2)50110.7l3412.0123.1143232S2)50110.7l3412.0123.2243232S2)50110.7l3412.0123.2443232S2)50110.7l3412.0123.2653232T2)5091.15l3412.0124.11█53232T2)5091.15l3412.0124.22█53232T2)5091.15l3412.0124.2453232T2)5091.15l3412.0124.26█ Most Popular.Availability for all products can be searched real-time: https://www.schurter.com/en/info-center/support-tools/stock-check-distributors1) 50 A @ 63 VAC, cos φ ≥ 0.99 / 50 A @ 63 VDC2) 50 A @ 32 VAC, cos φ ≥ 0.99 / 50 A @ 32 VDCPackaging Unit acc. IEC 60286-3 Type 2a.xx = .11100 pcs. in tape in ESD-plastic bag.xx = .221000 pcs. in tape [W: 8mm and P1: 4mm] on reel [A: 18cm].xx = .245000 pcs. in tape [W: 8mm and P1: 4mm] on reel [A: 33cm].xx = .2615000 pcs. in tape [W: 8mm and P1: 4mm] on reel [A: 33cm]The specifications, descriptions and illustrations indicated in this document are based on current information. All content is subject to modifications and amendments. Information furnished is believed to be accurate and reliable. However, users should independently evaluate the suitability and test each product selected for their own applications.26.03.2024
https://www.belfuse.com/resources/datasheets/circuitprotection/ds-cp-0680l-series.pdf | fuses | Type 0680L Square Ceramic Surface Mount Slow Blow Fuse belfuse.com/circuit-protection 0680L Series – 2410 Size RoHS Compliant Features - Slow Blow, 2410 SMD - Compatible with 260℃, IR Pb-free solder process - Wide range of current rating from 375mA to 12A - Wide operating temperature range, -55℃ to 125℃ - Tape & Reel for auto-insert SMD process - RoHS compliant with exemption 7(a) Full compliance with EU Directive 2011/65/EU and amending directive 2015/863 - Halogen Free, (MSL = 1) - AEC-Q Compliant - Meets Bel automotive qualification* * - Largely based on internal AEC-Q test plan Applications - Notebook -Storage system - LCD monitor -Telecom system - PC computer -Wireless basestation - Office electronic equipment -White goods - Industrial equipment -Game console - Medical equipment -Battery charging circuit protection - POE, POE+ - LCD / LED monitor - Power supply - LCD / LED TV HALOGEN FREE = Electrical Characteristics Safety Agency Approvals (UL/CSA/STD.248-14) Physical Specifications Safety Agency Safety Agency Certificate Ampere Rating/ Voltage Rating Ampere Range / Volt @ I.R. ability* E506667 375mA-7A/125V AC 125V DC >7A-12A/50V AC 75V DC 375mA-7A/125V AC @50A 125V DC @100A 75V DC @500A >7A-12A/50V AC @100A 75V DC @500A 50268578 EN 60127-1: 2006+A1+A2 EN 60127-4: 2005+A1+A2 375mA-7A/125V AC 125V DC >7A-12A/50V AC 75V DC 375mA-7A/125V AC @50A 125V DC @100A 75V DC @500A >7A-12A/50V AC @100A 75V DC @500A *I.R.= Interrupting Rating = Short Circuit Rating(Amps) Testing Current Blow Time Minimum Maximum 100% 4 Hrs. N/A 200% N/A 120 Sec 300% 0.15 Sec 3 Sec 800% 0.01 Sec 0.1 Sec Materials Body : Ceramic Terminations : Silver Plated Caps /Gold Plated Caps/Palladium Plated Caps Marking On Fuse : “Current Rating”, “T”, ”L”—laser marked on ceramic tube, “bel” stamped in end caps. On Label : "bel", "0680L", "Current Rating", "Voltage Rating", "Interrupting Rating", "Appropriate Safety Logos" and " ", " "(China RoHS compliant). AEC-Q Compliant Specifications subject to change without notice Type 0680L 2 / 4 Bel Fuse Inc. 206 Van Vorst Street Jersey City, NJ 07302 USA +1 201.432.0463 Bel.US.CS@belf.com belfuse.com/circuit-protection © 2023 Bel Fuse, Inc. Rev. 0680L Apr2023 Environmental Specifications Part Number Ampere Rating Typical Cold Resistance (ohms) Volt-drop @100% In (Volt) max. Voltage and Interrupting Ratings Melting I²T @10 In (A² Sec) Melting I²T <10ms (A² Sec) Maximum Power Dissipation (W) Agency Approvals 0680L0375-XX 375mA 0.93 1.20 See Table of Safety Approvals on Page 1 for Voltage and associated Interrupting Ratings 0.14 0.10 0.45 Y Y 0680L0500-XX 500mA 0.58 0.90 0.27 0.35 0.45 Y Y 0680L0630-XX 630mA 0.41 0.80 0.43 0.42 0.50 Y Y 0680L0750-XX 750mA 0.33 0.75 0.62 0.61 0.56 Y Y 0680L1000-XX 1A 0.175 0.60 1.5 1.3 0.60 Y Y 0680L1500-XX 1.5A 0.095 0.40 3.3 3.2 0.60 Y Y 0680L2000-XX 2A 0.068 0.35 6 5 0.70 Y Y 0680L2500-XX 2.5A 0.048 0.34 9 7 0.85 Y Y 0680L3000-XX 3A 0.037 0.27 13 12 0.81 Y Y 0680L3500-XX 3.5A 0.030 0.26 18 17 0.91 Y Y 0680L4000-XX 4A 0.026 0.25 24 22 1.00 Y Y 0680L5000-XX 5A 0.019 0.23 37 36 1.15 Y Y 0680L6300-XX 6.3A 0.015 0.22 43 50 1.39 Y Y 0680L7000-XX 7A 0.012 0.21 68 77 1.47 Y Y 0680L8000-XX 8A 0.0099 0.20 108 105 1.60 Y Y 0680L9100-XX 10A 0.0084 0.19 170 150 1.90 Y Y 0680L9120-XX 12A 0.0063 0.18 244 180 2.16 Y Y Consult manufacturer for other ratings XX - Packaging code (see “ordering information”) NOTES 1: All tests were conducted with the fuses soldered to a printed circuit boards with a nominal thickness of 1.6 mm. The copper test circuit trace was a printed circuit with an overall length of 100 mm, copper thickness/width as described below. The printed circuit boards were mounted by screws to a test fixture having brass blocks for connection of the test leads. All samples were soldered to the test boards by the manufacturer. NOTES 2: Conventional (Ambient Pressure) Reflow Process is recommended for this device. The sale and use of product is subject to bel terms and condition of sale，unless otherwise agreed .User should independently evaluate the suitability of and test each product selected for their own application. product are not designed for ，and may not be used in，all applications. Shock Resistance MIL-STD-202G Method 213,Test condition A (50G’s peak for 11 milliseconds : Half-sine waveform ) Vibration Resistance MIL-STD-202G, Method 201A (10-55 Hz, 0.06 inch, total excursion). Salt Spray Resistance MIL-STD-202G, Method 101E, Test Condition B (48 hrs.). Insulation Resistance MIL-STD-202G, Method 302, Test Condition A (After Opening) 10,000 ohms minimum. Thermal Shock MIL-STD-202G, Method 107G, Test Condition B (-65℃ to +125℃). Operating Temperature -55℃ to +125℃ Moisture Sensitivity Level 1 (According to IPC J-Std-020) Electrical Specifications High temperature storage MIL-STD-202 Method 108 Temperature cycling JESD22 Method JA-104,Test Condition B Biased humidity MIL-STD-202 Method 103, 85C/85% RH with 10% operating power for 1000 hrs. Operational life MIL-STD-202 Method 108, Test Condition D Resistance to solvents MIL-STD-202 Method 215 Mechanical shock MIL-STD-202 Method 213,Test Condition C Vibration MIL-STD-202G Method 204 Test condition D（10-2k HZ ,20G’s for 20minutes） Resistance to soldering heat MIL-STD-202 Method 210,Test condition B Thermal shock MIL-STD-202 Method 107 Solderability J-STD-002 Test B Board flex(SMD) AEC-Q200-005 Terminal strength AEC-Q200-006 Electrical characterization 3 Temperature Electrical Fuse rating Test Board Trace Dimensions 375mA-5A 1 oz. copper, 5mm wide. 6A-12A 3 oz. copper, 10mm wide. Specifications subject to change without notice Type 0680L 3 / 4 Bel Fuse Inc. 206 Van Vorst Street Jersey City, NJ 07302 USA +1 201.432.0463 Bel.US.CS@belf.com belfuse.com/circuit-protection © 2023 Bel Fuse, Inc. Rev. 0680L Apr2023 Temperature Derating Curve Average Time Current Curve Soldering Parameters IR Reflow Profile (IPC/JEDEC J-STD-020D) Preheat & Soak Temperature min (Tsmin) Temperature max (Tsmax) Time (Tsmin to Tsmax) (ts) 150℃ 200℃ 60-120 seconds Average ramp-up rate (Tsmax to Tp) 3℃/second max. Liquidous temperature (TL) Time at liquidous (tL) 217℃ 60-150 seconds Peak temperature (Tp) 260℃ max Time (tp) within 5℃ of the specified classification temperature (Tc) 30 seconds Average ramp-down rate (Tp to Tsmax) 6℃/second max. Time 25℃ to peak temperature 8 minutes max. 0.010.11101001000100000.010.11101001000Specifications subject to change without notice TIME IN SECONDS CURRENT IN AMPERES 375mA 500mA 630mA 750mA 1A 1.5A 2A 2.5A 3A 3.5A 4A 5A 6.3A 7A 8A 10A 12A 0680L - TIME CURRENT CHARACTERISTIC CUREV Type 0680L 4 / 4 Bel Fuse Inc. 206 Van Vorst Street Jersey City, NJ 07302 USA +1 201.432.0463 Bel.US.CS@belf.com belfuse.com/circuit-protection © 2023 Bel Fuse, Inc. Rev. 0680L Apr2023 Fuse FGNO Explanation 0680 L [XXXX] -XX 0680L=0680L; [XXXX]=Ampere Rating; XX=See Ordering Information as below Fraction Decimal Milliamps Bel FGNO[XXXX] Fraction Decimal Amps Bel FGNO[XXXX] 3/8 0.375 375 0375 1.0 1 1000 1/2 .500 500 0500 1-1/2 1.5 1.5 1500 .630 630 0630 2.0 2 2000 3/4 .750 750 0750 2-1/2 2.5 2.5 2500 3.0 3 3000 3-1/2 3.5 3.5 3500 4.0 4 4000 5.0 5 5000 6.3 6.3 6300 7.0 7 7000 8.0 8 8000 10 9100 12 9120 Mechanical Dimensions Ordering Information Packaging Packaging Tape & Reel Packaging Specification Quantity Quantity & Packaging Code 12 mm wide tape with 13 inches Diameter reel EIA Standard 481-E 5000 5 12 mm wide tape with 7 inches Diameter reel EIA Standard 481-E 1000 1 Specifications subject to change without notice
https://www.belfuse.com/resources/datasheets/circuitprotection/ds-cp-5tt-5ttp-series.pdf | fuses | Type 5TT / 5TTPSlow Blow Fuse Seriesbelfuse.com/circuit-protection5x20mm Slow Blow, glass / ceramic tube body cartridge fuse designed, approved andcomplied with UL and CSA standard 248-14.- Meet UL and CSA standard 248-14- Wide operating temperature range- Bulk and Tape & Reel packing available- Full compliance with EU Directive 2011/65/EU and amending directive 2015/863- Halogen Free- Lead FreeProvide individual protection for components or internal circuits.- Power supplies- Battery charger- MonitorLEAD FREE =- AdapterHALOGEN FREE =Physical SpecificationsElectrical Characteristics (UL/CSA STD,248-14) Safety Agency ApprovalsTestingCurrentBlow TimeAmp RangeMinimumMaximum100%4 hrs.N/A200mA-10A135%N/A1 Hr.200mA-10A200%5 sec30 sec200mA-3A3 sec30 sec3.1A-10AMaterialsBody : 5A and less: Glass6A and above: CeramicCap : Nickel Plated Brass CapsLeads : Matte Tin Plated CopperMarkingOn Fuse :5TT RoHS compliantOn Label :"bel", "5TT5TTP", "Current Rating", "Voltage Rating", "Interrupting Rating","Appropriate Safety Logos" and " ", " "(China RoHS compliant).SafetyAgencySafety AgencyCertificateAmpere Rating/Voltage RatingAmpere Range / Volt@ I.R. ability*E20624200mA-3A/250V AC3.15A-10A/125V AC200mA-3A/250V AC@100A200mA-8A/125V AC@10,000ALR39772E2062410A/125V AC@1,000ALR39772*I.R.= Interrupting Rating = Short Circuit Rating(Amps)EOL-Last Buy Date is July 31, 2024Not recommended for new applications.Type 5TT / 5TTPBel Fuse Inc.300 Executive Drive, Suite 300,West Orange, NJ 07052 USA+1 201.432.0463Bel.US.CS@belf.combelfuse.com/circuit-protection© 2023 Bel Fuse, Inc.Rev. 5TT Dec2023Environmental SpecificationsShock ResistanceMIL-STD-202G, Method 213B, Test Condition 1(100 G's peak for 6 milliseconds; Sawtooth waveform)Vibration ResistanceMIL-STD-202G, Method 201A (10-55 Hz, 0.06 inch, total excursion).Salt Spray ResistanceMIL-STD-202G, Method 101E, Test Condition B (48 hrs).Insulation ResistanceMIL-STD-202G, Method 302, Test Condition A(After Opening) 10,000 ohms minimum.SolderabilityMIL-STD-202G, Method 208HResistance to solder HeatMIL-STD-202G, Method 210F, Test Condition B (260+/-5,10+/-1 sec)Thermal ShockMIL-STD-202G, Method 107G, Test Condition B (-65 to +125).Operating Temperature-55 to +125Terminal StrengthIEC-68-2-21Electrical SpecificationsConsult manufacturer for other ratingsCatalogNumberAmpereRatingTypical ColdResistance(ohms)Volt-drop@100%In(Volt) max.Voltage andInterruptingRatingsMelting I²T<10 mSec(A² Sec) Melting I²T@10 In(A² Sec)MaximumPowerDissipation(W)Agency Approvals5TT(P) 200-R200mA4.981.45See Table ofSafety Approvalson Page 1 forVoltage andassociatedInterruptingRatings0.4760.5120.55YY5TT(P) 250-R250mA3.391.250.7190.7780.58YY5TT(P) 300-R300mA2.130.970.8850.9590.60YY5TT(P) 400-R400mA1.330.831.651.800.66YY5TT(P) 500-R500mA0.8650.672.52.70.70YY5TT(P) 600-R600mA0.6790.643.84.20.75YY5TT(P) 700-R700mA0.4650.494.65.10.78YY5TT(P) 750-R750mA0.4380.485.35.80.79YY5TT(P) 1-R1A0.2580.408.69.60.85YY5TT(P) 1.25-R1.25A0.1790.3413150.91YY5TT(P) 1.5-R1.5A0.1260.3018210.96YY5TT(P) 1.6-R1.6A0.1160.3020220.97YY5TT(P) 2-R2A0.0810.2730341.03YY5TT(P) 2.5-R2.5A0.0560.2345511.10YY5TT(P) 3-R3A0.0430.2156631.13YY5TT(P) 3.15-R3.15A0.0400.2168781.17Y5TT(P) 4-R4A0.0290.191031191.25Y5TT(P) 5-R5A0.0200.171571801.33Y5TT(P) 6-R6A0.0150.152183171.23Y5TT(P) 6.3-R6.3A0.0140.122303451.25Y5TT(P) 7-R7A0.0120.132954591.37Y5TT(P) 8-R8A0.0110.133194721.31Y5TT(P) 10-R10A0.0080.134677031.40YYEOL-Last Buy Date is July 31, 2024Not recommended for new applications.Type 5TT / 5TTPBel Fuse Inc.300 Executive Drive, Suite 300,West Orange, NJ 07052 USA+1 201.432.0463Bel.US.CS@belf.combelfuse.com/circuit-protection© 2023 Bel Fuse, Inc.Rev. 5TT Dec2023Temperature Derating Curve Average Time Current CurveSoldering ParametersLead-free Wave Soldering ProfileWave Soldering ParameterAverage ramp-up rate200 / secondHeating rate during preheattypical 1 - 2 / secondMax 4 / secondFinal preheat temperaturewithin 125 of solderingtemperaturePeak temperature Tp260Time within +0 / -5 ofactual peak temperature10 secondsRamp-down rate5 / second max.EOL-Last Buy Date is July 31, 2024Not recommended for new applications.Type 5TT / 5TTPBel Fuse Inc.300 Executive Drive, Suite 300,West Orange, NJ 07052 USA+1 201.432.0463Bel.US.CS@belf.combelfuse.com/circuit-protection© 2023 Bel Fuse, Inc.Rev. 5TT Dec2023Fuse FGNO Explanation0654 R [XXXX] -XX[XXXX]=Ampere Rating; XX=See Ordering Information as belowMechanical Dimensions Ordering Information*Ratings 5A and less have 0.032'' diameter lead;*Ratings 6A and above have 0.039'' diameter lead.PackagingPackaging OptionPackaging SpecificationQuantityPackaging CodeInside Tape SpacingBulkN/A100031 / 21 / 51N/ABulk (Pigtail Type)N/A50033 / 23 / 53N/ATape & ReelEIA-296-F150036 / 26 / 5610mm Pitch and 63mmFractionDecimalMilliampsBel FGNO[XXXX]2/10 .20020002001/4 .25025002503/10 .30030003004/10 .40040004001/2 .50050005006/10 .60060006007/10 .70070007003/4 .7507500750FractionDecimalAmpsBel FGNO[XXXX]1.0110001-1/41.251.2512501-1/21.501.515001.601.616002.0220002-1/22.52.525003.0330003.153.1531504.0440005.0550006.0660006.36.363007.0770008.088000109100EOL-Last Buy Date is July 31, 2024Not recommended for new applications.
https://www.belfuse.com/resources/datasheets/circuitprotection/ds-cp-0680l-series.pdf | fuses | Type 0680L Square Ceramic Surface Mount Slow Blow Fuse belfuse.com/circuit-protection 0680L Series – 2410 Size RoHS Compliant Features - Slow Blow, 2410 SMD - Compatible with 260℃, IR Pb-free solder process - Wide range of current rating from 375mA to 12A - Wide operating temperature range, -55℃ to 125℃ - Tape & Reel for auto-insert SMD process - RoHS compliant with exemption 7(a) Full compliance with EU Directive 2011/65/EU and amending directive 2015/863 - Halogen Free, (MSL = 1) - AEC-Q Compliant - Meets Bel automotive qualification* * - Largely based on internal AEC-Q test plan Applications - Notebook -Storage system - LCD monitor -Telecom system - PC computer -Wireless basestation - Office electronic equipment -White goods - Industrial equipment -Game console - Medical equipment -Battery charging circuit protection - POE, POE+ - LCD / LED monitor - Power supply - LCD / LED TV HALOGEN FREE = Electrical Characteristics Safety Agency Approvals (UL/CSA/STD.248-14) Physical Specifications Safety Agency Safety Agency Certificate Ampere Rating/ Voltage Rating Ampere Range / Volt @ I.R. ability* E506667 375mA-7A/125V AC 125V DC >7A-12A/50V AC 75V DC 375mA-7A/125V AC @50A 125V DC @100A 75V DC @500A >7A-12A/50V AC @100A 75V DC @500A 50268578 EN 60127-1: 2006+A1+A2 EN 60127-4: 2005+A1+A2 375mA-7A/125V AC 125V DC >7A-12A/50V AC 75V DC 375mA-7A/125V AC @50A 125V DC @100A 75V DC @500A >7A-12A/50V AC @100A 75V DC @500A *I.R.= Interrupting Rating = Short Circuit Rating(Amps) Testing Current Blow Time Minimum Maximum 100% 4 Hrs. N/A 200% N/A 120 Sec 300% 0.15 Sec 3 Sec 800% 0.01 Sec 0.1 Sec Materials Body : Ceramic Terminations : Silver Plated Caps /Gold Plated Caps/Palladium Plated Caps Marking On Fuse : “Current Rating”, “T”, ”L”—laser marked on ceramic tube, “bel” stamped in end caps. On Label : "bel", "0680L", "Current Rating", "Voltage Rating", "Interrupting Rating", "Appropriate Safety Logos" and " ", " "(China RoHS compliant). AEC-Q Compliant Specifications subject to change without notice Type 0680L 2 / 4 Bel Fuse Inc. 206 Van Vorst Street Jersey City, NJ 07302 USA +1 201.432.0463 Bel.US.CS@belf.com belfuse.com/circuit-protection © 2023 Bel Fuse, Inc. Rev. 0680L Apr2023 Environmental Specifications Part Number Ampere Rating Typical Cold Resistance (ohms) Volt-drop @100% In (Volt) max. Voltage and Interrupting Ratings Melting I²T @10 In (A² Sec) Melting I²T <10ms (A² Sec) Maximum Power Dissipation (W) Agency Approvals 0680L0375-XX 375mA 0.93 1.20 See Table of Safety Approvals on Page 1 for Voltage and associated Interrupting Ratings 0.14 0.10 0.45 Y Y 0680L0500-XX 500mA 0.58 0.90 0.27 0.35 0.45 Y Y 0680L0630-XX 630mA 0.41 0.80 0.43 0.42 0.50 Y Y 0680L0750-XX 750mA 0.33 0.75 0.62 0.61 0.56 Y Y 0680L1000-XX 1A 0.175 0.60 1.5 1.3 0.60 Y Y 0680L1500-XX 1.5A 0.095 0.40 3.3 3.2 0.60 Y Y 0680L2000-XX 2A 0.068 0.35 6 5 0.70 Y Y 0680L2500-XX 2.5A 0.048 0.34 9 7 0.85 Y Y 0680L3000-XX 3A 0.037 0.27 13 12 0.81 Y Y 0680L3500-XX 3.5A 0.030 0.26 18 17 0.91 Y Y 0680L4000-XX 4A 0.026 0.25 24 22 1.00 Y Y 0680L5000-XX 5A 0.019 0.23 37 36 1.15 Y Y 0680L6300-XX 6.3A 0.015 0.22 43 50 1.39 Y Y 0680L7000-XX 7A 0.012 0.21 68 77 1.47 Y Y 0680L8000-XX 8A 0.0099 0.20 108 105 1.60 Y Y 0680L9100-XX 10A 0.0084 0.19 170 150 1.90 Y Y 0680L9120-XX 12A 0.0063 0.18 244 180 2.16 Y Y Consult manufacturer for other ratings XX - Packaging code (see “ordering information”) NOTES 1: All tests were conducted with the fuses soldered to a printed circuit boards with a nominal thickness of 1.6 mm. The copper test circuit trace was a printed circuit with an overall length of 100 mm, copper thickness/width as described below. The printed circuit boards were mounted by screws to a test fixture having brass blocks for connection of the test leads. All samples were soldered to the test boards by the manufacturer. NOTES 2: Conventional (Ambient Pressure) Reflow Process is recommended for this device. The sale and use of product is subject to bel terms and condition of sale，unless otherwise agreed .User should independently evaluate the suitability of and test each product selected for their own application. product are not designed for ，and may not be used in，all applications. Shock Resistance MIL-STD-202G Method 213,Test condition A (50G’s peak for 11 milliseconds : Half-sine waveform ) Vibration Resistance MIL-STD-202G, Method 201A (10-55 Hz, 0.06 inch, total excursion). Salt Spray Resistance MIL-STD-202G, Method 101E, Test Condition B (48 hrs.). Insulation Resistance MIL-STD-202G, Method 302, Test Condition A (After Opening) 10,000 ohms minimum. Thermal Shock MIL-STD-202G, Method 107G, Test Condition B (-65℃ to +125℃). Operating Temperature -55℃ to +125℃ Moisture Sensitivity Level 1 (According to IPC J-Std-020) Electrical Specifications High temperature storage MIL-STD-202 Method 108 Temperature cycling JESD22 Method JA-104,Test Condition B Biased humidity MIL-STD-202 Method 103, 85C/85% RH with 10% operating power for 1000 hrs. Operational life MIL-STD-202 Method 108, Test Condition D Resistance to solvents MIL-STD-202 Method 215 Mechanical shock MIL-STD-202 Method 213,Test Condition C Vibration MIL-STD-202G Method 204 Test condition D（10-2k HZ ,20G’s for 20minutes） Resistance to soldering heat MIL-STD-202 Method 210,Test condition B Thermal shock MIL-STD-202 Method 107 Solderability J-STD-002 Test B Board flex(SMD) AEC-Q200-005 Terminal strength AEC-Q200-006 Electrical characterization 3 Temperature Electrical Fuse rating Test Board Trace Dimensions 375mA-5A 1 oz. copper, 5mm wide. 6A-12A 3 oz. copper, 10mm wide. Specifications subject to change without notice Type 0680L 3 / 4 Bel Fuse Inc. 206 Van Vorst Street Jersey City, NJ 07302 USA +1 201.432.0463 Bel.US.CS@belf.com belfuse.com/circuit-protection © 2023 Bel Fuse, Inc. Rev. 0680L Apr2023 Temperature Derating Curve Average Time Current Curve Soldering Parameters IR Reflow Profile (IPC/JEDEC J-STD-020D) Preheat & Soak Temperature min (Tsmin) Temperature max (Tsmax) Time (Tsmin to Tsmax) (ts) 150℃ 200℃ 60-120 seconds Average ramp-up rate (Tsmax to Tp) 3℃/second max. Liquidous temperature (TL) Time at liquidous (tL) 217℃ 60-150 seconds Peak temperature (Tp) 260℃ max Time (tp) within 5℃ of the specified classification temperature (Tc) 30 seconds Average ramp-down rate (Tp to Tsmax) 6℃/second max. Time 25℃ to peak temperature 8 minutes max. 0.010.11101001000100000.010.11101001000Specifications subject to change without notice TIME IN SECONDS CURRENT IN AMPERES 375mA 500mA 630mA 750mA 1A 1.5A 2A 2.5A 3A 3.5A 4A 5A 6.3A 7A 8A 10A 12A 0680L - TIME CURRENT CHARACTERISTIC CUREV Type 0680L 4 / 4 Bel Fuse Inc. 206 Van Vorst Street Jersey City, NJ 07302 USA +1 201.432.0463 Bel.US.CS@belf.com belfuse.com/circuit-protection © 2023 Bel Fuse, Inc. Rev. 0680L Apr2023 Fuse FGNO Explanation 0680 L [XXXX] -XX 0680L=0680L; [XXXX]=Ampere Rating; XX=See Ordering Information as below Fraction Decimal Milliamps Bel FGNO[XXXX] Fraction Decimal Amps Bel FGNO[XXXX] 3/8 0.375 375 0375 1.0 1 1000 1/2 .500 500 0500 1-1/2 1.5 1.5 1500 .630 630 0630 2.0 2 2000 3/4 .750 750 0750 2-1/2 2.5 2.5 2500 3.0 3 3000 3-1/2 3.5 3.5 3500 4.0 4 4000 5.0 5 5000 6.3 6.3 6300 7.0 7 7000 8.0 8 8000 10 9100 12 9120 Mechanical Dimensions Ordering Information Packaging Packaging Tape & Reel Packaging Specification Quantity Quantity & Packaging Code 12 mm wide tape with 13 inches Diameter reel EIA Standard 481-E 5000 5 12 mm wide tape with 7 inches Diameter reel EIA Standard 481-E 1000 1 Specifications subject to change without notice
https://www.belfuse.com/resources/datasheets/circuitprotection/ds-cp-5st-5stp-series.pdf | fuses | Type 5ST / 5STP Time-lag Fuse Series (Low Breaking Capacity) belfuse.com/circuit-protection 5ST/5STP Series, 5x20mm Glass Tube Time-lag Fuse RoHS Compliant Description 5x20mm Time-lag, low breaking capacity, glass tube body cartridge fuse designed, approved and complied with IEC 60127-2,standard sheet 3. Features - Meet IEC standard 60127-2, sheet 3 - Wide operating temperature range - Bulk and Tape & Reel packing available - Full compliance with EU Directive 2011/65/EU and amending directive 2015/863 - Halogen Free - Lead Free Applications Provide individual protection for components or internal circuits. - Power supplies - Battery charger - Monitor LEAD FREE = - Adapter HALOGEN FREE = Physical Specifications Electrical Characteristics (IEC-127-2 STANDARD SHEET 3) Safety Agency Approvals Rated Current 1.5 In 2.1 In 2.75 In 4 In 10 In MIN MAX MIN MAX MIN MAX MIN MAX 63mA to100mA 1 2 200 10 40 3 10 300 125mA to12.5A 1 2 600 10 150 3 20 300 hr. min. ms sec ms sec ms ms In clause 9.2, the test voltage for 5STP ratings from 63mA to 6.3A is 63VDC. Materials Body : Glass Cap : Nickel Plated Brass Caps Leads : Matte Tin Plated Copper Marking On Fuse : “bel”, ”T”, ”Current Rating”, “L”,”250V”, ”Appropriate Safety Logos”, ”  ”（ RoHS compliant） On Label : "bel", "5ST”or”5STP",”T”,"Current Rating", “L“,"Voltage Rating", "Interrupting Rating","Appropriate Safety Logos" and " ", " "(China RoHS compliant). Safety Agency Safety Agency Certificate Ampere Rating/ Voltage Rating Ampere Range / Volt @ I.R. ability* SE-S-2002330 63mA-10A /250V AC 63mA-6.3A/250V AC@35A or 10 In whichever is greater 40000507 E20624 63mA-10A/250V AC@35A or 10 In whichever is greater LR39772 Self-declaration No: 2020970207000129 63mA-6.3A/250V AC@35A or 10 In whichever is greater *I.R.= Interrupting Rating = Short Circuit Rating(Amps) Specifications subject to change without notice Type 5ST / 5STP 2 / 4 Bel Fuse Inc. 206 Van Vorst Street Jersey City, NJ 07302 USA +1 201.432.0463 Bel.US.CS@belf.com belfuse.com/circuit-protection © 2023 Bel Fuse, Inc. Rev. 5ST Apr2023 Environmental Specifications Shock Resistance MIL-STD-202G, Method 213B, Test Condition 1 (100 G's peak for 6 milliseconds; Sawtooth waveform) Vibration Resistance MIL-STD-202G, Method 201A (10-55 Hz, 0.06 inch, total excursion). Salt Spray Resistance MIL-STD-202G, Method 101E, Test Condition B (48 hrs). Insulation Resistance MIL-STD-202G, Method 302, Test Condition B (After Opening) 100,000 ohms minimum. Solderability MIL-STD-202G, Method 208H Resistance to solder Heat MIL-STD-202G, Method 210F, Test Condition B (260+/-5℃,10+/-1 sec) Thermal Shock MIL-STD-202G, Method 107G, Test Condition B (-65℃ to +125℃). Operating Temperature -55℃ to +125℃ Terminal Strength IEC-68-2-21 Electrical Specifications Catalog Number Ampere Rating Typical Cold Resistance (ohms) Volt-drop @100%In (Volt) max. Voltage and Interrupting Ratings Melting I²T <10 mSec (A² Sec) Melting I²T @10 In (A² Sec) Maximum Power Dissipation (W) Agency Approvals 5ST(P) 63-R 63mA 19.5 1.90 See Table of Safety Approvals on Page 1 for Voltage and associated Interrupting Ratings 0.008 0.021 0.32 Y Y Y Y Y 5ST(P) 80-R 80mA 13.2 1.68 0.015 0.036 0.49 Y Y Y Y Y 5ST(P) 100-R 100mA 11.0 1.63 0.03 0.06 0.51 Y Y Y Y Y 5ST(P) 125-R 125mA 7.02 1.29 0.05 0.11 0.51 Y Y Y Y Y 5ST(P) 160-R 160mA 4.10 0.92 0.08 0.19 0.61 Y Y Y Y Y 5ST(P) 200-R 200mA 2.60 0.77 0.15 0.33 0.56 Y Y Y Y Y 5ST(P) 250-R 250mA 1.70 0.64 0.26 0.58 0.56 Y Y Y Y Y 5ST(P) 315-R 315mA 1.30 0.57 0.46 1.01 0.75 Y Y Y Y Y 5ST(P) 400-R 400mA 0.72 0.41 0.81 1.76 0.76 Y Y Y Y Y 5ST(P) 500-R 500mA 0.57 0.47 1.4 3.1 0.76 Y Y Y Y Y 5ST(P) 630-R 630mA 0.18 0.14 0.9 1.5 0.24 Y Y Y Y Y 5ST(P) 800-R 800mA 0.14 0.14 1.6 2.5 0.30 Y Y Y Y Y 5ST(P) 1-R 1A 0.10 0.13 2.4 3.3 0.32 Y Y Y Y Y 5ST(P) 1.25-R 1.25A 0.052 0.08 4.1 5.5 0.33 Y Y Y Y Y 5ST(P) 1.6-R 1.6A 0.036 0.08 6.9 8.9 0.35 Y Y Y Y Y 5ST(P) 2-R 2A 0.028 0.08 12 15 0.45 Y Y Y Y Y 5ST(P) 2.5-R 2.5A 0.023 0.08 20 24 0.58 Y Y Y Y Y 5ST(P) 3.15-R 3.15A 0.017 0.08 33 39 0.76 Y Y Y Y Y 5ST(P) 4-R 4A 0.013 0.07 56 64 0.80 Y Y Y Y Y 5ST(P) 5-R 5A 0.0096 0.07 95 105 0.89 Y Y Y Y Y 5ST(P) 6.3-R 6.3A 0.0073 0.07 160 173 1.15 Y Y Y Y Y 5ST(P) 8-R 8A 0.0062 0.07 260 282 2.00 Y Y 5ST(P) 10-R 10A 0.0052 0.07 439 461 2.70 Y Y 5ST(P) 12.5-R 12.5A 0.0041 0.07 490 679 3.85 Consult manufacturer for other ratings Specifications subject to change without notice Type 5ST / 5STP 3 / 4 Bel Fuse Inc. 206 Van Vorst Street Jersey City, NJ 07302 USA +1 201.432.0463 Bel.US.CS@belf.com belfuse.com/circuit-protection © 2023 Bel Fuse, Inc. Rev. 5ST Apr2023 Temperature Derating Curve Average Time Current Curve Soldering Parameters Lead-free Wave Soldering Profile Wave Soldering Parameter Average ramp-up rate 200℃ / second Heating rate during preheat typical 1 - 2℃ / second Max 4℃ / second Final preheat temperature within 125℃ of soldering temperature Peak temperature Tp 260℃ Time within +0℃ / -5℃ of actual peak temperature 10 seconds Ramp-down rate 5℃ / second max. Specifications subject to change without notice Type 5ST / 5STP 4 / 4 Bel Fuse Inc. 206 Van Vorst Street Jersey City, NJ 07302 USA +1 201.432.0463 Bel.US.CS@belf.com belfuse.com/circuit-protection © 2023 Bel Fuse, Inc. Rev. 5ST Apr2023 Fuse FGNO Explanation 0652 R [XXXX] –XX [XXXX]=Ampere Rating; XX=See Ordering Information as below Fraction Decimal Milliamps Bel FGNO[XXXX] 1/16 0.063 63 0063 8/100 .080 80 0080 1/10 .100 100 0100 1/8 .125 125 0125 .160 160 0160 2/10 .200 200 0200 1/4 .250 250 0250 .315 315 0315 4/10 .400 400 0400 1/2 .500 500 0500 .630 630 0630 8/10 .800 800 0800 Mechanical Dimensions Ordering Information *Ratings 6.3A and less have 0.032''±0.002″ diameter lead; *Ratings 8A and above have 0.039''±0.002″ diameter lead. Packaging Packaging Option Packaging Specification Quantity Packaging Code Inside Tape Spacing Bulk N/A 1000 11 N/A Bulk (Pigtail Type) N/A 500 13 N/A Tape & Reel EIA-296-F 1500 16 10mm Pitch and 63mm Fraction Decimal Amps Bel FGNO[XXXX] 1.0 1 1000 1-1/4 1.25 1.25 1250 1.60 1.6 1600 2.0 2 2000 2-1/2 2.5 2.5 2500 3.15 3.15 3150 4.0 4 4000 5.0 5 5000 6.3 6.3 6300 8.0 8 8000 10 9100 12.5 9125 Specifications subject to change without notice
https://www.belfuse.com/resources/datasheets/circuitprotection/ds-cp-5st-5stp-series.pdf | fuses | Type 5ST / 5STP Time-lag Fuse Series (Low Breaking Capacity) belfuse.com/circuit-protection 5ST/5STP Series, 5x20mm Glass Tube Time-lag Fuse RoHS Compliant Description 5x20mm Time-lag, low breaking capacity, glass tube body cartridge fuse designed, approved and complied with IEC 60127-2,standard sheet 3. Features - Meet IEC standard 60127-2, sheet 3 - Wide operating temperature range - Bulk and Tape & Reel packing available - Full compliance with EU Directive 2011/65/EU and amending directive 2015/863 - Halogen Free - Lead Free Applications Provide individual protection for components or internal circuits. - Power supplies - Battery charger - Monitor LEAD FREE = - Adapter HALOGEN FREE = Physical Specifications Electrical Characteristics (IEC-127-2 STANDARD SHEET 3) Safety Agency Approvals Rated Current 1.5 In 2.1 In 2.75 In 4 In 10 In MIN MAX MIN MAX MIN MAX MIN MAX 63mA to100mA 1 2 200 10 40 3 10 300 125mA to12.5A 1 2 600 10 150 3 20 300 hr. min. ms sec ms sec ms ms In clause 9.2, the test voltage for 5STP ratings from 63mA to 6.3A is 63VDC. Materials Body : Glass Cap : Nickel Plated Brass Caps Leads : Matte Tin Plated Copper Marking On Fuse : “bel”, ”T”, ”Current Rating”, “L”,”250V”, ”Appropriate Safety Logos”, ”  ”（ RoHS compliant） On Label : "bel", "5ST”or”5STP",”T”,"Current Rating", “L“,"Voltage Rating", "Interrupting Rating","Appropriate Safety Logos" and " ", " "(China RoHS compliant). Safety Agency Safety Agency Certificate Ampere Rating/ Voltage Rating Ampere Range / Volt @ I.R. ability* SE-S-2002330 63mA-10A /250V AC 63mA-6.3A/250V AC@35A or 10 In whichever is greater 40000507 E20624 63mA-10A/250V AC@35A or 10 In whichever is greater LR39772 Self-declaration No: 2020970207000129 63mA-6.3A/250V AC@35A or 10 In whichever is greater *I.R.= Interrupting Rating = Short Circuit Rating(Amps) Specifications subject to change without notice Type 5ST / 5STP 2 / 4 Bel Fuse Inc. 206 Van Vorst Street Jersey City, NJ 07302 USA +1 201.432.0463 Bel.US.CS@belf.com belfuse.com/circuit-protection © 2023 Bel Fuse, Inc. Rev. 5ST Apr2023 Environmental Specifications Shock Resistance MIL-STD-202G, Method 213B, Test Condition 1 (100 G's peak for 6 milliseconds; Sawtooth waveform) Vibration Resistance MIL-STD-202G, Method 201A (10-55 Hz, 0.06 inch, total excursion). Salt Spray Resistance MIL-STD-202G, Method 101E, Test Condition B (48 hrs). Insulation Resistance MIL-STD-202G, Method 302, Test Condition B (After Opening) 100,000 ohms minimum. Solderability MIL-STD-202G, Method 208H Resistance to solder Heat MIL-STD-202G, Method 210F, Test Condition B (260+/-5℃,10+/-1 sec) Thermal Shock MIL-STD-202G, Method 107G, Test Condition B (-65℃ to +125℃). Operating Temperature -55℃ to +125℃ Terminal Strength IEC-68-2-21 Electrical Specifications Catalog Number Ampere Rating Typical Cold Resistance (ohms) Volt-drop @100%In (Volt) max. Voltage and Interrupting Ratings Melting I²T <10 mSec (A² Sec) Melting I²T @10 In (A² Sec) Maximum Power Dissipation (W) Agency Approvals 5ST(P) 63-R 63mA 19.5 1.90 See Table of Safety Approvals on Page 1 for Voltage and associated Interrupting Ratings 0.008 0.021 0.32 Y Y Y Y Y 5ST(P) 80-R 80mA 13.2 1.68 0.015 0.036 0.49 Y Y Y Y Y 5ST(P) 100-R 100mA 11.0 1.63 0.03 0.06 0.51 Y Y Y Y Y 5ST(P) 125-R 125mA 7.02 1.29 0.05 0.11 0.51 Y Y Y Y Y 5ST(P) 160-R 160mA 4.10 0.92 0.08 0.19 0.61 Y Y Y Y Y 5ST(P) 200-R 200mA 2.60 0.77 0.15 0.33 0.56 Y Y Y Y Y 5ST(P) 250-R 250mA 1.70 0.64 0.26 0.58 0.56 Y Y Y Y Y 5ST(P) 315-R 315mA 1.30 0.57 0.46 1.01 0.75 Y Y Y Y Y 5ST(P) 400-R 400mA 0.72 0.41 0.81 1.76 0.76 Y Y Y Y Y 5ST(P) 500-R 500mA 0.57 0.47 1.4 3.1 0.76 Y Y Y Y Y 5ST(P) 630-R 630mA 0.18 0.14 0.9 1.5 0.24 Y Y Y Y Y 5ST(P) 800-R 800mA 0.14 0.14 1.6 2.5 0.30 Y Y Y Y Y 5ST(P) 1-R 1A 0.10 0.13 2.4 3.3 0.32 Y Y Y Y Y 5ST(P) 1.25-R 1.25A 0.052 0.08 4.1 5.5 0.33 Y Y Y Y Y 5ST(P) 1.6-R 1.6A 0.036 0.08 6.9 8.9 0.35 Y Y Y Y Y 5ST(P) 2-R 2A 0.028 0.08 12 15 0.45 Y Y Y Y Y 5ST(P) 2.5-R 2.5A 0.023 0.08 20 24 0.58 Y Y Y Y Y 5ST(P) 3.15-R 3.15A 0.017 0.08 33 39 0.76 Y Y Y Y Y 5ST(P) 4-R 4A 0.013 0.07 56 64 0.80 Y Y Y Y Y 5ST(P) 5-R 5A 0.0096 0.07 95 105 0.89 Y Y Y Y Y 5ST(P) 6.3-R 6.3A 0.0073 0.07 160 173 1.15 Y Y Y Y Y 5ST(P) 8-R 8A 0.0062 0.07 260 282 2.00 Y Y 5ST(P) 10-R 10A 0.0052 0.07 439 461 2.70 Y Y 5ST(P) 12.5-R 12.5A 0.0041 0.07 490 679 3.85 Consult manufacturer for other ratings Specifications subject to change without notice Type 5ST / 5STP 3 / 4 Bel Fuse Inc. 206 Van Vorst Street Jersey City, NJ 07302 USA +1 201.432.0463 Bel.US.CS@belf.com belfuse.com/circuit-protection © 2023 Bel Fuse, Inc. Rev. 5ST Apr2023 Temperature Derating Curve Average Time Current Curve Soldering Parameters Lead-free Wave Soldering Profile Wave Soldering Parameter Average ramp-up rate 200℃ / second Heating rate during preheat typical 1 - 2℃ / second Max 4℃ / second Final preheat temperature within 125℃ of soldering temperature Peak temperature Tp 260℃ Time within +0℃ / -5℃ of actual peak temperature 10 seconds Ramp-down rate 5℃ / second max. Specifications subject to change without notice Type 5ST / 5STP 4 / 4 Bel Fuse Inc. 206 Van Vorst Street Jersey City, NJ 07302 USA +1 201.432.0463 Bel.US.CS@belf.com belfuse.com/circuit-protection © 2023 Bel Fuse, Inc. Rev. 5ST Apr2023 Fuse FGNO Explanation 0652 R [XXXX] –XX [XXXX]=Ampere Rating; XX=See Ordering Information as below Fraction Decimal Milliamps Bel FGNO[XXXX] 1/16 0.063 63 0063 8/100 .080 80 0080 1/10 .100 100 0100 1/8 .125 125 0125 .160 160 0160 2/10 .200 200 0200 1/4 .250 250 0250 .315 315 0315 4/10 .400 400 0400 1/2 .500 500 0500 .630 630 0630 8/10 .800 800 0800 Mechanical Dimensions Ordering Information *Ratings 6.3A and less have 0.032''±0.002″ diameter lead; *Ratings 8A and above have 0.039''±0.002″ diameter lead. Packaging Packaging Option Packaging Specification Quantity Packaging Code Inside Tape Spacing Bulk N/A 1000 11 N/A Bulk (Pigtail Type) N/A 500 13 N/A Tape & Reel EIA-296-F 1500 16 10mm Pitch and 63mm Fraction Decimal Amps Bel FGNO[XXXX] 1.0 1 1000 1-1/4 1.25 1.25 1250 1.60 1.6 1600 2.0 2 2000 2-1/2 2.5 2.5 2500 3.15 3.15 3150 4.0 4 4000 5.0 5 5000 6.3 6.3 6300 8.0 8 8000 10 9100 12.5 9125 Specifications subject to change without notice
https://www.belfuse.com/resources/datasheets/circuitprotection/ds-cp-5st-5stp-series.pdf | fuses | Type 5ST / 5STP Time-lag Fuse Series (Low Breaking Capacity) belfuse.com/circuit-protection 5ST/5STP Series, 5x20mm Glass Tube Time-lag Fuse RoHS Compliant Description 5x20mm Time-lag, low breaking capacity, glass tube body cartridge fuse designed, approved and complied with IEC 60127-2,standard sheet 3. Features - Meet IEC standard 60127-2, sheet 3 - Wide operating temperature range - Bulk and Tape & Reel packing available - Full compliance with EU Directive 2011/65/EU and amending directive 2015/863 - Halogen Free - Lead Free Applications Provide individual protection for components or internal circuits. - Power supplies - Battery charger - Monitor LEAD FREE = - Adapter HALOGEN FREE = Physical Specifications Electrical Characteristics (IEC-127-2 STANDARD SHEET 3) Safety Agency Approvals Rated Current 1.5 In 2.1 In 2.75 In 4 In 10 In MIN MAX MIN MAX MIN MAX MIN MAX 63mA to100mA 1 2 200 10 40 3 10 300 125mA to12.5A 1 2 600 10 150 3 20 300 hr. min. ms sec ms sec ms ms In clause 9.2, the test voltage for 5STP ratings from 63mA to 6.3A is 63VDC. Materials Body : Glass Cap : Nickel Plated Brass Caps Leads : Matte Tin Plated Copper Marking On Fuse : “bel”, ”T”, ”Current Rating”, “L”,”250V”, ”Appropriate Safety Logos”, ”  ”（ RoHS compliant） On Label : "bel", "5ST”or”5STP",”T”,"Current Rating", “L“,"Voltage Rating", "Interrupting Rating","Appropriate Safety Logos" and " ", " "(China RoHS compliant). Safety Agency Safety Agency Certificate Ampere Rating/ Voltage Rating Ampere Range / Volt @ I.R. ability* SE-S-2002330 63mA-10A /250V AC 63mA-6.3A/250V AC@35A or 10 In whichever is greater 40000507 E20624 63mA-10A/250V AC@35A or 10 In whichever is greater LR39772 Self-declaration No: 2020970207000129 63mA-6.3A/250V AC@35A or 10 In whichever is greater *I.R.= Interrupting Rating = Short Circuit Rating(Amps) Specifications subject to change without notice Type 5ST / 5STP 2 / 4 Bel Fuse Inc. 206 Van Vorst Street Jersey City, NJ 07302 USA +1 201.432.0463 Bel.US.CS@belf.com belfuse.com/circuit-protection © 2023 Bel Fuse, Inc. Rev. 5ST Apr2023 Environmental Specifications Shock Resistance MIL-STD-202G, Method 213B, Test Condition 1 (100 G's peak for 6 milliseconds; Sawtooth waveform) Vibration Resistance MIL-STD-202G, Method 201A (10-55 Hz, 0.06 inch, total excursion). Salt Spray Resistance MIL-STD-202G, Method 101E, Test Condition B (48 hrs). Insulation Resistance MIL-STD-202G, Method 302, Test Condition B (After Opening) 100,000 ohms minimum. Solderability MIL-STD-202G, Method 208H Resistance to solder Heat MIL-STD-202G, Method 210F, Test Condition B (260+/-5℃,10+/-1 sec) Thermal Shock MIL-STD-202G, Method 107G, Test Condition B (-65℃ to +125℃). Operating Temperature -55℃ to +125℃ Terminal Strength IEC-68-2-21 Electrical Specifications Catalog Number Ampere Rating Typical Cold Resistance (ohms) Volt-drop @100%In (Volt) max. Voltage and Interrupting Ratings Melting I²T <10 mSec (A² Sec) Melting I²T @10 In (A² Sec) Maximum Power Dissipation (W) Agency Approvals 5ST(P) 63-R 63mA 19.5 1.90 See Table of Safety Approvals on Page 1 for Voltage and associated Interrupting Ratings 0.008 0.021 0.32 Y Y Y Y Y 5ST(P) 80-R 80mA 13.2 1.68 0.015 0.036 0.49 Y Y Y Y Y 5ST(P) 100-R 100mA 11.0 1.63 0.03 0.06 0.51 Y Y Y Y Y 5ST(P) 125-R 125mA 7.02 1.29 0.05 0.11 0.51 Y Y Y Y Y 5ST(P) 160-R 160mA 4.10 0.92 0.08 0.19 0.61 Y Y Y Y Y 5ST(P) 200-R 200mA 2.60 0.77 0.15 0.33 0.56 Y Y Y Y Y 5ST(P) 250-R 250mA 1.70 0.64 0.26 0.58 0.56 Y Y Y Y Y 5ST(P) 315-R 315mA 1.30 0.57 0.46 1.01 0.75 Y Y Y Y Y 5ST(P) 400-R 400mA 0.72 0.41 0.81 1.76 0.76 Y Y Y Y Y 5ST(P) 500-R 500mA 0.57 0.47 1.4 3.1 0.76 Y Y Y Y Y 5ST(P) 630-R 630mA 0.18 0.14 0.9 1.5 0.24 Y Y Y Y Y 5ST(P) 800-R 800mA 0.14 0.14 1.6 2.5 0.30 Y Y Y Y Y 5ST(P) 1-R 1A 0.10 0.13 2.4 3.3 0.32 Y Y Y Y Y 5ST(P) 1.25-R 1.25A 0.052 0.08 4.1 5.5 0.33 Y Y Y Y Y 5ST(P) 1.6-R 1.6A 0.036 0.08 6.9 8.9 0.35 Y Y Y Y Y 5ST(P) 2-R 2A 0.028 0.08 12 15 0.45 Y Y Y Y Y 5ST(P) 2.5-R 2.5A 0.023 0.08 20 24 0.58 Y Y Y Y Y 5ST(P) 3.15-R 3.15A 0.017 0.08 33 39 0.76 Y Y Y Y Y 5ST(P) 4-R 4A 0.013 0.07 56 64 0.80 Y Y Y Y Y 5ST(P) 5-R 5A 0.0096 0.07 95 105 0.89 Y Y Y Y Y 5ST(P) 6.3-R 6.3A 0.0073 0.07 160 173 1.15 Y Y Y Y Y 5ST(P) 8-R 8A 0.0062 0.07 260 282 2.00 Y Y 5ST(P) 10-R 10A 0.0052 0.07 439 461 2.70 Y Y 5ST(P) 12.5-R 12.5A 0.0041 0.07 490 679 3.85 Consult manufacturer for other ratings Specifications subject to change without notice Type 5ST / 5STP 3 / 4 Bel Fuse Inc. 206 Van Vorst Street Jersey City, NJ 07302 USA +1 201.432.0463 Bel.US.CS@belf.com belfuse.com/circuit-protection © 2023 Bel Fuse, Inc. Rev. 5ST Apr2023 Temperature Derating Curve Average Time Current Curve Soldering Parameters Lead-free Wave Soldering Profile Wave Soldering Parameter Average ramp-up rate 200℃ / second Heating rate during preheat typical 1 - 2℃ / second Max 4℃ / second Final preheat temperature within 125℃ of soldering temperature Peak temperature Tp 260℃ Time within +0℃ / -5℃ of actual peak temperature 10 seconds Ramp-down rate 5℃ / second max. Specifications subject to change without notice Type 5ST / 5STP 4 / 4 Bel Fuse Inc. 206 Van Vorst Street Jersey City, NJ 07302 USA +1 201.432.0463 Bel.US.CS@belf.com belfuse.com/circuit-protection © 2023 Bel Fuse, Inc. Rev. 5ST Apr2023 Fuse FGNO Explanation 0652 R [XXXX] –XX [XXXX]=Ampere Rating; XX=See Ordering Information as below Fraction Decimal Milliamps Bel FGNO[XXXX] 1/16 0.063 63 0063 8/100 .080 80 0080 1/10 .100 100 0100 1/8 .125 125 0125 .160 160 0160 2/10 .200 200 0200 1/4 .250 250 0250 .315 315 0315 4/10 .400 400 0400 1/2 .500 500 0500 .630 630 0630 8/10 .800 800 0800 Mechanical Dimensions Ordering Information *Ratings 6.3A and less have 0.032''±0.002″ diameter lead; *Ratings 8A and above have 0.039''±0.002″ diameter lead. Packaging Packaging Option Packaging Specification Quantity Packaging Code Inside Tape Spacing Bulk N/A 1000 11 N/A Bulk (Pigtail Type) N/A 500 13 N/A Tape & Reel EIA-296-F 1500 16 10mm Pitch and 63mm Fraction Decimal Amps Bel FGNO[XXXX] 1.0 1 1000 1-1/4 1.25 1.25 1250 1.60 1.6 1600 2.0 2 2000 2-1/2 2.5 2.5 2500 3.15 3.15 3150 4.0 4 4000 5.0 5 5000 6.3 6.3 6300 8.0 8 8000 10 9100 12.5 9125 Specifications subject to change without notice
https://www.littelfuse.com/media?resourcetype=datasheets&itemid=dbe9bcd7-6072-4adf-bf5b-d33e52a6b90f&filename=littelfuse-fuse-466-datasheet | fuses | %PDF-1.7%âãÏÓ41 0 obj< >endobj xref41 1120000000016 00000 n0000003097 00000 n0000003224 00000 n0000005204 00000 n0000005243 00000 n0000005379 00000 n0000005515 00000 n0000005651 00000 n0000005765 00000 n0000006285 00000 n0000006692 00000 n0000007289 00000 n0000007902 00000 n0000008405 00000 n0000008962 00000 n0000008997 00000 n0000009040 00000 n0000009126 00000 n0000009239 00000 n0000009350 00000 n0000009959 00000 n0000010042 00000 n0000010458 00000 n0000010869 00000 n0000011346 00000 n0000011977 00000 n0000012347 00000 n0000015380 00000 n0000015511 00000 n0000018155 00000 n0000019275 00000 n0000020156 00000 n0000020641 00000 n0000021189 00000 n0000021791 00000 n0000024106 00000 n0000024361 00000 n0000026966 00000 n0000030062 00000 n0000030549 00000 n0000033107 00000 n0000036519 00000 n0000038819 00000 n0000042566 00000 n0000045570 00000 n0000048218 00000 n0000048539 00000 n0000048901 00000 n0000049233 00000 n0000049522 00000 n0000056576 00000 n0000056613 00000 n0000061400 00000 n0000061736 00000 n0000062099 00000 n0000062472 00000 n0000062853 00000 n0000068163 00000 n0000068214 00000 n0000068283 00000 n0000068367 00000 n0000078800 00000 n0000079063 00000 n0000079225 00000 n0000079252 00000 n0000079553 00000 n0000080469 00000 n0000080735 00000 n0000090778 00000 n0000090817 00000 n0000111027 00000 n0000111066 00000 n0000121109 00000 n0000121148 00000 n0000141358 00000 n0000141397 00000 n0000164271 00000 n0000164310 00000 n0000168965 00000 n0000169004 00000 n0000189994 00000 n0000190033 00000 n0000211023 00000 n0000211062 00000 n0000215717 00000 n0000215756 00000 n0000236746 00000 n0000236785 00000 n0000241440 00000 n0000241479 00000 n0000251522 00000 n0000251561 00000 n0000271771 00000 n0000271810 00000 n0000279964 00000 n0000280003 00000 n0000304904 00000 n0000304943 00000 n0000314886 00000 n0000417417 00000 n0000417802 00000 n0000418187 00000 n0000420104 00000 n0000420367 00000 n0000420752 00000 n0000421137 00000 n0000423363 00000 n0000423627 00000 n0000423783 00000 n0000423938 00000 n0000424101 00000 n0000002536 00000 ntrailer< <0A2F41B81E5D4174B338D03849EA9B84>]/Prev 559144>>startxref0%%EOF 152 0 obj< >streamhŞb``àd`àJg`g`øÂ Ì€Âl@Q�2ëş%0²ÅVír` l8ø„iÒ“€¹OO¶Ë¨2ı(´ªøå²êšnÌŞ¦6Ÿ[¦9s½E]ÙøÏ8uæÒó±wLt™¤SóñÊJ³°�YOßHlJ»¸jÊ«¸‘Œ.®åP€°(--½*ØSçâ–Ws8H1pÄOÒ¹@\‘fd¾ĞÀÌÀ»€íscó-ÆFY†IÖŠ@XÆÆ Å0±��A"€‡��ƒec8ë})Fw—©ì,BLö,–ŒNû/ğ%¨÷Hq Cmƒ”‚ìş˜q¦ÌÀ‘]¤™A–$Pº``ÄTö¦8 •€ª]¡*´�Xƒ�£ÕÊß`lç„�endstreamendobj42 0 obj< >>>endobj43 0 obj< >/ExtGState< >/Font< >/ProcSet[/PDF/Text/ImageC/ImageI]/Properties< >/XObject< >>>/Rotate 0/Tabs/W/Thumb 35 0 R/TrimBox[0.0 0.0 612.0 792.0]/Type/Page/PieceInfo< /LastModified /NumberOfPageItemsInPage 6/NumberofPages 1/OriginalDocumentID /PageItemUIDToLocationDataMap< >/PageTransformationMatrixList< >/PageUIDList< >/PageWidthList< >>>>>>>endobj44 0 obj[45 0 R 46 0 R 47 0 R]endobj45 0 obj< >/Border[0 0 0]/H/N/Rect[73.8406 459.698 111.361 394.0]/Subtype/Link/Type/Annot>>endobj46 0 obj< >/Border[0 0 0]/H/N/Rect[152.194 458.287 201.378 394.0]/Subtype/Link/Type/Annot>>endobj47 0 obj< >/Border[0 0 0]/H/N/Rect[237.985 459.698 283.958 394.0]/Subtype/Link/Type/Annot>>endobj48 0 obj< >endobj49 0 obj< >endobj50 0 obj< >endobj51 0 obj< >endobj52 0 obj< >endobj53 0 obj< >endobj54 0 obj< >endobj55 0 obj[/ICCBased 85 0 R]endobj56 0 obj[/Indexed 55 0 R 0 98 0 R]endobj57 0 obj< >endobj58 0 obj< >endobj59 0 obj< >endobj60 0 obj< >streamH‰\”Ín£@„ï<Å“C†™îXB–ü³‘¦Ø­wÃØAŠa¦ğÛoe%Ò"ÁÔ0L××­iÒí~·ïÚÉ¥¿Æ¾>ÄÉ�Ú®ãµ¿�utÇxn»d‘»¦­§Çl~Ö—jHRÛ¦¸_§xÙw§>)K—ş¶Åë4ŞİÓºé�ñ9I�MÛîì�şnÏ.=Ü†á#^b7¹Ì­V®‰'ô½~T—èÒyÛË¾±õvº¿Ø�¯/şÜ‡èòy¾ Lİ7ñ:Tu«î“2³kåÊ7»VIìšÿÖE¹íxªß«1)ßìã,±{»²ùÛ×¦ió<›ç6˜ÔZ¨ú•úzI=ïİQï écCRŒY f‘SçĞ�ÚCÓ«€WA¯^ÅšzmÚ/fmƒiÆñˆãêš1=bzÆôˆéÓ#¦Wj…f.¹xæâ‘‹§¯Ÿ}7Ôè-5jç™¯G¾�ùzäëYS’20÷€Üùøùøùøùøùøùøùøùøùø…^/¡—ÀKè%ğz¼„^/‘Ç™€¦—ÀKè%ğzÍgFXA}„õ™Ï–°>‚úÈãÜ¡>ò8s¨�²>Šú(™ÌJf³’YÁ¬dV0+™ÌJf³’YÁ¬dV0+™ÌKxåÙï—95ŞoÈcšéÑ5h+ë~÷Ù³õm­]ç_ÄÜ§èĞ¶‹Ÿ‘¡œíÂ�ü`½©èendstreamendobj61 0 obj< >endobj62 0 obj< >streamH‰\’Ínƒ0ÇïyŠÛC¥@Z!U´•8ìCc{š˜i„(Ğo?;®:i‘ ¿Äöß‰�¨ªOµíg½ûQ70Ë®·ÆÃ4Ş½y…[oÅ6‘¦×ócşzh�ˆ0¸Y¦†Úv£(} qšı"WG3^a-¢7oÀ÷ö&W_U³–Qswî°³ŒeYJ½´îµ@F!lS´÷ó²Á˜?�ÏÅ�LÂzË‡Ñ£�Éµ¦ko ŠG)‹�R€5ÿìIÆa×N·^9Ç1NÈgæ3òn'ä„9!Ş1ïˆ�ÌGä”ıSòOSæ”8cÎˆY?%ıŒ53ÒÌX3#ÍœurÒÉy?û¬““N~`>WÌñ‰ùD¦aÆ"Šï¨è�Šó*Ê«X_‘¾â3+:³â\Šr©=ó>óQ5*+v_>{¦ïŞc»Â}¢õ�¯È�Nb}âW€Ë?§˜endstreamendobj63 0 obj< >endobj64 0 obj< >streamH‰\’İjã0Fïõºl/ŠÿâQÆ²-äb»Ë¦}ÇV²†�lç"oßùô….Ô`ëÍŒ£É¶»»0.6û§~ï{ÃıeºÆŞÛƒ?�Á¥Æ~¹ïÒ·?w³É4y»,ş¼ÇÉ4�Íşèáe‰7û°¦ƒ4Ù¯8ø8†“}øØîm¶¿Îó?öa±¹m[;ø£úÙÍoİÙÛ,¥=í=—Û“æü�x¿ÍŞ–i_P¦Ÿ™»ŞÇ.œ¼ir}ZÛ¼êÓ†oçÕši‡cÿ·‹¦)^58ÏEô}nMSæi¯‹ò–¼¿�_ÀÌÑÅ4ã+ÄW¹—ä\‘+°�¼!o”W«Äº(;²?“á¶¢Ï>5ë×¨_³~�úB�ƒ0F#Œ‘Ãş%5¹Ë½`:dM^ƒé“z%ôøİnÂ^z%÷ş¢W�½rè•£›ƒ›£›ƒ›£›ƒ›£›ƒ›£›ƒ›£›ƒÛ†>ºà²ï·Šk×é´_3Õ_cÔqJ#œæ4ÿ5åó4[ÍÂk>D�Ç$endstreamendobj65 0 obj< >streamH‰\ÔK‹£@à½¿¢–İ‹Æ×­{; �<º!‹y0™ùF+a¢bìEşıÔñ„˜@âõúq¢•îûCßÍ.ı>Í1ÌîÜõínÃÇÔw—®OòÂµ]3?ö–ßæZ�I/>Şos¸úó�T•KÄƒ·yº»§M;œÂs’~›Ú0uıÅ=ıÚŸ]züÇ?áúÙen½vm8ÇA_êñk}.].{9´ñx7ß_â5ÿÎøyƒ+–ıœ˜fhÃm¬›0Õı%$U?kW½ÇÏ:}ûßqó¼ìtn~×SRåïñä,S�ßÕ:©ŠlÙ�›˜=³G~e~E^1/ço™·È;æò�y�üÆü†ÌûÅMR•¼W‰{•9s�\0È%s‰,Ì‚L[[©ÌŠlÌ†LssIss¹aŞ ÓYÂ)ô }ûô)tÊâdŸ‚>…}úôô{ø=ÍfO³‡ÙÓìaö4{˜=ÍfO³‡ÙÓìaVv¢èD9_1_9_1_9_1_9_1_õñœ!s¾b¾r¾.óÙÉò*{Pô ìAÑƒ²EÊ=èã9FÆ=Í³Ñl0Í³Ñl0Í³Ñl0Í³Ñl0Í³ñ4ü�+Ì/²æ•0Ã¼RfÜwKgÜàE}¼‘xeãÊâ>×ƒæcšâR°,?Ë€·¿ëÃç5£‹Wá›ü`çendstreamendobj66 0 obj< >endobj67 0 obj< >streamH‰œWÛnI}ï¯¨—ÔÀªİu¯Ş·Ü3‹I0‰ÌÃd±Pd9ö@’/’�Í~ı’Uİ­HöØr±‹—S$‹dİT'ïN[õm[µjöëÉÛu«^_UŸª—³êä6[ÕòŸÚ.6Ä«‰÷d¦ÿİ*­fçUàİ ¦c´UÖ7Æ5[W“/ÆkeZcÕ¯—»İru~·]ş]ı²Y4õìÏjªMcZ­¦º1jvVMN¯—‹Ë/­�‹ùîòj³UóÛ¥ÚŞ}ıs¹Ø©İ•Z\Ì7ß–êûåîâên§6W»ËÅ’UA“µ�4YkY×çåıåvyöõîu£Úpbô‰±ÄJĞµ@O=)Û:@w€šš˜¹&Ö7³ênùö³‹´¸è¦ò¡‰0ëº®I­WÆÆÆ[¥ÎeÔí²ú]mÀU¤yÛt:&Ã†up„ºÕV+ÑäZR.ºN;µXW'¿”ˆ¦’€¼:%aØÑøµF©ÓW+Ğê»rêƒê­y×øl üÛ)…x_Gî1â�iÛ´Ïl¡òâ»Ò¹QV{�WÁÛ&â¼öÇäõ²�j‹pN¶XªÉß$5¹­§¶ÑjrYOcÔä�>ìê©ko˜¦S“«Mı¯Ù?«ÒÎ¸6ã2‰põ‘$@Î6!è ˆfPHûÌªÉR9X³�U“€…#„A�JGLKÂÖ1V­iL�˜±‘øXêmMy‹óÌ‰7ñIS>F"Sèõ¤÷ŸÜˆ"3€NìnØA ¿±yº“;RéÄUŒçœ\Ó±-p8QÅè—êNÖ’ÔU=íHQ‘ŞÔ†ñTC�¾�"ÍHöË„bÛ†OJê,‰CÊ2Û—Zññ{®¶Ùk†ŸgE�¥ÿ*Ç�.´§[øÇ†„Y×�íHÕâh‘àÒìs´Äóß:2LØtÃÑc5ä;:Ü†ƒgØÛ†}w�Óê’\f§İZ�Q¢QÙ÷œv†S‰NviÏ™ƒ=àJdü…�mGfÒœ¶gêx-ÇARşVõ�ædqå„“ÄŸä±H9È¬Ñwàü¡®K^Üô«šİ³«KJº÷Ó«#–ÔÕù‘Ğ,J"Ÿf+’—dù$ú¾+ü[µ—P¡øÂ“/rr«şş_ºc¦Ô)¦u¶9%ü·…a>ºC9öc1—]³êN–$W”v/ìÆ±B–¦Ø{‰üWÂ"şÕuQJGç8Ğ�+Å”KĞP“ˆ12B‚~–c…š›J‘£·¼kV*®3œs¸ R„t+§R“¯:)&3À§–…�cS°IŠë¶–#�›Z<¶`IÀçP‹İ{ò—áM¡pn³TÃÜ9ßÆEš�ñ�Ër¹Ø¹ÒŒîÎ_ÕâAH×2rM¡âò7µ"®®ä†eà8¨škG�›çrG,ÕaÕz¤X¸jıÓıU-.·#½¼¸¡$‹{W,ßÀÂÇ�dd‰=Qû`›méÁÖáEÿÌü9§¹C¼ç~GÕŸK�ÎuÓ‚¾¶Ø\[²Ñ�ã$ÆïÌ’¢²Q¹Yñv¾«÷ìß�omÎğ’a:T7>uË�Áø¹ñ;ÌÿÑÆÍ8uÎ)ïº#½±çÊ±ØVóû¦QGE¨´ø$9Ã÷®¯9İñ˜ä~¥†¦AÕ%H;a\lK7*¥¯?çÛƒY×¢÷%ÅßÖš=€-'•,äJÆéouî 9Ä¦QşÃ½ZSpÇ®-!ø­Ì7£Æe©šP*èÑÜ±.9öµÌ‚Ç´?íwĞ ĞárR/ú]óÊà¦„a=vh’¦#�HI xæi=M4:{Â·A-ª�Œ))ÀÜÔj+“-‰¦B²h,"%úšŒ‰ ÄfÁÓW™5qY›)’èXBÇ0¢¦ë²>¡©Š€èÖ@ZĞ)púş;$¦‘èQ×“dK¤EÁF,m'¨0#²ñò`’äl.é�@«d˜„é¼�Wâ.üZGkËòÜÄ§“ØÒâ#^·ÙÙßÆfr5"^Lk�Ñy•§ò©å@ÂMÃ˜w¬Ë…(‘Ê4†Ù½“ÚÚÑQ�Õ…�°NÎ�Iq]S±A“¶ö…ZT˜¹Æe â‘bƒG~Gí�ßx[VÖšØ"å€K‚ÌÅ@r±Àõ‚gÇ`]¡Zy—©®½'¯9�×›]Ğ‰·U¢Ì‹7—$ÉS4YœÍá;u_�L>fÎ)�®·š…Aàô¡ã�¾“KŠ(ƒCMIN³ÎÎÒ?ßR†Â^ò�5HÖg}!IĞ+”ÜŒXH¯¼uLì4ı@Bc'ª‚gï��òˆSxñ¼lÉC#:f¡5MĞLMï* ¶\"aÊß%½ëúêU,O:#‚œŞt”È�­&œFàgŠ&+g€®éšòZª`ä5?¥xiù(´òÒC:şlš(ñÑÒå3³BWÎ/÷ :¦*3ŒnËH±x,'­”Øi>„1tPü7’�ñXz0Î<�Zj,!ßÛl}&”¦é«ÖÉ"¿‡]ÈH5*fÍ}i»E#ıF9$#ğQòuª9$»)ôóĞÆáğÜ4Õ¤X§1bíÔF)ó]û¶�§ŒÂE$ê¾`N2sœ*¼"†9EÎ2§ˆëh§o™^UgÜ0M_ı3LôÃÙ_QêäÏ½Šs´®®ë@¢«My?'w¾´•ôBŸh.ãZsƒ=öáˆ2•üz<Î{ôIV_·‚Ö½…endstreamendobj68 0 obj< >endobj69 0 obj< >streamH‰ÔWioGı>¿¢¿dÁ2­¾À0 +rN;‡hìŞEÀG7¼DRV¼¿~_u÷ğ%EÁ[8ÓSGW½ºº¯™dÿ’)ÁC4ŠIÃ¥¬�Uô�~Ë•eÓJsá4k4×Ş2ÍƒÔ`x_]U�Ëà™Lßg•cMàZ*â”l"‰¨’Oú-ÔL«FrğË¤@!–ï±MÒ�ßH‰KkÅ],@™IÜRdË¦2Æ�êÙ¾1ªËê'ü_WÄ(½Õ>yÛ`iltÊ0¯¸7Òˆ¨™†-Á©`y½E†LÎ3ËvÙÓ¸AÚNZl­“�‚�äÈ”év€µÍH„,ê¹ƒÒ’*™¯O¨+É#’Ò‰HŸÎ@e† -5l3‰Ş&Eìª€òSõbW†·”<‚�†\¸.²á¬¨Pêá¿+ÒîÁFÈÇÕÛ�à²¶‚@;euƒÇ )O¦©ÿ5ü¶:V'?NGm7şj5Z^MZvòêL±_�±êü~®+/¹Š‘©ˆüRšII!J;±UWı�Í«“¯.{·Ş‹‚�„‰Üå÷³VqáòÀÊ!d¬3¯ÊYÖVye¹€1Œ_�ßA°‘»ÂõxˆŠ¨Êª¡”q,is³:ªµU�„ğhZe#°ôH-AòdÚ¦Xì9¨Í§îP�<d\ô<ÈĞLWØÁ¼¼/÷,”�ô�HeUrïõéQâI§Ÿ�xj—x×ÛÄ�´Ê‘m¥Üô§’Ïj!•LÁ5º€‘�Ğ?ùf&Ù—‹G-}ã/´ø¸Tôa©¤½g@“‘J%ŠxP*"ÙÈÖí}UCæz›å½Ôr¯¥QJ!ST#uœün�XhÊ5Tç„Á}ĞBrYêıyK«–º™³šÖ†2¶ŸÈRë´Œi�™-4&OLÌB8L¦4�RdvZb¡¬ÃB›LšBIæEO4�HC§'�< [1yDÚıÎMiG-Ü(™&M+4çH{[�LACT´ƒ¥í€»K¯H¿Eaa¸™¼5r-ÌH²JÒ»2Àhjjá³£B�cÚ$GÓ £°¦Í"um˜,µ/6¾'I‰FÚ@{2ß‘k4äÎ5àˆæu‚;(ZXràóûû¿�(T2ÊqÉıvğ-¦–5LGJÒ½üFÓê(É/I1W‡z2”¿ 6lxY‘ú�Ô«œ´èv�šZ�¥ºSÅ¶—5@cƒ®&DÙ`T#6’65à0lpS7X­ˆ*—,l°fc/êÆ¤O‘HsĞ™%ñ^Ö”œx™‡K*‘bƒuq¶ÅdZdÚiJv„Zn´(¦�O»v³ªà˜´£);»­j…Õ¨İ¤gWˆëÍ¤]³Ëôm±bé{ÚºË»0:sr±ÍŸ=;9m77£é°û}óìåùË—hbñùóç¹KôáÄ(çÒÇ¬ÑÜZ“£ş”ÉÉ™úEdµ•¼ÉQ¦&¤wÏÁtØDd¢b‰Lç²÷“ñ«Åø¦İ°Éšµ‹Ùr´™ü:íØídsÅhÔ_H`0íFãærÕul½˜�»Õš�æcv5ywÕ­’�;Ş·ƒM7[v«@Cİ¬:¶\-ş)´Ÿvë?Ê¨' ×-ÊÛ¢dÜÿ¡Ùhõ[Î‚1[ÌÙf±¼ÒÛÁúfuY2¦àØ.ÆxÙh:]€BIr{î(Áõ®cÀl2Ç&ãn¾™b->`³C€¤yq³a›nMü™úqBú”İ÷`ßÛwø9ı>×Xú½İ¥Ñ®ö®:¤à†­»ùz²™¼/wÇ/—ÓIFsı1ãu�‚/§£MJ´ƒ¼Úú¾œ´èİäïoª±¹ëó’%l‘Jñc÷ûÌ´îj¦isª¼/íšŠi6Úàí5¦T°«n�n�yGØÎl6™�oÖf+Õ¶£�G«ñQfµh�sÚè¯šî––¸KJÿ1�²_°¯GÓÅ»n�G�„#ˆÎéúõEš1Ó`şt†@6¾kïæ“ÿôİIòæû“³Œ7*¾Ó“×¯şqì·2G‚¤gîY‰²=”áLÖ²ü¼e{i%ÍãY$’}Dp�-æ}wš­§ó×Ì‰Ú'œdmRE)ŸNQœ#ÜzH'ÓÂî?�¬9;g¯pZ VB3§[£�Oè8šüı:™îV�Ø6øÍUÇÎoVh,£yÒ˜3ğ“©ŸÁ›ïÎNïBq÷°˜¡Iö08¼ùî�sÜ†Ò%¿F¥ßpˆ„ÆÕ@ºŠ¸Dô�;I^¶ê*rG•Îr�+X!Ó¥&JºëF�®zªàÜkU1j…ûz{úNoÏĞ+€¤zLA¡)ÊŒşÙÅÙkrV‘³×ø�®^¬È›b�¬�¥¨Ñ/œ›V¸LŞƒ©ÛS“Ì”–©¸ô¸Áí«Af H³ª�ŒµáOËìöq�»xÇ\Á�zlŸ§Ëì`ùs¶ï²?Âø=Çk‡×G÷9”¡HZi‚^íÕ]‡ìc¶¥<ÙÇà¶É<Å¶?v²[v¯�5ÖÆ#™»6¾>Ô�TîF>Q=Ó¸D£ğ"PKR6œ¡ù¦Æ—¬è)§t«u¹>üœ.b©Ë 9DåûÖşÃ²K‡½ZÒlNf8õl˜²‰Õp²ùÍmÀ¦¨pcÒ¦ƒ¨övYõR„»gÄ²×Sé àû“‚OG…�@Îhäğ�H`itöKŠº‰¡xĞ$ı¬LŒşÈ 7²ôhÃp—\­¿`¯&óÉìfF[7Ä¥èÒd~>ÏˆÜ¥EVú>oqk9TŒ~ßWá¼O*LiõúH…²º¨˜GJ™q»áÉµ¦¼‘9•¨·[¦Q†NÆÍim¸aƒ%LA3Å%©VÜ³îRrShSkîğ¡N§–Eíi…Cıã#ÇØèq¶Cè#öET¤f�ŠÜ;C=;x0oé…döÉG~èêéFÑjŸn‘(nK÷ØÚ¹}¥°�ÚqÀ Ôö9‚äÑîöĞÕuÀAU²³Ñ8dñ™êq'o%êÀƒ‹;ÒÀL�Aph +Ñ!9J*÷…ÁXî\x„ÁkD@?Ì`ÜŒşªr§fxpò÷A–ôÛ ÷c¹„¸PKˆ{bàB-ŞRKxµ/Š[·ĞûàöâÛĞö–•ĞnO9°ıŞ9°[bk¯»„µ'oCÖûUğÚÒûˆ=Dïö}¯‡è}¸¢ç HLÿ`PzêıAé©w‚Ò£Ş“B}»õ½¨o•ÿ—î28aà*�¢İ³ZH„Jî} rAĞh½kƒõ¬#—uâ¶�\Ö‘Ëúy÷>Zë¢yL½õDî/qÅ“åPÜ;‡âÚ#”u”ÜL�endstreamendobj70 0 obj< >streamH‰”WÍ�Ü,¼ÏSøBøŸsÈ-R´�%¹¦ß!É!¯<î<ĞëB#yw§¨.Tt×bo’Úo&elŞlV&†íƒÑ*o¿¿?¼*Æ,ãÉ©ìœˆmÔ¾'wº¦aeÜ+gİï*Ø9ŒkpN*ûŠÚ¨¢o 1^ù\Qo�¿*jmáÚXá¢dœíğ\vİeå}‡;«U“öQé®¸‹±—FiÛíÌ³ë¼qÉug×¼º.áìº„“ëÅ¢]v�PÁuB%×]gé¹ë\¦î:×–\ç�K®K8».àÕug×%œ\×±ü]'Tp�PÉu‚E×Yzî:Ÿ»Îµ%×yã’ëÎ®xu]ÂÙu?]Ï^%Ñtç�(XN¨ä8ËNçÊS¿¹°`7oYp[‚Élf¯%˜¬–àÓéè�I?wšÀ¹ÓN*9Í²S§¹òÔi.,8Í[œ–`rZ€Ùi&§øÇÃlÇg{ûôå¡•Ûßíññó›İ~şyü*€.³�–[”Ñû¾}ûÿq¦<³Ú³İş{¼=¾vëé!ª=.è,Íåy¾i_ œg¾°şìœ@ÆÿLœnyNï‹ÈX˜ĞŒÅ)ÕX˜BÆâëÉX˜pÎœ;[Ê:ÿr9¤)Å¥<ëÂ26v/¿É*Ó�Å™Ê9ív®rçD¦rp™gjØY/Ê2•ËPú¸™ÆÁe�)ff£+ËTÎ�L‰B—¶ò,i<ó™†Ã�jWH®/SR4¦ )N !…mHqJR˜BCŠ¯§!…m¦pJœRÛ¦´Å)µİpÊÑ—¥wFè”n ‡×m�´1ã–Šu¶ğ¸¥:¸H?×c8o€¦À"m”®Î>¯‘£½FÁÕÛà]]:/¢“úô&†\õÚzâ?¦à"ıhƒ"LÁEú0E˜‹\â©\¤P„)¸EÔAH5¬¿‰¨l•v‡3j¨›Q¸…L¨)5lH)\¥Ïœ´S°J�´�Sxù–;i)¨`…Kì¤Å¤ÂUúÜU*WéƒT©Xå’<˜J£à*}ô€*•‚«p\�oÓ�çÕ@¸¬dÊhãwª±şm`Á”WèúWÃ�€¼‚UZöGqŸW¨çÏ`îûy—çôŒºË+T¡Ë�¡ïóViÙƒ«T¬Ò²W©T¥ËX¥q`•–=¸JåÀ*W…`VnW¯ëoÂ*–®_«×ò%«ülœx=\¿EÕ¥~Ò*Ç8 *pÉ)ór3n:•‹ô1eob¨HK*³pƒ«·˜2K÷0Tà’Qfñ‹ôŠT,Ò'(R)¨È% Hdû'Àû ¦¾endstreamendobj71 0 obj< >streamH‰”ÖMnÛ0Eá¹W¡ü'µŒ¢KÈ´tÿ“Ò�H>Ñ²uŞ¤P^ÕV>Ônvû~øj\NíÇ?�ß�_�¿›k?Ûög²Îì{›ËÖÄ¶¯ï‡ı?ikMJ¯‹`Û]nß\qÆù:ï#c‚#Ñßîz‚l„`’�ZL�¯ç}69¾?w“Éó8M¬¯×Go²½ú'÷¤löÌÏ{_L±Î½>Rûè¦*�ôœTŸ�"RÛË‘Ê~ñ5T£¿ŠŒ�ßŞ‰‹O6[/Çq¦{Î—_\rÆú«£h ºb’ùâÕ{÷ë0'8“É¹zMdLp¤SŸ—+"cB#'oXdNpDz#c‚#�¨6H¢Öó7Dµ_µª!j½ş–(8ˆ¢ç'Që#¢pDz“”DÑÈ4')ˆÂ·Oq’Š(8y“”DáˆôFÆG¤702&4rò†EæG¤702&8Ò‰jƒ¢!j=CT{d›üÎ�Zï¿5Š¤ğ`*µ>PŠW¤9EÉ®LxŠÂ)~ıt§¨ Â…;E)¯Hw`eLxEÂ+c‚+'yXeNxEÒ+cÂ+�«öûµk¸ZÏßpÕŞ¯ùÕzı­V8p`EÏO«ÖGVáÈtgıî©¢‘NÏúÉ~–ßŞİY?¥;¨h@ ³¾z÷NáÈ4GÆG&982&4"Ä¡‘9Á‘�Œ�t¢ÚÀiˆZÏßeÛû¨!j½ş–(8ˆ¢ç'Që#¢pDzã”DÑÈ4Ç)ˆÂ·OqœŠ(8yã”DáˆôFÆG¤702&4rò†EæG¤702&8Ò‰jƒ !j=ÿ™¨½}�¡ÖÛï„Â÷ÿE�OŸÖº÷7¤5AÇmLn×_>­œèı'h‚Î&Ü�ÎÀFŸà†d6ú„6NÊ°Æ˜à†D6ú7–Úù¤Pi=ş¥MU ´^ŞLŠW¿=Çq¦û ét{±¦æ¦uıÏyz½ô(-‚¹p©K_à„à(é£‰!Râ~á»GIÃ½^Z”tzá„ &ú'„D0Ñ4!!b‰±ÀáLôNrµóå�\Û?Ù·n{endstreamendobj72 0 obj< >endobj73 0 obj< >streamH‰\“Ûjã0†ïıºl/ŠKšiÁrh!{`³û�­¤†F6Šs‘·_ışKÖ�ø3öÌ¦#iÊí~·�ıdÊŸiha2§>v)\‡[jƒ9†s‹eeº¾�>ŸæÿöÒŒE™ƒ÷ë.ûxŠº6å¯üò:¥»yXwÃ1<å�Ô…ÔÇ³yø³=<šòpÇ�pq2³Z™.œr¢oÍø½¹SÎaOû.¿ï§ûS�ù÷ÅïûL5?/)Ó]¸�MRÏ¡¨ùZ™ú-_«"Äî¿÷^v<µïM*ê/ù–Ù“=ø™ü~!¿€·ä-xGŞ�_É¯à7r¨-ó[ä·Kò\‘+0ëZÔµB°’L»&¯Át°ppÌï�ßY²;²3¿C~Çœ9{tèÑ±G‡ó»9?{tèÑÓßÃß³–G-ÏZµ<ı=ü…n7a¬ V+ˆÆb…k"X¡³ÀY˜SæœôøışÂõ¬�lÈ0ûô%ìKĞ—°/A_Â½ì�rï{§ôWø+ışJ…¿Ò_á¯ôWø+ışJ…¿Ò_á¯ôWøoèŸo8ÀŸ'G9Oœùš“ö–R‘y,çÙÀTô1¦Mî8Œ&GáWü`y‹ğÌendstreamendobj74 0 obj< >endobj75 0 obj< >streamH‰ÔWIoÇ¾Ï¯è#õ�{_�Š~€³ØBr�shÆÖ)É¢bÇÿ>_Uõ‡CÊlŸP]3µ/_õ¼ë~ë>+£4ş•SŸ½Ê¾O6«å¦£§›ÎÆ>zœÖİ»#ÜÉ÷:¸7Şè>„nc¦ïó�roû¨Ãí•¿Y}ˆ}‰ÍìÖ¦>icü¾·!ñ‡$²�¦İD6}©˜p¹÷Ş31H´špV÷‡õò±×ùˆzánÖã±zÓk{¬*«zoR´‹‡İ–{�5Ä(ÑlÂ‡>ÆlŸab�h6‘\Ÿ�=LÓÓ&‰VA£)Jrí&F‰fNC•9ìÔ§MÍ&¦ï,T!ú²7®Æ=.3öïCQt˜İv(š+?EÍêŠZÙG(šûsŠšMŒÀ2OÿI(j5QÁe�ÒïBQ³î-óüœ€¢Võ;`™wÛI(j61K³‰A¢ÙÄ,Í&‰V;`i51J4›�¥ÙÄ Ñl¢BøÍ3 hÎş}(¶)ÏœñöI,šk?…EíúŒšùG4š{t�ÚmLÀÅ<�šmŒcÚñ¨]ù0æ9€Ô¬Š/æyˆÔnc0�6‰v„i´1H4Û˜BL›�Q¢İÆcm'l¡ÔWut^İÔPÒ}�ñ˜¡Šfs�h6gÍvpãfğä�ÍÑÜ=Œ;5Ù®ÆYuM“=��kÕé ¹g�E£Ä¤ÉÛ$¦-Û(1iÀïIüpÉÏµRÛåm÷â§wF}ÜâÑåÏ.¿ªÄ/“m¼²Ñ¦�Õå¦»Z\lîWgN«ÅJ�ıyù_ô³3Y�›Şæ¨.?t‹·×�7·Ï.ÿ×QÛé«÷‹‹÷gôÙV!B[ø´*z~®QS?yy÷aEowÓNâÍõ?U ¥8¸Zü~V‚ZÜ­¯?�Ù�Ÿà9:ªŞ/~§Âô;W‹×·�¢ááÌã�üş}Ïá‘J¨ñxè©·n¢kñóİææöz­^Ş­?(ÉM,{�¾]mo¶�×·ËU}ŸuÚÏİ/Ÿ6[ñ4öÚgÌ�v4e/Ì7«5ÇYÓåİŞÛ×ôŸtYÚHN�a½�˜nDG®ıÂr`µ;l.7`1il�Å#²yqL£C;JïÓ�¦&íiÜ®–3P©˜ı˜kDÑåÆH{)¿Z¼z8³Äz¯à÷†Ú€cŸ&É½"KêW®ıëûZ›bèc÷õêf»½¹G'Üİ’ƒN¼A¹÷òƒH`Üó4x´& ¦„A›{ZKÕŒ¯oØ½’è�F 3‘Nc¦5øZc{™BÕFuá©·¸¼õàûF¯¢€¥cWrŸ,C™KFğÍ’ş€vu½h$¬á¼!¯�­çR{áP€MÊÀ²À�"]¸^ ®l¬ ĞX³—<¿�¤�J#p‰Ü�³ùÉô.9Nw¶DíS÷×�vZœuZĞ™’Áû†Rˆ)E@…FáI¨–RÆ[Qdälğˆî¦Z’ÒÆAI\v#™2.¦,@]À—òzXÜÛ<�,š‘%úv4A]çŸ<Ñ�ÙºQ(’(Ò¡)N¨ ié,yå.FI¬8HŠÂ!İÃsH„Ab$DİH’-‘/ßˆEñ—7Nbšv›§‹Â@ğ„U8Ş”¤K&’~yX-7"Á«j%G¦Ö55ßÖUr=!³Ì†æ=B“ËñZ¦H#7¹§ä$Ü©.‚�Í„¦`˜M?!VÆP­„ÊXUç%îJJêtÊ#D�2a –4-ûß†."ø:¢Ï6kâô+�D3ì¬AF<˜×‚�’?&ÊP·2Õ“¦¥Ö]F�šqË™ˆú#é�Ñnä¥5·“$#LáS�7�%@÷…`!†f^‹!D%Â?dµ2~/Sj"£-a)ÉÕÍàèB–s�5HÛW}1Kä2P2i ¹¾şQMÊœ´�Â�t¼�ˆ;&ñ57R…Ê;^#ÛbJÓ®´Á¦ˆ²¬�Ú;ôİAˆ§@¢¬œ\x5-Ê7®ş!T¦9T:Üå£±’Aò(RRë“‚“K;·g(@<d#îŠĞ’qÉÅÑ]»æÃ­ËF�ºS™Ğl5™;ù-‚± —–¾Œ/b®ò¤3³'Q<§µS,uSò§Ø„°â~¥ÈÁì$M8f¨g£Äg²œùè8¾ø”~œhk¾«d>ú3+ôCüÒíà‰’wò0¼Í™Ù‹‚eÇ;.Ø¶œ[Kãñ©“LÑö/’kŸ’ •üœ’µÌw®r¬Ç!.ÓóÕ(H\ã‰•QÕ{5Ì—•z^Š�ŒlT™äL)i8—İMMlU/D)ôÂğ¯Êå¸ìÔ¿>–Tendstreamendobj76 0 obj< >endobj77 0 obj< >streamH‰¼Wmo·ş¾¿‚_è€.Åá;Ã¨­Øi¸ˆ«Cú¡)å,Å.N~‘e;ş÷}fHîîİI¶‘ÈÆ·;ä¼>ÎÌ�FÇ¢H'*j$í]QF—² LR›¡Q£Ñ¹>¢p„È6ô÷Íğ¦¸�
https://www.littelfuse.com/media?resourcetype=datasheets&itemid=dbe9bcd7-6072-4adf-bf5b-d33e52a6b90f&filename=littelfuse-fuse-466-datasheet | fuses | %PDF-1.7%âãÏÓ41 0 obj< >endobj xref41 1120000000016 00000 n0000003097 00000 n0000003224 00000 n0000005204 00000 n0000005243 00000 n0000005379 00000 n0000005515 00000 n0000005651 00000 n0000005765 00000 n0000006285 00000 n0000006692 00000 n0000007289 00000 n0000007902 00000 n0000008405 00000 n0000008962 00000 n0000008997 00000 n0000009040 00000 n0000009126 00000 n0000009239 00000 n0000009350 00000 n0000009959 00000 n0000010042 00000 n0000010458 00000 n0000010869 00000 n0000011346 00000 n0000011977 00000 n0000012347 00000 n0000015380 00000 n0000015511 00000 n0000018155 00000 n0000019275 00000 n0000020156 00000 n0000020641 00000 n0000021189 00000 n0000021791 00000 n0000024106 00000 n0000024361 00000 n0000026966 00000 n0000030062 00000 n0000030549 00000 n0000033107 00000 n0000036519 00000 n0000038819 00000 n0000042566 00000 n0000045570 00000 n0000048218 00000 n0000048539 00000 n0000048901 00000 n0000049233 00000 n0000049522 00000 n0000056576 00000 n0000056613 00000 n0000061400 00000 n0000061736 00000 n0000062099 00000 n0000062472 00000 n0000062853 00000 n0000068163 00000 n0000068214 00000 n0000068283 00000 n0000068367 00000 n0000078800 00000 n0000079063 00000 n0000079225 00000 n0000079252 00000 n0000079553 00000 n0000080469 00000 n0000080735 00000 n0000090778 00000 n0000090817 00000 n0000111027 00000 n0000111066 00000 n0000121109 00000 n0000121148 00000 n0000141358 00000 n0000141397 00000 n0000164271 00000 n0000164310 00000 n0000168965 00000 n0000169004 00000 n0000189994 00000 n0000190033 00000 n0000211023 00000 n0000211062 00000 n0000215717 00000 n0000215756 00000 n0000236746 00000 n0000236785 00000 n0000241440 00000 n0000241479 00000 n0000251522 00000 n0000251561 00000 n0000271771 00000 n0000271810 00000 n0000279964 00000 n0000280003 00000 n0000304904 00000 n0000304943 00000 n0000314886 00000 n0000417417 00000 n0000417802 00000 n0000418187 00000 n0000420104 00000 n0000420367 00000 n0000420752 00000 n0000421137 00000 n0000423363 00000 n0000423627 00000 n0000423783 00000 n0000423938 00000 n0000424101 00000 n0000002536 00000 ntrailer< <0A2F41B81E5D4174B338D03849EA9B84>]/Prev 559144>>startxref0%%EOF 152 0 obj< >streamhŞb``àd`àJg`g`øÂ Ì€Âl@Q�2ëş%0²ÅVír` l8ø„iÒ“€¹OO¶Ë¨2ı(´ªøå²êšnÌŞ¦6Ÿ[¦9s½E]ÙøÏ8uæÒó±wLt™¤SóñÊJ³°�YOßHlJ»¸jÊ«¸‘Œ.®åP€°(--½*ØSçâ–Ws8H1pÄOÒ¹@\‘fd¾ĞÀÌÀ»€íscó-ÆFY†IÖŠ@XÆÆ Å0±��A"€‡��ƒec8ë})Fw—©ì,BLö,–ŒNû/ğ%¨÷Hq Cmƒ”‚ìş˜q¦ÌÀ‘]¤™A–$Pº``ÄTö¦8 •€ª]¡*´�Xƒ�£ÕÊß`lç„�endstreamendobj42 0 obj< >>>endobj43 0 obj< >/ExtGState< >/Font< >/ProcSet[/PDF/Text/ImageC/ImageI]/Properties< >/XObject< >>>/Rotate 0/Tabs/W/Thumb 35 0 R/TrimBox[0.0 0.0 612.0 792.0]/Type/Page/PieceInfo< /LastModified /NumberOfPageItemsInPage 6/NumberofPages 1/OriginalDocumentID /PageItemUIDToLocationDataMap< >/PageTransformationMatrixList< >/PageUIDList< >/PageWidthList< >>>>>>>endobj44 0 obj[45 0 R 46 0 R 47 0 R]endobj45 0 obj< >/Border[0 0 0]/H/N/Rect[73.8406 459.698 111.361 394.0]/Subtype/Link/Type/Annot>>endobj46 0 obj< >/Border[0 0 0]/H/N/Rect[152.194 458.287 201.378 394.0]/Subtype/Link/Type/Annot>>endobj47 0 obj< >/Border[0 0 0]/H/N/Rect[237.985 459.698 283.958 394.0]/Subtype/Link/Type/Annot>>endobj48 0 obj< >endobj49 0 obj< >endobj50 0 obj< >endobj51 0 obj< >endobj52 0 obj< >endobj53 0 obj< >endobj54 0 obj< >endobj55 0 obj[/ICCBased 85 0 R]endobj56 0 obj[/Indexed 55 0 R 0 98 0 R]endobj57 0 obj< >endobj58 0 obj< >endobj59 0 obj< >endobj60 0 obj< >streamH‰\”Ín£@„ï<Å“C†™îXB–ü³‘¦Ø­wÃØAŠa¦ğÛoe%Ò"ÁÔ0L××­iÒí~·ïÚÉ¥¿Æ¾>ÄÉ�Ú®ãµ¿�utÇxn»d‘»¦­§Çl~Ö—jHRÛ¦¸_§xÙw§>)K—ş¶Åë4ŞİÓºé�ñ9I�MÛîì�şnÏ.=Ü†á#^b7¹Ì­V®‰'ô½~T—èÒyÛË¾±õvº¿Ø�¯/şÜ‡èòy¾ Lİ7ñ:Tu«î“2³kåÊ7»VIìšÿÖE¹íxªß«1)ßìã,±{»²ùÛ×¦ió<›ç6˜ÔZ¨ú•úzI=ïİQï écCRŒY f‘SçĞ�ÚCÓ«€WA¯^ÅšzmÚ/fmƒiÆñˆãêš1=bzÆôˆéÓ#¦Wj…f.¹xæâ‘‹§¯Ÿ}7Ôè-5jç™¯G¾�ùzäëYS’20÷€Üùøùøùøùøùøùøùøùøùø…^/¡—ÀKè%ğz¼„^/‘Ç™€¦—ÀKè%ğzÍgFXA}„õ™Ï–°>‚úÈãÜ¡>ò8s¨�²>Šú(™ÌJf³’YÁ¬dV0+™ÌJf³’YÁ¬dV0+™ÌKxåÙï—95ŞoÈcšéÑ5h+ë~÷Ù³õm­]ç_ÄÜ§èĞ¶‹Ÿ‘¡œíÂ�ü`½©èendstreamendobj61 0 obj< >endobj62 0 obj< >streamH‰\’Ínƒ0ÇïyŠÛC¥@Z!U´•8ìCc{š˜i„(Ğo?;®:i‘ ¿Äöß‰�¨ªOµíg½ûQ70Ë®·ÆÃ4Ş½y…[oÅ6‘¦×ócşzh�ˆ0¸Y¦†Úv£(} qšı"WG3^a-¢7oÀ÷ö&W_U³–Qswî°³ŒeYJ½´îµ@F!lS´÷ó²Á˜?�ÏÅ�LÂzË‡Ñ£�Éµ¦ko ŠG)‹�R€5ÿìIÆa×N·^9Ç1NÈgæ3òn'ä„9!Ş1ïˆ�ÌGä”ıSòOSæ”8cÎˆY?%ıŒ53ÒÌX3#ÍœurÒÉy?û¬““N~`>WÌñ‰ùD¦aÆ"Šï¨è�Šó*Ê«X_‘¾â3+:³â\Šr©=ó>óQ5*+v_>{¦ïŞc»Â}¢õ�¯È�Nb}âW€Ë?§˜endstreamendobj63 0 obj< >endobj64 0 obj< >streamH‰\’İjã0Fïõºl/ŠÿâQÆ²-äb»Ë¦}ÇV²†�lç"oßùô….Ô`ëÍŒ£É¶»»0.6û§~ï{ÃıeºÆŞÛƒ?�Á¥Æ~¹ïÒ·?w³É4y»,ş¼ÇÉ4�Íşèáe‰7û°¦ƒ4Ù¯8ø8†“}øØîm¶¿Îó?öa±¹m[;ø£úÙÍoİÙÛ,¥=í=—Û“æü�x¿ÍŞ–i_P¦Ÿ™»ŞÇ.œ¼ir}ZÛ¼êÓ†oçÕši‡cÿ·‹¦)^58ÏEô}nMSæi¯‹ò–¼¿�_ÀÌÑÅ4ã+ÄW¹—ä\‘+°�¼!o”W«Äº(;²?“á¶¢Ï>5ë×¨_³~�úB�ƒ0F#Œ‘Ãş%5¹Ë½`:dM^ƒé“z%ôøİnÂ^z%÷ş¢W�½rè•£›ƒ›£›ƒ›£›ƒ›£›ƒ›£›ƒ›£›ƒÛ†>ºà²ï·Šk×é´_3Õ_cÔqJ#œæ4ÿ5åó4[ÍÂk>D�Ç$endstreamendobj65 0 obj< >streamH‰\ÔK‹£@à½¿¢–İ‹Æ×­{; �<º!‹y0™ùF+a¢bìEşıÔñ„˜@âõúq¢•îûCßÍ.ı>Í1ÌîÜõínÃÇÔw—®OòÂµ]3?ö–ßæZ�I/>Şos¸úó�T•KÄƒ·yº»§M;œÂs’~›Ú0uıÅ=ıÚŸ]züÇ?áúÙen½vm8ÇA_êñk}.].{9´ñx7ß_â5ÿÎøyƒ+–ıœ˜fhÃm¬›0Õı%$U?kW½ÇÏ:}ûßqó¼ìtn~×SRåïñä,S�ßÕ:©ŠlÙ�›˜=³G~e~E^1/ço™·È;æò�y�üÆü†ÌûÅMR•¼W‰{•9s�\0È%s‰,Ì‚L[[©ÌŠlÌ†LssIss¹aŞ ÓYÂ)ô }ûô)tÊâdŸ‚>…}úôô{ø=ÍfO³‡ÙÓìaö4{˜=ÍfO³‡ÙÓìaVv¢èD9_1_9_1_9_1_9_1_õñœ!s¾b¾r¾.óÙÉò*{Pô ìAÑƒ²EÊ=èã9FÆ=Í³Ñl0Í³Ñl0Í³Ñl0Í³Ñl0Í³ñ4ü�+Ì/²æ•0Ã¼RfÜwKgÜàE}¼‘xeãÊâ>×ƒæcšâR°,?Ë€·¿ëÃç5£‹Wá›ü`çendstreamendobj66 0 obj< >endobj67 0 obj< >streamH‰œWÛnI}ï¯¨—ÔÀªİu¯Ş·Ü3‹I0‰ÌÃd±Pd9ö@’/’�Í~ı’Uİ­HöØr±‹—S$‹dİT'ïN[õm[µjöëÉÛu«^_UŸª—³êä6[ÕòŸÚ.6Ä«‰÷d¦ÿİ*­fçUàİ ¦c´UÖ7Æ5[W“/ÆkeZcÕ¯—»İru~·]ş]ı²Y4õìÏjªMcZ­¦º1jvVMN¯—‹Ë/­�‹ùîòj³UóÛ¥ÚŞ}ıs¹Ø©İ•Z\Ì7ß–êûåîâên§6W»ËÅ’UA“µ�4YkY×çåıåvyöõîu£Úpbô‰±ÄJĞµ@O=)Û:@w€šš˜¹&Ö7³ênùö³‹´¸è¦ò¡‰0ëº®I­WÆÆÆ[¥ÎeÔí²ú]mÀU¤yÛt:&Ã†up„ºÕV+ÑäZR.ºN;µXW'¿”ˆ¦’€¼:%aØÑøµF©ÓW+Ğê»rêƒê­y×øl üÛ)…x_Gî1â�iÛ´Ïl¡òâ»Ò¹QV{�WÁÛ&â¼öÇäõ²�j‹pN¶XªÉß$5¹­§¶ÑjrYOcÔä�>ìê©ko˜¦S“«Mı¯Ù?«ÒÎ¸6ã2‰põ‘$@Î6!è ˆfPHûÌªÉR9X³�U“€…#„A�JGLKÂÖ1V­iL�˜±‘øXêmMy‹óÌ‰7ñIS>F"Sèõ¤÷ŸÜˆ"3€NìnØA ¿±yº“;RéÄUŒçœ\Ó±-p8QÅè—êNÖ’ÔU=íHQ‘ŞÔ†ñTC�¾�"ÍHöË„bÛ†OJê,‰CÊ2Û—Zññ{®¶Ùk†ŸgE�¥ÿ*Ç�.´§[øÇ†„Y×�íHÕâh‘àÒìs´Äóß:2LØtÃÑc5ä;:Ü†ƒgØÛ†}w�Óê’\f§İZ�Q¢QÙ÷œv†S‰NviÏ™ƒ=àJdü…�mGfÒœ¶gêx-ÇARşVõ�ædqå„“ÄŸä±H9È¬Ñwàü¡®K^Üô«šİ³«KJº÷Ó«#–ÔÕù‘Ğ,J"Ÿf+’—dù$ú¾+ü[µ—P¡øÂ“/rr«şş_ºc¦Ô)¦u¶9%ü·…a>ºC9öc1—]³êN–$W”v/ìÆ±B–¦Ø{‰üWÂ"şÕuQJGç8Ğ�+Å”KĞP“ˆ12B‚~–c…š›J‘£·¼kV*®3œs¸ R„t+§R“¯:)&3À§–…�cS°IŠë¶–#�›Z<¶`IÀçP‹İ{ò—áM¡pn³TÃÜ9ßÆEš�ñ�Ër¹Ø¹ÒŒîÎ_ÕâAH×2rM¡âò7µ"®®ä†eà8¨škG�›çrG,ÕaÕz¤X¸jıÓıU-.·#½¼¸¡$‹{W,ßÀÂÇ�dd‰=Qû`›méÁÖáEÿÌü9§¹C¼ç~GÕŸK�ÎuÓ‚¾¶Ø\[²Ñ�ã$ÆïÌ’¢²Q¹Yñv¾«÷ìß�omÎğ’a:T7>uË�Áø¹ñ;ÌÿÑÆÍ8uÎ)ïº#½±çÊ±ØVóû¦QGE¨´ø$9Ã÷®¯9İñ˜ä~¥†¦AÕ%H;a\lK7*¥¯?çÛƒY×¢÷%ÅßÖš=€-'•,äJÆéouî 9Ä¦QşÃ½ZSpÇ®-!ø­Ì7£Æe©šP*èÑÜ±.9öµÌ‚Ç´?íwĞ ĞárR/ú]óÊà¦„a=vh’¦#�HI xæi=M4:{Â·A-ª�Œ))ÀÜÔj+“-‰¦B²h,"%úšŒ‰ ÄfÁÓW™5qY›)’èXBÇ0¢¦ë²>¡©Š€èÖ@ZĞ)púş;$¦‘èQ×“dK¤EÁF,m'¨0#²ñò`’äl.é�@«d˜„é¼�Wâ.üZGkËòÜÄ§“ØÒâ#^·ÙÙßÆfr5"^Lk�Ñy•§ò©å@ÂMÃ˜w¬Ë…(‘Ê4†Ù½“ÚÚÑQ�Õ…�°NÎ�Iq]S±A“¶ö…ZT˜¹Æe â‘bƒG~Gí�ßx[VÖšØ"å€K‚ÌÅ@r±Àõ‚gÇ`]¡Zy—©®½'¯9�×›]Ğ‰·U¢Ì‹7—$ÉS4YœÍá;u_�L>fÎ)�®·š…Aàô¡ã�¾“KŠ(ƒCMIN³ÎÎÒ?ßR†Â^ò�5HÖg}!IĞ+”ÜŒXH¯¼uLì4ı@Bc'ª‚gï��òˆSxñ¼lÉC#:f¡5MĞLMï* ¶\"aÊß%½ëúêU,O:#‚œŞt”È�­&œFàgŠ&+g€®éšòZª`ä5?¥xiù(´òÒC:şlš(ñÑÒå3³BWÎ/÷ :¦*3ŒnËH±x,'­”Øi>„1tPü7’�ñXz0Î<�Zj,!ßÛl}&”¦é«ÖÉ"¿‡]ÈH5*fÍ}i»E#ıF9$#ğQòuª9$»)ôóĞÆáğÜ4Õ¤X§1bíÔF)ó]û¶�§ŒÂE$ê¾`N2sœ*¼"†9EÎ2§ˆëh§o™^UgÜ0M_ı3LôÃÙ_QêäÏ½Šs´®®ë@¢«My?'w¾´•ôBŸh.ãZsƒ=öáˆ2•üz<Î{ôIV_·‚Ö½…endstreamendobj68 0 obj< >endobj69 0 obj< >streamH‰ÔWioGı>¿¢¿dÁ2­¾À0 +rN;‡hìŞEÀG7¼DRV¼¿~_u÷ğ%EÁ[8ÓSGW½ºº¯™dÿ’)ÁC4ŠIÃ¥¬�Uô�~Ë•eÓJsá4k4×Ş2ÍƒÔ`x_]U�Ëà™Lßg•cMàZ*â”l"‰¨’Oú-ÔL«FrğË¤@!–ï±MÒ�ßH‰KkÅ],@™IÜRdË¦2Æ�êÙ¾1ªËê'ü_WÄ(½Õ>yÛ`iltÊ0¯¸7Òˆ¨™†-Á©`y½E†LÎ3ËvÙÓ¸AÚNZl­“�‚�äÈ”év€µÍH„,ê¹ƒÒ’*™¯O¨+É#’Ò‰HŸÎ@e† -5l3‰Ş&Eìª€òSõbW†·”<‚�†\¸.²á¬¨Pêá¿+ÒîÁFÈÇÕÛ�à²¶‚@;euƒÇ )O¦©ÿ5ü¶:V'?NGm7şj5Z^MZvòêL±_�±êü~®+/¹Š‘©ˆüRšII!J;±UWı�Í«“¯.{·Ş‹‚�„‰Üå÷³VqáòÀÊ!d¬3¯ÊYÖVye¹€1Œ_�ßA°‘»ÂõxˆŠ¨Êª¡”q,is³:ªµU�„ğhZe#°ôH-AòdÚ¦Xì9¨Í§îP�<d\ô<ÈĞLWØÁ¼¼/÷,”�ô�HeUrïõéQâI§Ÿ�xj—x×ÛÄ�´Ê‘m¥Üô§’Ïj!•LÁ5º€‘�Ğ?ùf&Ù—‹G-}ã/´ø¸Tôa©¤½g@“‘J%ŠxP*"ÙÈÖí}UCæz›å½Ôr¯¥QJ!ST#uœün�XhÊ5Tç„Á}ĞBrYêıyK«–º™³šÖ†2¶ŸÈRë´Œi�™-4&OLÌB8L¦4�RdvZb¡¬ÃB›LšBIæEO4�HC§'�< [1yDÚıÎMiG-Ü(™&M+4çH{[�LACT´ƒ¥í€»K¯H¿Eaa¸™¼5r-ÌH²JÒ»2Àhjjá³£B�cÚ$GÓ £°¦Í"um˜,µ/6¾'I‰FÚ@{2ß‘k4äÎ5àˆæu‚;(ZXràóûû¿�(T2ÊqÉıvğ-¦–5LGJÒ½üFÓê(É/I1W‡z2”¿ 6lxY‘ú�Ô«œ´èv�šZ�¥ºSÅ¶—5@cƒ®&DÙ`T#6’65à0lpS7X­ˆ*—,l°fc/êÆ¤O‘HsĞ™%ñ^Ö”œx™‡K*‘bƒuq¶ÅdZdÚiJv„Zn´(¦�O»v³ªà˜´£);»­j…Õ¨İ¤gWˆëÍ¤]³Ëôm±bé{ÚºË»0:sr±ÍŸ=;9m77£é°û}óìåùË—hbñùóç¹KôáÄ(çÒÇ¬ÑÜZ“£ş”ÉÉ™úEdµ•¼ÉQ¦&¤wÏÁtØDd¢b‰Lç²÷“ñ«Åø¦İ°Éšµ‹Ùr´™ü:íØídsÅhÔ_H`0íFãærÕul½˜�»Õš�æcv5ywÕ­’�;Ş·ƒM7[v«@Cİ¬:¶\-ş)´Ÿvë?Ê¨' ×-ÊÛ¢dÜÿ¡Ùhõ[Î‚1[ÌÙf±¼ÒÛÁúfuY2¦àØ.ÆxÙh:]€BIr{î(Áõ®cÀl2Ç&ãn¾™b->`³C€¤yq³a›nMü™úqBú”İ÷`ßÛwø9ı>×Xú½İ¥Ñ®ö®:¤à†­»ùz²™¼/wÇ/—ÓIFsı1ãu�‚/§£MJ´ƒ¼Úú¾œ´èİäïoª±¹ëó’%l‘Jñc÷ûÌ´îj¦isª¼/íšŠi6Úàí5¦T°«n�n�yGØÎl6™�oÖf+Õ¶£�G«ñQfµh�sÚè¯šî––¸KJÿ1�²_°¯GÓÅ»n�G�„#ˆÎéúõEš1Ó`şt†@6¾kïæ“ÿôİIòæû“³Œ7*¾Ó“×¯şqì·2G‚¤gîY‰²=”áLÖ²ü¼e{i%ÍãY$’}Dp�-æ}wš­§ó×Ì‰Ú'œdmRE)ŸNQœ#ÜzH'ÓÂî?�¬9;g¯pZ VB3§[£�Oè8šüı:™îV�Ø6øÍUÇÎoVh,£yÒ˜3ğ“©ŸÁ›ïÎNïBq÷°˜¡Iö08¼ùî�sÜ†Ò%¿F¥ßpˆ„ÆÕ@ºŠ¸Dô�;I^¶ê*rG•Îr�+X!Ó¥&JºëF�®zªàÜkU1j…ûz{úNoÏĞ+€¤zLA¡)ÊŒşÙÅÙkrV‘³×ø�®^¬È›b�¬�¥¨Ñ/œ›V¸LŞƒ©ÛS“Ì”–©¸ô¸Áí«Af H³ª�ŒµáOËìöq�»xÇ\Á�zlŸ§Ëì`ùs¶ï²?Âø=Çk‡×G÷9”¡HZi‚^íÕ]‡ìc¶¥<ÙÇà¶É<Å¶?v²[v¯�5ÖÆ#™»6¾>Ô�TîF>Q=Ó¸D£ğ"PKR6œ¡ù¦Æ—¬è)§t«u¹>üœ.b©Ë 9DåûÖşÃ²K‡½ZÒlNf8õl˜²‰Õp²ùÍmÀ¦¨pcÒ¦ƒ¨övYõR„»gÄ²×Sé àû“‚OG…�@Îhäğ�H`itöKŠº‰¡xĞ$ı¬LŒşÈ 7²ôhÃp—\­¿`¯&óÉìfF[7Ä¥èÒd~>ÏˆÜ¥EVú>oqk9TŒ~ßWá¼O*LiõúH…²º¨˜GJ™q»áÉµ¦¼‘9•¨·[¦Q†NÆÍim¸aƒ%LA3Å%©VÜ³îRrShSkîğ¡N§–Eíi…Cıã#ÇØèq¶Cè#öET¤f�ŠÜ;C=;x0oé…döÉG~èêéFÑjŸn‘(nK÷ØÚ¹}¥°�ÚqÀ Ôö9‚äÑîöĞÕuÀAU²³Ñ8dñ™êq'o%êÀƒ‹;ÒÀL�Aph +Ñ!9J*÷…ÁXî\x„ÁkD@?Ì`ÜŒşªr§fxpò÷A–ôÛ ÷c¹„¸PKˆ{bàB-ŞRKxµ/Š[·ĞûàöâÛĞö–•ĞnO9°ıŞ9°[bk¯»„µ'oCÖûUğÚÒûˆ=Dïö}¯‡è}¸¢ç HLÿ`PzêıAé©w‚Ò£Ş“B}»õ½¨o•ÿ—î28aà*�¢İ³ZH„Jî} rAĞh½kƒõ¬#—uâ¶�\Ö‘Ëúy÷>Zë¢yL½õDî/qÅ“åPÜ;‡âÚ#”u”ÜL�endstreamendobj70 0 obj< >streamH‰”WÍ�Ü,¼ÏSøBøŸsÈ-R´�%¹¦ß!É!¯<î<ĞëB#yw§¨.Tt×bo’Úo&elŞlV&†íƒÑ*o¿¿?¼*Æ,ãÉ©ìœˆmÔ¾'wº¦aeÜ+gİï*Ø9ŒkpN*ûŠÚ¨¢o 1^ù\Qo�¿*jmáÚXá¢dœíğ\vİeå}‡;«U“öQé®¸‹±—FiÛíÌ³ë¼qÉug×¼º.áìº„“ëÅ¢]v�PÁuB%×]gé¹ë\¦î:×–\ç�K®K8».àÕug×%œ\×±ü]'Tp�PÉu‚E×Yzî:Ÿ»Îµ%×yã’ëÎ®xu]ÂÙu?]Ï^%Ñtç�(XN¨ä8ËNçÊS¿¹°`7oYp[‚Élf¯%˜¬–àÓéè�I?wšÀ¹ÓN*9Í²S§¹òÔi.,8Í[œ–`rZ€Ùi&§øÇÃlÇg{ûôå¡•Ûßíññó›İ~şyü*€.³�–[”Ñû¾}ûÿq¦<³Ú³İş{¼=¾vëé!ª=.è,Íåy¾i_ œg¾°şìœ@ÆÿLœnyNï‹ÈX˜ĞŒÅ)ÕX˜BÆâëÉX˜pÎœ;[Ê:ÿr9¤)Å¥<ëÂ26v/¿É*Ó�Å™Ê9ív®rçD¦rp™gjØY/Ê2•ËPú¸™ÆÁe�)ff£+ËTÎ�L‰B—¶ò,i<ó™†Ã�jWH®/SR4¦ )N !…mHqJR˜BCŠ¯§!…m¦pJœRÛ¦´Å)µİpÊÑ—¥wFè”n ‡×m�´1ã–Šu¶ğ¸¥:¸H?×c8o€¦À"m”®Î>¯‘£½FÁÕÛà]]:/¢“úô&†\õÚzâ?¦à"ıhƒ"LÁEú0E˜‹\â©\¤P„)¸EÔAH5¬¿‰¨l•v‡3j¨›Q¸…L¨)5lH)\¥Ïœ´S°J�´�Sxù–;i)¨`…Kì¤Å¤ÂUúÜU*WéƒT©Xå’<˜J£à*}ô€*•‚«p\�oÓ�çÕ@¸¬dÊhãwª±şm`Á”WèúWÃ�€¼‚UZöGqŸW¨çÏ`îûy—çôŒºË+T¡Ë�¡ïóViÙƒ«T¬Ò²W©T¥ËX¥q`•–=¸JåÀ*W…`VnW¯ëoÂ*–®_«×ò%«ülœx=\¿EÕ¥~Ò*Ç8 *pÉ)ór3n:•‹ô1eob¨HK*³pƒ«·˜2K÷0Tà’Qfñ‹ôŠT,Ò'(R)¨È% Hdû'Àû ¦¾endstreamendobj71 0 obj< >streamH‰”ÖMnÛ0Eá¹W¡ü'µŒ¢KÈ´tÿ“Ò�H>Ñ²uŞ¤P^ÕV>Ônvû~øj\NíÇ?�ß�_�¿›k?Ûög²Îì{›ËÖÄ¶¯ï‡ı?ikMJ¯‹`Û]nß\qÆù:ï#c‚#Ñßîz‚l„`’�ZL�¯ç}69¾?w“Éó8M¬¯×Go²½ú'÷¤löÌÏ{_L±Î½>Rûè¦*�ôœTŸ�"RÛË‘Ê~ñ5T£¿ŠŒ�ßŞ‰‹O6[/Çq¦{Î—_\rÆú«£h ºb’ùâÕ{÷ë0'8“É¹zMdLp¤SŸ—+"cB#'oXdNpDz#c‚#�¨6H¢Öó7Dµ_µª!j½ş–(8ˆ¢ç'Që#¢pDz“”DÑÈ4')ˆÂ·Oq’Š(8y“”DáˆôFÆG¤702&4rò†EæG¤702&8Ò‰jƒ¢!j=CT{d›üÎ�Zï¿5Š¤ğ`*µ>PŠW¤9EÉ®LxŠÂ)~ıt§¨ Â…;E)¯Hw`eLxEÂ+c‚+'yXeNxEÒ+cÂ+�«öûµk¸ZÏßpÕŞ¯ùÕzı­V8p`EÏO«ÖGVáÈtgıî©¢‘NÏúÉ~–ßŞİY?¥;¨h@ ³¾z÷NáÈ4GÆG&982&4"Ä¡‘9Á‘�Œ�t¢ÚÀiˆZÏßeÛû¨!j½ş–(8ˆ¢ç'Që#¢pDzã”DÑÈ4Ç)ˆÂ·OqœŠ(8yã”DáˆôFÆG¤702&4rò†EæG¤702&8Ò‰jƒ !j=ÿ™¨½}�¡ÖÛï„Â÷ÿE�OŸÖº÷7¤5AÇmLn×_>­œèı'h‚Î&Ü�ÎÀFŸà†d6ú„6NÊ°Æ˜à†D6ú7–Úù¤Pi=ş¥MU ´^ŞLŠW¿=Çq¦û ét{±¦æ¦uıÏyz½ô(-‚¹p©K_à„à(é£‰!Râ~á»GIÃ½^Z”tzá„ &ú'„D0Ñ4!!b‰±ÀáLôNrµóå�\Û?Ù·n{endstreamendobj72 0 obj< >endobj73 0 obj< >streamH‰\“Ûjã0†ïıºl/ŠKšiÁrh!{`³û�­¤†F6Šs‘·_ışKÖ�ø3öÌ¦#iÊí~·�ıdÊŸiha2§>v)\‡[jƒ9†s‹eeº¾�>ŸæÿöÒŒE™ƒ÷ë.ûxŠº6å¯üò:¥»yXwÃ1<å�Ô…ÔÇ³yø³=<šòpÇ�pq2³Z™.œr¢oÍø½¹SÎaOû.¿ï§ûS�ù÷ÅïûL5?/)Ó]¸�MRÏ¡¨ùZ™ú-_«"Äî¿÷^v<µïM*ê/ù–Ù“=ø™ü~!¿€·ä-xGŞ�_É¯à7r¨-ó[ä·Kò\‘+0ëZÔµB°’L»&¯Át°ppÌï�ßY²;²3¿C~Çœ9{tèÑ±G‡ó»9?{tèÑÓßÃß³–G-ÏZµ<ı=ü…n7a¬ V+ˆÆb…k"X¡³ÀY˜SæœôøışÂõ¬�lÈ0ûô%ìKĞ—°/A_Â½ì�rï{§ôWø+ışJ…¿Ò_á¯ôWø+ışJ…¿Ò_á¯ôWøoèŸo8ÀŸ'G9Oœùš“ö–R‘y,çÙÀTô1¦Mî8Œ&GáWü`y‹ğÌendstreamendobj74 0 obj< >endobj75 0 obj< >streamH‰ÔWIoÇ¾Ï¯è#õ�{_�Š~€³ØBr�shÆÖ)É¢bÇÿ>_Uõ‡CÊlŸP]3µ/_õ¼ë~ë>+£4ş•SŸ½Ê¾O6«å¦£§›ÎÆ>zœÖİ»#ÜÉ÷:¸7Şè>„nc¦ïó�roû¨Ãí•¿Y}ˆ}‰ÍìÖ¦>icü¾·!ñ‡$²�¦İD6}©˜p¹÷Ş31H´špV÷‡õò±×ùˆzánÖã±zÓk{¬*«zoR´‹‡İ–{�5Ä(ÑlÂ‡>ÆlŸab�h6‘\Ÿ�=LÓÓ&‰VA£)Jrí&F‰fNC•9ìÔ§MÍ&¦ï,T!ú²7®Æ=.3öïCQt˜İv(š+?EÍêŠZÙG(šûsŠšMŒÀ2OÿI(j5QÁe�ÒïBQ³î-óüœ€¢Võ;`™wÛI(j61K³‰A¢ÙÄ,Í&‰V;`i51J4›�¥ÙÄ Ñl¢BøÍ3 hÎş}(¶)ÏœñöI,šk?…EíúŒšùG4š{t�ÚmLÀÅ<�šmŒcÚñ¨]ù0æ9€Ô¬Š/æyˆÔnc0�6‰v„i´1H4Û˜BL›�Q¢İÆcm'l¡ÔWut^İÔPÒ}�ñ˜¡Šfs�h6gÍvpãfğä�ÍÑÜ=Œ;5Ù®ÆYuM“=��kÕé ¹g�E£Ä¤ÉÛ$¦-Û(1iÀïIüpÉÏµRÛåm÷â§wF}ÜâÑåÏ.¿ªÄ/“m¼²Ñ¦�Õå¦»Z\lîWgN«ÅJ�ıyù_ô³3Y�›Şæ¨.?t‹·×�7·Ï.ÿ×QÛé«÷‹‹÷gôÙV!B[ø´*z~®QS?yy÷aEowÓNâÍõ?U ¥8¸Zü~V‚ZÜ­¯?�Ù�Ÿà9:ªŞ/~§Âô;W‹×·�¢ááÌã�üş}Ïá‘J¨ñxè©·n¢kñóİææöz­^Ş­?(ÉM,{�¾]mo¶�×·ËU}ŸuÚÏİ/Ÿ6[ñ4öÚgÌ�v4e/Ì7«5ÇYÓåİŞÛ×ôŸtYÚHN�a½�˜nDG®ıÂr`µ;l.7`1il�Å#²yqL£C;JïÓ�¦&íiÜ®–3P©˜ı˜kDÑåÆH{)¿Z¼z8³Äz¯à÷†Ú€cŸ&É½"KêW®ıëûZ›bèc÷õêf»½¹G'Üİ’ƒN¼A¹÷òƒH`Üó4x´& ¦„A›{ZKÕŒ¯oØ½’è�F 3‘Nc¦5øZc{™BÕFuá©·¸¼õàûF¯¢€¥cWrŸ,C™KFğÍ’ş€vu½h$¬á¼!¯�­çR{áP€MÊÀ²À�"]¸^ ®l¬ ĞX³—<¿�¤�J#p‰Ü�³ùÉô.9Nw¶DíS÷×�vZœuZĞ™’Áû†Rˆ)E@…FáI¨–RÆ[Qdälğˆî¦Z’ÒÆAI\v#™2.¦,@]À—òzXÜÛ<�,š‘%úv4A]çŸ<Ñ�ÙºQ(’(Ò¡)N¨ ié,yå.FI¬8HŠÂ!İÃsH„Ab$DİH’-‘/ßˆEñ—7Nbšv›§‹Â@ğ„U8Ş”¤K&’~yX-7"Á«j%G¦Ö55ßÖUr=!³Ì†æ=B“ËñZ¦H#7¹§ä$Ü©.‚�Í„¦`˜M?!VÆP­„ÊXUç%îJJêtÊ#D�2a –4-ûß†."ø:¢Ï6kâô+�D3ì¬AF<˜×‚�’?&ÊP·2Õ“¦¥Ö]F�šqË™ˆú#é�Ñnä¥5·“$#LáS�7�%@÷…`!†f^‹!D%Â?dµ2~/Sj"£-a)ÉÕÍàèB–s�5HÛW}1Kä2P2i ¹¾şQMÊœ´�Â�t¼�ˆ;&ñ57R…Ê;^#ÛbJÓ®´Á¦ˆ²¬�Ú;ôİAˆ§@¢¬œ\x5-Ê7®ş!T¦9T:Üå£±’Aò(RRë“‚“K;·g(@<d#îŠĞ’qÉÅÑ]»æÃ­ËF�ºS™Ğl5™;ù-‚± —–¾Œ/b®ò¤3³'Q<§µS,uSò§Ø„°â~¥ÈÁì$M8f¨g£Äg²œùè8¾ø”~œhk¾«d>ú3+ôCüÒíà‰’wò0¼Í™Ù‹‚eÇ;.Ø¶œ[Kãñ©“LÑö/’kŸ’ •üœ’µÌw®r¬Ç!.ÓóÕ(H\ã‰•QÕ{5Ì—•z^Š�ŒlT™äL)i8—İMMlU/D)ôÂğ¯Êå¸ìÔ¿>–Tendstreamendobj76 0 obj< >endobj77 0 obj< >streamH‰¼Wmo·ş¾¿‚_è€.Åá;Ã¨­Øi¸ˆ«Cú¡)å,Å.N~‘e;ş÷}fHîîİI¶‘ÈÆ·;ä¼>ÎÌ�FÇ¢H'*j$í]QF—² LR›¡Q£Ñ¹>¢p„È6ô÷Íğ¦¸�
https://www.belfuse.com/resources/datasheets/circuitprotection/ds-cp-0680l-series.pdf | fuses | Type 0680L Square Ceramic Surface Mount Slow Blow Fuse belfuse.com/circuit-protection 0680L Series – 2410 Size RoHS Compliant Features - Slow Blow, 2410 SMD - Compatible with 260℃, IR Pb-free solder process - Wide range of current rating from 375mA to 12A - Wide operating temperature range, -55℃ to 125℃ - Tape & Reel for auto-insert SMD process - RoHS compliant with exemption 7(a) Full compliance with EU Directive 2011/65/EU and amending directive 2015/863 - Halogen Free, (MSL = 1) - AEC-Q Compliant - Meets Bel automotive qualification* * - Largely based on internal AEC-Q test plan Applications - Notebook -Storage system - LCD monitor -Telecom system - PC computer -Wireless basestation - Office electronic equipment -White goods - Industrial equipment -Game console - Medical equipment -Battery charging circuit protection - POE, POE+ - LCD / LED monitor - Power supply - LCD / LED TV HALOGEN FREE = Electrical Characteristics Safety Agency Approvals (UL/CSA/STD.248-14) Physical Specifications Safety Agency Safety Agency Certificate Ampere Rating/ Voltage Rating Ampere Range / Volt @ I.R. ability* E506667 375mA-7A/125V AC 125V DC >7A-12A/50V AC 75V DC 375mA-7A/125V AC @50A 125V DC @100A 75V DC @500A >7A-12A/50V AC @100A 75V DC @500A 50268578 EN 60127-1: 2006+A1+A2 EN 60127-4: 2005+A1+A2 375mA-7A/125V AC 125V DC >7A-12A/50V AC 75V DC 375mA-7A/125V AC @50A 125V DC @100A 75V DC @500A >7A-12A/50V AC @100A 75V DC @500A *I.R.= Interrupting Rating = Short Circuit Rating(Amps) Testing Current Blow Time Minimum Maximum 100% 4 Hrs. N/A 200% N/A 120 Sec 300% 0.15 Sec 3 Sec 800% 0.01 Sec 0.1 Sec Materials Body : Ceramic Terminations : Silver Plated Caps /Gold Plated Caps/Palladium Plated Caps Marking On Fuse : “Current Rating”, “T”, ”L”—laser marked on ceramic tube, “bel” stamped in end caps. On Label : "bel", "0680L", "Current Rating", "Voltage Rating", "Interrupting Rating", "Appropriate Safety Logos" and " ", " "(China RoHS compliant). AEC-Q Compliant Specifications subject to change without notice Type 0680L 2 / 4 Bel Fuse Inc. 206 Van Vorst Street Jersey City, NJ 07302 USA +1 201.432.0463 Bel.US.CS@belf.com belfuse.com/circuit-protection © 2023 Bel Fuse, Inc. Rev. 0680L Apr2023 Environmental Specifications Part Number Ampere Rating Typical Cold Resistance (ohms) Volt-drop @100% In (Volt) max. Voltage and Interrupting Ratings Melting I²T @10 In (A² Sec) Melting I²T <10ms (A² Sec) Maximum Power Dissipation (W) Agency Approvals 0680L0375-XX 375mA 0.93 1.20 See Table of Safety Approvals on Page 1 for Voltage and associated Interrupting Ratings 0.14 0.10 0.45 Y Y 0680L0500-XX 500mA 0.58 0.90 0.27 0.35 0.45 Y Y 0680L0630-XX 630mA 0.41 0.80 0.43 0.42 0.50 Y Y 0680L0750-XX 750mA 0.33 0.75 0.62 0.61 0.56 Y Y 0680L1000-XX 1A 0.175 0.60 1.5 1.3 0.60 Y Y 0680L1500-XX 1.5A 0.095 0.40 3.3 3.2 0.60 Y Y 0680L2000-XX 2A 0.068 0.35 6 5 0.70 Y Y 0680L2500-XX 2.5A 0.048 0.34 9 7 0.85 Y Y 0680L3000-XX 3A 0.037 0.27 13 12 0.81 Y Y 0680L3500-XX 3.5A 0.030 0.26 18 17 0.91 Y Y 0680L4000-XX 4A 0.026 0.25 24 22 1.00 Y Y 0680L5000-XX 5A 0.019 0.23 37 36 1.15 Y Y 0680L6300-XX 6.3A 0.015 0.22 43 50 1.39 Y Y 0680L7000-XX 7A 0.012 0.21 68 77 1.47 Y Y 0680L8000-XX 8A 0.0099 0.20 108 105 1.60 Y Y 0680L9100-XX 10A 0.0084 0.19 170 150 1.90 Y Y 0680L9120-XX 12A 0.0063 0.18 244 180 2.16 Y Y Consult manufacturer for other ratings XX - Packaging code (see “ordering information”) NOTES 1: All tests were conducted with the fuses soldered to a printed circuit boards with a nominal thickness of 1.6 mm. The copper test circuit trace was a printed circuit with an overall length of 100 mm, copper thickness/width as described below. The printed circuit boards were mounted by screws to a test fixture having brass blocks for connection of the test leads. All samples were soldered to the test boards by the manufacturer. NOTES 2: Conventional (Ambient Pressure) Reflow Process is recommended for this device. The sale and use of product is subject to bel terms and condition of sale，unless otherwise agreed .User should independently evaluate the suitability of and test each product selected for their own application. product are not designed for ，and may not be used in，all applications. Shock Resistance MIL-STD-202G Method 213,Test condition A (50G’s peak for 11 milliseconds : Half-sine waveform ) Vibration Resistance MIL-STD-202G, Method 201A (10-55 Hz, 0.06 inch, total excursion). Salt Spray Resistance MIL-STD-202G, Method 101E, Test Condition B (48 hrs.). Insulation Resistance MIL-STD-202G, Method 302, Test Condition A (After Opening) 10,000 ohms minimum. Thermal Shock MIL-STD-202G, Method 107G, Test Condition B (-65℃ to +125℃). Operating Temperature -55℃ to +125℃ Moisture Sensitivity Level 1 (According to IPC J-Std-020) Electrical Specifications High temperature storage MIL-STD-202 Method 108 Temperature cycling JESD22 Method JA-104,Test Condition B Biased humidity MIL-STD-202 Method 103, 85C/85% RH with 10% operating power for 1000 hrs. Operational life MIL-STD-202 Method 108, Test Condition D Resistance to solvents MIL-STD-202 Method 215 Mechanical shock MIL-STD-202 Method 213,Test Condition C Vibration MIL-STD-202G Method 204 Test condition D（10-2k HZ ,20G’s for 20minutes） Resistance to soldering heat MIL-STD-202 Method 210,Test condition B Thermal shock MIL-STD-202 Method 107 Solderability J-STD-002 Test B Board flex(SMD) AEC-Q200-005 Terminal strength AEC-Q200-006 Electrical characterization 3 Temperature Electrical Fuse rating Test Board Trace Dimensions 375mA-5A 1 oz. copper, 5mm wide. 6A-12A 3 oz. copper, 10mm wide. Specifications subject to change without notice Type 0680L 3 / 4 Bel Fuse Inc. 206 Van Vorst Street Jersey City, NJ 07302 USA +1 201.432.0463 Bel.US.CS@belf.com belfuse.com/circuit-protection © 2023 Bel Fuse, Inc. Rev. 0680L Apr2023 Temperature Derating Curve Average Time Current Curve Soldering Parameters IR Reflow Profile (IPC/JEDEC J-STD-020D) Preheat & Soak Temperature min (Tsmin) Temperature max (Tsmax) Time (Tsmin to Tsmax) (ts) 150℃ 200℃ 60-120 seconds Average ramp-up rate (Tsmax to Tp) 3℃/second max. Liquidous temperature (TL) Time at liquidous (tL) 217℃ 60-150 seconds Peak temperature (Tp) 260℃ max Time (tp) within 5℃ of the specified classification temperature (Tc) 30 seconds Average ramp-down rate (Tp to Tsmax) 6℃/second max. Time 25℃ to peak temperature 8 minutes max. 0.010.11101001000100000.010.11101001000Specifications subject to change without notice TIME IN SECONDS CURRENT IN AMPERES 375mA 500mA 630mA 750mA 1A 1.5A 2A 2.5A 3A 3.5A 4A 5A 6.3A 7A 8A 10A 12A 0680L - TIME CURRENT CHARACTERISTIC CUREV Type 0680L 4 / 4 Bel Fuse Inc. 206 Van Vorst Street Jersey City, NJ 07302 USA +1 201.432.0463 Bel.US.CS@belf.com belfuse.com/circuit-protection © 2023 Bel Fuse, Inc. Rev. 0680L Apr2023 Fuse FGNO Explanation 0680 L [XXXX] -XX 0680L=0680L; [XXXX]=Ampere Rating; XX=See Ordering Information as below Fraction Decimal Milliamps Bel FGNO[XXXX] Fraction Decimal Amps Bel FGNO[XXXX] 3/8 0.375 375 0375 1.0 1 1000 1/2 .500 500 0500 1-1/2 1.5 1.5 1500 .630 630 0630 2.0 2 2000 3/4 .750 750 0750 2-1/2 2.5 2.5 2500 3.0 3 3000 3-1/2 3.5 3.5 3500 4.0 4 4000 5.0 5 5000 6.3 6.3 6300 7.0 7 7000 8.0 8 8000 10 9100 12 9120 Mechanical Dimensions Ordering Information Packaging Packaging Tape & Reel Packaging Specification Quantity Quantity & Packaging Code 12 mm wide tape with 13 inches Diameter reel EIA Standard 481-E 5000 5 12 mm wide tape with 7 inches Diameter reel EIA Standard 481-E 1000 1 Specifications subject to change without notice
https://www.bourns.com/docs/product-datasheets/sf-0603fp-f.pdf?sfvrsn=2fb870f6_12 | fuses | %PDF-1.6%����231 0 obj< >streamh޲P0P���w�/�+Q0���L)�64)�@i3(m���4X]�~HeA�~@bzj��@���endstreamendobj232 0 obj< >streamh�2S0P0W0�P����+�-�q�b��"��.vv��7endstreamendobj233 0 obj< >streamh޼Xms�6����^�_�z�˝�ĉo˚��������Zmɓ�.ٯ@��l����D�Q$x@P^�8�B�dȼ�)�g^�T�����������+���q��3��c�DLmȤc1F1�c&c����V0�D���T��T =xLE���g*���'$�G�T.�P7� K.B�"BI�^�s�r�!�c��Ȓ�>���Bq����E^W�D�C��9{�$� ���頋a�T4�bH0c.���bIcKzd;��gN�2��K���م��A�����[R��-��Z-��2-��"�u5��>����d�{��a8O�i6C�sAf!ù$�XR�q,�},铉���oo��Z�`�+��K�<ώ89���;MJ=e҈cO6���a������#����.Y��+&`ح�W���nVzkt�W��ɉ�[�'L��n�T��YB����-':�XI�%�K�����B�͓]��Ѓ38�>\�%���_�-\:n�=¦���Je�M!)+]��'��4������ �,!�VP@ez%E6TP��m�L�2)>�>ÿ��_�*v���_$���q{z�ߏ:�#e�G�ǡ���t�.����d���}{}z��R/>�*�$�^���ahtN��U�H'�l�Ќð���L(nMH\H�"]Uya�GQEݏ2>�&9�:¦H�nV���~Z�Y�-k+��i�KR������"eH#���N�y9������¦n[����~��Ƃ�aF�M4ݘ57�C�]���(˛����'ü���?�N�a��n����{�_E������v�q����0�A�G�����q��`v��w�L-S=#�Eb@��N���?#��uAh���/�Tc*K36����UR�l��*K�ⓖBm�Oa�X��4[���:���va&�;ǠT/S�f�?�T��ER�v�����r����E/fwD����]#��.z�C��N�@��K܇^K?�Q��aІc�X��CLA��W��]�L������YJ�4<����Ƈo{��{�ؿ��._���v8�Xz�mqn�7/��f��bn�O��Q��,G�.�-�-/�ݶ������P��ym+,J�n����R����6C]na�k�@D��X�v�}��jyMʖ-�w���H�)Vxf#d�b0V�]T����>b����-¦n��w�P�����n�x�ތ5�i��U9�cAc���M1ƹl1j�����Wu�T���Z�Y��p��<���dw9U��7�l�b�Y�J����N�Ҳ*^t���~��Z�zib�m�p�_ή��Ip��7�Ʒgp�JHwٴ�H�Q���H��@��G���}��=qT9�)g���\�r��h������Ɠ�=�8U�nC�ܮ���.e¦����xd�x��æ�~���-��5v�/�ޱ�?`�c]��\/�o�9���k8p�z�ӕ¦��7���ѻ��#�V-�>�OoJ/�-;`��CG�W�Pjۘύ7ή�uJ]#��ޱ\����\%Q�MjK��SBhN��w{�q���h�+h��~Gq����l����~���ܜ��V�.o�h�-a��<%qžp���R6�Y�m�¦����H��#SV���V��ʋF��&���y*zF��e�ẕ�ű�o��&�g%���'��ɕ�.9�1�����M�#I�un�,Sg�:l��̴�r����NTM���r�%��T�oN��9�eϯ�:�IP�0c�b�-{�;ϋi92�����+DΈ>O�o���lR�y�~����/��n&���{p��w�*�W���?W��endstreamendobj234 0 obj< >streamhެS�j�0�}Am9�C��ڧAi�V���..I��O��m���Y����T 14�PC��9dh�mi_)�5�¦.����D��K����1�0��#�y�8��X�����ݐ�lƪ�xt�S}���-Ղ�&�����u���}�;��z�8:�슂(T���(c2f�z*�)���V�c#�k�^��Z6؎�餚�I5\�X~kɈ��Jέ��J�M'��O�f�%�qX�M�njnIsKFN&5N�ORg��PX�$r����&�;���p��tv&���4ۿ��}[^�%��i8T��گ�A'���N��b�8�XQ�9N(6¦{E�J�$!��#��x��(4��̱i��t�Nl�W�r�~O�O���ˍY_}`/!@endstreamendobj235 0 obj< >streamhޜ��j[1�_e�`�f4�`HV]�.�@&�6^��S����wd�ګ�"��0B��w�4TP! j��,U�VOU���z��Ej@P���5���y_a n}�I���[�9�n�<�������ayx�x9¦,OP6�Q�K�+�˷�ǲ=�:�kSlʠ*��AX0$@C0����<�V�_�o������i��әp{f��ա6ԇ��vQ*Ci��G�~σ˧��%�(���b�<�j�"��0�IcaC��y��O_:lu���ܮ�i���X�+�Ƶ$���@�~�K��b�k�:k��rt���y�6�4�A����AӬq���c]�[fm%���U�ռ�&���[^��W���@�BW\���vv^iɱa��NC!�T1F�ό�0�%�=endstreamendobj236 0 obj< >streamhޔп��@��W�7�����4w�VL:�B$�qoߍ�;E�`���c�C@$@��+�\n���ͦ��~�k9��������m�����)�ˮǼ�y�ms��.w(�s�r�M)vď��@�a����ƒؖ��u:�c:6���[�i�WZ��E�U�LU��U�,-����j�j�D�kD�J$�D�J��$ғ(F��D��q�H���D��,���h+Q\I�?T��]�~��endstreamendobj237 0 obj< >streamh��ZQo�6�+¦�)�@Q�v��C�]�+����j �3���;I)��%��6 hE��x�;�w��bB�b��1Q�p���֒HEX�J�R3ƈ$:%��XkA�2I%�k�)O�R�Ɉ.��$"������B@BR�c")�vFd��d�'0����f���8!y@?��-�(34J�ț7�t���W�6�L�Ϧ�'��>[���η�w7��,��e�b�o�j�)���_���w�,�.��N/��o����~ht��#_QFbZ*�#d���;�Ev�_�]��O�������2��e�~�\o��/�5I�ʶ^>lWk�/���W$�)+��1�1�#��b�e�)cю�$��B���Xd׿h����o{R��.^�\�/Rc5����L{!/�#5ʍm���E�c�<�t��Qf�[��>����հ%P��{�Fǥ-�>U1��eA�6�V"�����O�ܔW�#���I)y��)�<`2���MO쎛�rؿ���v��wW_�� �����F`��Vz�LT� *�Q�]�t-Q�jw��DlCO0���1c�n����ӕ=kю魡\�;�Fo�'V;W[S�,�{�,�����-O{\��~�z��:� �H��%����U��v�m7Z�4&�~�)G�RG�LA{��8E�����5�@�.##�@�pli�Jq)<¦1�!v,��9K)¦�}1�Ĕa(#�1��v%�䕝F>j��#dj4`_ڲj(k�r��N6g�w�3�����q22��[�9\�3��Uq��Ͻ447;`<�����q'�����#;���IP��!�n4�s ;�?*�S/�{����yͼ>�N}�z\�kGj����p���[�k���{����!nF�C���S�����5x8����n�H�!�v^�¦��<���;p�i/ �b(���\��T�a���?0���@¦�ԇg��5��%����\���(�3��O��YV�6��}�1Q������v��aCp�r��ɕ�2�2�͑d�(3�g� s�¦����&�dܣ���^tG��������y�β��Xj\�ю�����a��\�����������l�+_��H��&��V�~�=�>�C�Y���V}����A�/�/@��15U���:�Ò�K��D���3�i1ʨ�`�T��T��H��Z�$~�9�3��>7�**��.����qa�~���Úͯ�̯�@7�����=�g���^�hX�<��5����?�c�{x7��'箵0�yP�X��xf�������;�*ʞ:y��C�$�D�H�1��N��S���}�͠��bw�þօ��������e�\endstreamendobj2 0 obj< >stream 2021-05-28T12:27:55-07:00 2021-05-28T12:31:36-07:00 2021-05-28T12:31:36-07:00 Acrobat Distiller 20.0 (Macintosh) application/pdf SF-0603FP-F Series – Fast-Acting Precision Surface Mount Fuses SinglFuse Bourns, Inc uuid:6a879d74-b91e-5248-a646-371785a5d577 uuid:0e943848-607a-f14b-a780-2d4a7e40968f endstreamendobj11 0 obj< >endobj14 0 obj< >streamH��Wێ�6}�Ẉ��h�")(��u��)�ZE�<(Z٫Ԓ6��E?������Xv�-���p����О�6���k�ҙ����nI0>_ ԙ��=A{���¦!@@�r����Ha���phOX8qJ��w����⍷�eV�Y,�f/�m^��M��y�W%,w�*I3x]��-,vM����]�¦B��!��V�i���PҮVLp��0)(Ţ0#C���,¦_9���!aL������q�5%����D��D��"c��'iBf��8}�b��g;P� �.�'�Yd�vW����x/xhq����< �oJ¦K��zF�3BO�"���1.��j���օ�'�l3��æz�&����sV������,b��u�ͰpU9{��A)��X���(LS���U�"W�;��� ��͠���7��sUU��:G�ghr,��Z��0K�?���2��9�{�gS$����G�Z��4�f���U�a���Xla��~�f-C�BO(��M��q�'g53��l���٣��Z���#��V�����dS���Jz�Yvss�^��k)>GY�ᑦЌ�V����!������:�hL�Z6��E�����l�)��¦L�?�u{�H.��d���d�ݷ~I�dŇ͟�3N�9]�K`!VG��sJ��?��������H#�����=�i���ʠ��3��0ZE8�Ƒkm���h�8�v��m��^2�[�p�>��ͽ����4���CRc[��l�yz�%N氿�,�.K��*�,��e����ՂOd���Va�5�+��]����U?�C���o��}#��]q�+��oW���N����yo���wU5¦������¦�����F���"��:�(]@�4�t]y=�t]�W@�>D0T��!�B���P��iE�H~���V���C�q�&<NPK?��'=�D�)b�<�5��@�qk��Nv�$�G��d�L�P���N��$��l3l�b�u�'�d�OL��tb.P�7ҍ�{ᾊ�sg�V�����rQ��E�7�ޘV��o����;9Ч�N����T����Y�����D���`6�$endstreamendobj15 0 obj< >streamH��1� EwN��lq��k���HU��eH��/6�>�,���K����.$��b�xѐ��e�gu��%��(Ŷ��*Zz%���U�]��n�<���C�Wp�\����e�$�Q�����~�딇��g^�ڣy��#�!x���!�rz��Y���7�endstreamendobj16 0 obj< >streamH���o7���У����(��Pm�f�[s�K���u���W��G��w�����vh\.E~�%)���e�߮�S��/�g�Iy��r]�*)y��3h���I�������"j12�o��ȏ�􅡿5ūߪ�6F�0��j�oZ��<�݇�x4¦�1��ǐ�/&�6.���^���*��&�A�O���9��-���gmֻlU^}T4z��hb�]ϖ�¦u�n~U�V^��h�>�䛋n�NL?�V�e'��Qβ���s���Nˎ�[ֲ_o�&���L�����b9���O�G�s���$c��\=j[�ٶ�+��L��������Ĳ��n� �x�hk�a��n�d2ɱ�M;tź���j�C�3���(oj�W���<�r����/��¦��p�-��ɏ���r��r�e�L��񧚅�����Uv�Ǵށ�/�Ibi��Z�W��r!K\TR-�郌�n�Q�&��ɦ����g��0�U���5�/&I�޻�-�#�f:_u���m��Y��ɋ��f�B0�������u�,�QT�~:Eq����C��s�A���I@R��y7¦Ҧ�G���ã@�n���_~�.���[���ay�^�����w0�¦�9)�����0�3yzҀ<�����1uc5����`���F�s;���/�g¦���>��u"r����&�}��D ���}�[vڷk��������!Y����v̳���L��_�h�.w��EӦoÕ`��Q�X�9;W���Ev�O�N�v�50T��FYN4ں��{TnR[��R��(Q��oh�"�t���(����R�-'��[�&%������I#�XH�՟��@G���Ma_L���%��vQ��+�.��/��~T�b��G��������elP����[��\�endstreamendobj17 0 obj< >streamH��W�n7}�W�%�d@4g�W�(�&u/@��҇����.d�����?�rekWr(x�9 5�W-��TJy���:�[�,�+�-�ԵN7ޒ�k��i��N�ڥ\��"�@�"��p�$�\��4PD(B\SG����j4���ƵȠX��"H�!D��B�Ԣs�xp��?���оX0���١��r0����$4���YrtL[��iUKa�j�w�s�*���tTX�N3Dlf�xe2@��${>2������y�=I�a����O��6"aq�"�ԇ�K8�O��C��}�>��� �?����@R9�2�1�At���0��Ib4��AV�C���Ti���jggg�����f~�X�D�w�Z=�~ZT��f7�W�Ks���ݯ�oͧ�͕��Ƿ=�+1ͧ͢���>6¦�m^'�lg���¦�]����vc�4��祙��q�k&�A�lB(VX-ך��Ӟ�f�mI�g��]�8S~Z�6׷�a�Y���,U撁o�x���zW���՘5�-ɨq�TT���xFm�b�Zܯj>�CKN�n��p����^N�녂�\�,�F�v�Zy�l�.��q,�-nG��]�y7�&�9Q�5��a�7���`!�dV@lC����������#�`�gaAB�M,P?6_�W@�;���Ҍ{%/�^�EY�~5�͸�y�еp2�&��twl�+F�e��q�!.,���Y,9gsRDg`���m�5�8�$b��b�#����E1ِꢀ��ɖ6'8Hq��(uA͹f���:�c�g�]�p�D?��̝�v5O�^bK��Yq%Q��J�ބ��}V�ޛ�����@�����g7��&f���~q3:���b���_p�ȕ,}ȑ`mZ9�kXVB����P�Y��jRڔ��i���J���Fߣ��42vF8u5G¦T"��BٓRQ��{-B�P��{���*��=�Q�E�\*�9�!���F���;r�N�W#a�A�>r��e*a�>t_-�:��o��I!��S��fP�wV���7�dku�Sp�A�,r�ڸ(R�OE��z�`鏳Z�~�m������������R���l]�1!�T���i[%o�)�Ѻݣ��f�T+o����8pσ�_Q��@H��US��gn=�D���#����$�;c�����"��9��x �~+�r2�3~Me���\�K',�r�P��te�9hƾZ{��s:endstreamendobj18 0 obj< >streamH�¦Wێ7}�览 ��]v�~$aH���h&(����S�靍��v��u=Uv'I�E]Uc�T�󒪄󪭄�t��s��{ K�҈��p%�g+9�ƕ��d=a���z����_�ߋ�kY)�\]��\MRB�LwM�鲼��U��_׏�G�}���dH�zhp]��0��=5�̗��Q�������j��3����F��t�VBy�Pv1 �Θ5�*�b��j_�6䕪S�����I"$��!5�<���q_J¦3�b�3jZ2�ו�4��'���� �O\3��x�ⶶ�*��2���g[N�C��4��f���%�\W��ROp��!��@�m���E�Ps���bJʕ����P�2�S�ڠ�>Z��c\�$(+t�c�e6J@]�������C�~�h�������Ł�(������4s�{�2��!�Tl��[��i���(�+�з�!MmOF#WR���������K^_}[�^�$$����Q֙�8�����'Y��_s���"ArO{pY���̟3���mց�;�~?���������G�a֪�l����¦[�@B'`E4Ĝ����O���k���,em�?�ǰ��ث��h���[�G�=����������������.�K����p¦�<���!}�?��<����<�__zxஇ#'�$�O��T�Yʋ�^�ſ��J�A�Z��e�ђJ�^��+�R�N��%6�Y1��/�����}���I�A����E�d6�J� w�(7#1�,y���`�ϔ�d� #aQ��M��-�]�~S<��M�����k����ӵ�fUǫÚb��Û�X/�\<��&X��.z�)k�7������\�p่����v�"U�i�)�^R�,Q�U��dD��hfT���VYP�i̒�A��c�����&W�$��HAw�,��M=��"����R:>_�f�0��i�#���R�qk�>��M�����o��t�����F˘lt���֞-QHp���>'�ʍ��7������@�����:��w*��˄��@�����Q�v�D�{���=,Nl2eCB9��N�ݶ�IוM��`R�C�e�'�X��CR�0�uxr;O̧)3i,ڄ��E�W*S�1I����c�}�yw�[^��o���-������V�;y}$!�֍��$�Y(w�1oԲ4N����8�#(d�c"S���}4��7��5Q�=���~��w"r-:v����[�2r��м�����2o8�f6�Qm�>�;�n^#(-�.�'<ٗ�yis�9Y�.vJT\�7�l:IȈ:�>�F����v�@;�IeO�#YW¦6z!��dXyxe.�N˰F�>���;I�k6�mD������c<�+ʆ^S;YG"+���/�0��V�5�Ƙ2�E��Y��.�8���v�S�1p}t���d����5/s������r���HM�G�I����� �X�q���6��48���+��4Drendstreamendobj19 0 obj< >streamH��W݊cE�?O�7!���㝎"+��/B6�7�`�e}_�G����IN�Yf`�$p��]U]?�]_%�¦QӨc�*kg��fm¦PU'�b�Y�kum��R.E����s���~��PV�,V�v���.%��F6]�v�u��ζ�H�}����_�"Ytu< �����E �z"�6bU��]�Gas>؜9]��Mf<��KY{��y]�;������B"r���ᒲ:G����:��4�\zb���B#�Z�1Y��jGTN��=��}�@E�I����w��{��{���*P�X#>��/b+��N�q0$(�dғ�'ao�4*T1"�B���@aw�&���٣�O��@c����8Qa$"7��a��q�k���=�s�bi�N�}�'X?P�K;��طPL��㴃���oS�0�d(uL')I!�@3ֶ_�BU?�-�ˍI���%�qL��n8q��8�C�¦#�����R���r�����X����Eoq��n�S��`5���=޵[E����ݾ�zֽ��p�쾃i����d�(�m�_'���¦�ھS��'��R�>�w��a�[���^�?�������ݷ����/���s���;Ŋ,��Śō�F���n�����8�G��aQ�(��h�ȠٍQ�߈���h^���h�����*?:�bc&�8�5�j�B�&.�@�S�65g�U7����v�Y��1Ej��KܛIf�e�mV&��y^ļ{��K�?���`��%�ʿ�#ޥ���0�gJn�&?�39����A=���Ť�.T�VEd��`*fM��٦pY&��㽺���-�����s3����J�`)�}�d�����V��eR�3��H�Ym�P����7�?�p���V�.;)�uB����GH[cԫ�i�J���&����nO����_mg58� �&jM,Q�MkJy�~�xܾm�q���f�n~,RE�E3A�τ>USOາ����/���#,`h�䫷oW���v�V�oQ�7sR��)���"��-x!�{Qt�^-ޫ��r�T���}���R�N���f�o��}� ���xSD��᫊e�0Q��l����R�H;��,�u�@T�A���Fh�p7�;N�irG��8(:����h���t���j�6!.uA]�&�Gqk�?V�{1��� ��6������c 1���:�D�~�e%���h�����\ ���W1�I8��7Qz��X����(��,���!���G�v�X��Q(`�1��+!��N�+�='���k�L��¦��[F���D���$�j�j06�Ϸ�Xɰ}�Bf�}䊬�������%�66�*�$��8������"�p��4B�'N�$\$��U�$%�Fx!r�脱��_{�Rk a�o�N��B[���V�0΋bdendstreamendobj20 0 obj< >streamH��Wˎ7��W��9�"�AIG{� '�'r^ć`6@ F�>UT��cgs���D�Yd�ԅ��kI�A4P:�¦?��+�ಇ0����¦��\�׊�[���&;��Ŧ�O��2�x�jl¦6u�� h-�a���&ՈE�I�4Ou�EZIc�\�J�5 ¦���I"='64�v�5Y�*n���܇�d�A]��&���Y���S�&{��!� 7�;��@�GK�� 9gA�\]B؋��ms�smUNϢ���bol�Z��u�m z޷�����b[�u(Y�Z�j��G��VA�5�s��;�X��V��7�1��Ȍ���%���x�����l*as�}a�b�����ݎ,�d�U�}r�B^�s��5��/S'�Ŵ�R��+�[�N�ח,ۈ�n��&�¦Yчa�ã7�J�W��C������¦�0''R4��ݍB0)�d�(��u9_FE�G�m3:(H���`����,�u�~��wR��sǾ�Q���3�!���ː����,ě�]�j��O�w��e��Ym�#lЮ6's���dC�J�x�YECf�kT��nk���As�2�ؗ�����\980KA���¦L�]�_WcV����qB�uߋF�T���g�Ww߿}}����f¦��_�ճ7�_�{���/�QF�\�Z��C�*�=�<�G]���;T�)�I���w�>Hp#��V쳮��Y�Ѥ��$����r����R�a_�'+<\A��2�Y�p,���U�T>�R��k��5�������;\endstreamendobj21 0 obj< >streamH��W�r��}�W�#�2[�/�'[c�8kf,&��80I�pр�5���{�%��H�R*�*��˹K��Mh����E#S�G+������ME�2�,�����JKG��r��Q�KA$�J��XW-�N�Ӳ�28�.��=⃥��¦:.V��m�s���-������!�2Q�D���k�x���-Qj�Ē<&)��Cb�l��TFy�l�_f����j9�I�ُs���}����}��埫w�J*�m���B:��fAc���f��`(VI�<�A4�a��GS�s��D����J���b��K�QS�H��ź��_"GI�iy6���(\���A�+jv(Ɲ"��Na�1F���Q�E�9�1c��^�0fC6����&`#"�l$(dT�M��2gl��#�ICf���L�%=������#�bI���Y岓�B�вy�FI�A�K��Y�;k#-�6�'q�Α�xG�D�$��aH����wIh�.�eB�j���$��#A�Re^l�kK�b���L����E����1��˚­G�Q<2L���<�Z@�[^ �U%C��i��J2�t�5�`O��X�q-�rO�1��a2WEba&�x��0�}B��¦)����ix) ��-�%i�bx���]�%���1�䚌��%��o=;���s��d��'�F&j�]ӟ�x0l�u%�gb�C��2rv�[�ƈ��%�6�?���;��22oK�J��w,�iB¡��K���K�����K��A��]����_�]ϗ�Rc��c����GzI�a�A37�P��句%�ٛ�Q��.���rlɊ�\_^Uҋ'��GQ]¦���~b�M�w�}r&.�2�A�޲@+��V�L{*�(`��PG�8��$�;�<�#/AA"$���4�^�Ⱦ����Z¦��ڦ_}kI��H���NX��߈z{#�l���b��V��;`�ꕘ�fow��v/��v��i����C��ylz����V�q_�ww�V�vm�o��_f�����[��mV�o�vx!}���j/�R��a#v�X���������~��ʮ�5��09��:S�a�� ��^�T���Ϟ�'G�̚AE�����u���"�Oe2b��d����j{�~��'���o�M��S�nEA���m�8�{v��6��4u�΢�Z���k[@n���]+�V����]�jZV�¦U�������i}#�����_�n�G8x�~�J��v��nSo1^m�U'�E��֫A��,�,�*R9SFшR����C�d�t�������}۵PAP����f� >streamhޜ�wTT��Ͻwz��0�z�.0��. Qf��Ml��@DE�����H��b!(�`HPb0���dF�J¦yy����ǽ��g�s��{��.$O./� �'�z8�W�Gб�x��0Y驾A��@$/7z�����H��e��O���OҬT��_��lN:K��"N����3"��$�F��/JP�rb�[䥟}�Q��d[��S��l1��x{��#b�G�\N��o�X3I���[ql2���$�8�x����t�rp��/8�p��C���f�q��.K�njm͠{r2�8��?�����.)ɩL^6�g�,qm�"[�Z[Z��~Q����7%��"���3�������R�`̊j��[�~:� w���!$E}k���yh�y�Rm��333��������:�}�=#�v����ʉe�tq�X)I)B>==�����<��8��Xȉ��9<QD�hʸ�8Q�yl���£sy����0�OZ�k�(��5�Hݠ��>��yP�������:�8�����p���΍��Lg��k�kЀ$��t�!0V�87���`��ɀ2A.�@���JP�A#h'@8.���:��`���`��a!2D��!UH2�� d�A>P ECqB���*�*�Z��:]��B�=h��~���L���2�������5p�����N��������:¦��ó@�QC��!H,�G6 �H9R�� ]H/rA��w(����Q�(OT��JCm@�*QGQ���-�(j�MF+��6h/�*t:]�.G7��З�w���7����Xa<1��:L1��s3���b�Xy���eb��~�1�9� v�Gĩ��p���+�5���q�y�^o��ó���¦=�?��'Htv�`Ba3���B�DxHxE$Չ��"���XA �P�4�407�7���&�9�$�A�n�0�;T242�1t.�5�4ld������+�s�;#�����V�]=iY9�FgM֚�k�&�=%Ō:���n����c�1gc�b�cfX.�}��lGv{�c�)�L��Ŗ�N���퉛�w�/���p+�/<j���$.$�%�&㒣�O�dx��������T�Ԃԑ4���i3¦o~C:��&�S@�L�u�[���Uo3C3OfIg�����wdO��¦�����;W-ws��z����1�7jl��8��c��͉̈́��3�+�{�%lKW�r�����[�$���l��lGm�n��a�c��O���kE&E�E�Y�׾2��⫅��;�K,K���������h�tiN���=�e��²�{��^-_V^���O�o�§�s���]�?T�Wީr�j�V��Q=w�}`����嚢�������zԶ�iו��8��>���k�׍E����<��h��ؤ�T�7���E����7�-�-���֢�����o��:�}��$�d�wZ�U�Q�ۡ����������΁S+Nuw�v�}o����j���Ȟ)9K8�v�\ι���/�]��~pq���==���/]��~�b�S�+vWN_��z��Z�u���}}m?X���o��~��F�M�]��:^��z��m���לּ302tw8rx�.��佤{/�gܟ��!�a�#�G叕����c��șQ�Ѿ'AO��ƞ���Ӈ��������f���ܧn>[�l�y���邟��~���_�Y53���r���W򯎼^��{����7�s�o��}�x��>���¦�쇊�z�>yz���������endstreamendobj23 0 obj< >streamh���333222444555666///000111777888999:::;;;===<<<>>>???@@@BBBAAACCCEEEDDDFFFGGGHHHIIIJJJKKKLLLMMMNNNOOOPPPQQQRRRSSSTTTUUUVVVWWWYYYXXXZZZ[[[\\\]]]^^^___```aaabbbdddcccfffeeeggghhhiiijjjlllkkkmmmnnnooopppqqqrrrssstttuuuvvvwwwxxxyyyzzz{{{¦¦¦}}}~~~�������������������������������������������������������������������������������������������������������������������������������������������������������������������������������������������������������������������������������������������������������������������������������������������������������������J"�endstreamendobj26 0 obj< >streamh�¦��k�`���]�i�L����aZD��A�:��-�}�u�.oI¤�&cYX��ы�OV�ҿ��ޟ7{#��U¦����!��D�r�RyR�.�=�9m��~�6��*�i��,.q6'.��(����q�xj�O�`滸z&�%����*�&��U�5g�F�\����{���\�o7����1j@�ӁŴ܅E�2g=.ujI�����e6m�-��i�v�����D�Q���5�y¦��J��O{]�������lf��ǯDc$~�H⯌�9яjq_�M9��<�x�H��4L!���J��y��"�j��)���:����d�:Qώ#S�i&0Ģ��R�Y�A��6��@.��\�a/~����/o�q3�����_���+!���0����_>�c~�?�ӗ�����N�@�$�[�wj�2���endstreamendobj29 0 obj< >streamh�T�=o� �w~ō�2�],$�]<4�j�;���T�x�qݴݽ�ܽ������n0Ag��8�)j�+��`�N[��zP�7�p�]�(}[�1�vey�T�m��==G�Ѻv��x�X2��'�0�v�V�*�Ԁ@��Z;��¦s��Ai���c�I���%�3�u"��k�o*��j���lP!�%�da���%��nNO1.�ץ���!���C���`�p�endstreamendobj30 0 obj< >streamhޚ�0X�q�J�endstreamendobj31 0 obj< >streamh��[XTW�>�mU�nQ@R�*���((`����[@� -��Fc��gD��Z�6F�n�l%16�ر��t�'Ʊ;f1�Ӛe��M\x�[�HA���dz��>x�_��s�=��s�r�rR����}ۭ�~����8�-���Ht%RwϬ�����O�&���s���_/^�$QR�.-)*��0l�n@��R0ֶ}���Q�#K�,�f�q�k�"W��sgQ`���¦����F��O�����9E�%so���h�r���b~IE����h�:d��}��H:����5n�R�m�����Ǥ�9�x�/_�d~%9)��4�n7�؞�;I<>������wH=L퐎׷P��N�D�_���֍7��ߦ@����}wc¦tUt�g�F��{H�w�Z���}�1�������zځ�:/.Q]=Q'�V�vzܬ���Щ��R��;J�*zU�Dn���V�&Z)�ͽԅ��]��Jz��j֘�B~"��D�6���X*��hU��E�p�1�<~�8�����Eh�%j%P6-Eog�Ct�b��P��\nޏ�uE�D����VУ������k]�N���(����y�Z���b�rR�T��6D�j�=&��Bz\��J��(�E�xZ���K�@�HMROj��m"�=A�����3����u�A��b�X*~�v�(����2e��W�K����f���k�L� ���FWc�m\�#u����V��<�M�4Th�b9��'��f�h7=I�P՘WE�Jǡ���.�c]�D��b����lQ.��B�j�Z� ^�wŻ�*�:Q�xe�R�,���UNH��R#Ԟj�:Zo~�>��U�֢�I� �#��pM��+��6�j�휨������f����U��x}m*M/�Tє¦�ZT�Q��v���.�����¦���26�z��̢��L�f}�7[ȹ�ȍ�XeMA�G�)�*!u���ĕ���2�'���*�*+��)'�&454�U�.�Pn~MHj�����rϐ�@¦Z¦�!]��ҿ����9$��1���z���5jz�3�,�]�G� ��1��W 0�Y�g�G�TR�<z��"���E�nK�2wM@H(��0������v9��!x����9Eǈ��8����B(��I�pw]\��EV��%Ï�<���Z��]K9�{����V�kj�~��z�4���Fw��Ł�z̈́�L��*g���*g��SJ��%U0��¦��&�GxR��%�!��Ѥ��H(�$�Ip��FcT�s���{���<��3�pN��0�TP�Z��5]6���s��;��^)�!"���9W��pUUX�4o�VPcF�Ũ%)��sd�rWD�4q�+j�M�a�&P-�����[8���YxPs,��,n��C��`�p�?��),<���o�Th;LZ8�'�pzs,<�Yv7m���fg��,<����nl��mGJ���,<�9��Y�n��c�s6[8�g�q,�{c����h;^Zx�Od��X��fY8�i@�¦��z��y�����~r�On`�)76�T�O��S�����L^��5��ӛ6��<�M^�h�&�yc���o�R��4�����e�1�Ϛe��M��:�f���?4�\?��V ���h�V���k����?�Q�m唒d��Ψo�o�J"`�-�Pg��;�@Y�IO{�F��"�@�+I����o�D?p���NA�����r$=KKm����<L��y�k�m3�h"늾VCF<ב�jڂ�����.I��.�'�<�`�H��F.����3����x�j�ϠCX���@x�H����
https://us.schurter.com/en/datasheet/typ_UST_1206.pdf | fuses | 1FusesUST 1206https://www.schurter.com /PG01_2Circuit ProtectionSMD Fuse, 3.2 x 1.6 mm, Time-Lag T, 32 VAC, 63 VDCExemplary part photo depending on part no. See below: Approvals and CompliancesUL 248-14 · 32 VAC · 63 VDC · Time-Lag TDescription- UL characteristic- High melting I²t-values- High current ratings up to 25 A- Impermeable to potting compoundApplications- Secondary Protection DC and AC- Circuits with inrush- LCD Backlight DC-AC InverterReferencesWeblinkspdf data sheet, html datasheet, General Product Information, Distributor-Stock-Check, Detailed request for product, MicrositeTechnical DataRated Voltage32 VAC, 63 VDCRated current7 - 25 ABreaking Capacity100 A - 750 ACharacteristicTime-Lag TMountingPCB,SMTAdmissible Ambient Temp.-55 °C to 90 °CClimatic Category55/090/21 acc. to IEC 60068-1Material: HousingFiber-reinforced plastic, UL 94V-0Material: TerminalsCopper, Ni/Au-platedUnit Weight0.006 gStorage Conditions0 °C to 60 °C, max. 70% r.h.Product MarkingLetter (see variants) Soldering MethodsReflow Soldering ProfileSolderability245 °C / 3 sec acc. to IEC 60068-2-58, Test TdResistance to Soldering Heat260 +0/-5 °C / 30 sec acc. to IPC/JE-DEC J-STD-020D, Level 1Moisture Sensitivity LevelMSL 1, J-STD-020 Case Resistanceacc. to EIA/IS-722, Test 4.7FlammabilityUL 94V-1Damp heat, steady stateMIL-STD-202, Method 103Moisture Resistance TestMIL-STD-202, Method 106Thermal ShockMIL-STD-202, Method 107Operational LifeMIL-STD-202, Method 108 Condition DVibration, High FrequencyMIL-STD-202, Method 204 Condition DMechanical ShockMIL-STD-202, Method 213 Condition FResistance to SolventsMIL-STD-202, Method 215Temperature CyclingJESD22, Method JA-104 Condition G Board FlexAEC-Q200-005 Terminal StrengthAEC-Q200-006Approvals and CompliancesDetailed information on product approvals, code requirements, usage instructions and detailed test conditions can be looked up in Details about Approvals SCHURTER products are designed for use in industrial environments. They have approvals from independent testing bodies according to national and international standards. Products with specific characteristics and requirements such as required in the automotive sector according to IATF 16949, medical technology according to ISO 13485 or in the aerospace industry can be offered exclusively with customer-specific, individual agree-ments by SCHURTER.ApprovalsThe approval mark is used by the testing authorities to certify compliance with the safety requirements placed on electronic products. Approval Reference Type: UST 1206Approval LogoCertificatesCertification BodyDescriptionUL ApprovalsULUR File Number: E415992FusesUST 1206https://www.schurter.com /PG01_2Circuit ProtectionProduct standardsProduct standards that are referencedOrganizationDesignStandardDescriptionDesigned according toUL 248-14Low voltage fuses - Part 14: Supplemental fusesDesigned according toCSA22.2 No. 248.14Low-Voltage Fuses - Part 14: Supplemental FusesApplication standardsApplication standards where the product can be usedOrganizationDesignStandardDescriptionSuitable for applications acc.IEC/UL 62368-1Audio/video, information and communication technology equipment - Part 1: Safety requirementsCompliancesThe product complies with following Guide LinesIdentificationDetailsInitiatorDescriptionCE declaration of conformitySCHURTER AGThe CE marking declares that the product complies with the applicable requirements laid down in the harmonisation of Community legislation on its affixing in accordance with EU Regulation 765/2008.UKCA declaration of conformitySCHURTER AGThe UKCA marking declares that the product complies with the applicable requirements laid down in the British Amendment of Regulation (EC) 765/2008.RoHSSCHURTER AGDirective RoHS 2011/65/EU, Amendment (EU) 2015/863China RoHSSCHURTER AGThe law SJ / T 11363-2006 (China RoHS) has been in force since 1 March 2007. It is similar to the EU directive RoHS.REACHSCHURTER AGOn 1 June 2007, Regulation (EC) No 1907/2006 on the Registration, Evaluation, Authorization and Restriction of Chemicals 1 (abbreviated as "REACH") entered into force.Dimension [mm] 3.2 mm 1.60.63.22.2Reflow soldering pads 1.51.12Derating CurvesPercentage of Rating [%]140130120110100908070605040-60 -40 -20 0 20 40 60 80 100 120 140 16023Ambient Temperature [°C]3FusesUST 1206https://www.schurter.com /PG01_2Circuit ProtectionPre-Arcing TimeRated Current In1.0 x In min.2.5 x In max.10.0 x In min.10.0 x In max.7 A - 25 A4 h5 s1 ms10 msTime-Current-CurvesTime in Seconds0.1 0.00010.001 0.01 1 10 100 1000 10000 1100101000 7 A 8 A10 A12 A15 A20 A25 ACurrent in Amperes All Variants Rated Cur-rent [A]Rated Vol-tage [VAC]Rated Vol-tage [VDC]MarkingBreaking CapacityVoltage Drop 1.0 In typ. [mV]Cold Resi-stance typ. [mΩ]Melting I²t 8.0 In typ. [A²s]Order Number73263mm1)738.78.7l3413.0326.11█73263mm1)738.78.7l3413.0326.2273263mm1)738.78.7l3413.0326.24█73263mm1)738.78.7l3413.0326.2683263nn1)606.714l3413.0327.11█83263nn1)606.714l3413.0327.2283263nn1)606.714l3413.0327.24█83263nn1)606.714l3413.0327.26103263oo1)695.521l3413.0328.11█103263oo1)695.521l3413.0328.22103263oo1)695.521l3413.0328.24█103263oo1)695.521l3413.0328.26123263pp1)633.933l3413.0329.11█123263pp1)633.933l3413.0329.22123263pp1)633.933l3413.0329.24█123263pp1)633.933l3413.0329.26153263qq1)573.565l3413.0330.11153263qq1)573.565l3413.0330.22153263qq1)573.565l3413.0330.24█153263qq1)573.565l3413.0330.26203263rr1)532.7110l3413.0331.11203263rr1)532.7110l3413.0331.22203263rr1)532.7110l3413.0331.24█4FusesUST 1206https://www.schurter.com /PG01_2Circuit ProtectionRated Cur-rent [A]Rated Vol-tage [VAC]Rated Vol-tage [VDC]MarkingBreaking CapacityVoltage Drop 1.0 In typ. [mV]Cold Resi-stance typ. [mΩ]Melting I²t 8.0 In typ. [A²s]Order Number203263rr1)532.7110l3413.0331.26253263ss1)482.1220l3413.0332.11█253263ss1)482.1220l3413.0332.22253263ss1)482.1220l3413.0332.24█253263ss1)482.1220l3413.0332.26█ Most Popular.Availability for all products can be searched real-time: https://www.schurter.com/en/info-center/support-tools/stock-check-distributors1) UL: 100 A @ 63 VDC tau <1ms; 400 A @ 42 VDC tau <0.1ms; 750 A @ 32 VDC tau <0.1ms; 100 A @ 32 VAC cos φ ≥ 0.99; 150 A @ 24 VAC cos φ ≥ 0.991) Additional internal testing: 400 A @ 12 VDC; 600 A @ 9 VDC__________________________________________________________________________________________All measurements are carried out on a test board according to IEC 60127-4 with the following tracks:7 to 10 A: Track width 7.5 mm, Cu layer 70 µm12 to15 A: Track width 7.5 mm, Cu layer 140 µm20 to 25 A: Track width 7.5 mm, Cu layer 240 µmPackaging Unit acc. IEC 60286-3 Type 2a.xx = .11100 pcs. in tape in ESD-plastic bag.xx = .221000 pcs. in tape [W: 8mm and P1: 4mm] on reel [A: 18cm].xx = .245000 pcs. in tape [W: 8mm and P1: 4mm] on reel [A: 33cm].xx = .2615000 pcs. in tape [W: 8mm and P1: 4mm] on reel [A: 33cm]The specifications, descriptions and illustrations indicated in this document are based on current information. All content is subject to modifications and amendments. Information furnished is believed to be accurate and reliable. However, users should independently evaluate the suitability and test each product selected for their own applications.26.03.2024
https://www.bourns.com/docs/product-datasheets/sf-0603fp-f.pdf?sfvrsn=2fb870f6_12 | fuses | %PDF-1.6%����231 0 obj< >streamh޲P0P���w�/�+Q0���L)�64)�@i3(m���4X]�~HeA�~@bzj��@���endstreamendobj232 0 obj< >streamh�2S0P0W0�P����+�-�q�b��"��.vv��7endstreamendobj233 0 obj< >streamh޼Xms�6����^�_�z�˝�ĉo˚��������Zmɓ�.ٯ@��l����D�Q$x@P^�8�B�dȼ�)�g^�T�����������+���q��3��c�DLmȤc1F1�c&c����V0�D���T��T =xLE���g*���'$�G�T.�P7� K.B�"BI�^�s�r�!�c��Ȓ�>���Bq����E^W�D�C��9{�$� ���頋a�T4�bH0c.���bIcKzd;��gN�2��K���م��A�����[R��-��Z-��2-��"�u5��>����d�{��a8O�i6C�sAf!ù$�XR�q,�},铉���oo��Z�`�+��K�<ώ89���;MJ=e҈cO6���a������#����.Y��+&`ح�W���nVzkt�W��ɉ�[�'L��n�T��YB����-':�XI�%�K�����B�͓]��Ѓ38�>\�%���_�-\:n�=¦���Je�M!)+]��'��4������ �,!�VP@ez%E6TP��m�L�2)>�>ÿ��_�*v���_$���q{z�ߏ:�#e�G�ǡ���t�.����d���}{}z��R/>�*�$�^���ahtN��U�H'�l�Ќð���L(nMH\H�"]Uya�GQEݏ2>�&9�:¦H�nV���~Z�Y�-k+��i�KR������"eH#���N�y9������¦n[����~��Ƃ�aF�M4ݘ57�C�]���(˛����'ü���?�N�a��n����{�_E������v�q����0�A�G�����q��`v��w�L-S=#�Eb@��N���?#��uAh���/�Tc*K36����UR�l��*K�ⓖBm�Oa�X��4[���:���va&�;ǠT/S�f�?�T��ER�v�����r����E/fwD����]#��.z�C��N�@��K܇^K?�Q��aІc�X��CLA��W��]�L������YJ�4<����Ƈo{��{�ؿ��._���v8�Xz�mqn�7/��f��bn�O��Q��,G�.�-�-/�ݶ������P��ym+,J�n����R����6C]na�k�@D��X�v�}��jyMʖ-�w���H�)Vxf#d�b0V�]T����>b����-¦n��w�P�����n�x�ތ5�i��U9�cAc���M1ƹl1j�����Wu�T���Z�Y��p��<���dw9U��7�l�b�Y�J����N�Ҳ*^t���~��Z�zib�m�p�_ή��Ip��7�Ʒgp�JHwٴ�H�Q���H��@��G���}��=qT9�)g���\�r��h������Ɠ�=�8U�nC�ܮ���.e¦����xd�x��æ�~���-��5v�/�ޱ�?`�c]��\/�o�9���k8p�z�ӕ¦��7���ѻ��#�V-�>�OoJ/�-;`��CG�W�Pjۘύ7ή�uJ]#��ޱ\����\%Q�MjK��SBhN��w{�q���h�+h��~Gq����l����~���ܜ��V�.o�h�-a��<%qžp���R6�Y�m�¦����H��#SV���V��ʋF��&���y*zF��e�ẕ�ű�o��&�g%���'��ɕ�.9�1�����M�#I�un�,Sg�:l��̴�r����NTM���r�%��T�oN��9�eϯ�:�IP�0c�b�-{�;ϋi92�����+DΈ>O�o���lR�y�~����/��n&���{p��w�*�W���?W��endstreamendobj234 0 obj< >streamhެS�j�0�}Am9�C��ڧAi�V���..I��O��m���Y����T 14�PC��9dh�mi_)�5�¦.����D��K����1�0��#�y�8��X�����ݐ�lƪ�xt�S}���-Ղ�&�����u���}�;��z�8:�슂(T���(c2f�z*�)���V�c#�k�^��Z6؎�餚�I5\�X~kɈ��Jέ��J�M'��O�f�%�qX�M�njnIsKFN&5N�ORg��PX�$r����&�;���p��tv&���4ۿ��}[^�%��i8T��گ�A'���N��b�8�XQ�9N(6¦{E�J�$!��#��x��(4��̱i��t�Nl�W�r�~O�O���ˍY_}`/!@endstreamendobj235 0 obj< >streamhޜ��j[1�_e�`�f4�`HV]�.�@&�6^��S����wd�ګ�"��0B��w�4TP! j��,U�VOU���z��Ej@P���5���y_a n}�I���[�9�n�<�������ayx�x9¦,OP6�Q�K�+�˷�ǲ=�:�kSlʠ*��AX0$@C0����<�V�_�o������i��әp{f��ա6ԇ��vQ*Ci��G�~σ˧��%�(���b�<�j�"��0�IcaC��y��O_:lu���ܮ�i���X�+�Ƶ$���@�~�K��b�k�:k��rt���y�6�4�A����AӬq���c]�[fm%���U�ռ�&���[^��W���@�BW\���vv^iɱa��NC!�T1F�ό�0�%�=endstreamendobj236 0 obj< >streamhޔп��@��W�7�����4w�VL:�B$�qoߍ�;E�`���c�C@$@��+�\n���ͦ��~�k9��������m�����)�ˮǼ�y�ms��.w(�s�r�M)vď��@�a����ƒؖ��u:�c:6���[�i�WZ��E�U�LU��U�,-����j�j�D�kD�J$�D�J��$ғ(F��D��q�H���D��,���h+Q\I�?T��]�~��endstreamendobj237 0 obj< >streamh��ZQo�6�+¦�)�@Q�v��C�]�+����j �3���;I)��%��6 hE��x�;�w��bB�b��1Q�p���֒HEX�J�R3ƈ$:%��XkA�2I%�k�)O�R�Ɉ.��$"������B@BR�c")�vFd��d�'0����f���8!y@?��-�(34J�ț7�t���W�6�L�Ϧ�'��>[���η�w7��,��e�b�o�j�)���_���w�,�.��N/��o����~ht��#_QFbZ*�#d���;�Ev�_�]��O�������2��e�~�\o��/�5I�ʶ^>lWk�/���W$�)+��1�1�#��b�e�)cю�$��B���Xd׿h����o{R��.^�\�/Rc5����L{!/�#5ʍm���E�c�<�t��Qf�[��>����հ%P��{�Fǥ-�>U1��eA�6�V"�����O�ܔW�#���I)y��)�<`2���MO쎛�rؿ���v��wW_�� �����F`��Vz�LT� *�Q�]�t-Q�jw��DlCO0���1c�n����ӕ=kю魡\�;�Fo�'V;W[S�,�{�,�����-O{\��~�z��:� �H��%����U��v�m7Z�4&�~�)G�RG�LA{��8E�����5�@�.##�@�pli�Jq)<¦1�!v,��9K)¦�}1�Ĕa(#�1��v%�䕝F>j��#dj4`_ڲj(k�r��N6g�w�3�����q22��[�9\�3��Uq��Ͻ447;`<�����q'�����#;���IP��!�n4�s ;�?*�S/�{����yͼ>�N}�z\�kGj����p���[�k���{����!nF�C���S�����5x8����n�H�!�v^�¦��<���;p�i/ �b(���\��T�a���?0���@¦�ԇg��5��%����\���(�3��O��YV�6��}�1Q������v��aCp�r��ɕ�2�2�͑d�(3�g� s�¦����&�dܣ���^tG��������y�β��Xj\�ю�����a��\�����������l�+_��H��&��V�~�=�>�C�Y���V}����A�/�/@��15U���:�Ò�K��D���3�i1ʨ�`�T��T��H��Z�$~�9�3��>7�**��.����qa�~���Úͯ�̯�@7�����=�g���^�hX�<��5����?�c�{x7��'箵0�yP�X��xf�������;�*ʞ:y��C�$�D�H�1��N��S���}�͠��bw�þօ��������e�\endstreamendobj2 0 obj< >stream 2021-05-28T12:27:55-07:00 2021-05-28T12:31:36-07:00 2021-05-28T12:31:36-07:00 Acrobat Distiller 20.0 (Macintosh) application/pdf SF-0603FP-F Series – Fast-Acting Precision Surface Mount Fuses SinglFuse Bourns, Inc uuid:6a879d74-b91e-5248-a646-371785a5d577 uuid:0e943848-607a-f14b-a780-2d4a7e40968f endstreamendobj11 0 obj< >endobj14 0 obj< >streamH��Wێ�6}�Ẉ��h�")(��u��)�ZE�<(Z٫Ԓ6��E?������Xv�-���p����О�6���k�ҙ����nI0>_ ԙ��=A{���¦!@@�r����Ha���phOX8qJ��w����⍷�eV�Y,�f/�m^��M��y�W%,w�*I3x]��-,vM����]�¦B��!��V�i���PҮVLp��0)(Ţ0#C���,¦_9���!aL������q�5%����D��D��"c��'iBf��8}�b��g;P� �.�'�Yd�vW����x/xhq����< �oJ¦K��zF�3BO�"���1.��j���օ�'�l3��æz�&����sV������,b��u�ͰpU9{��A)��X���(LS���U�"W�;��� ��͠���7��sUU��:G�ghr,��Z��0K�?���2��9�{�gS$����G�Z��4�f���U�a���Xla��~�f-C�BO(��M��q�'g53��l���٣��Z���#��V�����dS���Jz�Yvss�^��k)>GY�ᑦЌ�V����!������:�hL�Z6��E�����l�)��¦L�?�u{�H.��d���d�ݷ~I�dŇ͟�3N�9]�K`!VG��sJ��?��������H#�����=�i���ʠ��3��0ZE8�Ƒkm���h�8�v��m��^2�[�p�>��ͽ����4���CRc[��l�yz�%N氿�,�.K��*�,��e����ՂOd���Va�5�+��]����U?�C���o��}#��]q�+��oW���N����yo���wU5¦������¦�����F���"��:�(]@�4�t]y=�t]�W@�>D0T��!�B���P��iE�H~���V���C�q�&<NPK?��'=�D�)b�<�5��@�qk��Nv�$�G��d�L�P���N��$��l3l�b�u�'�d�OL��tb.P�7ҍ�{ᾊ�sg�V�����rQ��E�7�ޘV��o����;9Ч�N����T����Y�����D���`6�$endstreamendobj15 0 obj< >streamH��1� EwN��lq��k���HU��eH��/6�>�,���K����.$��b�xѐ��e�gu��%��(Ŷ��*Zz%���U�]��n�<���C�Wp�\����e�$�Q�����~�딇��g^�ڣy��#�!x���!�rz��Y���7�endstreamendobj16 0 obj< >streamH���o7���У����(��Pm�f�[s�K���u���W��G��w�����vh\.E~�%)���e�߮�S��/�g�Iy��r]�*)y��3h���I�������"j12�o��ȏ�􅡿5ūߪ�6F�0��j�oZ��<�݇�x4¦�1��ǐ�/&�6.���^���*��&�A�O���9��-���gmֻlU^}T4z��hb�]ϖ�¦u�n~U�V^��h�>�䛋n�NL?�V�e'��Qβ���s���Nˎ�[ֲ_o�&���L�����b9���O�G�s���$c��\=j[�ٶ�+��L��������Ĳ��n� �x�hk�a��n�d2ɱ�M;tź���j�C�3���(oj�W���<�r����/��¦��p�-��ɏ���r��r�e�L��񧚅�����Uv�Ǵށ�/�Ibi��Z�W��r!K\TR-�郌�n�Q�&��ɦ����g��0�U���5�/&I�޻�-�#�f:_u���m��Y��ɋ��f�B0�������u�,�QT�~:Eq����C��s�A���I@R��y7¦Ҧ�G���ã@�n���_~�.���[���ay�^�����w0�¦�9)�����0�3yzҀ<�����1uc5����`���F�s;���/�g¦���>��u"r����&�}��D ���}�[vڷk��������!Y����v̳���L��_�h�.w��EӦoÕ`��Q�X�9;W���Ev�O�N�v�50T��FYN4ں��{TnR[��R��(Q��oh�"�t���(����R�-'��[�&%������I#�XH�՟��@G���Ma_L���%��vQ��+�.��/��~T�b��G��������elP����[��\�endstreamendobj17 0 obj< >streamH��W�n7}�W�%�d@4g�W�(�&u/@��҇����.d�����?�rekWr(x�9 5�W-��TJy���:�[�,�+�-�ԵN7ޒ�k��i��N�ڥ\��"�@�"��p�$�\��4PD(B\SG����j4���ƵȠX��"H�!D��B�Ԣs�xp��?���оX0���١��r0����$4���YrtL[��iUKa�j�w�s�*���tTX�N3Dlf�xe2@��${>2������y�=I�a����O��6"aq�"�ԇ�K8�O��C��}�>��� �?����@R9�2�1�At���0��Ib4��AV�C���Ti���jggg�����f~�X�D�w�Z=�~ZT��f7�W�Ks���ݯ�oͧ�͕��Ƿ=�+1ͧ͢���>6¦�m^'�lg���¦�]����vc�4��祙��q�k&�A�lB(VX-ך��Ӟ�f�mI�g��]�8S~Z�6׷�a�Y���,U撁o�x���zW���՘5�-ɨq�TT���xFm�b�Zܯj>�CKN�n��p����^N�녂�\�,�F�v�Zy�l�.��q,�-nG��]�y7�&�9Q�5��a�7���`!�dV@lC����������#�`�gaAB�M,P?6_�W@�;���Ҍ{%/�^�EY�~5�͸�y�еp2�&��twl�+F�e��q�!.,���Y,9gsRDg`���m�5�8�$b��b�#����E1ِꢀ��ɖ6'8Hq��(uA͹f���:�c�g�]�p�D?��̝�v5O�^bK��Yq%Q��J�ބ��}V�ޛ�����@�����g7��&f���~q3:���b���_p�ȕ,}ȑ`mZ9�kXVB����P�Y��jRڔ��i���J���Fߣ��42vF8u5G¦T"��BٓRQ��{-B�P��{���*��=�Q�E�\*�9�!���F���;r�N�W#a�A�>r��e*a�>t_-�:��o��I!��S��fP�wV���7�dku�Sp�A�,r�ڸ(R�OE��z�`鏳Z�~�m������������R���l]�1!�T���i[%o�)�Ѻݣ��f�T+o����8pσ�_Q��@H��US��gn=�D���#����$�;c�����"��9��x �~+�r2�3~Me���\�K',�r�P��te�9hƾZ{��s:endstreamendobj18 0 obj< >streamH�¦Wێ7}�览 ��]v�~$aH���h&(����S�靍��v��u=Uv'I�E]Uc�T�󒪄󪭄�t��s��{ K�҈��p%�g+9�ƕ��d=a���z����_�ߋ�kY)�\]��\MRB�LwM�鲼��U��_׏�G�}���dH�zhp]��0��=5�̗��Q�������j��3����F��t�VBy�Pv1 �Θ5�*�b��j_�6䕪S�����I"$��!5�<���q_J¦3�b�3jZ2�ו�4��'���� �O\3��x�ⶶ�*��2���g[N�C��4��f���%�\W��ROp��!��@�m���E�Ps���bJʕ����P�2�S�ڠ�>Z��c\�$(+t�c�e6J@]�������C�~�h�������Ł�(������4s�{�2��!�Tl��[��i���(�+�з�!MmOF#WR���������K^_}[�^�$$����Q֙�8�����'Y��_s���"ArO{pY���̟3���mց�;�~?���������G�a֪�l����¦[�@B'`E4Ĝ����O���k���,em�?�ǰ��ث��h���[�G�=����������������.�K����p¦�<���!}�?��<����<�__zxஇ#'�$�O��T�Yʋ�^�ſ��J�A�Z��e�ђJ�^��+�R�N��%6�Y1��/�����}���I�A����E�d6�J� w�(7#1�,y���`�ϔ�d� #aQ��M��-�]�~S<��M�����k����ӵ�fUǫÚb��Û�X/�\<��&X��.z�)k�7������\�p่����v�"U�i�)�^R�,Q�U��dD��hfT���VYP�i̒�A��c�����&W�$��HAw�,��M=��"����R:>_�f�0��i�#���R�qk�>��M�����o��t�����F˘lt���֞-QHp���>'�ʍ��7������@�����:��w*��˄��@�����Q�v�D�{���=,Nl2eCB9��N�ݶ�IוM��`R�C�e�'�X��CR�0�uxr;O̧)3i,ڄ��E�W*S�1I����c�}�yw�[^��o���-������V�;y}$!�֍��$�Y(w�1oԲ4N����8�#(d�c"S���}4��7��5Q�=���~��w"r-:v����[�2r��м�����2o8�f6�Qm�>�;�n^#(-�.�'<ٗ�yis�9Y�.vJT\�7�l:IȈ:�>�F����v�@;�IeO�#YW¦6z!��dXyxe.�N˰F�>���;I�k6�mD������c<�+ʆ^S;YG"+���/�0��V�5�Ƙ2�E��Y��.�8���v�S�1p}t���d����5/s������r���HM�G�I����� �X�q���6��48���+��4Drendstreamendobj19 0 obj< >streamH��W݊cE�?O�7!���㝎"+��/B6�7�`�e}_�G����IN�Yf`�$p��]U]?�]_%�¦QӨc�*kg��fm¦PU'�b�Y�kum��R.E����s���~��PV�,V�v���.%��F6]�v�u��ζ�H�}����_�"Ytu< �����E �z"�6bU��]�Gas>؜9]��Mf<��KY{��y]�;������B"r���ᒲ:G����:��4�\zb���B#�Z�1Y��jGTN��=��}�@E�I����w��{��{���*P�X#>��/b+��N�q0$(�dғ�'ao�4*T1"�B���@aw�&���٣�O��@c����8Qa$"7��a��q�k���=�s�bi�N�}�'X?P�K;��طPL��㴃���oS�0�d(uL')I!�@3ֶ_�BU?�-�ˍI���%�qL��n8q��8�C�¦#�����R���r�����X����Eoq��n�S��`5���=޵[E����ݾ�zֽ��p�쾃i����d�(�m�_'���¦�ھS��'��R�>�w��a�[���^�?�������ݷ����/���s���;Ŋ,��Śō�F���n�����8�G��aQ�(��h�ȠٍQ�߈���h^���h�����*?:�bc&�8�5�j�B�&.�@�S�65g�U7����v�Y��1Ej��KܛIf�e�mV&��y^ļ{��K�?���`��%�ʿ�#ޥ���0�gJn�&?�39����A=���Ť�.T�VEd��`*fM��٦pY&��㽺���-�����s3����J�`)�}�d�����V��eR�3��H�Ym�P����7�?�p���V�.;)�uB����GH[cԫ�i�J���&����nO����_mg58� �&jM,Q�MkJy�~�xܾm�q���f�n~,RE�E3A�τ>USOາ����/���#,`h�䫷oW���v�V�oQ�7sR��)���"��-x!�{Qt�^-ޫ��r�T���}���R�N���f�o��}� ���xSD��᫊e�0Q��l����R�H;��,�u�@T�A���Fh�p7�;N�irG��8(:����h���t���j�6!.uA]�&�Gqk�?V�{1��� ��6������c 1���:�D�~�e%���h�����\ ���W1�I8��7Qz��X����(��,���!���G�v�X��Q(`�1��+!��N�+�='���k�L��¦��[F���D���$�j�j06�Ϸ�Xɰ}�Bf�}䊬�������%�66�*�$��8������"�p��4B�'N�$\$��U�$%�Fx!r�脱��_{�Rk a�o�N��B[���V�0΋bdendstreamendobj20 0 obj< >streamH��Wˎ7��W��9�"�AIG{� '�'r^ć`6@ F�>UT��cgs���D�Yd�ԅ��kI�A4P:�¦?��+�ಇ0����¦��\�׊�[���&;��Ŧ�O��2�x�jl¦6u�� h-�a���&ՈE�I�4Ou�EZIc�\�J�5 ¦���I"='64�v�5Y�*n���܇�d�A]��&���Y���S�&{��!� 7�;��@�GK�� 9gA�\]B؋��ms�smUNϢ���bol�Z��u�m z޷�����b[�u(Y�Z�j��G��VA�5�s��;�X��V��7�1��Ȍ���%���x�����l*as�}a�b�����ݎ,�d�U�}r�B^�s��5��/S'�Ŵ�R��+�[�N�ח,ۈ�n��&�¦Yчa�ã7�J�W��C������¦�0''R4��ݍB0)�d�(��u9_FE�G�m3:(H���`����,�u�~��wR��sǾ�Q���3�!���ː����,ě�]�j��O�w��e��Ym�#lЮ6's���dC�J�x�YECf�kT��nk���As�2�ؗ�����\980KA���¦L�]�_WcV����qB�uߋF�T���g�Ww߿}}����f¦��_�ճ7�_�{���/�QF�\�Z��C�*�=�<�G]���;T�)�I���w�>Hp#��V쳮��Y�Ѥ��$����r����R�a_�'+<\A��2�Y�p,���U�T>�R��k��5�������;\endstreamendobj21 0 obj< >streamH��W�r��}�W�#�2[�/�'[c�8kf,&��80I�pр�5���{�%��H�R*�*��˹K��Mh����E#S�G+������ME�2�,�����JKG��r��Q�KA$�J��XW-�N�Ӳ�28�.��=⃥��¦:.V��m�s���-������!�2Q�D���k�x���-Qj�Ē<&)��Cb�l��TFy�l�_f����j9�I�ُs���}����}��埫w�J*�m���B:��fAc���f��`(VI�<�A4�a��GS�s��D����J���b��K�QS�H��ź��_"GI�iy6���(\���A�+jv(Ɲ"��Na�1F���Q�E�9�1c��^�0fC6����&`#"�l$(dT�M��2gl��#�ICf���L�%=������#�bI���Y岓�B�вy�FI�A�K��Y�;k#-�6�'q�Α�xG�D�$��aH����wIh�.�eB�j���$��#A�Re^l�kK�b���L����E����1��˚­G�Q<2L���<�Z@�[^ �U%C��i��J2�t�5�`O��X�q-�rO�1��a2WEba&�x��0�}B��¦)����ix) ��-�%i�bx���]�%���1�䚌��%��o=;���s��d��'�F&j�]ӟ�x0l�u%�gb�C��2rv�[�ƈ��%�6�?���;��22oK�J��w,�iB¡��K���K�����K��A��]����_�]ϗ�Rc��c����GzI�a�A37�P��句%�ٛ�Q��.���rlɊ�\_^Uҋ'��GQ]¦���~b�M�w�}r&.�2�A�޲@+��V�L{*�(`��PG�8��$�;�<�#/AA"$���4�^�Ⱦ����Z¦��ڦ_}kI��H���NX��߈z{#�l���b��V��;`�ꕘ�fow��v/��v��i����C��ylz����V�q_�ww�V�vm�o��_f�����[��mV�o�vx!}���j/�R��a#v�X���������~��ʮ�5��09��:S�a�� ��^�T���Ϟ�'G�̚AE�����u���"�Oe2b��d����j{�~��'���o�M��S�nEA���m�8�{v��6��4u�΢�Z���k[@n���]+�V����]�jZV�¦U�������i}#�����_�n�G8x�~�J��v��nSo1^m�U'�E��֫A��,�,�*R9SFшR����C�d�t�������}۵PAP����f� >streamhޜ�wTT��Ͻwz��0�z�.0��. Qf��Ml��@DE�����H��b!(�`HPb0���dF�J¦yy����ǽ��g�s��{��.$O./� �'�z8�W�Gб�x��0Y驾A��@$/7z�����H��e��O���OҬT��_��lN:K��"N����3"��
https://us.schurter.com/en/datasheet/typ_UST_1206.pdf | fuses | 1FusesUST 1206https://www.schurter.com /PG01_2Circuit ProtectionSMD Fuse, 3.2 x 1.6 mm, Time-Lag T, 32 VAC, 63 VDCExemplary part photo depending on part no. See below: Approvals and CompliancesUL 248-14 · 32 VAC · 63 VDC · Time-Lag TDescription- UL characteristic- High melting I²t-values- High current ratings up to 25 A- Impermeable to potting compoundApplications- Secondary Protection DC and AC- Circuits with inrush- LCD Backlight DC-AC InverterReferencesWeblinkspdf data sheet, html datasheet, General Product Information, Distributor-Stock-Check, Detailed request for product, MicrositeTechnical DataRated Voltage32 VAC, 63 VDCRated current7 - 25 ABreaking Capacity100 A - 750 ACharacteristicTime-Lag TMountingPCB,SMTAdmissible Ambient Temp.-55 °C to 90 °CClimatic Category55/090/21 acc. to IEC 60068-1Material: HousingFiber-reinforced plastic, UL 94V-0Material: TerminalsCopper, Ni/Au-platedUnit Weight0.006 gStorage Conditions0 °C to 60 °C, max. 70% r.h.Product MarkingLetter (see variants) Soldering MethodsReflow Soldering ProfileSolderability245 °C / 3 sec acc. to IEC 60068-2-58, Test TdResistance to Soldering Heat260 +0/-5 °C / 30 sec acc. to IPC/JE-DEC J-STD-020D, Level 1Moisture Sensitivity LevelMSL 1, J-STD-020 Case Resistanceacc. to EIA/IS-722, Test 4.7FlammabilityUL 94V-1Damp heat, steady stateMIL-STD-202, Method 103Moisture Resistance TestMIL-STD-202, Method 106Thermal ShockMIL-STD-202, Method 107Operational LifeMIL-STD-202, Method 108 Condition DVibration, High FrequencyMIL-STD-202, Method 204 Condition DMechanical ShockMIL-STD-202, Method 213 Condition FResistance to SolventsMIL-STD-202, Method 215Temperature CyclingJESD22, Method JA-104 Condition G Board FlexAEC-Q200-005 Terminal StrengthAEC-Q200-006Approvals and CompliancesDetailed information on product approvals, code requirements, usage instructions and detailed test conditions can be looked up in Details about Approvals SCHURTER products are designed for use in industrial environments. They have approvals from independent testing bodies according to national and international standards. Products with specific characteristics and requirements such as required in the automotive sector according to IATF 16949, medical technology according to ISO 13485 or in the aerospace industry can be offered exclusively with customer-specific, individual agree-ments by SCHURTER.ApprovalsThe approval mark is used by the testing authorities to certify compliance with the safety requirements placed on electronic products. Approval Reference Type: UST 1206Approval LogoCertificatesCertification BodyDescriptionUL ApprovalsULUR File Number: E415992FusesUST 1206https://www.schurter.com /PG01_2Circuit ProtectionProduct standardsProduct standards that are referencedOrganizationDesignStandardDescriptionDesigned according toUL 248-14Low voltage fuses - Part 14: Supplemental fusesDesigned according toCSA22.2 No. 248.14Low-Voltage Fuses - Part 14: Supplemental FusesApplication standardsApplication standards where the product can be usedOrganizationDesignStandardDescriptionSuitable for applications acc.IEC/UL 62368-1Audio/video, information and communication technology equipment - Part 1: Safety requirementsCompliancesThe product complies with following Guide LinesIdentificationDetailsInitiatorDescriptionCE declaration of conformitySCHURTER AGThe CE marking declares that the product complies with the applicable requirements laid down in the harmonisation of Community legislation on its affixing in accordance with EU Regulation 765/2008.UKCA declaration of conformitySCHURTER AGThe UKCA marking declares that the product complies with the applicable requirements laid down in the British Amendment of Regulation (EC) 765/2008.RoHSSCHURTER AGDirective RoHS 2011/65/EU, Amendment (EU) 2015/863China RoHSSCHURTER AGThe law SJ / T 11363-2006 (China RoHS) has been in force since 1 March 2007. It is similar to the EU directive RoHS.REACHSCHURTER AGOn 1 June 2007, Regulation (EC) No 1907/2006 on the Registration, Evaluation, Authorization and Restriction of Chemicals 1 (abbreviated as "REACH") entered into force.Dimension [mm] 3.2 mm 1.60.63.22.2Reflow soldering pads 1.51.12Derating CurvesPercentage of Rating [%]140130120110100908070605040-60 -40 -20 0 20 40 60 80 100 120 140 16023Ambient Temperature [°C]3FusesUST 1206https://www.schurter.com /PG01_2Circuit ProtectionPre-Arcing TimeRated Current In1.0 x In min.2.5 x In max.10.0 x In min.10.0 x In max.7 A - 25 A4 h5 s1 ms10 msTime-Current-CurvesTime in Seconds0.1 0.00010.001 0.01 1 10 100 1000 10000 1100101000 7 A 8 A10 A12 A15 A20 A25 ACurrent in Amperes All Variants Rated Cur-rent [A]Rated Vol-tage [VAC]Rated Vol-tage [VDC]MarkingBreaking CapacityVoltage Drop 1.0 In typ. [mV]Cold Resi-stance typ. [mΩ]Melting I²t 8.0 In typ. [A²s]Order Number73263mm1)738.78.7l3413.0326.11█73263mm1)738.78.7l3413.0326.2273263mm1)738.78.7l3413.0326.24█73263mm1)738.78.7l3413.0326.2683263nn1)606.714l3413.0327.11█83263nn1)606.714l3413.0327.2283263nn1)606.714l3413.0327.24█83263nn1)606.714l3413.0327.26103263oo1)695.521l3413.0328.11█103263oo1)695.521l3413.0328.22103263oo1)695.521l3413.0328.24█103263oo1)695.521l3413.0328.26123263pp1)633.933l3413.0329.11█123263pp1)633.933l3413.0329.22123263pp1)633.933l3413.0329.24█123263pp1)633.933l3413.0329.26153263qq1)573.565l3413.0330.11153263qq1)573.565l3413.0330.22153263qq1)573.565l3413.0330.24█153263qq1)573.565l3413.0330.26203263rr1)532.7110l3413.0331.11203263rr1)532.7110l3413.0331.22203263rr1)532.7110l3413.0331.24█4FusesUST 1206https://www.schurter.com /PG01_2Circuit ProtectionRated Cur-rent [A]Rated Vol-tage [VAC]Rated Vol-tage [VDC]MarkingBreaking CapacityVoltage Drop 1.0 In typ. [mV]Cold Resi-stance typ. [mΩ]Melting I²t 8.0 In typ. [A²s]Order Number203263rr1)532.7110l3413.0331.26253263ss1)482.1220l3413.0332.11█253263ss1)482.1220l3413.0332.22253263ss1)482.1220l3413.0332.24█253263ss1)482.1220l3413.0332.26█ Most Popular.Availability for all products can be searched real-time: https://www.schurter.com/en/info-center/support-tools/stock-check-distributors1) UL: 100 A @ 63 VDC tau <1ms; 400 A @ 42 VDC tau <0.1ms; 750 A @ 32 VDC tau <0.1ms; 100 A @ 32 VAC cos φ ≥ 0.99; 150 A @ 24 VAC cos φ ≥ 0.991) Additional internal testing: 400 A @ 12 VDC; 600 A @ 9 VDC__________________________________________________________________________________________All measurements are carried out on a test board according to IEC 60127-4 with the following tracks:7 to 10 A: Track width 7.5 mm, Cu layer 70 µm12 to15 A: Track width 7.5 mm, Cu layer 140 µm20 to 25 A: Track width 7.5 mm, Cu layer 240 µmPackaging Unit acc. IEC 60286-3 Type 2a.xx = .11100 pcs. in tape in ESD-plastic bag.xx = .221000 pcs. in tape [W: 8mm and P1: 4mm] on reel [A: 18cm].xx = .245000 pcs. in tape [W: 8mm and P1: 4mm] on reel [A: 33cm].xx = .2615000 pcs. in tape [W: 8mm and P1: 4mm] on reel [A: 33cm]The specifications, descriptions and illustrations indicated in this document are based on current information. All content is subject to modifications and amendments. Information furnished is believed to be accurate and reliable. However, users should independently evaluate the suitability and test each product selected for their own applications.26.03.2024
https://us.schurter.com/en/datasheet/typ_UMT_250.pdf | fuses | 1FusesUMT 250https://www.schurter.com /PG01_2Circuit ProtectionSurface Mount Fuse, 3 x 10.1 mm, Time-Lag T, 250 VAC, 125 VDCSee below: Approvals and CompliancesIEC 60127-4 · 250 VAC · up to 250 VDC · Time-Lag TDescription- High current range from 80 mA to 10 A- High breaking capacity of 200 A @ 250 VAC (IEC)- UL approval for 277 VAC and 250 VDC- Impermeable to potting compound used to achieve hermetic seal for use in intrinsically safe applications according to ATEx and IECEx re-quirements.Unique Selling Proposition- Compact design- Maximum breaking capacity at minimal footprint- Suitable for pulse-shaped continuous currentsApplications- Primary protection on SMD PCBs- Medical Equipment- Battery protectionReferencesFuse Kit Fuse Kit UMT 250 / UMZ 250 Weblinkspdf data sheet, html datasheet, General Product Information, Distributor-Stock-Check, Detailed request for product, Microsite Application Note Primary Protection in Equipmentwith further information on increased Pulse Strength and their test conditions according to inter-national standards see Impulse Withstand VoltageTechnical DataRated Voltage250 VAC, up to 250 VDCRated current0.08 - 10 ABreaking Capacity35 A - 200 ACharacteristicTime-Lag TMountingPCB,SMTAdmissible Ambient Temp.-55 °C to 125 °CClimatic Category55/125/21 acc. to IEC 60068-1Material: HousingCeramicsMaterial: TerminalsCopper alloy, tin-platedUnit Weight0.23 gStorage Conditions0 °C to 60 °C, max. 70% r.h.Product Marking, Rated current, Voltage, Cha-racteristic, Breaking Capacity Soldering MethodsReflow, Wave Soldering ProfileSolderability245 °C / 3 sec acc. to IEC 60068-2-58, Test TdResistance to Soldering Heat260 °C / 10 sec acc. to IEC 60068-2-58Moisture Sensitivity LevelMSL 1, J-STD-020 Moisture Resistance TestMIL-STD-202, Method 106 (50 cycles in a temp./mister chamber)Operational LifeMIL-STD-202, Method 108 (1000h @ 0.42*In @ 70°C)Mechanical ShockMIL-STD-202, Method 213 Condition AResistance to SolventsMIL-STD-202, Method 215Terminal StrengthMIL-STD-202, Method 211A (Deflection of board 1 mm for 1 minute)Approvals and CompliancesDetailed information on product approvals, code requirements, usage instructions and detailed test conditions can be looked up in Details about Approvals SCHURTER products are designed for use in industrial environments. They have approvals from independent testing bodies according to national and international standards. Products with specific characteristics and requirements such as required in the automotive sector according to IATF 16949, medical technology according to ISO 13485 or in the aerospace industry can be offered exclusively with customer-specific, individual agree-ments by SCHURTER.2FusesUMT 250https://www.schurter.com /PG01_2Circuit ProtectionApprovalsThe approval mark is used by the testing authorities to certify compliance with the safety requirements placed on electronic products. Approval Reference Type: UMT 250Approval LogoCertificatesCertification BodyDescriptionVDE ApprovalsVDEVDE Certificate Number: 40013121UL ApprovalsULUL File Number: UL E300707UL ApprovalsULUR File Number: UR E41599CQC ApprovalsCQCCQC Certificate Number: CQC11012062827KTL ApprovalsKTLKorea Testing Laboratory METI ApprovalsMETIJapan Electrical Safety and Environment technology Laboratories Product standardsProduct standards that are referencedOrganizationDesignStandardDescriptionDesigned according toIEC 60127-4/2Miniature fuses. Part 4. Universal modular fuse-links for through-hole and surface mount typesDesigned according toUL 248-14Low voltage fuses - Part 14: Supplemental fusesDesigned according toCSA22.2 No. 248.14Low-Voltage Fuses - Part 14: Supplemental FusesApplication standardsApplication standards where the product can be usedOrganizationDesignStandardDescriptionSuitable for applications acc.IEC/UL 62368-1Audio/video, information and communication technology equipment - Part 1: Safety requirementsCompliancesThe product complies with following Guide LinesIdentificationDetailsInitiatorDescriptionCE declaration of conformitySCHURTER AGThe CE marking declares that the product complies with the applicable requirements laid down in the harmonisation of Community legislation on its affixing in accordance with EU Regulation 765/2008.UKCA declaration of conformitySCHURTER AGThe UKCA marking declares that the product complies with the applicable requirements laid down in the British Amendment of Regulation (EC) 765/2008.RoHSSCHURTER AGDirective RoHS 2011/65/EU, Amendment (EU) 2015/863China RoHSSCHURTER AGThe law SJ / T 11363-2006 (China RoHS) has been in force since 1 March 2007. It is similar to the EU directive RoHS.REACHSCHURTER AGOn 1 June 2007, Regulation (EC) No 1907/2006 on the Registration, Evaluation, Authorization and Restriction of Chemicals 1 (abbreviated as "REACH") entered into force.SCHURTER AGUniversal Modular Fuse meets the standard IEC 60127-4AECQ200AutomotiveSCHURTER AGAEC-Q200 is a test standard for passive components used in automotive applications. SCHURTER tests components according to the customer's agreement and is certified according to IATF 16949.3FusesUMT 250https://www.schurter.com /PG01_2Circuit ProtectionDimension [mm] 10.1 mm 10.11.60.41.43326.53.75Soldering padsDerating CurvesPercentage of Rating [%]14012010080604020-60 -40 -20 0 20 40 60 80 100 12023°CAmbient Temperature [°C]Pre-Arcing TimeRated Current In1.0 x In min.1.25 x In min.2.0 x In max.10.0 x In min.10.0 x In max.0.08 A - 6.3 A-60 min120 s10 ms100 ms8 A - 10 A4 h-120 s10 ms100 ms4FusesUMT 250https://www.schurter.com /PG01_2Circuit ProtectionTime-Current-CurvesTime in Seconds1 10 0.1 0.0001 0.001 0.01 100 1000 10000 0.1 10 1 100 80 mA100 mA125 mA160 mA200 mA250 mA315 mA400 mA500 mA630 mA800 mA1 A1.25 A1.6 A2 A2.5 A3.15 A4 A5 A6.3 A10 A8 ACurrent in Amperes All Variants Rated Cur-rent [A]Rated Vol-tage [VAC]Rated Vol-tage [VDC]Breaking CapacityVoltage Drop 1.0 In max. [mV]Voltage Drop 1.0 In typ. [mV]Power Dissi-pation 1.25 In max [mW]Melting I²t 10.0 In typ. [A²s]Order Number0.082502501)130010302000.022l l ll3403.0155.11█0.082502501)130010302000.022l l ll3403.0155.24█0.12501252)13008702000.04l l ll3403.0156.110.12501252)13008702000.04l l ll3403.0156.240.1252501252)10007002000.055l l ll3403.0157.110.1252501252)10007002000.055l l ll3403.0157.240.162502501)10005402400.057l l ll3403.0158.110.162502501)10005402400.057l l ll3403.0158.240.22501252)10004605000.092l l ll3403.0159.110.22501252)10004605000.092l l ll3403.0159.240.252501252)8003955000.2l l ll3403.0160.11█0.252501252)8003955000.2l l ll3403.0160.24█0.3152501252)7503435000.27lll ll3403.0161.11█0.3152501252)7503435000.27lll ll3403.0161.24█0.42501252)7002905000.4lll ll3403.0162.11█0.42501252)7002905000.4lll ll3403.0162.24█0.52501252)6002575000.54lll ll3403.0163.11█0.52501252)6002575000.54lll ll3403.0163.24█0.632501252)5002165001.1lll ll3403.0164.11█0.632501252)5002165001.1lll ll3403.0164.24█0.82501252)4001905001.4lll ll3403.0165.11█0.82501252)4001905001.4lll ll3403.0165.24█12501253)3001645002.8llllll3403.0166.11█12501253)3001645002.8llllll3403.0166.24█1.252501253)30013810004.5llllll3403.0167.11█1.252501253)30013810004.5llllll3403.0167.24█1.62501253)30012410006.9llllll3403.0168.11█1.62501253)30012410006.9llllll3403.0168.24█5FusesUMT 250https://www.schurter.com /PG01_2Circuit ProtectionRated Cur-rent [A]Rated Vol-tage [VAC]Rated Vol-tage [VDC]Breaking CapacityVoltage Drop 1.0 In max. [mV]Voltage Drop 1.0 In typ. [mV]Power Dissi-pation 1.25 In max [mW]Melting I²t 10.0 In typ. [A²s]Order Number22501253)30010210007.3llllll3403.0169.11█22501253)30010210007.3llllll3403.0169.24█2.52501253)3009012007.5llllll3403.0170.11█2.52501253)3009012007.5llllll3403.0170.24█3.152501253)30095150014llllll3403.0171.11█3.152501253)30095150014llllll3403.0171.24█42501253)30078200026llllll3403.0172.1142501253)30078200026llllll3403.0172.2452501254)30076250038l llll3403.0173.1152501254)30076250038l llll3403.0173.246.32501254)30071300066l llll3403.0174.116.32501254)30071300066l llll3403.0174.2482501255)220723000113 ll 3403.0175.1182501255)220723000113 ll 3403.0175.24102501255)220733500166 ll 3403.0176.11102501255)220733500166 ll 3403.0176.24█ Most Popular.Availability for all products can be searched real-time: https://www.schurter.com/en/info-center/support-tools/stock-check-distributors1) IEC: 200 A @ 250 VAC / 100 A @ 250 VDC1) UL: 200 A @ 277 VAC / 100 A @ 125 VDC / 35 A @ 250 VDC / 200 A @ 63 VAC/DC2) IEC: 200 A @ 250 VAC / 100 A @ 125 VDC2) UL: 200 A @ 277 VAC / 100 A @ 125 VDC / 35 A @ 250 VDC / 200 A @ 63 VAC/DC3) IEC: 200 A @ 250 VAC / 100 A @ 125 VDC3) UL: 200 A @ 277 VAC / 100 A @ 125 VDC / 35 A @ 250 VDC / 200 A @ 63 VAC/DC3) PSE: 100 A @ 250 VAC4) IEC: 100 A @ 250 VAC / 100 A 125 VDC4) UL: 100 A @ 250 VAC / 100 A @ 125 VDC / 35 A @ 250 VDC / 200 A @ 63 VAC/DC4) PSE: 100 A @ 250 VAC5) UL: 35 A @ 250 VAC / 35 A @ 125 VDC / 200 A @ 63 VAC/DC5) PSE: 100 A @ 250 VAC The 80 mA variant may not be to replace the 80 mA used with gold caps UMT (Au).Packaging Unit acc. IEC 60286-3 Type 2a.xx = .11100 pcs in ESD-plastic bag.xx = .242000 pcs. in tape [W: 24mm and P1: 8mm] on reel [A: 33cm]The specifications, descriptions and illustrations indicated in this document are based on current information. All content is subject to modifications and amendments. Information furnished is believed to be accurate and reliable. However, users should independently evaluate the suitability and test each product selected for their own applications.26.03.2024
https://us.schurter.com/en/datasheet/typ_UMT_250.pdf | fuses | 1FusesUMT 250https://www.schurter.com /PG01_2Circuit ProtectionSurface Mount Fuse, 3 x 10.1 mm, Time-Lag T, 250 VAC, 125 VDCSee below: Approvals and CompliancesIEC 60127-4 · 250 VAC · up to 250 VDC · Time-Lag TDescription- High current range from 80 mA to 10 A- High breaking capacity of 200 A @ 250 VAC (IEC)- UL approval for 277 VAC and 250 VDC- Impermeable to potting compound used to achieve hermetic seal for use in intrinsically safe applications according to ATEx and IECEx re-quirements.Unique Selling Proposition- Compact design- Maximum breaking capacity at minimal footprint- Suitable for pulse-shaped continuous currentsApplications- Primary protection on SMD PCBs- Medical Equipment- Battery protectionReferencesFuse Kit Fuse Kit UMT 250 / UMZ 250 Weblinkspdf data sheet, html datasheet, General Product Information, Distributor-Stock-Check, Detailed request for product, Microsite Application Note Primary Protection in Equipmentwith further information on increased Pulse Strength and their test conditions according to inter-national standards see Impulse Withstand VoltageTechnical DataRated Voltage250 VAC, up to 250 VDCRated current0.08 - 10 ABreaking Capacity35 A - 200 ACharacteristicTime-Lag TMountingPCB,SMTAdmissible Ambient Temp.-55 °C to 125 °CClimatic Category55/125/21 acc. to IEC 60068-1Material: HousingCeramicsMaterial: TerminalsCopper alloy, tin-platedUnit Weight0.23 gStorage Conditions0 °C to 60 °C, max. 70% r.h.Product Marking, Rated current, Voltage, Cha-racteristic, Breaking Capacity Soldering MethodsReflow, Wave Soldering ProfileSolderability245 °C / 3 sec acc. to IEC 60068-2-58, Test TdResistance to Soldering Heat260 °C / 10 sec acc. to IEC 60068-2-58Moisture Sensitivity LevelMSL 1, J-STD-020 Moisture Resistance TestMIL-STD-202, Method 106 (50 cycles in a temp./mister chamber)Operational LifeMIL-STD-202, Method 108 (1000h @ 0.42*In @ 70°C)Mechanical ShockMIL-STD-202, Method 213 Condition AResistance to SolventsMIL-STD-202, Method 215Terminal StrengthMIL-STD-202, Method 211A (Deflection of board 1 mm for 1 minute)Approvals and CompliancesDetailed information on product approvals, code requirements, usage instructions and detailed test conditions can be looked up in Details about Approvals SCHURTER products are designed for use in industrial environments. They have approvals from independent testing bodies according to national and international standards. Products with specific characteristics and requirements such as required in the automotive sector according to IATF 16949, medical technology according to ISO 13485 or in the aerospace industry can be offered exclusively with customer-specific, individual agree-ments by SCHURTER.2FusesUMT 250https://www.schurter.com /PG01_2Circuit ProtectionApprovalsThe approval mark is used by the testing authorities to certify compliance with the safety requirements placed on electronic products. Approval Reference Type: UMT 250Approval LogoCertificatesCertification BodyDescriptionVDE ApprovalsVDEVDE Certificate Number: 40013121UL ApprovalsULUL File Number: UL E300707UL ApprovalsULUR File Number: UR E41599CQC ApprovalsCQCCQC Certificate Number: CQC11012062827KTL ApprovalsKTLKorea Testing Laboratory METI ApprovalsMETIJapan Electrical Safety and Environment technology Laboratories Product standardsProduct standards that are referencedOrganizationDesignStandardDescriptionDesigned according toIEC 60127-4/2Miniature fuses. Part 4. Universal modular fuse-links for through-hole and surface mount typesDesigned according toUL 248-14Low voltage fuses - Part 14: Supplemental fusesDesigned according toCSA22.2 No. 248.14Low-Voltage Fuses - Part 14: Supplemental FusesApplication standardsApplication standards where the product can be usedOrganizationDesignStandardDescriptionSuitable for applications acc.IEC/UL 62368-1Audio/video, information and communication technology equipment - Part 1: Safety requirementsCompliancesThe product complies with following Guide LinesIdentificationDetailsInitiatorDescriptionCE declaration of conformitySCHURTER AGThe CE marking declares that the product complies with the applicable requirements laid down in the harmonisation of Community legislation on its affixing in accordance with EU Regulation 765/2008.UKCA declaration of conformitySCHURTER AGThe UKCA marking declares that the product complies with the applicable requirements laid down in the British Amendment of Regulation (EC) 765/2008.RoHSSCHURTER AGDirective RoHS 2011/65/EU, Amendment (EU) 2015/863China RoHSSCHURTER AGThe law SJ / T 11363-2006 (China RoHS) has been in force since 1 March 2007. It is similar to the EU directive RoHS.REACHSCHURTER AGOn 1 June 2007, Regulation (EC) No 1907/2006 on the Registration, Evaluation, Authorization and Restriction of Chemicals 1 (abbreviated as "REACH") entered into force.SCHURTER AGUniversal Modular Fuse meets the standard IEC 60127-4AECQ200AutomotiveSCHURTER AGAEC-Q200 is a test standard for passive components used in automotive applications. SCHURTER tests components according to the customer's agreement and is certified according to IATF 16949.3FusesUMT 250https://www.schurter.com /PG01_2Circuit ProtectionDimension [mm] 10.1 mm 10.11.60.41.43326.53.75Soldering padsDerating CurvesPercentage of Rating [%]14012010080604020-60 -40 -20 0 20 40 60 80 100 12023°CAmbient Temperature [°C]Pre-Arcing TimeRated Current In1.0 x In min.1.25 x In min.2.0 x In max.10.0 x In min.10.0 x In max.0.08 A - 6.3 A-60 min120 s10 ms100 ms8 A - 10 A4 h-120 s10 ms100 ms4FusesUMT 250https://www.schurter.com /PG01_2Circuit ProtectionTime-Current-CurvesTime in Seconds1 10 0.1 0.0001 0.001 0.01 100 1000 10000 0.1 10 1 100 80 mA100 mA125 mA160 mA200 mA250 mA315 mA400 mA500 mA630 mA800 mA1 A1.25 A1.6 A2 A2.5 A3.15 A4 A5 A6.3 A10 A8 ACurrent in Amperes All Variants Rated Cur-rent [A]Rated Vol-tage [VAC]Rated Vol-tage [VDC]Breaking CapacityVoltage Drop 1.0 In max. [mV]Voltage Drop 1.0 In typ. [mV]Power Dissi-pation 1.25 In max [mW]Melting I²t 10.0 In typ. [A²s]Order Number0.082502501)130010302000.022l l ll3403.0155.11█0.082502501)130010302000.022l l ll3403.0155.24█0.12501252)13008702000.04l l ll3403.0156.110.12501252)13008702000.04l l ll3403.0156.240.1252501252)10007002000.055l l ll3403.0157.110.1252501252)10007002000.055l l ll3403.0157.240.162502501)10005402400.057l l ll3403.0158.110.162502501)10005402400.057l l ll3403.0158.240.22501252)10004605000.092l l ll3403.0159.110.22501252)10004605000.092l l ll3403.0159.240.252501252)8003955000.2l l ll3403.0160.11█0.252501252)8003955000.2l l ll3403.0160.24█0.3152501252)7503435000.27lll ll3403.0161.11█0.3152501252)7503435000.27lll ll3403.0161.24█0.42501252)7002905000.4lll ll3403.0162.11█0.42501252)7002905000.4lll ll3403.0162.24█0.52501252)6002575000.54lll ll3403.0163.11█0.52501252)6002575000.54lll ll3403.0163.24█0.632501252)5002165001.1lll ll3403.0164.11█0.632501252)5002165001.1lll ll3403.0164.24█0.82501252)4001905001.4lll ll3403.0165.11█0.82501252)4001905001.4lll ll3403.0165.24█12501253)3001645002.8llllll3403.0166.11█12501253)3001645002.8llllll3403.0166.24█1.252501253)30013810004.5llllll3403.0167.11█1.252501253)30013810004.5llllll3403.0167.24█1.62501253)30012410006.9llllll3403.0168.11█1.62501253)30012410006.9llllll3403.0168.24█5FusesUMT 250https://www.schurter.com /PG01_2Circuit ProtectionRated Cur-rent [A]Rated Vol-tage [VAC]Rated Vol-tage [VDC]Breaking CapacityVoltage Drop 1.0 In max. [mV]Voltage Drop 1.0 In typ. [mV]Power Dissi-pation 1.25 In max [mW]Melting I²t 10.0 In typ. [A²s]Order Number22501253)30010210007.3llllll3403.0169.11█22501253)30010210007.3llllll3403.0169.24█2.52501253)3009012007.5llllll3403.0170.11█2.52501253)3009012007.5llllll3403.0170.24█3.152501253)30095150014llllll3403.0171.11█3.152501253)30095150014llllll3403.0171.24█42501253)30078200026llllll3403.0172.1142501253)30078200026llllll3403.0172.2452501254)30076250038l llll3403.0173.1152501254)30076250038l llll3403.0173.246.32501254)30071300066l llll3403.0174.116.32501254)30071300066l llll3403.0174.2482501255)220723000113 ll 3403.0175.1182501255)220723000113 ll 3403.0175.24102501255)220733500166 ll 3403.0176.11102501255)220733500166 ll 3403.0176.24█ Most Popular.Availability for all products can be searched real-time: https://www.schurter.com/en/info-center/support-tools/stock-check-distributors1) IEC: 200 A @ 250 VAC / 100 A @ 250 VDC1) UL: 200 A @ 277 VAC / 100 A @ 125 VDC / 35 A @ 250 VDC / 200 A @ 63 VAC/DC2) IEC: 200 A @ 250 VAC / 100 A @ 125 VDC2) UL: 200 A @ 277 VAC / 100 A @ 125 VDC / 35 A @ 250 VDC / 200 A @ 63 VAC/DC3) IEC: 200 A @ 250 VAC / 100 A @ 125 VDC3) UL: 200 A @ 277 VAC / 100 A @ 125 VDC / 35 A @ 250 VDC / 200 A @ 63 VAC/DC3) PSE: 100 A @ 250 VAC4) IEC: 100 A @ 250 VAC / 100 A 125 VDC4) UL: 100 A @ 250 VAC / 100 A @ 125 VDC / 35 A @ 250 VDC / 200 A @ 63 VAC/DC4) PSE: 100 A @ 250 VAC5) UL: 35 A @ 250 VAC / 35 A @ 125 VDC / 200 A @ 63 VAC/DC5) PSE: 100 A @ 250 VAC The 80 mA variant may not be to replace the 80 mA used with gold caps UMT (Au).Packaging Unit acc. IEC 60286-3 Type 2a.xx = .11100 pcs in ESD-plastic bag.xx = .242000 pcs. in tape [W: 24mm and P1: 8mm] on reel [A: 33cm]The specifications, descriptions and illustrations indicated in this document are based on current information. All content is subject to modifications and amendments. Information furnished is believed to be accurate and reliable. However, users should independently evaluate the suitability and test each product selected for their own applications.26.03.2024
https://us.schurter.com/en/datasheet/typ_UMT_250.pdf | fuses | 1FusesUMT 250https://www.schurter.com /PG01_2Circuit ProtectionSurface Mount Fuse, 3 x 10.1 mm, Time-Lag T, 250 VAC, 125 VDCSee below: Approvals and CompliancesIEC 60127-4 · 250 VAC · up to 250 VDC · Time-Lag TDescription- High current range from 80 mA to 10 A- High breaking capacity of 200 A @ 250 VAC (IEC)- UL approval for 277 VAC and 250 VDC- Impermeable to potting compound used to achieve hermetic seal for use in intrinsically safe applications according to ATEx and IECEx re-quirements.Unique Selling Proposition- Compact design- Maximum breaking capacity at minimal footprint- Suitable for pulse-shaped continuous currentsApplications- Primary protection on SMD PCBs- Medical Equipment- Battery protectionReferencesFuse Kit Fuse Kit UMT 250 / UMZ 250 Weblinkspdf data sheet, html datasheet, General Product Information, Distributor-Stock-Check, Detailed request for product, Microsite Application Note Primary Protection in Equipmentwith further information on increased Pulse Strength and their test conditions according to inter-national standards see Impulse Withstand VoltageTechnical DataRated Voltage250 VAC, up to 250 VDCRated current0.08 - 10 ABreaking Capacity35 A - 200 ACharacteristicTime-Lag TMountingPCB,SMTAdmissible Ambient Temp.-55 °C to 125 °CClimatic Category55/125/21 acc. to IEC 60068-1Material: HousingCeramicsMaterial: TerminalsCopper alloy, tin-platedUnit Weight0.23 gStorage Conditions0 °C to 60 °C, max. 70% r.h.Product Marking, Rated current, Voltage, Cha-racteristic, Breaking Capacity Soldering MethodsReflow, Wave Soldering ProfileSolderability245 °C / 3 sec acc. to IEC 60068-2-58, Test TdResistance to Soldering Heat260 °C / 10 sec acc. to IEC 60068-2-58Moisture Sensitivity LevelMSL 1, J-STD-020 Moisture Resistance TestMIL-STD-202, Method 106 (50 cycles in a temp./mister chamber)Operational LifeMIL-STD-202, Method 108 (1000h @ 0.42*In @ 70°C)Mechanical ShockMIL-STD-202, Method 213 Condition AResistance to SolventsMIL-STD-202, Method 215Terminal StrengthMIL-STD-202, Method 211A (Deflection of board 1 mm for 1 minute)Approvals and CompliancesDetailed information on product approvals, code requirements, usage instructions and detailed test conditions can be looked up in Details about Approvals SCHURTER products are designed for use in industrial environments. They have approvals from independent testing bodies according to national and international standards. Products with specific characteristics and requirements such as required in the automotive sector according to IATF 16949, medical technology according to ISO 13485 or in the aerospace industry can be offered exclusively with customer-specific, individual agree-ments by SCHURTER.2FusesUMT 250https://www.schurter.com /PG01_2Circuit ProtectionApprovalsThe approval mark is used by the testing authorities to certify compliance with the safety requirements placed on electronic products. Approval Reference Type: UMT 250Approval LogoCertificatesCertification BodyDescriptionVDE ApprovalsVDEVDE Certificate Number: 40013121UL ApprovalsULUL File Number: UL E300707UL ApprovalsULUR File Number: UR E41599CQC ApprovalsCQCCQC Certificate Number: CQC11012062827KTL ApprovalsKTLKorea Testing Laboratory METI ApprovalsMETIJapan Electrical Safety and Environment technology Laboratories Product standardsProduct standards that are referencedOrganizationDesignStandardDescriptionDesigned according toIEC 60127-4/2Miniature fuses. Part 4. Universal modular fuse-links for through-hole and surface mount typesDesigned according toUL 248-14Low voltage fuses - Part 14: Supplemental fusesDesigned according toCSA22.2 No. 248.14Low-Voltage Fuses - Part 14: Supplemental FusesApplication standardsApplication standards where the product can be usedOrganizationDesignStandardDescriptionSuitable for applications acc.IEC/UL 62368-1Audio/video, information and communication technology equipment - Part 1: Safety requirementsCompliancesThe product complies with following Guide LinesIdentificationDetailsInitiatorDescriptionCE declaration of conformitySCHURTER AGThe CE marking declares that the product complies with the applicable requirements laid down in the harmonisation of Community legislation on its affixing in accordance with EU Regulation 765/2008.UKCA declaration of conformitySCHURTER AGThe UKCA marking declares that the product complies with the applicable requirements laid down in the British Amendment of Regulation (EC) 765/2008.RoHSSCHURTER AGDirective RoHS 2011/65/EU, Amendment (EU) 2015/863China RoHSSCHURTER AGThe law SJ / T 11363-2006 (China RoHS) has been in force since 1 March 2007. It is similar to the EU directive RoHS.REACHSCHURTER AGOn 1 June 2007, Regulation (EC) No 1907/2006 on the Registration, Evaluation, Authorization and Restriction of Chemicals 1 (abbreviated as "REACH") entered into force.SCHURTER AGUniversal Modular Fuse meets the standard IEC 60127-4AECQ200AutomotiveSCHURTER AGAEC-Q200 is a test standard for passive components used in automotive applications. SCHURTER tests components according to the customer's agreement and is certified according to IATF 16949.3FusesUMT 250https://www.schurter.com /PG01_2Circuit ProtectionDimension [mm] 10.1 mm 10.11.60.41.43326.53.75Soldering padsDerating CurvesPercentage of Rating [%]14012010080604020-60 -40 -20 0 20 40 60 80 100 12023°CAmbient Temperature [°C]Pre-Arcing TimeRated Current In1.0 x In min.1.25 x In min.2.0 x In max.10.0 x In min.10.0 x In max.0.08 A - 6.3 A-60 min120 s10 ms100 ms8 A - 10 A4 h-120 s10 ms100 ms4FusesUMT 250https://www.schurter.com /PG01_2Circuit ProtectionTime-Current-CurvesTime in Seconds1 10 0.1 0.0001 0.001 0.01 100 1000 10000 0.1 10 1 100 80 mA100 mA125 mA160 mA200 mA250 mA315 mA400 mA500 mA630 mA800 mA1 A1.25 A1.6 A2 A2.5 A3.15 A4 A5 A6.3 A10 A8 ACurrent in Amperes All Variants Rated Cur-rent [A]Rated Vol-tage [VAC]Rated Vol-tage [VDC]Breaking CapacityVoltage Drop 1.0 In max. [mV]Voltage Drop 1.0 In typ. [mV]Power Dissi-pation 1.25 In max [mW]Melting I²t 10.0 In typ. [A²s]Order Number0.082502501)130010302000.022l l ll3403.0155.11█0.082502501)130010302000.022l l ll3403.0155.24█0.12501252)13008702000.04l l ll3403.0156.110.12501252)13008702000.04l l ll3403.0156.240.1252501252)10007002000.055l l ll3403.0157.110.1252501252)10007002000.055l l ll3403.0157.240.162502501)10005402400.057l l ll3403.0158.110.162502501)10005402400.057l l ll3403.0158.240.22501252)10004605000.092l l ll3403.0159.110.22501252)10004605000.092l l ll3403.0159.240.252501252)8003955000.2l l ll3403.0160.11█0.252501252)8003955000.2l l ll3403.0160.24█0.3152501252)7503435000.27lll ll3403.0161.11█0.3152501252)7503435000.27lll ll3403.0161.24█0.42501252)7002905000.4lll ll3403.0162.11█0.42501252)7002905000.4lll ll3403.0162.24█0.52501252)6002575000.54lll ll3403.0163.11█0.52501252)6002575000.54lll ll3403.0163.24█0.632501252)5002165001.1lll ll3403.0164.11█0.632501252)5002165001.1lll ll3403.0164.24█0.82501252)4001905001.4lll ll3403.0165.11█0.82501252)4001905001.4lll ll3403.0165.24█12501253)3001645002.8llllll3403.0166.11█12501253)3001645002.8llllll3403.0166.24█1.252501253)30013810004.5llllll3403.0167.11█1.252501253)30013810004.5llllll3403.0167.24█1.62501253)30012410006.9llllll3403.0168.11█1.62501253)30012410006.9llllll3403.0168.24█5FusesUMT 250https://www.schurter.com /PG01_2Circuit ProtectionRated Cur-rent [A]Rated Vol-tage [VAC]Rated Vol-tage [VDC]Breaking CapacityVoltage Drop 1.0 In max. [mV]Voltage Drop 1.0 In typ. [mV]Power Dissi-pation 1.25 In max [mW]Melting I²t 10.0 In typ. [A²s]Order Number22501253)30010210007.3llllll3403.0169.11█22501253)30010210007.3llllll3403.0169.24█2.52501253)3009012007.5llllll3403.0170.11█2.52501253)3009012007.5llllll3403.0170.24█3.152501253)30095150014llllll3403.0171.11█3.152501253)30095150014llllll3403.0171.24█42501253)30078200026llllll3403.0172.1142501253)30078200026llllll3403.0172.2452501254)30076250038l llll3403.0173.1152501254)30076250038l llll3403.0173.246.32501254)30071300066l llll3403.0174.116.32501254)30071300066l llll3403.0174.2482501255)220723000113 ll 3403.0175.1182501255)220723000113 ll 3403.0175.24102501255)220733500166 ll 3403.0176.11102501255)220733500166 ll 3403.0176.24█ Most Popular.Availability for all products can be searched real-time: https://www.schurter.com/en/info-center/support-tools/stock-check-distributors1) IEC: 200 A @ 250 VAC / 100 A @ 250 VDC1) UL: 200 A @ 277 VAC / 100 A @ 125 VDC / 35 A @ 250 VDC / 200 A @ 63 VAC/DC2) IEC: 200 A @ 250 VAC / 100 A @ 125 VDC2) UL: 200 A @ 277 VAC / 100 A @ 125 VDC / 35 A @ 250 VDC / 200 A @ 63 VAC/DC3) IEC: 200 A @ 250 VAC / 100 A @ 125 VDC3) UL: 200 A @ 277 VAC / 100 A @ 125 VDC / 35 A @ 250 VDC / 200 A @ 63 VAC/DC3) PSE: 100 A @ 250 VAC4) IEC: 100 A @ 250 VAC / 100 A 125 VDC4) UL: 100 A @ 250 VAC / 100 A @ 125 VDC / 35 A @ 250 VDC / 200 A @ 63 VAC/DC4) PSE: 100 A @ 250 VAC5) UL: 35 A @ 250 VAC / 35 A @ 125 VDC / 200 A @ 63 VAC/DC5) PSE: 100 A @ 250 VAC The 80 mA variant may not be to replace the 80 mA used with gold caps UMT (Au).Packaging Unit acc. IEC 60286-3 Type 2a.xx = .11100 pcs in ESD-plastic bag.xx = .242000 pcs. in tape [W: 24mm and P1: 8mm] on reel [A: 33cm]The specifications, descriptions and illustrations indicated in this document are based on current information. All content is subject to modifications and amendments. Information furnished is believed to be accurate and reliable. However, users should independently evaluate the suitability and test each product selected for their own applications.26.03.2024
https://us.schurter.com/en/datasheet/typ_UMT_250.pdf | fuses | 1FusesUMT 250https://www.schurter.com /PG01_2Circuit ProtectionSurface Mount Fuse, 3 x 10.1 mm, Time-Lag T, 250 VAC, 125 VDCSee below: Approvals and CompliancesIEC 60127-4 · 250 VAC · up to 250 VDC · Time-Lag TDescription- High current range from 80 mA to 10 A- High breaking capacity of 200 A @ 250 VAC (IEC)- UL approval for 277 VAC and 250 VDC- Impermeable to potting compound used to achieve hermetic seal for use in intrinsically safe applications according to ATEx and IECEx re-quirements.Unique Selling Proposition- Compact design- Maximum breaking capacity at minimal footprint- Suitable for pulse-shaped continuous currentsApplications- Primary protection on SMD PCBs- Medical Equipment- Battery protectionReferencesFuse Kit Fuse Kit UMT 250 / UMZ 250 Weblinkspdf data sheet, html datasheet, General Product Information, Distributor-Stock-Check, Detailed request for product, Microsite Application Note Primary Protection in Equipmentwith further information on increased Pulse Strength and their test conditions according to inter-national standards see Impulse Withstand VoltageTechnical DataRated Voltage250 VAC, up to 250 VDCRated current0.08 - 10 ABreaking Capacity35 A - 200 ACharacteristicTime-Lag TMountingPCB,SMTAdmissible Ambient Temp.-55 °C to 125 °CClimatic Category55/125/21 acc. to IEC 60068-1Material: HousingCeramicsMaterial: TerminalsCopper alloy, tin-platedUnit Weight0.23 gStorage Conditions0 °C to 60 °C, max. 70% r.h.Product Marking, Rated current, Voltage, Cha-racteristic, Breaking Capacity Soldering MethodsReflow, Wave Soldering ProfileSolderability245 °C / 3 sec acc. to IEC 60068-2-58, Test TdResistance to Soldering Heat260 °C / 10 sec acc. to IEC 60068-2-58Moisture Sensitivity LevelMSL 1, J-STD-020 Moisture Resistance TestMIL-STD-202, Method 106 (50 cycles in a temp./mister chamber)Operational LifeMIL-STD-202, Method 108 (1000h @ 0.42*In @ 70°C)Mechanical ShockMIL-STD-202, Method 213 Condition AResistance to SolventsMIL-STD-202, Method 215Terminal StrengthMIL-STD-202, Method 211A (Deflection of board 1 mm for 1 minute)Approvals and CompliancesDetailed information on product approvals, code requirements, usage instructions and detailed test conditions can be looked up in Details about Approvals SCHURTER products are designed for use in industrial environments. They have approvals from independent testing bodies according to national and international standards. Products with specific characteristics and requirements such as required in the automotive sector according to IATF 16949, medical technology according to ISO 13485 or in the aerospace industry can be offered exclusively with customer-specific, individual agree-ments by SCHURTER.2FusesUMT 250https://www.schurter.com /PG01_2Circuit ProtectionApprovalsThe approval mark is used by the testing authorities to certify compliance with the safety requirements placed on electronic products. Approval Reference Type: UMT 250Approval LogoCertificatesCertification BodyDescriptionVDE ApprovalsVDEVDE Certificate Number: 40013121UL ApprovalsULUL File Number: UL E300707UL ApprovalsULUR File Number: UR E41599CQC ApprovalsCQCCQC Certificate Number: CQC11012062827KTL ApprovalsKTLKorea Testing Laboratory METI ApprovalsMETIJapan Electrical Safety and Environment technology Laboratories Product standardsProduct standards that are referencedOrganizationDesignStandardDescriptionDesigned according toIEC 60127-4/2Miniature fuses. Part 4. Universal modular fuse-links for through-hole and surface mount typesDesigned according toUL 248-14Low voltage fuses - Part 14: Supplemental fusesDesigned according toCSA22.2 No. 248.14Low-Voltage Fuses - Part 14: Supplemental FusesApplication standardsApplication standards where the product can be usedOrganizationDesignStandardDescriptionSuitable for applications acc.IEC/UL 62368-1Audio/video, information and communication technology equipment - Part 1: Safety requirementsCompliancesThe product complies with following Guide LinesIdentificationDetailsInitiatorDescriptionCE declaration of conformitySCHURTER AGThe CE marking declares that the product complies with the applicable requirements laid down in the harmonisation of Community legislation on its affixing in accordance with EU Regulation 765/2008.UKCA declaration of conformitySCHURTER AGThe UKCA marking declares that the product complies with the applicable requirements laid down in the British Amendment of Regulation (EC) 765/2008.RoHSSCHURTER AGDirective RoHS 2011/65/EU, Amendment (EU) 2015/863China RoHSSCHURTER AGThe law SJ / T 11363-2006 (China RoHS) has been in force since 1 March 2007. It is similar to the EU directive RoHS.REACHSCHURTER AGOn 1 June 2007, Regulation (EC) No 1907/2006 on the Registration, Evaluation, Authorization and Restriction of Chemicals 1 (abbreviated as "REACH") entered into force.SCHURTER AGUniversal Modular Fuse meets the standard IEC 60127-4AECQ200AutomotiveSCHURTER AGAEC-Q200 is a test standard for passive components used in automotive applications. SCHURTER tests components according to the customer's agreement and is certified according to IATF 16949.3FusesUMT 250https://www.schurter.com /PG01_2Circuit ProtectionDimension [mm] 10.1 mm 10.11.60.41.43326.53.75Soldering padsDerating CurvesPercentage of Rating [%]14012010080604020-60 -40 -20 0 20 40 60 80 100 12023°CAmbient Temperature [°C]Pre-Arcing TimeRated Current In1.0 x In min.1.25 x In min.2.0 x In max.10.0 x In min.10.0 x In max.0.08 A - 6.3 A-60 min120 s10 ms100 ms8 A - 10 A4 h-120 s10 ms100 ms4FusesUMT 250https://www.schurter.com /PG01_2Circuit ProtectionTime-Current-CurvesTime in Seconds1 10 0.1 0.0001 0.001 0.01 100 1000 10000 0.1 10 1 100 80 mA100 mA125 mA160 mA200 mA250 mA315 mA400 mA500 mA630 mA800 mA1 A1.25 A1.6 A2 A2.5 A3.15 A4 A5 A6.3 A10 A8 ACurrent in Amperes All Variants Rated Cur-rent [A]Rated Vol-tage [VAC]Rated Vol-tage [VDC]Breaking CapacityVoltage Drop 1.0 In max. [mV]Voltage Drop 1.0 In typ. [mV]Power Dissi-pation 1.25 In max [mW]Melting I²t 10.0 In typ. [A²s]Order Number0.082502501)130010302000.022l l ll3403.0155.11█0.082502501)130010302000.022l l ll3403.0155.24█0.12501252)13008702000.04l l ll3403.0156.110.12501252)13008702000.04l l ll3403.0156.240.1252501252)10007002000.055l l ll3403.0157.110.1252501252)10007002000.055l l ll3403.0157.240.162502501)10005402400.057l l ll3403.0158.110.162502501)10005402400.057l l ll3403.0158.240.22501252)10004605000.092l l ll3403.0159.110.22501252)10004605000.092l l ll3403.0159.240.252501252)8003955000.2l l ll3403.0160.11█0.252501252)8003955000.2l l ll3403.0160.24█0.3152501252)7503435000.27lll ll3403.0161.11█0.3152501252)7503435000.27lll ll3403.0161.24█0.42501252)7002905000.4lll ll3403.0162.11█0.42501252)7002905000.4lll ll3403.0162.24█0.52501252)6002575000.54lll ll3403.0163.11█0.52501252)6002575000.54lll ll3403.0163.24█0.632501252)5002165001.1lll ll3403.0164.11█0.632501252)5002165001.1lll ll3403.0164.24█0.82501252)4001905001.4lll ll3403.0165.11█0.82501252)4001905001.4lll ll3403.0165.24█12501253)3001645002.8llllll3403.0166.11█12501253)3001645002.8llllll3403.0166.24█1.252501253)30013810004.5llllll3403.0167.11█1.252501253)30013810004.5llllll3403.0167.24█1.62501253)30012410006.9llllll3403.0168.11█1.62501253)30012410006.9llllll3403.0168.24█5FusesUMT 250https://www.schurter.com /PG01_2Circuit ProtectionRated Cur-rent [A]Rated Vol-tage [VAC]Rated Vol-tage [VDC]Breaking CapacityVoltage Drop 1.0 In max. [mV]Voltage Drop 1.0 In typ. [mV]Power Dissi-pation 1.25 In max [mW]Melting I²t 10.0 In typ. [A²s]Order Number22501253)30010210007.3llllll3403.0169.11█22501253)30010210007.3llllll3403.0169.24█2.52501253)3009012007.5llllll3403.0170.11█2.52501253)3009012007.5llllll3403.0170.24█3.152501253)30095150014llllll3403.0171.11█3.152501253)30095150014llllll3403.0171.24█42501253)30078200026llllll3403.0172.1142501253)30078200026llllll3403.0172.2452501254)30076250038l llll3403.0173.1152501254)30076250038l llll3403.0173.246.32501254)30071300066l llll3403.0174.116.32501254)30071300066l llll3403.0174.2482501255)220723000113 ll 3403.0175.1182501255)220723000113 ll 3403.0175.24102501255)220733500166 ll 3403.0176.11102501255)220733500166 ll 3403.0176.24█ Most Popular.Availability for all products can be searched real-time: https://www.schurter.com/en/info-center/support-tools/stock-check-distributors1) IEC: 200 A @ 250 VAC / 100 A @ 250 VDC1) UL: 200 A @ 277 VAC / 100 A @ 125 VDC / 35 A @ 250 VDC / 200 A @ 63 VAC/DC2) IEC: 200 A @ 250 VAC / 100 A @ 125 VDC2) UL: 200 A @ 277 VAC / 100 A @ 125 VDC / 35 A @ 250 VDC / 200 A @ 63 VAC/DC3) IEC: 200 A @ 250 VAC / 100 A @ 125 VDC3) UL: 200 A @ 277 VAC / 100 A @ 125 VDC / 35 A @ 250 VDC / 200 A @ 63 VAC/DC3) PSE: 100 A @ 250 VAC4) IEC: 100 A @ 250 VAC / 100 A 125 VDC4) UL: 100 A @ 250 VAC / 100 A @ 125 VDC / 35 A @ 250 VDC / 200 A @ 63 VAC/DC4) PSE: 100 A @ 250 VAC5) UL: 35 A @ 250 VAC / 35 A @ 125 VDC / 200 A @ 63 VAC/DC5) PSE: 100 A @ 250 VAC The 80 mA variant may not be to replace the 80 mA used with gold caps UMT (Au).Packaging Unit acc. IEC 60286-3 Type 2a.xx = .11100 pcs in ESD-plastic bag.xx = .242000 pcs. in tape [W: 24mm and P1: 8mm] on reel [A: 33cm]The specifications, descriptions and illustrations indicated in this document are based on current information. All content is subject to modifications and amendments. Information furnished is believed to be accurate and reliable. However, users should independently evaluate the suitability and test each product selected for their own applications.26.03.2024
https://us.schurter.com/en/datasheet/typ_UMT_250.pdf | fuses | 1FusesUMT 250https://www.schurter.com /PG01_2Circuit ProtectionSurface Mount Fuse, 3 x 10.1 mm, Time-Lag T, 250 VAC, 125 VDCSee below: Approvals and CompliancesIEC 60127-4 · 250 VAC · up to 250 VDC · Time-Lag TDescription- High current range from 80 mA to 10 A- High breaking capacity of 200 A @ 250 VAC (IEC)- UL approval for 277 VAC and 250 VDC- Impermeable to potting compound used to achieve hermetic seal for use in intrinsically safe applications according to ATEx and IECEx re-quirements.Unique Selling Proposition- Compact design- Maximum breaking capacity at minimal footprint- Suitable for pulse-shaped continuous currentsApplications- Primary protection on SMD PCBs- Medical Equipment- Battery protectionReferencesFuse Kit Fuse Kit UMT 250 / UMZ 250 Weblinkspdf data sheet, html datasheet, General Product Information, Distributor-Stock-Check, Detailed request for product, Microsite Application Note Primary Protection in Equipmentwith further information on increased Pulse Strength and their test conditions according to inter-national standards see Impulse Withstand VoltageTechnical DataRated Voltage250 VAC, up to 250 VDCRated current0.08 - 10 ABreaking Capacity35 A - 200 ACharacteristicTime-Lag TMountingPCB,SMTAdmissible Ambient Temp.-55 °C to 125 °CClimatic Category55/125/21 acc. to IEC 60068-1Material: HousingCeramicsMaterial: TerminalsCopper alloy, tin-platedUnit Weight0.23 gStorage Conditions0 °C to 60 °C, max. 70% r.h.Product Marking, Rated current, Voltage, Cha-racteristic, Breaking Capacity Soldering MethodsReflow, Wave Soldering ProfileSolderability245 °C / 3 sec acc. to IEC 60068-2-58, Test TdResistance to Soldering Heat260 °C / 10 sec acc. to IEC 60068-2-58Moisture Sensitivity LevelMSL 1, J-STD-020 Moisture Resistance TestMIL-STD-202, Method 106 (50 cycles in a temp./mister chamber)Operational LifeMIL-STD-202, Method 108 (1000h @ 0.42*In @ 70°C)Mechanical ShockMIL-STD-202, Method 213 Condition AResistance to SolventsMIL-STD-202, Method 215Terminal StrengthMIL-STD-202, Method 211A (Deflection of board 1 mm for 1 minute)Approvals and CompliancesDetailed information on product approvals, code requirements, usage instructions and detailed test conditions can be looked up in Details about Approvals SCHURTER products are designed for use in industrial environments. They have approvals from independent testing bodies according to national and international standards. Products with specific characteristics and requirements such as required in the automotive sector according to IATF 16949, medical technology according to ISO 13485 or in the aerospace industry can be offered exclusively with customer-specific, individual agree-ments by SCHURTER.2FusesUMT 250https://www.schurter.com /PG01_2Circuit ProtectionApprovalsThe approval mark is used by the testing authorities to certify compliance with the safety requirements placed on electronic products. Approval Reference Type: UMT 250Approval LogoCertificatesCertification BodyDescriptionVDE ApprovalsVDEVDE Certificate Number: 40013121UL ApprovalsULUL File Number: UL E300707UL ApprovalsULUR File Number: UR E41599CQC ApprovalsCQCCQC Certificate Number: CQC11012062827KTL ApprovalsKTLKorea Testing Laboratory METI ApprovalsMETIJapan Electrical Safety and Environment technology Laboratories Product standardsProduct standards that are referencedOrganizationDesignStandardDescriptionDesigned according toIEC 60127-4/2Miniature fuses. Part 4. Universal modular fuse-links for through-hole and surface mount typesDesigned according toUL 248-14Low voltage fuses - Part 14: Supplemental fusesDesigned according toCSA22.2 No. 248.14Low-Voltage Fuses - Part 14: Supplemental FusesApplication standardsApplication standards where the product can be usedOrganizationDesignStandardDescriptionSuitable for applications acc.IEC/UL 62368-1Audio/video, information and communication technology equipment - Part 1: Safety requirementsCompliancesThe product complies with following Guide LinesIdentificationDetailsInitiatorDescriptionCE declaration of conformitySCHURTER AGThe CE marking declares that the product complies with the applicable requirements laid down in the harmonisation of Community legislation on its affixing in accordance with EU Regulation 765/2008.UKCA declaration of conformitySCHURTER AGThe UKCA marking declares that the product complies with the applicable requirements laid down in the British Amendment of Regulation (EC) 765/2008.RoHSSCHURTER AGDirective RoHS 2011/65/EU, Amendment (EU) 2015/863China RoHSSCHURTER AGThe law SJ / T 11363-2006 (China RoHS) has been in force since 1 March 2007. It is similar to the EU directive RoHS.REACHSCHURTER AGOn 1 June 2007, Regulation (EC) No 1907/2006 on the Registration, Evaluation, Authorization and Restriction of Chemicals 1 (abbreviated as "REACH") entered into force.SCHURTER AGUniversal Modular Fuse meets the standard IEC 60127-4AECQ200AutomotiveSCHURTER AGAEC-Q200 is a test standard for passive components used in automotive applications. SCHURTER tests components according to the customer's agreement and is certified according to IATF 16949.3FusesUMT 250https://www.schurter.com /PG01_2Circuit ProtectionDimension [mm] 10.1 mm 10.11.60.41.43326.53.75Soldering padsDerating CurvesPercentage of Rating [%]14012010080604020-60 -40 -20 0 20 40 60 80 100 12023°CAmbient Temperature [°C]Pre-Arcing TimeRated Current In1.0 x In min.1.25 x In min.2.0 x In max.10.0 x In min.10.0 x In max.0.08 A - 6.3 A-60 min120 s10 ms100 ms8 A - 10 A4 h-120 s10 ms100 ms4FusesUMT 250https://www.schurter.com /PG01_2Circuit ProtectionTime-Current-CurvesTime in Seconds1 10 0.1 0.0001 0.001 0.01 100 1000 10000 0.1 10 1 100 80 mA100 mA125 mA160 mA200 mA250 mA315 mA400 mA500 mA630 mA800 mA1 A1.25 A1.6 A2 A2.5 A3.15 A4 A5 A6.3 A10 A8 ACurrent in Amperes All Variants Rated Cur-rent [A]Rated Vol-tage [VAC]Rated Vol-tage [VDC]Breaking CapacityVoltage Drop 1.0 In max. [mV]Voltage Drop 1.0 In typ. [mV]Power Dissi-pation 1.25 In max [mW]Melting I²t 10.0 In typ. [A²s]Order Number0.082502501)130010302000.022l l ll3403.0155.11█0.082502501)130010302000.022l l ll3403.0155.24█0.12501252)13008702000.04l l ll3403.0156.110.12501252)13008702000.04l l ll3403.0156.240.1252501252)10007002000.055l l ll3403.0157.110.1252501252)10007002000.055l l ll3403.0157.240.162502501)10005402400.057l l ll3403.0158.110.162502501)10005402400.057l l ll3403.0158.240.22501252)10004605000.092l l ll3403.0159.110.22501252)10004605000.092l l ll3403.0159.240.252501252)8003955000.2l l ll3403.0160.11█0.252501252)8003955000.2l l ll3403.0160.24█0.3152501252)7503435000.27lll ll3403.0161.11█0.3152501252)7503435000.27lll ll3403.0161.24█0.42501252)7002905000.4lll ll3403.0162.11█0.42501252)7002905000.4lll ll3403.0162.24█0.52501252)6002575000.54lll ll3403.0163.11█0.52501252)6002575000.54lll ll3403.0163.24█0.632501252)5002165001.1lll ll3403.0164.11█0.632501252)5002165001.1lll ll3403.0164.24█0.82501252)4001905001.4lll ll3403.0165.11█0.82501252)4001905001.4lll ll3403.0165.24█12501253)3001645002.8llllll3403.0166.11█12501253)3001645002.8llllll3403.0166.24█1.252501253)30013810004.5llllll3403.0167.11█1.252501253)30013810004.5llllll3403.0167.24█1.62501253)30012410006.9llllll3403.0168.11█1.62501253)30012410006.9llllll3403.0168.24█5FusesUMT 250https://www.schurter.com /PG01_2Circuit ProtectionRated Cur-rent [A]Rated Vol-tage [VAC]Rated Vol-tage [VDC]Breaking CapacityVoltage Drop 1.0 In max. [mV]Voltage Drop 1.0 In typ. [mV]Power Dissi-pation 1.25 In max [mW]Melting I²t 10.0 In typ. [A²s]Order Number22501253)30010210007.3llllll3403.0169.11█22501253)30010210007.3llllll3403.0169.24█2.52501253)3009012007.5llllll3403.0170.11█2.52501253)3009012007.5llllll3403.0170.24█3.152501253)30095150014llllll3403.0171.11█3.152501253)30095150014llllll3403.0171.24█42501253)30078200026llllll3403.0172.1142501253)30078200026llllll3403.0172.2452501254)30076250038l llll3403.0173.1152501254)30076250038l llll3403.0173.246.32501254)30071300066l llll3403.0174.116.32501254)30071300066l llll3403.0174.2482501255)220723000113 ll 3403.0175.1182501255)220723000113 ll 3403.0175.24102501255)220733500166 ll 3403.0176.11102501255)220733500166 ll 3403.0176.24█ Most Popular.Availability for all products can be searched real-time: https://www.schurter.com/en/info-center/support-tools/stock-check-distributors1) IEC: 200 A @ 250 VAC / 100 A @ 250 VDC1) UL: 200 A @ 277 VAC / 100 A @ 125 VDC / 35 A @ 250 VDC / 200 A @ 63 VAC/DC2) IEC: 200 A @ 250 VAC / 100 A @ 125 VDC2) UL: 200 A @ 277 VAC / 100 A @ 125 VDC / 35 A @ 250 VDC / 200 A @ 63 VAC/DC3) IEC: 200 A @ 250 VAC / 100 A @ 125 VDC3) UL: 200 A @ 277 VAC / 100 A @ 125 VDC / 35 A @ 250 VDC / 200 A @ 63 VAC/DC3) PSE: 100 A @ 250 VAC4) IEC: 100 A @ 250 VAC / 100 A 125 VDC4) UL: 100 A @ 250 VAC / 100 A @ 125 VDC / 35 A @ 250 VDC / 200 A @ 63 VAC/DC4) PSE: 100 A @ 250 VAC5) UL: 35 A @ 250 VAC / 35 A @ 125 VDC / 200 A @ 63 VAC/DC5) PSE: 100 A @ 250 VAC The 80 mA variant may not be to replace the 80 mA used with gold caps UMT (Au).Packaging Unit acc. IEC 60286-3 Type 2a.xx = .11100 pcs in ESD-plastic bag.xx = .242000 pcs. in tape [W: 24mm and P1: 8mm] on reel [A: 33cm]The specifications, descriptions and illustrations indicated in this document are based on current information. All content is subject to modifications and amendments. Information furnished is believed to be accurate and reliable. However, users should independently evaluate the suitability and test each product selected for their own applications.26.03.2024
https://us.schurter.com/en/datasheet/typ_UMT_250.pdf | fuses | 1FusesUMT 250https://www.schurter.com /PG01_2Circuit ProtectionSurface Mount Fuse, 3 x 10.1 mm, Time-Lag T, 250 VAC, 125 VDCSee below: Approvals and CompliancesIEC 60127-4 · 250 VAC · up to 250 VDC · Time-Lag TDescription- High current range from 80 mA to 10 A- High breaking capacity of 200 A @ 250 VAC (IEC)- UL approval for 277 VAC and 250 VDC- Impermeable to potting compound used to achieve hermetic seal for use in intrinsically safe applications according to ATEx and IECEx re-quirements.Unique Selling Proposition- Compact design- Maximum breaking capacity at minimal footprint- Suitable for pulse-shaped continuous currentsApplications- Primary protection on SMD PCBs- Medical Equipment- Battery protectionReferencesFuse Kit Fuse Kit UMT 250 / UMZ 250 Weblinkspdf data sheet, html datasheet, General Product Information, Distributor-Stock-Check, Detailed request for product, Microsite Application Note Primary Protection in Equipmentwith further information on increased Pulse Strength and their test conditions according to inter-national standards see Impulse Withstand VoltageTechnical DataRated Voltage250 VAC, up to 250 VDCRated current0.08 - 10 ABreaking Capacity35 A - 200 ACharacteristicTime-Lag TMountingPCB,SMTAdmissible Ambient Temp.-55 °C to 125 °CClimatic Category55/125/21 acc. to IEC 60068-1Material: HousingCeramicsMaterial: TerminalsCopper alloy, tin-platedUnit Weight0.23 gStorage Conditions0 °C to 60 °C, max. 70% r.h.Product Marking, Rated current, Voltage, Cha-racteristic, Breaking Capacity Soldering MethodsReflow, Wave Soldering ProfileSolderability245 °C / 3 sec acc. to IEC 60068-2-58, Test TdResistance to Soldering Heat260 °C / 10 sec acc. to IEC 60068-2-58Moisture Sensitivity LevelMSL 1, J-STD-020 Moisture Resistance TestMIL-STD-202, Method 106 (50 cycles in a temp./mister chamber)Operational LifeMIL-STD-202, Method 108 (1000h @ 0.42*In @ 70°C)Mechanical ShockMIL-STD-202, Method 213 Condition AResistance to SolventsMIL-STD-202, Method 215Terminal StrengthMIL-STD-202, Method 211A (Deflection of board 1 mm for 1 minute)Approvals and CompliancesDetailed information on product approvals, code requirements, usage instructions and detailed test conditions can be looked up in Details about Approvals SCHURTER products are designed for use in industrial environments. They have approvals from independent testing bodies according to national and international standards. Products with specific characteristics and requirements such as required in the automotive sector according to IATF 16949, medical technology according to ISO 13485 or in the aerospace industry can be offered exclusively with customer-specific, individual agree-ments by SCHURTER.2FusesUMT 250https://www.schurter.com /PG01_2Circuit ProtectionApprovalsThe approval mark is used by the testing authorities to certify compliance with the safety requirements placed on electronic products. Approval Reference Type: UMT 250Approval LogoCertificatesCertification BodyDescriptionVDE ApprovalsVDEVDE Certificate Number: 40013121UL ApprovalsULUL File Number: UL E300707UL ApprovalsULUR File Number: UR E41599CQC ApprovalsCQCCQC Certificate Number: CQC11012062827KTL ApprovalsKTLKorea Testing Laboratory METI ApprovalsMETIJapan Electrical Safety and Environment technology Laboratories Product standardsProduct standards that are referencedOrganizationDesignStandardDescriptionDesigned according toIEC 60127-4/2Miniature fuses. Part 4. Universal modular fuse-links for through-hole and surface mount typesDesigned according toUL 248-14Low voltage fuses - Part 14: Supplemental fusesDesigned according toCSA22.2 No. 248.14Low-Voltage Fuses - Part 14: Supplemental FusesApplication standardsApplication standards where the product can be usedOrganizationDesignStandardDescriptionSuitable for applications acc.IEC/UL 62368-1Audio/video, information and communication technology equipment - Part 1: Safety requirementsCompliancesThe product complies with following Guide LinesIdentificationDetailsInitiatorDescriptionCE declaration of conformitySCHURTER AGThe CE marking declares that the product complies with the applicable requirements laid down in the harmonisation of Community legislation on its affixing in accordance with EU Regulation 765/2008.UKCA declaration of conformitySCHURTER AGThe UKCA marking declares that the product complies with the applicable requirements laid down in the British Amendment of Regulation (EC) 765/2008.RoHSSCHURTER AGDirective RoHS 2011/65/EU, Amendment (EU) 2015/863China RoHSSCHURTER AGThe law SJ / T 11363-2006 (China RoHS) has been in force since 1 March 2007. It is similar to the EU directive RoHS.REACHSCHURTER AGOn 1 June 2007, Regulation (EC) No 1907/2006 on the Registration, Evaluation, Authorization and Restriction of Chemicals 1 (abbreviated as "REACH") entered into force.SCHURTER AGUniversal Modular Fuse meets the standard IEC 60127-4AECQ200AutomotiveSCHURTER AGAEC-Q200 is a test standard for passive components used in automotive applications. SCHURTER tests components according to the customer's agreement and is certified according to IATF 16949.3FusesUMT 250https://www.schurter.com /PG01_2Circuit ProtectionDimension [mm] 10.1 mm 10.11.60.41.43326.53.75Soldering padsDerating CurvesPercentage of Rating [%]14012010080604020-60 -40 -20 0 20 40 60 80 100 12023°CAmbient Temperature [°C]Pre-Arcing TimeRated Current In1.0 x In min.1.25 x In min.2.0 x In max.10.0 x In min.10.0 x In max.0.08 A - 6.3 A-60 min120 s10 ms100 ms8 A - 10 A4 h-120 s10 ms100 ms4FusesUMT 250https://www.schurter.com /PG01_2Circuit ProtectionTime-Current-CurvesTime in Seconds1 10 0.1 0.0001 0.001 0.01 100 1000 10000 0.1 10 1 100 80 mA100 mA125 mA160 mA200 mA250 mA315 mA400 mA500 mA630 mA800 mA1 A1.25 A1.6 A2 A2.5 A3.15 A4 A5 A6.3 A10 A8 ACurrent in Amperes All Variants Rated Cur-rent [A]Rated Vol-tage [VAC]Rated Vol-tage [VDC]Breaking CapacityVoltage Drop 1.0 In max. [mV]Voltage Drop 1.0 In typ. [mV]Power Dissi-pation 1.25 In max [mW]Melting I²t 10.0 In typ. [A²s]Order Number0.082502501)130010302000.022l l ll3403.0155.11█0.082502501)130010302000.022l l ll3403.0155.24█0.12501252)13008702000.04l l ll3403.0156.110.12501252)13008702000.04l l ll3403.0156.240.1252501252)10007002000.055l l ll3403.0157.110.1252501252)10007002000.055l l ll3403.0157.240.162502501)10005402400.057l l ll3403.0158.110.162502501)10005402400.057l l ll3403.0158.240.22501252)10004605000.092l l ll3403.0159.110.22501252)10004605000.092l l ll3403.0159.240.252501252)8003955000.2l l ll3403.0160.11█0.252501252)8003955000.2l l ll3403.0160.24█0.3152501252)7503435000.27lll ll3403.0161.11█0.3152501252)7503435000.27lll ll3403.0161.24█0.42501252)7002905000.4lll ll3403.0162.11█0.42501252)7002905000.4lll ll3403.0162.24█0.52501252)6002575000.54lll ll3403.0163.11█0.52501252)6002575000.54lll ll3403.0163.24█0.632501252)5002165001.1lll ll3403.0164.11█0.632501252)5002165001.1lll ll3403.0164.24█0.82501252)4001905001.4lll ll3403.0165.11█0.82501252)4001905001.4lll ll3403.0165.24█12501253)3001645002.8llllll3403.0166.11█12501253)3001645002.8llllll3403.0166.24█1.252501253)30013810004.5llllll3403.0167.11█1.252501253)30013810004.5llllll3403.0167.24█1.62501253)30012410006.9llllll3403.0168.11█1.62501253)30012410006.9llllll3403.0168.24█5FusesUMT 250https://www.schurter.com /PG01_2Circuit ProtectionRated Cur-rent [A]Rated Vol-tage [VAC]Rated Vol-tage [VDC]Breaking CapacityVoltage Drop 1.0 In max. [mV]Voltage Drop 1.0 In typ. [mV]Power Dissi-pation 1.25 In max [mW]Melting I²t 10.0 In typ. [A²s]Order Number22501253)30010210007.3llllll3403.0169.11█22501253)30010210007.3llllll3403.0169.24█2.52501253)3009012007.5llllll3403.0170.11█2.52501253)3009012007.5llllll3403.0170.24█3.152501253)30095150014llllll3403.0171.11█3.152501253)30095150014llllll3403.0171.24█42501253)30078200026llllll3403.0172.1142501253)30078200026llllll3403.0172.2452501254)30076250038l llll3403.0173.1152501254)30076250038l llll3403.0173.246.32501254)30071300066l llll3403.0174.116.32501254)30071300066l llll3403.0174.2482501255)220723000113 ll 3403.0175.1182501255)220723000113 ll 3403.0175.24102501255)220733500166 ll 3403.0176.11102501255)220733500166 ll 3403.0176.24█ Most Popular.Availability for all products can be searched real-time: https://www.schurter.com/en/info-center/support-tools/stock-check-distributors1) IEC: 200 A @ 250 VAC / 100 A @ 250 VDC1) UL: 200 A @ 277 VAC / 100 A @ 125 VDC / 35 A @ 250 VDC / 200 A @ 63 VAC/DC2) IEC: 200 A @ 250 VAC / 100 A @ 125 VDC2) UL: 200 A @ 277 VAC / 100 A @ 125 VDC / 35 A @ 250 VDC / 200 A @ 63 VAC/DC3) IEC: 200 A @ 250 VAC / 100 A @ 125 VDC3) UL: 200 A @ 277 VAC / 100 A @ 125 VDC / 35 A @ 250 VDC / 200 A @ 63 VAC/DC3) PSE: 100 A @ 250 VAC4) IEC: 100 A @ 250 VAC / 100 A 125 VDC4) UL: 100 A @ 250 VAC / 100 A @ 125 VDC / 35 A @ 250 VDC / 200 A @ 63 VAC/DC4) PSE: 100 A @ 250 VAC5) UL: 35 A @ 250 VAC / 35 A @ 125 VDC / 200 A @ 63 VAC/DC5) PSE: 100 A @ 250 VAC The 80 mA variant may not be to replace the 80 mA used with gold caps UMT (Au).Packaging Unit acc. IEC 60286-3 Type 2a.xx = .11100 pcs in ESD-plastic bag.xx = .242000 pcs. in tape [W: 24mm and P1: 8mm] on reel [A: 33cm]The specifications, descriptions and illustrations indicated in this document are based on current information. All content is subject to modifications and amendments. Information furnished is believed to be accurate and reliable. However, users should independently evaluate the suitability and test each product selected for their own applications.26.03.2024
https://us.schurter.com/en/datasheet/typ_UMT_250.pdf | fuses | 1FusesUMT 250https://www.schurter.com /PG01_2Circuit ProtectionSurface Mount Fuse, 3 x 10.1 mm, Time-Lag T, 250 VAC, 125 VDCSee below: Approvals and CompliancesIEC 60127-4 · 250 VAC · up to 250 VDC · Time-Lag TDescription- High current range from 80 mA to 10 A- High breaking capacity of 200 A @ 250 VAC (IEC)- UL approval for 277 VAC and 250 VDC- Impermeable to potting compound used to achieve hermetic seal for use in intrinsically safe applications according to ATEx and IECEx re-quirements.Unique Selling Proposition- Compact design- Maximum breaking capacity at minimal footprint- Suitable for pulse-shaped continuous currentsApplications- Primary protection on SMD PCBs- Medical Equipment- Battery protectionReferencesFuse Kit Fuse Kit UMT 250 / UMZ 250 Weblinkspdf data sheet, html datasheet, General Product Information, Distributor-Stock-Check, Detailed request for product, Microsite Application Note Primary Protection in Equipmentwith further information on increased Pulse Strength and their test conditions according to inter-national standards see Impulse Withstand VoltageTechnical DataRated Voltage250 VAC, up to 250 VDCRated current0.08 - 10 ABreaking Capacity35 A - 200 ACharacteristicTime-Lag TMountingPCB,SMTAdmissible Ambient Temp.-55 °C to 125 °CClimatic Category55/125/21 acc. to IEC 60068-1Material: HousingCeramicsMaterial: TerminalsCopper alloy, tin-platedUnit Weight0.23 gStorage Conditions0 °C to 60 °C, max. 70% r.h.Product Marking, Rated current, Voltage, Cha-racteristic, Breaking Capacity Soldering MethodsReflow, Wave Soldering ProfileSolderability245 °C / 3 sec acc. to IEC 60068-2-58, Test TdResistance to Soldering Heat260 °C / 10 sec acc. to IEC 60068-2-58Moisture Sensitivity LevelMSL 1, J-STD-020 Moisture Resistance TestMIL-STD-202, Method 106 (50 cycles in a temp./mister chamber)Operational LifeMIL-STD-202, Method 108 (1000h @ 0.42*In @ 70°C)Mechanical ShockMIL-STD-202, Method 213 Condition AResistance to SolventsMIL-STD-202, Method 215Terminal StrengthMIL-STD-202, Method 211A (Deflection of board 1 mm for 1 minute)Approvals and CompliancesDetailed information on product approvals, code requirements, usage instructions and detailed test conditions can be looked up in Details about Approvals SCHURTER products are designed for use in industrial environments. They have approvals from independent testing bodies according to national and international standards. Products with specific characteristics and requirements such as required in the automotive sector according to IATF 16949, medical technology according to ISO 13485 or in the aerospace industry can be offered exclusively with customer-specific, individual agree-ments by SCHURTER.2FusesUMT 250https://www.schurter.com /PG01_2Circuit ProtectionApprovalsThe approval mark is used by the testing authorities to certify compliance with the safety requirements placed on electronic products. Approval Reference Type: UMT 250Approval LogoCertificatesCertification BodyDescriptionVDE ApprovalsVDEVDE Certificate Number: 40013121UL ApprovalsULUL File Number: UL E300707UL ApprovalsULUR File Number: UR E41599CQC ApprovalsCQCCQC Certificate Number: CQC11012062827KTL ApprovalsKTLKorea Testing Laboratory METI ApprovalsMETIJapan Electrical Safety and Environment technology Laboratories Product standardsProduct standards that are referencedOrganizationDesignStandardDescriptionDesigned according toIEC 60127-4/2Miniature fuses. Part 4. Universal modular fuse-links for through-hole and surface mount typesDesigned according toUL 248-14Low voltage fuses - Part 14: Supplemental fusesDesigned according toCSA22.2 No. 248.14Low-Voltage Fuses - Part 14: Supplemental FusesApplication standardsApplication standards where the product can be usedOrganizationDesignStandardDescriptionSuitable for applications acc.IEC/UL 62368-1Audio/video, information and communication technology equipment - Part 1: Safety requirementsCompliancesThe product complies with following Guide LinesIdentificationDetailsInitiatorDescriptionCE declaration of conformitySCHURTER AGThe CE marking declares that the product complies with the applicable requirements laid down in the harmonisation of Community legislation on its affixing in accordance with EU Regulation 765/2008.UKCA declaration of conformitySCHURTER AGThe UKCA marking declares that the product complies with the applicable requirements laid down in the British Amendment of Regulation (EC) 765/2008.RoHSSCHURTER AGDirective RoHS 2011/65/EU, Amendment (EU) 2015/863China RoHSSCHURTER AGThe law SJ / T 11363-2006 (China RoHS) has been in force since 1 March 2007. It is similar to the EU directive RoHS.REACHSCHURTER AGOn 1 June 2007, Regulation (EC) No 1907/2006 on the Registration, Evaluation, Authorization and Restriction of Chemicals 1 (abbreviated as "REACH") entered into force.SCHURTER AGUniversal Modular Fuse meets the standard IEC 60127-4AECQ200AutomotiveSCHURTER AGAEC-Q200 is a test standard for passive components used in automotive applications. SCHURTER tests components according to the customer's agreement and is certified according to IATF 16949.3FusesUMT 250https://www.schurter.com /PG01_2Circuit ProtectionDimension [mm] 10.1 mm 10.11.60.41.43326.53.75Soldering padsDerating CurvesPercentage of Rating [%]14012010080604020-60 -40 -20 0 20 40 60 80 100 12023°CAmbient Temperature [°C]Pre-Arcing TimeRated Current In1.0 x In min.1.25 x In min.2.0 x In max.10.0 x In min.10.0 x In max.0.08 A - 6.3 A-60 min120 s10 ms100 ms8 A - 10 A4 h-120 s10 ms100 ms4FusesUMT 250https://www.schurter.com /PG01_2Circuit ProtectionTime-Current-CurvesTime in Seconds1 10 0.1 0.0001 0.001 0.01 100 1000 10000 0.1 10 1 100 80 mA100 mA125 mA160 mA200 mA250 mA315 mA400 mA500 mA630 mA800 mA1 A1.25 A1.6 A2 A2.5 A3.15 A4 A5 A6.3 A10 A8 ACurrent in Amperes All Variants Rated Cur-rent [A]Rated Vol-tage [VAC]Rated Vol-tage [VDC]Breaking CapacityVoltage Drop 1.0 In max. [mV]Voltage Drop 1.0 In typ. [mV]Power Dissi-pation 1.25 In max [mW]Melting I²t 10.0 In typ. [A²s]Order Number0.082502501)130010302000.022l l ll3403.0155.11█0.082502501)130010302000.022l l ll3403.0155.24█0.12501252)13008702000.04l l ll3403.0156.110.12501252)13008702000.04l l ll3403.0156.240.1252501252)10007002000.055l l ll3403.0157.110.1252501252)10007002000.055l l ll3403.0157.240.162502501)10005402400.057l l ll3403.0158.110.162502501)10005402400.057l l ll3403.0158.240.22501252)10004605000.092l l ll3403.0159.110.22501252)10004605000.092l l ll3403.0159.240.252501252)8003955000.2l l ll3403.0160.11█0.252501252)8003955000.2l l ll3403.0160.24█0.3152501252)7503435000.27lll ll3403.0161.11█0.3152501252)7503435000.27lll ll3403.0161.24█0.42501252)7002905000.4lll ll3403.0162.11█0.42501252)7002905000.4lll ll3403.0162.24█0.52501252)6002575000.54lll ll3403.0163.11█0.52501252)6002575000.54lll ll3403.0163.24█0.632501252)5002165001.1lll ll3403.0164.11█0.632501252)5002165001.1lll ll3403.0164.24█0.82501252)4001905001.4lll ll3403.0165.11█0.82501252)4001905001.4lll ll3403.0165.24█12501253)3001645002.8llllll3403.0166.11█12501253)3001645002.8llllll3403.0166.24█1.252501253)30013810004.5llllll3403.0167.11█1.252501253)30013810004.5llllll3403.0167.24█1.62501253)30012410006.9llllll3403.0168.11█1.62501253)30012410006.9llllll3403.0168.24█5FusesUMT 250https://www.schurter.com /PG01_2Circuit ProtectionRated Cur-rent [A]Rated Vol-tage [VAC]Rated Vol-tage [VDC]Breaking CapacityVoltage Drop 1.0 In max. [mV]Voltage Drop 1.0 In typ. [mV]Power Dissi-pation 1.25 In max [mW]Melting I²t 10.0 In typ. [A²s]Order Number22501253)30010210007.3llllll3403.0169.11█22501253)30010210007.3llllll3403.0169.24█2.52501253)3009012007.5llllll3403.0170.11█2.52501253)3009012007.5llllll3403.0170.24█3.152501253)30095150014llllll3403.0171.11█3.152501253)30095150014llllll3403.0171.24█42501253)30078200026llllll3403.0172.1142501253)30078200026llllll3403.0172.2452501254)30076250038l llll3403.0173.1152501254)30076250038l llll3403.0173.246.32501254)30071300066l llll3403.0174.116.32501254)30071300066l llll3403.0174.2482501255)220723000113 ll 3403.0175.1182501255)220723000113 ll 3403.0175.24102501255)220733500166 ll 3403.0176.11102501255)220733500166 ll 3403.0176.24█ Most Popular.Availability for all products can be searched real-time: https://www.schurter.com/en/info-center/support-tools/stock-check-distributors1) IEC: 200 A @ 250 VAC / 100 A @ 250 VDC1) UL: 200 A @ 277 VAC / 100 A @ 125 VDC / 35 A @ 250 VDC / 200 A @ 63 VAC/DC2) IEC: 200 A @ 250 VAC / 100 A @ 125 VDC2) UL: 200 A @ 277 VAC / 100 A @ 125 VDC / 35 A @ 250 VDC / 200 A @ 63 VAC/DC3) IEC: 200 A @ 250 VAC / 100 A @ 125 VDC3) UL: 200 A @ 277 VAC / 100 A @ 125 VDC / 35 A @ 250 VDC / 200 A @ 63 VAC/DC3) PSE: 100 A @ 250 VAC4) IEC: 100 A @ 250 VAC / 100 A 125 VDC4) UL: 100 A @ 250 VAC / 100 A @ 125 VDC / 35 A @ 250 VDC / 200 A @ 63 VAC/DC4) PSE: 100 A @ 250 VAC5) UL: 35 A @ 250 VAC / 35 A @ 125 VDC / 200 A @ 63 VAC/DC5) PSE: 100 A @ 250 VAC The 80 mA variant may not be to replace the 80 mA used with gold caps UMT (Au).Packaging Unit acc. IEC 60286-3 Type 2a.xx = .11100 pcs in ESD-plastic bag.xx = .242000 pcs. in tape [W: 24mm and P1: 8mm] on reel [A: 33cm]The specifications, descriptions and illustrations indicated in this document are based on current information. All content is subject to modifications and amendments. Information furnished is believed to be accurate and reliable. However, users should independently evaluate the suitability and test each product selected for their own applications.26.03.2024
https://us.schurter.com/en/datasheet/typ_UMT_250.pdf | fuses | 1FusesUMT 250https://www.schurter.com /PG01_2Circuit ProtectionSurface Mount Fuse, 3 x 10.1 mm, Time-Lag T, 250 VAC, 125 VDCSee below: Approvals and CompliancesIEC 60127-4 · 250 VAC · up to 250 VDC · Time-Lag TDescription- High current range from 80 mA to 10 A- High breaking capacity of 200 A @ 250 VAC (IEC)- UL approval for 277 VAC and 250 VDC- Impermeable to potting compound used to achieve hermetic seal for use in intrinsically safe applications according to ATEx and IECEx re-quirements.Unique Selling Proposition- Compact design- Maximum breaking capacity at minimal footprint- Suitable for pulse-shaped continuous currentsApplications- Primary protection on SMD PCBs- Medical Equipment- Battery protectionReferencesFuse Kit Fuse Kit UMT 250 / UMZ 250 Weblinkspdf data sheet, html datasheet, General Product Information, Distributor-Stock-Check, Detailed request for product, Microsite Application Note Primary Protection in Equipmentwith further information on increased Pulse Strength and their test conditions according to inter-national standards see Impulse Withstand VoltageTechnical DataRated Voltage250 VAC, up to 250 VDCRated current0.08 - 10 ABreaking Capacity35 A - 200 ACharacteristicTime-Lag TMountingPCB,SMTAdmissible Ambient Temp.-55 °C to 125 °CClimatic Category55/125/21 acc. to IEC 60068-1Material: HousingCeramicsMaterial: TerminalsCopper alloy, tin-platedUnit Weight0.23 gStorage Conditions0 °C to 60 °C, max. 70% r.h.Product Marking, Rated current, Voltage, Cha-racteristic, Breaking Capacity Soldering MethodsReflow, Wave Soldering ProfileSolderability245 °C / 3 sec acc. to IEC 60068-2-58, Test TdResistance to Soldering Heat260 °C / 10 sec acc. to IEC 60068-2-58Moisture Sensitivity LevelMSL 1, J-STD-020 Moisture Resistance TestMIL-STD-202, Method 106 (50 cycles in a temp./mister chamber)Operational LifeMIL-STD-202, Method 108 (1000h @ 0.42*In @ 70°C)Mechanical ShockMIL-STD-202, Method 213 Condition AResistance to SolventsMIL-STD-202, Method 215Terminal StrengthMIL-STD-202, Method 211A (Deflection of board 1 mm for 1 minute)Approvals and CompliancesDetailed information on product approvals, code requirements, usage instructions and detailed test conditions can be looked up in Details about Approvals SCHURTER products are designed for use in industrial environments. They have approvals from independent testing bodies according to national and international standards. Products with specific characteristics and requirements such as required in the automotive sector according to IATF 16949, medical technology according to ISO 13485 or in the aerospace industry can be offered exclusively with customer-specific, individual agree-ments by SCHURTER.2FusesUMT 250https://www.schurter.com /PG01_2Circuit ProtectionApprovalsThe approval mark is used by the testing authorities to certify compliance with the safety requirements placed on electronic products. Approval Reference Type: UMT 250Approval LogoCertificatesCertification BodyDescriptionVDE ApprovalsVDEVDE Certificate Number: 40013121UL ApprovalsULUL File Number: UL E300707UL ApprovalsULUR File Number: UR E41599CQC ApprovalsCQCCQC Certificate Number: CQC11012062827KTL ApprovalsKTLKorea Testing Laboratory METI ApprovalsMETIJapan Electrical Safety and Environment technology Laboratories Product standardsProduct standards that are referencedOrganizationDesignStandardDescriptionDesigned according toIEC 60127-4/2Miniature fuses. Part 4. Universal modular fuse-links for through-hole and surface mount typesDesigned according toUL 248-14Low voltage fuses - Part 14: Supplemental fusesDesigned according toCSA22.2 No. 248.14Low-Voltage Fuses - Part 14: Supplemental FusesApplication standardsApplication standards where the product can be usedOrganizationDesignStandardDescriptionSuitable for applications acc.IEC/UL 62368-1Audio/video, information and communication technology equipment - Part 1: Safety requirementsCompliancesThe product complies with following Guide LinesIdentificationDetailsInitiatorDescriptionCE declaration of conformitySCHURTER AGThe CE marking declares that the product complies with the applicable requirements laid down in the harmonisation of Community legislation on its affixing in accordance with EU Regulation 765/2008.UKCA declaration of conformitySCHURTER AGThe UKCA marking declares that the product complies with the applicable requirements laid down in the British Amendment of Regulation (EC) 765/2008.RoHSSCHURTER AGDirective RoHS 2011/65/EU, Amendment (EU) 2015/863China RoHSSCHURTER AGThe law SJ / T 11363-2006 (China RoHS) has been in force since 1 March 2007. It is similar to the EU directive RoHS.REACHSCHURTER AGOn 1 June 2007, Regulation (EC) No 1907/2006 on the Registration, Evaluation, Authorization and Restriction of Chemicals 1 (abbreviated as "REACH") entered into force.SCHURTER AGUniversal Modular Fuse meets the standard IEC 60127-4AECQ200AutomotiveSCHURTER AGAEC-Q200 is a test standard for passive components used in automotive applications. SCHURTER tests components according to the customer's agreement and is certified according to IATF 16949.3FusesUMT 250https://www.schurter.com /PG01_2Circuit ProtectionDimension [mm] 10.1 mm 10.11.60.41.43326.53.75Soldering padsDerating CurvesPercentage of Rating [%]14012010080604020-60 -40 -20 0 20 40 60 80 100 12023°CAmbient Temperature [°C]Pre-Arcing TimeRated Current In1.0 x In min.1.25 x In min.2.0 x In max.10.0 x In min.10.0 x In max.0.08 A - 6.3 A-60 min120 s10 ms100 ms8 A - 10 A4 h-120 s10 ms100 ms4FusesUMT 250https://www.schurter.com /PG01_2Circuit ProtectionTime-Current-CurvesTime in Seconds1 10 0.1 0.0001 0.001 0.01 100 1000 10000 0.1 10 1 100 80 mA100 mA125 mA160 mA200 mA250 mA315 mA400 mA500 mA630 mA800 mA1 A1.25 A1.6 A2 A2.5 A3.15 A4 A5 A6.3 A10 A8 ACurrent in Amperes All Variants Rated Cur-rent [A]Rated Vol-tage [VAC]Rated Vol-tage [VDC]Breaking CapacityVoltage Drop 1.0 In max. [mV]Voltage Drop 1.0 In typ. [mV]Power Dissi-pation 1.25 In max [mW]Melting I²t 10.0 In typ. [A²s]Order Number0.082502501)130010302000.022l l ll3403.0155.11█0.082502501)130010302000.022l l ll3403.0155.24█0.12501252)13008702000.04l l ll3403.0156.110.12501252)13008702000.04l l ll3403.0156.240.1252501252)10007002000.055l l ll3403.0157.110.1252501252)10007002000.055l l ll3403.0157.240.162502501)10005402400.057l l ll3403.0158.110.162502501)10005402400.057l l ll3403.0158.240.22501252)10004605000.092l l ll3403.0159.110.22501252)10004605000.092l l ll3403.0159.240.252501252)8003955000.2l l ll3403.0160.11█0.252501252)8003955000.2l l ll3403.0160.24█0.3152501252)7503435000.27lll ll3403.0161.11█0.3152501252)7503435000.27lll ll3403.0161.24█0.42501252)7002905000.4lll ll3403.0162.11█0.42501252)7002905000.4lll ll3403.0162.24█0.52501252)6002575000.54lll ll3403.0163.11█0.52501252)6002575000.54lll ll3403.0163.24█0.632501252)5002165001.1lll ll3403.0164.11█0.632501252)5002165001.1lll ll3403.0164.24█0.82501252)4001905001.4lll ll3403.0165.11█0.82501252)4001905001.4lll ll3403.0165.24█12501253)3001645002.8llllll3403.0166.11█12501253)3001645002.8llllll3403.0166.24█1.252501253)30013810004.5llllll3403.0167.11█1.252501253)30013810004.5llllll3403.0167.24█1.62501253)30012410006.9llllll3403.0168.11█1.62501253)30012410006.9llllll3403.0168.24█5FusesUMT 250https://www.schurter.com /PG01_2Circuit ProtectionRated Cur-rent [A]Rated Vol-tage [VAC]Rated Vol-tage [VDC]Breaking CapacityVoltage Drop 1.0 In max. [mV]Voltage Drop 1.0 In typ. [mV]Power Dissi-pation 1.25 In max [mW]Melting I²t 10.0 In typ. [A²s]Order Number22501253)30010210007.3llllll3403.0169.11█22501253)30010210007.3llllll3403.0169.24█2.52501253)3009012007.5llllll3403.0170.11█2.52501253)3009012007.5llllll3403.0170.24█3.152501253)30095150014llllll3403.0171.11█3.152501253)30095150014llllll3403.0171.24█42501253)30078200026llllll3403.0172.1142501253)30078200026llllll3403.0172.2452501254)30076250038l llll3403.0173.1152501254)30076250038l llll3403.0173.246.32501254)30071300066l llll3403.0174.116.32501254)30071300066l llll3403.0174.2482501255)220723000113 ll 3403.0175.1182501255)220723000113 ll 3403.0175.24102501255)220733500166 ll 3403.0176.11102501255)220733500166 ll 3403.0176.24█ Most Popular.Availability for all products can be searched real-time: https://www.schurter.com/en/info-center/support-tools/stock-check-distributors1) IEC: 200 A @ 250 VAC / 100 A @ 250 VDC1) UL: 200 A @ 277 VAC / 100 A @ 125 VDC / 35 A @ 250 VDC / 200 A @ 63 VAC/DC2) IEC: 200 A @ 250 VAC / 100 A @ 125 VDC2) UL: 200 A @ 277 VAC / 100 A @ 125 VDC / 35 A @ 250 VDC / 200 A @ 63 VAC/DC3) IEC: 200 A @ 250 VAC / 100 A @ 125 VDC3) UL: 200 A @ 277 VAC / 100 A @ 125 VDC / 35 A @ 250 VDC / 200 A @ 63 VAC/DC3) PSE: 100 A @ 250 VAC4) IEC: 100 A @ 250 VAC / 100 A 125 VDC4) UL: 100 A @ 250 VAC / 100 A @ 125 VDC / 35 A @ 250 VDC / 200 A @ 63 VAC/DC4) PSE: 100 A @ 250 VAC5) UL: 35 A @ 250 VAC / 35 A @ 125 VDC / 200 A @ 63 VAC/DC5) PSE: 100 A @ 250 VAC The 80 mA variant may not be to replace the 80 mA used with gold caps UMT (Au).Packaging Unit acc. IEC 60286-3 Type 2a.xx = .11100 pcs in ESD-plastic bag.xx = .242000 pcs. in tape [W: 24mm and P1: 8mm] on reel [A: 33cm]The specifications, descriptions and illustrations indicated in this document are based on current information. All content is subject to modifications and amendments. Information furnished is believed to be accurate and reliable. However, users should independently evaluate the suitability and test each product selected for their own applications.26.03.2024
https://us.schurter.com/en/datasheet/typ_UMT_250.pdf | fuses | 1FusesUMT 250https://www.schurter.com /PG01_2Circuit ProtectionSurface Mount Fuse, 3 x 10.1 mm, Time-Lag T, 250 VAC, 125 VDCSee below: Approvals and CompliancesIEC 60127-4 · 250 VAC · up to 250 VDC · Time-Lag TDescription- High current range from 80 mA to 10 A- High breaking capacity of 200 A @ 250 VAC (IEC)- UL approval for 277 VAC and 250 VDC- Impermeable to potting compound used to achieve hermetic seal for use in intrinsically safe applications according to ATEx and IECEx re-quirements.Unique Selling Proposition- Compact design- Maximum breaking capacity at minimal footprint- Suitable for pulse-shaped continuous currentsApplications- Primary protection on SMD PCBs- Medical Equipment- Battery protectionReferencesFuse Kit Fuse Kit UMT 250 / UMZ 250 Weblinkspdf data sheet, html datasheet, General Product Information, Distributor-Stock-Check, Detailed request for product, Microsite Application Note Primary Protection in Equipmentwith further information on increased Pulse Strength and their test conditions according to inter-national standards see Impulse Withstand VoltageTechnical DataRated Voltage250 VAC, up to 250 VDCRated current0.08 - 10 ABreaking Capacity35 A - 200 ACharacteristicTime-Lag TMountingPCB,SMTAdmissible Ambient Temp.-55 °C to 125 °CClimatic Category55/125/21 acc. to IEC 60068-1Material: HousingCeramicsMaterial: TerminalsCopper alloy, tin-platedUnit Weight0.23 gStorage Conditions0 °C to 60 °C, max. 70% r.h.Product Marking, Rated current, Voltage, Cha-racteristic, Breaking Capacity Soldering MethodsReflow, Wave Soldering ProfileSolderability245 °C / 3 sec acc. to IEC 60068-2-58, Test TdResistance to Soldering Heat260 °C / 10 sec acc. to IEC 60068-2-58Moisture Sensitivity LevelMSL 1, J-STD-020 Moisture Resistance TestMIL-STD-202, Method 106 (50 cycles in a temp./mister chamber)Operational LifeMIL-STD-202, Method 108 (1000h @ 0.42*In @ 70°C)Mechanical ShockMIL-STD-202, Method 213 Condition AResistance to SolventsMIL-STD-202, Method 215Terminal StrengthMIL-STD-202, Method 211A (Deflection of board 1 mm for 1 minute)Approvals and CompliancesDetailed information on product approvals, code requirements, usage instructions and detailed test conditions can be looked up in Details about Approvals SCHURTER products are designed for use in industrial environments. They have approvals from independent testing bodies according to national and international standards. Products with specific characteristics and requirements such as required in the automotive sector according to IATF 16949, medical technology according to ISO 13485 or in the aerospace industry can be offered exclusively with customer-specific, individual agree-ments by SCHURTER.2FusesUMT 250https://www.schurter.com /PG01_2Circuit ProtectionApprovalsThe approval mark is used by the testing authorities to certify compliance with the safety requirements placed on electronic products. Approval Reference Type: UMT 250Approval LogoCertificatesCertification BodyDescriptionVDE ApprovalsVDEVDE Certificate Number: 40013121UL ApprovalsULUL File Number: UL E300707UL ApprovalsULUR File Number: UR E41599CQC ApprovalsCQCCQC Certificate Number: CQC11012062827KTL ApprovalsKTLKorea Testing Laboratory METI ApprovalsMETIJapan Electrical Safety and Environment technology Laboratories Product standardsProduct standards that are referencedOrganizationDesignStandardDescriptionDesigned according toIEC 60127-4/2Miniature fuses. Part 4. Universal modular fuse-links for through-hole and surface mount typesDesigned according toUL 248-14Low voltage fuses - Part 14: Supplemental fusesDesigned according toCSA22.2 No. 248.14Low-Voltage Fuses - Part 14: Supplemental FusesApplication standardsApplication standards where the product can be usedOrganizationDesignStandardDescriptionSuitable for applications acc.IEC/UL 62368-1Audio/video, information and communication technology equipment - Part 1: Safety requirementsCompliancesThe product complies with following Guide LinesIdentificationDetailsInitiatorDescriptionCE declaration of conformitySCHURTER AGThe CE marking declares that the product complies with the applicable requirements laid down in the harmonisation of Community legislation on its affixing in accordance with EU Regulation 765/2008.UKCA declaration of conformitySCHURTER AGThe UKCA marking declares that the product complies with the applicable requirements laid down in the British Amendment of Regulation (EC) 765/2008.RoHSSCHURTER AGDirective RoHS 2011/65/EU, Amendment (EU) 2015/863China RoHSSCHURTER AGThe law SJ / T 11363-2006 (China RoHS) has been in force since 1 March 2007. It is similar to the EU directive RoHS.REACHSCHURTER AGOn 1 June 2007, Regulation (EC) No 1907/2006 on the Registration, Evaluation, Authorization and Restriction of Chemicals 1 (abbreviated as "REACH") entered into force.SCHURTER AGUniversal Modular Fuse meets the standard IEC 60127-4AECQ200AutomotiveSCHURTER AGAEC-Q200 is a test standard for passive components used in automotive applications. SCHURTER tests components according to the customer's agreement and is certified according to IATF 16949.3FusesUMT 250https://www.schurter.com /PG01_2Circuit ProtectionDimension [mm] 10.1 mm 10.11.60.41.43326.53.75Soldering padsDerating CurvesPercentage of Rating [%]14012010080604020-60 -40 -20 0 20 40 60 80 100 12023°CAmbient Temperature [°C]Pre-Arcing TimeRated Current In1.0 x In min.1.25 x In min.2.0 x In max.10.0 x In min.10.0 x In max.0.08 A - 6.3 A-60 min120 s10 ms100 ms8 A - 10 A4 h-120 s10 ms100 ms4FusesUMT 250https://www.schurter.com /PG01_2Circuit ProtectionTime-Current-CurvesTime in Seconds1 10 0.1 0.0001 0.001 0.01 100 1000 10000 0.1 10 1 100 80 mA100 mA125 mA160 mA200 mA250 mA315 mA400 mA500 mA630 mA800 mA1 A1.25 A1.6 A2 A2.5 A3.15 A4 A5 A6.3 A10 A8 ACurrent in Amperes All Variants Rated Cur-rent [A]Rated Vol-tage [VAC]Rated Vol-tage [VDC]Breaking CapacityVoltage Drop 1.0 In max. [mV]Voltage Drop 1.0 In typ. [mV]Power Dissi-pation 1.25 In max [mW]Melting I²t 10.0 In typ. [A²s]Order Number0.082502501)130010302000.022l l ll3403.0155.11█0.082502501)130010302000.022l l ll3403.0155.24█0.12501252)13008702000.04l l ll3403.0156.110.12501252)13008702000.04l l ll3403.0156.240.1252501252)10007002000.055l l ll3403.0157.110.1252501252)10007002000.055l l ll3403.0157.240.162502501)10005402400.057l l ll3403.0158.110.162502501)10005402400.057l l ll3403.0158.240.22501252)10004605000.092l l ll3403.0159.110.22501252)10004605000.092l l ll3403.0159.240.252501252)8003955000.2l l ll3403.0160.11█0.252501252)8003955000.2l l ll3403.0160.24█0.3152501252)7503435000.27lll ll3403.0161.11█0.3152501252)7503435000.27lll ll3403.0161.24█0.42501252)7002905000.4lll ll3403.0162.11█0.42501252)7002905000.4lll ll3403.0162.24█0.52501252)6002575000.54lll ll3403.0163.11█0.52501252)6002575000.54lll ll3403.0163.24█0.632501252)5002165001.1lll ll3403.0164.11█0.632501252)5002165001.1lll ll3403.0164.24█0.82501252)4001905001.4lll ll3403.0165.11█0.82501252)4001905001.4lll ll3403.0165.24█12501253)3001645002.8llllll3403.0166.11█12501253)3001645002.8llllll3403.0166.24█1.252501253)30013810004.5llllll3403.0167.11█1.252501253)30013810004.5llllll3403.0167.24█1.62501253)30012410006.9llllll3403.0168.11█1.62501253)30012410006.9llllll3403.0168.24█5FusesUMT 250https://www.schurter.com /PG01_2Circuit ProtectionRated Cur-rent [A]Rated Vol-tage [VAC]Rated Vol-tage [VDC]Breaking CapacityVoltage Drop 1.0 In max. [mV]Voltage Drop 1.0 In typ. [mV]Power Dissi-pation 1.25 In max [mW]Melting I²t 10.0 In typ. [A²s]Order Number22501253)30010210007.3llllll3403.0169.11█22501253)30010210007.3llllll3403.0169.24█2.52501253)3009012007.5llllll3403.0170.11█2.52501253)3009012007.5llllll3403.0170.24█3.152501253)30095150014llllll3403.0171.11█3.152501253)30095150014llllll3403.0171.24█42501253)30078200026llllll3403.0172.1142501253)30078200026llllll3403.0172.2452501254)30076250038l llll3403.0173.1152501254)30076250038l llll3403.0173.246.32501254)30071300066l llll3403.0174.116.32501254)30071300066l llll3403.0174.2482501255)220723000113 ll 3403.0175.1182501255)220723000113 ll 3403.0175.24102501255)220733500166 ll 3403.0176.11102501255)220733500166 ll 3403.0176.24█ Most Popular.Availability for all products can be searched real-time: https://www.schurter.com/en/info-center/support-tools/stock-check-distributors1) IEC: 200 A @ 250 VAC / 100 A @ 250 VDC1) UL: 200 A @ 277 VAC / 100 A @ 125 VDC / 35 A @ 250 VDC / 200 A @ 63 VAC/DC2) IEC: 200 A @ 250 VAC / 100 A @ 125 VDC2) UL: 200 A @ 277 VAC / 100 A @ 125 VDC / 35 A @ 250 VDC / 200 A @ 63 VAC/DC3) IEC: 200 A @ 250 VAC / 100 A @ 125 VDC3) UL: 200 A @ 277 VAC / 100 A @ 125 VDC / 35 A @ 250 VDC / 200 A @ 63 VAC/DC3) PSE: 100 A @ 250 VAC4) IEC: 100 A @ 250 VAC / 100 A 125 VDC4) UL: 100 A @ 250 VAC / 100 A @ 125 VDC / 35 A @ 250 VDC / 200 A @ 63 VAC/DC4) PSE: 100 A @ 250 VAC5) UL: 35 A @ 250 VAC / 35 A @ 125 VDC / 200 A @ 63 VAC/DC5) PSE: 100 A @ 250 VAC The 80 mA variant may not be to replace the 80 mA used with gold caps UMT (Au).Packaging Unit acc. IEC 60286-3 Type 2a.xx = .11100 pcs in ESD-plastic bag.xx = .242000 pcs. in tape [W: 24mm and P1: 8mm] on reel [A: 33cm]The specifications, descriptions and illustrations indicated in this document are based on current information. All content is subject to modifications and amendments. Information furnished is believed to be accurate and reliable. However, users should independently evaluate the suitability and test each product selected for their own applications.26.03.2024
https://us.schurter.com/en/datasheet/typ_UMT_250.pdf | fuses | 1FusesUMT 250https://www.schurter.com /PG01_2Circuit ProtectionSurface Mount Fuse, 3 x 10.1 mm, Time-Lag T, 250 VAC, 125 VDCSee below: Approvals and CompliancesIEC 60127-4 · 250 VAC · up to 250 VDC · Time-Lag TDescription- High current range from 80 mA to 10 A- High breaking capacity of 200 A @ 250 VAC (IEC)- UL approval for 277 VAC and 250 VDC- Impermeable to potting compound used to achieve hermetic seal for use in intrinsically safe applications according to ATEx and IECEx re-quirements.Unique Selling Proposition- Compact design- Maximum breaking capacity at minimal footprint- Suitable for pulse-shaped continuous currentsApplications- Primary protection on SMD PCBs- Medical Equipment- Battery protectionReferencesFuse Kit Fuse Kit UMT 250 / UMZ 250 Weblinkspdf data sheet, html datasheet, General Product Information, Distributor-Stock-Check, Detailed request for product, Microsite Application Note Primary Protection in Equipmentwith further information on increased Pulse Strength and their test conditions according to inter-national standards see Impulse Withstand VoltageTechnical DataRated Voltage250 VAC, up to 250 VDCRated current0.08 - 10 ABreaking Capacity35 A - 200 ACharacteristicTime-Lag TMountingPCB,SMTAdmissible Ambient Temp.-55 °C to 125 °CClimatic Category55/125/21 acc. to IEC 60068-1Material: HousingCeramicsMaterial: TerminalsCopper alloy, tin-platedUnit Weight0.23 gStorage Conditions0 °C to 60 °C, max. 70% r.h.Product Marking, Rated current, Voltage, Cha-racteristic, Breaking Capacity Soldering MethodsReflow, Wave Soldering ProfileSolderability245 °C / 3 sec acc. to IEC 60068-2-58, Test TdResistance to Soldering Heat260 °C / 10 sec acc. to IEC 60068-2-58Moisture Sensitivity LevelMSL 1, J-STD-020 Moisture Resistance TestMIL-STD-202, Method 106 (50 cycles in a temp./mister chamber)Operational LifeMIL-STD-202, Method 108 (1000h @ 0.42*In @ 70°C)Mechanical ShockMIL-STD-202, Method 213 Condition AResistance to SolventsMIL-STD-202, Method 215Terminal StrengthMIL-STD-202, Method 211A (Deflection of board 1 mm for 1 minute)Approvals and CompliancesDetailed information on product approvals, code requirements, usage instructions and detailed test conditions can be looked up in Details about Approvals SCHURTER products are designed for use in industrial environments. They have approvals from independent testing bodies according to national and international standards. Products with specific characteristics and requirements such as required in the automotive sector according to IATF 16949, medical technology according to ISO 13485 or in the aerospace industry can be offered exclusively with customer-specific, individual agree-ments by SCHURTER.2FusesUMT 250https://www.schurter.com /PG01_2Circuit ProtectionApprovalsThe approval mark is used by the testing authorities to certify compliance with the safety requirements placed on electronic products. Approval Reference Type: UMT 250Approval LogoCertificatesCertification BodyDescriptionVDE ApprovalsVDEVDE Certificate Number: 40013121UL ApprovalsULUL File Number: UL E300707UL ApprovalsULUR File Number: UR E41599CQC ApprovalsCQCCQC Certificate Number: CQC11012062827KTL ApprovalsKTLKorea Testing Laboratory METI ApprovalsMETIJapan Electrical Safety and Environment technology Laboratories Product standardsProduct standards that are referencedOrganizationDesignStandardDescriptionDesigned according toIEC 60127-4/2Miniature fuses. Part 4. Universal modular fuse-links for through-hole and surface mount typesDesigned according toUL 248-14Low voltage fuses - Part 14: Supplemental fusesDesigned according toCSA22.2 No. 248.14Low-Voltage Fuses - Part 14: Supplemental FusesApplication standardsApplication standards where the product can be usedOrganizationDesignStandardDescriptionSuitable for applications acc.IEC/UL 62368-1Audio/video, information and communication technology equipment - Part 1: Safety requirementsCompliancesThe product complies with following Guide LinesIdentificationDetailsInitiatorDescriptionCE declaration of conformitySCHURTER AGThe CE marking declares that the product complies with the applicable requirements laid down in the harmonisation of Community legislation on its affixing in accordance with EU Regulation 765/2008.UKCA declaration of conformitySCHURTER AGThe UKCA marking declares that the product complies with the applicable requirements laid down in the British Amendment of Regulation (EC) 765/2008.RoHSSCHURTER AGDirective RoHS 2011/65/EU, Amendment (EU) 2015/863China RoHSSCHURTER AGThe law SJ / T 11363-2006 (China RoHS) has been in force since 1 March 2007. It is similar to the EU directive RoHS.REACHSCHURTER AGOn 1 June 2007, Regulation (EC) No 1907/2006 on the Registration, Evaluation, Authorization and Restriction of Chemicals 1 (abbreviated as "REACH") entered into force.SCHURTER AGUniversal Modular Fuse meets the standard IEC 60127-4AECQ200AutomotiveSCHURTER AGAEC-Q200 is a test standard for passive components used in automotive applications. SCHURTER tests components according to the customer's agreement and is certified according to IATF 16949.3FusesUMT 250https://www.schurter.com /PG01_2Circuit ProtectionDimension [mm] 10.1 mm 10.11.60.41.43326.53.75Soldering padsDerating CurvesPercentage of Rating [%]14012010080604020-60 -40 -20 0 20 40 60 80 100 12023°CAmbient Temperature [°C]Pre-Arcing TimeRated Current In1.0 x In min.1.25 x In min.2.0 x In max.10.0 x In min.10.0 x In max.0.08 A - 6.3 A-60 min120 s10 ms100 ms8 A - 10 A4 h-120 s10 ms100 ms4FusesUMT 250https://www.schurter.com /PG01_2Circuit ProtectionTime-Current-CurvesTime in Seconds1 10 0.1 0.0001 0.001 0.01 100 1000 10000 0.1 10 1 100 80 mA100 mA125 mA160 mA200 mA250 mA315 mA400 mA500 mA630 mA800 mA1 A1.25 A1.6 A2 A2.5 A3.15 A4 A5 A6.3 A10 A8 ACurrent in Amperes All Variants Rated Cur-rent [A]Rated Vol-tage [VAC]Rated Vol-tage [VDC]Breaking CapacityVoltage Drop 1.0 In max. [mV]Voltage Drop 1.0 In typ. [mV]Power Dissi-pation 1.25 In max [mW]Melting I²t 10.0 In typ. [A²s]Order Number0.082502501)130010302000.022l l ll3403.0155.11█0.082502501)130010302000.022l l ll3403.0155.24█0.12501252)13008702000.04l l ll3403.0156.110.12501252)13008702000.04l l ll3403.0156.240.1252501252)10007002000.055l l ll3403.0157.110.1252501252)10007002000.055l l ll3403.0157.240.162502501)10005402400.057l l ll3403.0158.110.162502501)10005402400.057l l ll3403.0158.240.22501252)10004605000.092l l ll3403.0159.110.22501252)10004605000.092l l ll3403.0159.240.252501252)8003955000.2l l ll3403.0160.11█0.252501252)8003955000.2l l ll3403.0160.24█0.3152501252)7503435000.27lll ll3403.0161.11█0.3152501252)7503435000.27lll ll3403.0161.24█0.42501252)7002905000.4lll ll3403.0162.11█0.42501252)7002905000.4lll ll3403.0162.24█0.52501252)6002575000.54lll ll3403.0163.11█0.52501252)6002575000.54lll ll3403.0163.24█0.632501252)5002165001.1lll ll3403.0164.11█0.632501252)5002165001.1lll ll3403.0164.24█0.82501252)4001905001.4lll ll3403.0165.11█0.82501252)4001905001.4lll ll3403.0165.24█12501253)3001645002.8llllll3403.0166.11█12501253)3001645002.8llllll3403.0166.24█1.252501253)30013810004.5llllll3403.0167.11█1.252501253)30013810004.5llllll3403.0167.24█1.62501253)30012410006.9llllll3403.0168.11█1.62501253)30012410006.9llllll3403.0168.24█5FusesUMT 250https://www.schurter.com /PG01_2Circuit ProtectionRated Cur-rent [A]Rated Vol-tage [VAC]Rated Vol-tage [VDC]Breaking CapacityVoltage Drop 1.0 In max. [mV]Voltage Drop 1.0 In typ. [mV]Power Dissi-pation 1.25 In max [mW]Melting I²t 10.0 In typ. [A²s]Order Number22501253)30010210007.3llllll3403.0169.11█22501253)30010210007.3llllll3403.0169.24█2.52501253)3009012007.5llllll3403.0170.11█2.52501253)3009012007.5llllll3403.0170.24█3.152501253)30095150014llllll3403.0171.11█3.152501253)30095150014llllll3403.0171.24█42501253)30078200026llllll3403.0172.1142501253)30078200026llllll3403.0172.2452501254)30076250038l llll3403.0173.1152501254)30076250038l llll3403.0173.246.32501254)30071300066l llll3403.0174.116.32501254)30071300066l llll3403.0174.2482501255)220723000113 ll 3403.0175.1182501255)220723000113 ll 3403.0175.24102501255)220733500166 ll 3403.0176.11102501255)220733500166 ll 3403.0176.24█ Most Popular.Availability for all products can be searched real-time: https://www.schurter.com/en/info-center/support-tools/stock-check-distributors1) IEC: 200 A @ 250 VAC / 100 A @ 250 VDC1) UL: 200 A @ 277 VAC / 100 A @ 125 VDC / 35 A @ 250 VDC / 200 A @ 63 VAC/DC2) IEC: 200 A @ 250 VAC / 100 A @ 125 VDC2) UL: 200 A @ 277 VAC / 100 A @ 125 VDC / 35 A @ 250 VDC / 200 A @ 63 VAC/DC3) IEC: 200 A @ 250 VAC / 100 A @ 125 VDC3) UL: 200 A @ 277 VAC / 100 A @ 125 VDC / 35 A @ 250 VDC / 200 A @ 63 VAC/DC3) PSE: 100 A @ 250 VAC4) IEC: 100 A @ 250 VAC / 100 A 125 VDC4) UL: 100 A @ 250 VAC / 100 A @ 125 VDC / 35 A @ 250 VDC / 200 A @ 63 VAC/DC4) PSE: 100 A @ 250 VAC5) UL: 35 A @ 250 VAC / 35 A @ 125 VDC / 200 A @ 63 VAC/DC5) PSE: 100 A @ 250 VAC The 80 mA variant may not be to replace the 80 mA used with gold caps UMT (Au).Packaging Unit acc. IEC 60286-3 Type 2a.xx = .11100 pcs in ESD-plastic bag.xx = .242000 pcs. in tape [W: 24mm and P1: 8mm] on reel [A: 33cm]The specifications, descriptions and illustrations indicated in this document are based on current information. All content is subject to modifications and amendments. Information furnished is believed to be accurate and reliable. However, users should independently evaluate the suitability and test each product selected for their own applications.26.03.2024
https://www.belfuse.com/resources/datasheets/circuitprotection/ds-cp-5ht-5htp-series.pdf | fuses | Type 5HT / 5HTP Time-lag Fuse Series (High -Breaking Capacity) belfuse.com/circuit-protection 5HT/5HTP Series, 5x20mm Ceramic Tube Time-Lag Fuse RoHS Compliant Description 5x20mm Time-Lag surge withstand, high breaking capacity, ceramic body cartridge fuse designed, approved and complied with IEC 60127-2,standard sheet 5. Features - High breaking capacity (250V ac @1500A) - Meet IEC standard 60127-2, sheet 5 - Wide operating temperature range - Bulk and Tape & Reel packing available - Full compliance with EU Directive 2011/65/EU and amending directive 2015/863 - Halogen Free - Lead Free Applications Provide individual protection for components or internal circuits. - Power supplies - Battery charger - Monitor LEAD FREE = - Adapter HALOGEN FREE = Physical Specifications Electrical Characteristics (IEC-127-2 STANDARD SHEET 5) Safety Agency Approvals Rated Current 1.5 In 2.1 In 2.75 In 4 In 10 In MIN MAX MIN MAX MIN MAX MIN MAX 250mA to 3.15A 1 30 1 80 95 5 10 100 4A to above 1 30 1 80 150 5 20 100 hr. min. sec sec ms sec ms ms In clause 9.2, the test voltage for 5HTP ratings from 1A to 6.3A is 63VDC. Materials Body : Ceramic Cap : Nickel Plated Brass Caps Leads : Matte Tin Plated Copper Marking On Fuse : “bel”, ”T”, ”Current Rating”, “H”,”250V”, ”Appropriate Safety Logos”, ”  ”（ RoHS compliant） On Label : "bel", "5HT”or”5HTP",”T”, "Current Rating", ”H”, "Voltage Rating", "Interrupting Rating","Appropriate Safety Logos" and " ", " "(China RoHS compliant). Safety Agency Safety Agency Certificate Ampere Rating/ Voltage Rating Ampere Range / Volt @ I.R. ability* 40000505 250mA-10A /250V AC 1A-10A/250V AC@1ˌ500A E506667 250mA-10A/250V AC@1ˌ500A LR39772 250mA-10A/250V AC@1ˌ500A Self-declaration No: 2020970207000127 250mA-10A/250V AC@1ˌ500A *I.R.= Interrupting Rating = Short Circuit Rating(Amps) Specifications subject to change without notice Type 5HT / 5HTP 2 / 4 Bel Fuse Inc. 300 Executive Drive, Suite 300, West Orange, NJ 07052 USA +1 201.432.0463 Bel.US.CS@belf.com belfuse.com/circuit-protection © 2023 Bel Fuse, Inc. Rev. 5HT Dec2023 Environmental Specifications Shock Resistance MIL-STD-202G, Method 213B, Test Condition 1 (100 G's peak for 6 milliseconds; Sawtooth waveform) Vibration Resistance MIL-STD-202G, Method 201A (10-55 Hz, 0.06 inch, total excursion). Salt Spray Resistance MIL-STD-202G, Method 101E, Test Condition B (48 hrs). Insulation Resistance MIL-STD-202G, Method 302, Test Condition B (After Opening) 100,000 ohms minimum. Solderability MIL-STD-202G, Method 208H Resistance to solder Heat MIL-STD-202G, Method 210F, Test Condition B. (260+/-5℃,10+/-1 sec) Thermal Shock MIL-STD-202G, Method 107G, Test Condition B (-65℃ to +125℃). Operating Temperature -55℃ to +125℃ Terminal Strength IEC-68-2-21 Electrical Specifications Catalog Number Ampere Rating Typical Cold Resistance (ohms) Volt-drop @100%In (Volt) max. Voltage and Interrupting Ratings Melting I²T <10 mSec (A² Sec) Melting I²T @10 In (A² Sec) Maximum Power Dissipation (W) Agency Approvals 5HT(P) 250-R 250mA 3.41 1.16 See Table of Safety Approvals on Page 1 for Voltage and associated Interrupting Ratings 0.10 0.12 0.34 Y Y Y 5HT(P) 315-R 315mA 2.08 0.90 0.18 0.22 0.38 Y Y Y 5HT(P) 400-R 400mA 1.47 0.73 0.28 0.34 0.41 Y Y Y 5HT(P) 500-R 500mA 1.03 0.66 0.46 0.58 0.48 Y Y Y 5HT(P) 630-R 630mA 0.63 0.51 0.70 0.90 0.55 Y Y Y 5HT(P) 800-R 800mA 0.39 0.40 1.1 1.5 0.64 Y Y Y 5HT(P) 1-R 1A 0.20 0.25 1.7 1.7 0.73 Y Y Y Y 5HT(P) 1.25-R 1.25A 0.14 0.24 3 3 0.81 Y Y Y Y 5HT(P) 1.6-R 1.6A 0.095 0.19 5 6 0.91 Y Y Y Y 5HT(P) 2-R 2A 0.069 0.18 10 11 1.00 Y Y Y Y 5HT(P) 2.5-R 2.5A 0.047 0.16 17 20 1.10 Y Y Y Y 5HT(P) 3.15-R 3.15A 0.031 0.13 31 38 1.20 Y Y Y Y 5HT(P) 4-R 4A 0.020 0.10 56 69 1.40 Y Y Y Y 5HT(P) 5-R 5A 0.015 0.10 101 128 1.50 Y Y Y Y 5HT(P) 6.3-R 6.3A 0.012 0.10 181 237 1.70 Y Y Y Y 5HT(P) 8-R 8A 0.008 0.09 330 439 2.70 Y Y Y Y 5HT(P) 10-R 10A 0.007 0.09 601 812 2.90 Y Y Y Y Consult manufacturer for other ratings Specifications subject to change without notice Type 5HT / 5HTP 3 / 4 Bel Fuse Inc. 300 Executive Drive, Suite 300, West Orange, NJ 07052 USA +1 201.432.0463 Bel.US.CS@belf.com belfuse.com/circuit-protection © 2023 Bel Fuse, Inc. Rev. 5HT Dec2023 Temperature Derating Curve Average Time Current Curve Soldering Parameters Lead-free Wave Soldering Profile Wave Soldering Parameter Average ramp-up rate 200℃ / second Heating rate during preheat typical 1 - 2℃ / second Max 4℃ / second Final preheat temperature within 125℃ of soldering temperature Peak temperature Tp 260℃ Time within +0℃ / -5℃ of actual peak temperature 10 seconds Ramp-down rate 5℃ / second max. Specifications subject to change without notice Type 5HT / 5HTP 4 / 4 Bel Fuse Inc. 300 Executive Drive, Suite 300, West Orange, NJ 07052 USA +1 201.432.0463 Bel.US.CS@belf.com belfuse.com/circuit-protection © 2023 Bel Fuse, Inc. Rev. 5HT Dec2023 Fuse FGNO Explanation 0659 R [XXXX] -XX 0659R=5HT/5HTP; [XXXX]=Ampere Rating; XX=See Ordering Information as below Mechanical Dimensions Ordering Information *Ratings 6.3A and less have 0.032''±0.002'' diameter lead; *Ratings 8A and above have 0.039''±0.002'' diameter lead. Packaging Packaging Option Packaging Specification Quantity Packaging Code Inside Tape Spacing Bulk N/A 1000 12 N/A Bulk (Pigtail Type) N/A 500 13 N/A Tape & Reel EIA-296-F 1500 16 10mm Pitch and 63mm Fraction Decimal Milliamps Bel FGNO[XXXX] 1/4 0.250 250 0250 .315 315 0315 4/10 .400 400 0400 1/2 .500 500 0500 .630 630 0630 8/10 .800 800 0800 Fraction Decimal Amps Bel FGNO[XXXX] 1.0 1 1000 1-1/4 1.25 1.25 1250 1.60 1.6 1600 2.0 2 2000 2-1/2 2.5 2.5 2500 3.15 3.15 3150 4.0 4 4000 5.0 5 5000 6.3 6.3 6300 8.0 8 8000 10 9100 Specifications subject to change without notice
https://us.schurter.com/en/datasheet/typ_USI_1206.pdf | fuses | 1FusesUSI 1206https://www.schurter.com /PG01_2Circuit ProtectionSurface Mount Fuse, 3.2 x 1.6 mm, Quick-Acting F, 32 VAC, 63 VDCExemplary part photo depending on part no. See below: Approvals and CompliancesIEC 60127-4 · 32 VAC · 63 VDC · Quick-Acting FDescription- IEC characteristic- High melting I²t-values- Impermeable to potting compound- 1 A - 6.3 A testet according AEC-Q200 specificationsApplications- Secondary Protection DC and AC- Circuits with inrushReferencesWeblinkspdf data sheet, html datasheet, General Product Information, Distributor-Stock-Check, Detailed request for product, MicrositeTechnical DataRated Voltage32 VAC, 63 VDCRated current0.5 - 6.3 ABreaking Capacity63 ACharacteristicQuick-Acting FMountingPCB,SMTAdmissible Ambient Temp.-55 °C to 90 °CClimatic Category55/090/21 acc. to IEC 60068-1Material: HousingFiber-reinforced plasticMaterial: TerminalsCopper, Ni/Au-platedUnit Weight0.006 gStorage Conditions0 °C to 60 °C, max. 70% r.h.Product MarkingLetter (see variants) Soldering MethodsReflow, Wave (0.5 A variant only) Soldering ProfileSolderabilityJ-STD-002 Resistance to Soldering HeatJEDEC J-STD-020 Solderability250 °C / 3 sec acc. to IEC 60068-2-58, Test TdResistance to Soldering Heat260 +0/-5 °C / 30 sec acc. to IPC/JE-DEC J-STD-020D, Level 1FlammabilityUL 94V-1Thermal ShockMIL-STD-202, Method 107Operational LifeMIL-STD-202, Method 108 Condition DLoad Humidity TestMIL-STD-202, Method 103Vibration, High FrequencyMIL-STD-202, Method 204 Condition DMechanical ShockMIL-STD-202, Method 213 Condition FResistance to SolventsMIL-STD-202, Method 215Flame RetardanceAEC-Q200-001 Board FlexAEC-Q200-005 Terminal StrengthAEC-Q200-006Approvals and CompliancesDetailed information on product approvals, code requirements, usage instructions and detailed test conditions can be looked up in Details about Approvals SCHURTER products are designed for use in industrial environments. They have approvals from independent testing bodies according to national and international standards. Products with specific characteristics and requirements such as required in the automotive sector according to IATF 16949, medical technology according to ISO 13485 or in the aerospace industry can be offered exclusively with customer-specific, individual agree-ments by SCHURTER.ApprovalsThe approval mark is used by the testing authorities to certify compliance with the safety requirements placed on electronic products. Approval Reference Type: USI 1206Approval LogoCertificatesCertification BodyDescriptionVDE ApprovalsVDEVDE Certificate Number: 40046290UL ApprovalsULUR File Number: E415992FusesUSI 1206https://www.schurter.com /PG01_2Circuit ProtectionProduct standardsProduct standards that are referencedOrganizationDesignStandardDescriptionDesigned according toIEC 60127-4/2Miniature fuses. Part 4. Universal modular fuse-links for through-hole and surface mount typesDesigned according toUL 248-14Low voltage fuses - Part 14: Supplemental fusesDesigned according toCSA22.2 No. 248.14Low-Voltage Fuses - Part 14: Supplemental FusesApplication standardsApplication standards where the product can be usedOrganizationDesignStandardDescriptionSuitable for applications acc.IEC/UL 62368-1Audio/video, information and communication technology equipment - Part 1: Safety requirementsCompliancesThe product complies with following Guide LinesIdentificationDetailsInitiatorDescriptionCE declaration of conformitySCHURTER AGThe CE marking declares that the product complies with the applicable requirements laid down in the harmonisation of Community legislation on its affixing in accordance with EU Regulation 765/2008.UKCA declaration of conformitySCHURTER AGThe UKCA marking declares that the product complies with the applicable requirements laid down in the British Amendment of Regulation (EC) 765/2008.RoHSSCHURTER AGDirective RoHS 2011/65/EU, Amendment (EU) 2015/863China RoHSSCHURTER AGThe law SJ / T 11363-2006 (China RoHS) has been in force since 1 March 2007. It is similar to the EU directive RoHS.Halogen FreeSCHURTER AGSCHURTER strives to offer our customers halogen free products.REACHSCHURTER AGOn 1 June 2007, Regulation (EC) No 1907/2006 on the Registration, Evaluation, Authorization and Restriction of Chemicals 1 (abbreviated as "REACH") entered into force.SCHURTER AGUniversal Modular Fuse meets the standard IEC 60127-4AECQ200AutomotiveSCHURTER AGAEC-Q200 is a test standard for passive components used in automotive applications. SCHURTER tests components according to the customer's agreement and is certified according to IATF 16949.Dimension [mm] 3.2 mm 1.60.63.22.2 3FusesUSI 1206https://www.schurter.com /PG01_2Circuit ProtectionReflow soldering pads 1.51.12Wave soldering pads 21.61.6Derating CurvesPercentage of Rating [%]140130120110100908070605040-60 -40 -20 0 20 40 60 80 100 120 140 16023Ambient Temperature [°C]Pre-Arcing TimeRated Current In1.25 x In min2.0 x In max10.0 x In min10.0 x In max0.5 A - 6.3 A60 min120 s1 ms10 ms4FusesUSI 1206https://www.schurter.com /PG01_2Circuit ProtectionTime-Current-CurvesTime in Seconds0.10.0000.0010.0111010010000.1101100800 mA630 mA1 A1.25 A1.6 A2 A2.5 A3.15 A4 A5 A6.3 A500 mACurrent in Amperes All Variants Rated Cur-rent [A]Rated Vol-tage [VAC]Rated Vol-tage [VDC]MarkingBreaking CapacityVoltage Drop 1.0 In typ. [mV]Cold Resi-stance typ. [mΩ]Melting I²t 10.0 In typ. [A²s]Order Number0.53263e1)2304000.045ll3413.0213.110.53263e1)2304000.045ll3413.0213.22█0.53263e1)2304000.045ll3413.0213.240.53263e1)2304000.045ll3413.0213.260.633263f1)2303000.067ll3413.0214.11█0.633263f1)2303000.067ll3413.0214.220.633263f1)2303000.067ll3413.0214.240.633263f1)2303000.067ll3413.0214.260.83263g1)1802000.15ll3413.0215.11█0.83263g1)1802000.15ll3413.0215.220.83263g1)1802000.15ll3413.0215.240.83263g1)1802000.15ll3413.0215.2613263h1)100850.17ll3413.0216.11█13263h1)100850.17ll3413.0216.22█13263h1)100850.17ll3413.0216.2413263h1)100850.17ll3413.0216.261.253263i1)100650.28ll3413.0217.11█1.253263i1)100650.28ll3413.0217.221.253263i1)100650.28ll3413.0217.241.253263i1)100650.28ll3413.0217.261.63263k1)90500.49ll3413.0218.11█1.63263k1)90500.49ll3413.0218.221.63263k1)90500.49ll3413.0218.241.63263k1)90500.49ll3413.0218.2623263m1)9037.50.9ll3413.0219.11█23263m1)9037.50.9ll3413.0219.22█23263m1)9037.50.9ll3413.0219.2423263m1)9037.50.9ll3413.0219.265FusesUSI 1206https://www.schurter.com /PG01_2Circuit ProtectionRated Cur-rent [A]Rated Vol-tage [VAC]Rated Vol-tage [VDC]MarkingBreaking CapacityVoltage Drop 1.0 In typ. [mV]Cold Resi-stance typ. [mΩ]Melting I²t 10.0 In typ. [A²s]Order Number2.53263n1)6522.51.02ll3413.0220.11█2.53263n1)6522.51.02ll3413.0220.22█2.53263n1)6522.51.02ll3413.0220.242.53263n1)6522.51.02ll3413.0220.263.153263p1)65181.46ll3413.0221.11█3.153263p1)65181.46ll3413.0221.22█3.153263p1)65181.46ll3413.0221.243.153263p1)65181.46ll3413.0221.2643263r1)6512.53.52ll3413.0222.11█43263r1)6512.53.52ll3413.0222.22█43263r1)6512.53.52ll3413.0222.2443263r1)6512.53.52ll3413.0222.2653263s1)6511.84.75ll3413.0223.11█53263s1)6511.84.75ll3413.0223.22█53263s1)6511.84.75ll3413.0223.2453263s1)6511.84.75ll3413.0223.266.33263t1)608.15.42ll3413.0224.11█6.33263t1)608.15.42ll3413.0224.22█6.33263t1)608.15.42ll3413.0224.246.33263t1)608.15.42ll3413.0224.26█ Most Popular.Availability for all products can be searched real-time: https://www.schurter.com/en/info-center/support-tools/stock-check-distributors1) UL: 63 A @ 32 VAC, 63 A @ 63 VDC, 600 A @ 6 VDC1) IEC: 63 A @ 32 VAC, 63 A @ 63 VDC1) Additional internal testing: 150 A @ 24 VAC/DC, 400 A @ 12 VDC, 600 A @ 9 VDCPackaging Unit acc. IEC 60286-3 Type 2a.xx = .11100 pcs. in tape in ESD-plastic bag.xx = .221000 pcs. in tape [W: 8mm and P1: 4mm] on reel [A: 18cm].xx = .245000 pcs. in tape [W: 8mm and P1: 4mm] on reel [A: 33cm].xx = .2615000 pcs. in tape [W: 8mm and P1: 4mm] on reel [A: 33cm]The specifications, descriptions and illustrations indicated in this document are based on current information. All content is subject to modifications and amendments. Information furnished is believed to be accurate and reliable. However, users should independently evaluate the suitability and test each product selected for their own applications.02.07.2024
https://us.schurter.com/en/datasheet/typ_USI_1206.pdf | fuses | 1FusesUSI 1206https://www.schurter.com /PG01_2Circuit ProtectionSurface Mount Fuse, 3.2 x 1.6 mm, Quick-Acting F, 32 VAC, 63 VDCExemplary part photo depending on part no. See below: Approvals and CompliancesIEC 60127-4 · 32 VAC · 63 VDC · Quick-Acting FDescription- IEC characteristic- High melting I²t-values- Impermeable to potting compound- 1 A - 6.3 A testet according AEC-Q200 specificationsApplications- Secondary Protection DC and AC- Circuits with inrushReferencesWeblinkspdf data sheet, html datasheet, General Product Information, Distributor-Stock-Check, Detailed request for product, MicrositeTechnical DataRated Voltage32 VAC, 63 VDCRated current0.5 - 6.3 ABreaking Capacity63 ACharacteristicQuick-Acting FMountingPCB,SMTAdmissible Ambient Temp.-55 °C to 90 °CClimatic Category55/090/21 acc. to IEC 60068-1Material: HousingFiber-reinforced plasticMaterial: TerminalsCopper, Ni/Au-platedUnit Weight0.006 gStorage Conditions0 °C to 60 °C, max. 70% r.h.Product MarkingLetter (see variants) Soldering MethodsReflow, Wave (0.5 A variant only) Soldering ProfileSolderabilityJ-STD-002 Resistance to Soldering HeatJEDEC J-STD-020 Solderability250 °C / 3 sec acc. to IEC 60068-2-58, Test TdResistance to Soldering Heat260 +0/-5 °C / 30 sec acc. to IPC/JE-DEC J-STD-020D, Level 1FlammabilityUL 94V-1Thermal ShockMIL-STD-202, Method 107Operational LifeMIL-STD-202, Method 108 Condition DLoad Humidity TestMIL-STD-202, Method 103Vibration, High FrequencyMIL-STD-202, Method 204 Condition DMechanical ShockMIL-STD-202, Method 213 Condition FResistance to SolventsMIL-STD-202, Method 215Flame RetardanceAEC-Q200-001 Board FlexAEC-Q200-005 Terminal StrengthAEC-Q200-006Approvals and CompliancesDetailed information on product approvals, code requirements, usage instructions and detailed test conditions can be looked up in Details about Approvals SCHURTER products are designed for use in industrial environments. They have approvals from independent testing bodies according to national and international standards. Products with specific characteristics and requirements such as required in the automotive sector according to IATF 16949, medical technology according to ISO 13485 or in the aerospace industry can be offered exclusively with customer-specific, individual agree-ments by SCHURTER.ApprovalsThe approval mark is used by the testing authorities to certify compliance with the safety requirements placed on electronic products. Approval Reference Type: USI 1206Approval LogoCertificatesCertification BodyDescriptionVDE ApprovalsVDEVDE Certificate Number: 40046290UL ApprovalsULUR File Number: E415992FusesUSI 1206https://www.schurter.com /PG01_2Circuit ProtectionProduct standardsProduct standards that are referencedOrganizationDesignStandardDescriptionDesigned according toIEC 60127-4/2Miniature fuses. Part 4. Universal modular fuse-links for through-hole and surface mount typesDesigned according toUL 248-14Low voltage fuses - Part 14: Supplemental fusesDesigned according toCSA22.2 No. 248.14Low-Voltage Fuses - Part 14: Supplemental FusesApplication standardsApplication standards where the product can be usedOrganizationDesignStandardDescriptionSuitable for applications acc.IEC/UL 62368-1Audio/video, information and communication technology equipment - Part 1: Safety requirementsCompliancesThe product complies with following Guide LinesIdentificationDetailsInitiatorDescriptionCE declaration of conformitySCHURTER AGThe CE marking declares that the product complies with the applicable requirements laid down in the harmonisation of Community legislation on its affixing in accordance with EU Regulation 765/2008.UKCA declaration of conformitySCHURTER AGThe UKCA marking declares that the product complies with the applicable requirements laid down in the British Amendment of Regulation (EC) 765/2008.RoHSSCHURTER AGDirective RoHS 2011/65/EU, Amendment (EU) 2015/863China RoHSSCHURTER AGThe law SJ / T 11363-2006 (China RoHS) has been in force since 1 March 2007. It is similar to the EU directive RoHS.Halogen FreeSCHURTER AGSCHURTER strives to offer our customers halogen free products.REACHSCHURTER AGOn 1 June 2007, Regulation (EC) No 1907/2006 on the Registration, Evaluation, Authorization and Restriction of Chemicals 1 (abbreviated as "REACH") entered into force.SCHURTER AGUniversal Modular Fuse meets the standard IEC 60127-4AECQ200AutomotiveSCHURTER AGAEC-Q200 is a test standard for passive components used in automotive applications. SCHURTER tests components according to the customer's agreement and is certified according to IATF 16949.Dimension [mm] 3.2 mm 1.60.63.22.2 3FusesUSI 1206https://www.schurter.com /PG01_2Circuit ProtectionReflow soldering pads 1.51.12Wave soldering pads 21.61.6Derating CurvesPercentage of Rating [%]140130120110100908070605040-60 -40 -20 0 20 40 60 80 100 120 140 16023Ambient Temperature [°C]Pre-Arcing TimeRated Current In1.25 x In min2.0 x In max10.0 x In min10.0 x In max0.5 A - 6.3 A60 min120 s1 ms10 ms4FusesUSI 1206https://www.schurter.com /PG01_2Circuit ProtectionTime-Current-CurvesTime in Seconds0.10.0000.0010.0111010010000.1101100800 mA630 mA1 A1.25 A1.6 A2 A2.5 A3.15 A4 A5 A6.3 A500 mACurrent in Amperes All Variants Rated Cur-rent [A]Rated Vol-tage [VAC]Rated Vol-tage [VDC]MarkingBreaking CapacityVoltage Drop 1.0 In typ. [mV]Cold Resi-stance typ. [mΩ]Melting I²t 10.0 In typ. [A²s]Order Number0.53263e1)2304000.045ll3413.0213.110.53263e1)2304000.045ll3413.0213.22█0.53263e1)2304000.045ll3413.0213.240.53263e1)2304000.045ll3413.0213.260.633263f1)2303000.067ll3413.0214.11█0.633263f1)2303000.067ll3413.0214.220.633263f1)2303000.067ll3413.0214.240.633263f1)2303000.067ll3413.0214.260.83263g1)1802000.15ll3413.0215.11█0.83263g1)1802000.15ll3413.0215.220.83263g1)1802000.15ll3413.0215.240.83263g1)1802000.15ll3413.0215.2613263h1)100850.17ll3413.0216.11█13263h1)100850.17ll3413.0216.22█13263h1)100850.17ll3413.0216.2413263h1)100850.17ll3413.0216.261.253263i1)100650.28ll3413.0217.11█1.253263i1)100650.28ll3413.0217.221.253263i1)100650.28ll3413.0217.241.253263i1)100650.28ll3413.0217.261.63263k1)90500.49ll3413.0218.11█1.63263k1)90500.49ll3413.0218.221.63263k1)90500.49ll3413.0218.241.63263k1)90500.49ll3413.0218.2623263m1)9037.50.9ll3413.0219.11█23263m1)9037.50.9ll3413.0219.22█23263m1)9037.50.9ll3413.0219.2423263m1)9037.50.9ll3413.0219.265FusesUSI 1206https://www.schurter.com /PG01_2Circuit ProtectionRated Cur-rent [A]Rated Vol-tage [VAC]Rated Vol-tage [VDC]MarkingBreaking CapacityVoltage Drop 1.0 In typ. [mV]Cold Resi-stance typ. [mΩ]Melting I²t 10.0 In typ. [A²s]Order Number2.53263n1)6522.51.02ll3413.0220.11█2.53263n1)6522.51.02ll3413.0220.22█2.53263n1)6522.51.02ll3413.0220.242.53263n1)6522.51.02ll3413.0220.263.153263p1)65181.46ll3413.0221.11█3.153263p1)65181.46ll3413.0221.22█3.153263p1)65181.46ll3413.0221.243.153263p1)65181.46ll3413.0221.2643263r1)6512.53.52ll3413.0222.11█43263r1)6512.53.52ll3413.0222.22█43263r1)6512.53.52ll3413.0222.2443263r1)6512.53.52ll3413.0222.2653263s1)6511.84.75ll3413.0223.11█53263s1)6511.84.75ll3413.0223.22█53263s1)6511.84.75ll3413.0223.2453263s1)6511.84.75ll3413.0223.266.33263t1)608.15.42ll3413.0224.11█6.33263t1)608.15.42ll3413.0224.22█6.33263t1)608.15.42ll3413.0224.246.33263t1)608.15.42ll3413.0224.26█ Most Popular.Availability for all products can be searched real-time: https://www.schurter.com/en/info-center/support-tools/stock-check-distributors1) UL: 63 A @ 32 VAC, 63 A @ 63 VDC, 600 A @ 6 VDC1) IEC: 63 A @ 32 VAC, 63 A @ 63 VDC1) Additional internal testing: 150 A @ 24 VAC/DC, 400 A @ 12 VDC, 600 A @ 9 VDCPackaging Unit acc. IEC 60286-3 Type 2a.xx = .11100 pcs. in tape in ESD-plastic bag.xx = .221000 pcs. in tape [W: 8mm and P1: 4mm] on reel [A: 18cm].xx = .245000 pcs. in tape [W: 8mm and P1: 4mm] on reel [A: 33cm].xx = .2615000 pcs. in tape [W: 8mm and P1: 4mm] on reel [A: 33cm]The specifications, descriptions and illustrations indicated in this document are based on current information. All content is subject to modifications and amendments. Information furnished is believed to be accurate and reliable. However, users should independently evaluate the suitability and test each product selected for their own applications.02.07.2024
https://www.belfuse.com/resources/datasheets/circuitprotection/ds-cp-0680l-series.pdf | fuses | Type 0680L Square Ceramic Surface Mount Slow Blow Fuse belfuse.com/circuit-protection 0680L Series – 2410 Size RoHS Compliant Features - Slow Blow, 2410 SMD - Compatible with 260℃, IR Pb-free solder process - Wide range of current rating from 375mA to 12A - Wide operating temperature range, -55℃ to 125℃ - Tape & Reel for auto-insert SMD process - RoHS compliant with exemption 7(a) Full compliance with EU Directive 2011/65/EU and amending directive 2015/863 - Halogen Free, (MSL = 1) - AEC-Q Compliant - Meets Bel automotive qualification* * - Largely based on internal AEC-Q test plan Applications - Notebook -Storage system - LCD monitor -Telecom system - PC computer -Wireless basestation - Office electronic equipment -White goods - Industrial equipment -Game console - Medical equipment -Battery charging circuit protection - POE, POE+ - LCD / LED monitor - Power supply - LCD / LED TV HALOGEN FREE = Electrical Characteristics Safety Agency Approvals (UL/CSA/STD.248-14) Physical Specifications Safety Agency Safety Agency Certificate Ampere Rating/ Voltage Rating Ampere Range / Volt @ I.R. ability* E506667 375mA-7A/125V AC 125V DC >7A-12A/50V AC 75V DC 375mA-7A/125V AC @50A 125V DC @100A 75V DC @500A >7A-12A/50V AC @100A 75V DC @500A 50268578 EN 60127-1: 2006+A1+A2 EN 60127-4: 2005+A1+A2 375mA-7A/125V AC 125V DC >7A-12A/50V AC 75V DC 375mA-7A/125V AC @50A 125V DC @100A 75V DC @500A >7A-12A/50V AC @100A 75V DC @500A *I.R.= Interrupting Rating = Short Circuit Rating(Amps) Testing Current Blow Time Minimum Maximum 100% 4 Hrs. N/A 200% N/A 120 Sec 300% 0.15 Sec 3 Sec 800% 0.01 Sec 0.1 Sec Materials Body : Ceramic Terminations : Silver Plated Caps /Gold Plated Caps/Palladium Plated Caps Marking On Fuse : “Current Rating”, “T”, ”L”—laser marked on ceramic tube, “bel” stamped in end caps. On Label : "bel", "0680L", "Current Rating", "Voltage Rating", "Interrupting Rating", "Appropriate Safety Logos" and " ", " "(China RoHS compliant). AEC-Q Compliant Specifications subject to change without notice Type 0680L 2 / 4 Bel Fuse Inc. 206 Van Vorst Street Jersey City, NJ 07302 USA +1 201.432.0463 Bel.US.CS@belf.com belfuse.com/circuit-protection © 2023 Bel Fuse, Inc. Rev. 0680L Apr2023 Environmental Specifications Part Number Ampere Rating Typical Cold Resistance (ohms) Volt-drop @100% In (Volt) max. Voltage and Interrupting Ratings Melting I²T @10 In (A² Sec) Melting I²T <10ms (A² Sec) Maximum Power Dissipation (W) Agency Approvals 0680L0375-XX 375mA 0.93 1.20 See Table of Safety Approvals on Page 1 for Voltage and associated Interrupting Ratings 0.14 0.10 0.45 Y Y 0680L0500-XX 500mA 0.58 0.90 0.27 0.35 0.45 Y Y 0680L0630-XX 630mA 0.41 0.80 0.43 0.42 0.50 Y Y 0680L0750-XX 750mA 0.33 0.75 0.62 0.61 0.56 Y Y 0680L1000-XX 1A 0.175 0.60 1.5 1.3 0.60 Y Y 0680L1500-XX 1.5A 0.095 0.40 3.3 3.2 0.60 Y Y 0680L2000-XX 2A 0.068 0.35 6 5 0.70 Y Y 0680L2500-XX 2.5A 0.048 0.34 9 7 0.85 Y Y 0680L3000-XX 3A 0.037 0.27 13 12 0.81 Y Y 0680L3500-XX 3.5A 0.030 0.26 18 17 0.91 Y Y 0680L4000-XX 4A 0.026 0.25 24 22 1.00 Y Y 0680L5000-XX 5A 0.019 0.23 37 36 1.15 Y Y 0680L6300-XX 6.3A 0.015 0.22 43 50 1.39 Y Y 0680L7000-XX 7A 0.012 0.21 68 77 1.47 Y Y 0680L8000-XX 8A 0.0099 0.20 108 105 1.60 Y Y 0680L9100-XX 10A 0.0084 0.19 170 150 1.90 Y Y 0680L9120-XX 12A 0.0063 0.18 244 180 2.16 Y Y Consult manufacturer for other ratings XX - Packaging code (see “ordering information”) NOTES 1: All tests were conducted with the fuses soldered to a printed circuit boards with a nominal thickness of 1.6 mm. The copper test circuit trace was a printed circuit with an overall length of 100 mm, copper thickness/width as described below. The printed circuit boards were mounted by screws to a test fixture having brass blocks for connection of the test leads. All samples were soldered to the test boards by the manufacturer. NOTES 2: Conventional (Ambient Pressure) Reflow Process is recommended for this device. The sale and use of product is subject to bel terms and condition of sale，unless otherwise agreed .User should independently evaluate the suitability of and test each product selected for their own application. product are not designed for ，and may not be used in，all applications. Shock Resistance MIL-STD-202G Method 213,Test condition A (50G’s peak for 11 milliseconds : Half-sine waveform ) Vibration Resistance MIL-STD-202G, Method 201A (10-55 Hz, 0.06 inch, total excursion). Salt Spray Resistance MIL-STD-202G, Method 101E, Test Condition B (48 hrs.). Insulation Resistance MIL-STD-202G, Method 302, Test Condition A (After Opening) 10,000 ohms minimum. Thermal Shock MIL-STD-202G, Method 107G, Test Condition B (-65℃ to +125℃). Operating Temperature -55℃ to +125℃ Moisture Sensitivity Level 1 (According to IPC J-Std-020) Electrical Specifications High temperature storage MIL-STD-202 Method 108 Temperature cycling JESD22 Method JA-104,Test Condition B Biased humidity MIL-STD-202 Method 103, 85C/85% RH with 10% operating power for 1000 hrs. Operational life MIL-STD-202 Method 108, Test Condition D Resistance to solvents MIL-STD-202 Method 215 Mechanical shock MIL-STD-202 Method 213,Test Condition C Vibration MIL-STD-202G Method 204 Test condition D（10-2k HZ ,20G’s for 20minutes） Resistance to soldering heat MIL-STD-202 Method 210,Test condition B Thermal shock MIL-STD-202 Method 107 Solderability J-STD-002 Test B Board flex(SMD) AEC-Q200-005 Terminal strength AEC-Q200-006 Electrical characterization 3 Temperature Electrical Fuse rating Test Board Trace Dimensions 375mA-5A 1 oz. copper, 5mm wide. 6A-12A 3 oz. copper, 10mm wide. Specifications subject to change without notice Type 0680L 3 / 4 Bel Fuse Inc. 206 Van Vorst Street Jersey City, NJ 07302 USA +1 201.432.0463 Bel.US.CS@belf.com belfuse.com/circuit-protection © 2023 Bel Fuse, Inc. Rev. 0680L Apr2023 Temperature Derating Curve Average Time Current Curve Soldering Parameters IR Reflow Profile (IPC/JEDEC J-STD-020D) Preheat & Soak Temperature min (Tsmin) Temperature max (Tsmax) Time (Tsmin to Tsmax) (ts) 150℃ 200℃ 60-120 seconds Average ramp-up rate (Tsmax to Tp) 3℃/second max. Liquidous temperature (TL) Time at liquidous (tL) 217℃ 60-150 seconds Peak temperature (Tp) 260℃ max Time (tp) within 5℃ of the specified classification temperature (Tc) 30 seconds Average ramp-down rate (Tp to Tsmax) 6℃/second max. Time 25℃ to peak temperature 8 minutes max. 0.010.11101001000100000.010.11101001000Specifications subject to change without notice TIME IN SECONDS CURRENT IN AMPERES 375mA 500mA 630mA 750mA 1A 1.5A 2A 2.5A 3A 3.5A 4A 5A 6.3A 7A 8A 10A 12A 0680L - TIME CURRENT CHARACTERISTIC CUREV Type 0680L 4 / 4 Bel Fuse Inc. 206 Van Vorst Street Jersey City, NJ 07302 USA +1 201.432.0463 Bel.US.CS@belf.com belfuse.com/circuit-protection © 2023 Bel Fuse, Inc. Rev. 0680L Apr2023 Fuse FGNO Explanation 0680 L [XXXX] -XX 0680L=0680L; [XXXX]=Ampere Rating; XX=See Ordering Information as below Fraction Decimal Milliamps Bel FGNO[XXXX] Fraction Decimal Amps Bel FGNO[XXXX] 3/8 0.375 375 0375 1.0 1 1000 1/2 .500 500 0500 1-1/2 1.5 1.5 1500 .630 630 0630 2.0 2 2000 3/4 .750 750 0750 2-1/2 2.5 2.5 2500 3.0 3 3000 3-1/2 3.5 3.5 3500 4.0 4 4000 5.0 5 5000 6.3 6.3 6300 7.0 7 7000 8.0 8 8000 10 9100 12 9120 Mechanical Dimensions Ordering Information Packaging Packaging Tape & Reel Packaging Specification Quantity Quantity & Packaging Code 12 mm wide tape with 13 inches Diameter reel EIA Standard 481-E 5000 5 12 mm wide tape with 7 inches Diameter reel EIA Standard 481-E 1000 1 Specifications subject to change without notice
https://www.bourns.com/docs/product-datasheets/sf-0603sp-m.pdf?sfvrsn=4a8676f6_13 | fuses | %PDF-1.6%����223 0 obj< >streamh޲P0P���w�/�+Q0���L)�64)@i�J�Ai�RY�����Zlg`�fendstreamendobj224 0 obj< >streamh�2S0P0W0�P����+�-�q�b��"��.vv��7endstreamendobj225 0 obj< >streamh޼XmS�8�����N�z��L�Җ�4��.���mb��C�~��ZV�$.�+F�Z/���G��q�Lq�9SR1�g���#0� ���<@�!�!z��L9�g�`��.��d�b*T�;4t�<���<�Fb�Cr�G�P;Zq�¦4.@�}����Xű��7�ͦY>�G#M/�Gs��#��Ž=8�-�eTR�� P��$/Q�'��7L�^��ة'�%Tۓ�JR��..ȮZ�4[#*����]���~�g��.�p~؃}[B�u�d�KL�8I�h�`"��b0��#*r����������Ѵ��p�u���!��݃��1�/�$��-�1p� �:�tvή�i�Q8e�������\���\������홾e�xDWjm{n�Z)zҠ�\��_�tZ� �Ѝ�':O�M�НD9��C�zp'Ї�p����@�l��"Jc��R�I�F��k��n>�)$0����r(�Hn� C�$ט�Q�gQ�pw��γ�p����$��Ѹ`$ F��aG �:���`�/.��^2ո�k¦Sɇh�a�����ѫ=��e2�:���"8:�4�~M��~:�j�aP��g�n�HZȜ<��Y^y�pE�*>JG��$�~Z$��^�%��Nk51Y�>�[W�`qU�1d�Xمz�rRe����U+���\)����o>n����C�V�H�$�`��Gٖ�^V2�I��7ƨ��Y�'��Ԏ@�_��dfC�l{��.������5�+��������H��g��S�-��:�˓(F��¦���4�[@y��Z�3vg��P�[�T�����3�o��F8���m�Χ�x�D>�r��tF�5��;�EH@���C������I��� ;e��jEQ��{MSi�"WB��s�G�N���4R^iCʣ�P�d1̧�b���~,�R�WӪ�}1}*�ӳĘY��"�iTL���c�f������w����q�C�N�A�N�X�t�x-��O���6���:��[p�>�y���c6����]�"��G��D(Մ����l�������:Y�4��8ڴ�!NS�¦,i6���*U��F��mP�N�۞{��j7y��F�fڶg�_��t���^��_�)���?Dbb"4���.�\��Y��j)r,w�H0z�Y-C��ژ���_���!�E���z��(���&r�\9�����+���,���%ඐe~�b?ή�K\J��TϪ�ۨ�";��Fs����R�[+���bĮԀl��59�r��e ��'./w���{�?�U1t+V�\q�5�s����S��k�Ù��5�v��6�oDݗ��Knǽ#��q�¦�¦��ݰ}%Z��o�����o����oK����w���!�S+��O<J>������>u����_ԷT?��m�����[����[oo�9�&[�ɪ��r�7ʦ���Ɲ��n��wu���hô�SK-I�+��c�[��؛w�iV����X�=��ޜ��z��M��f�~(j����,�;h�j���5F��d�s��߭�׊蝯,ME����Y�����V��-���W�s��C�m���ئ��S�IL�3�8k��<�ߗ�z�υ���&�4����S�^������K��E{������Egه[.}�\3i�$�b�z*���j/�ggY�J=Ë��m�khH�/�o��E:*�,���߆�o�x&�Ak��5����-�jo�_�}�endstreamendobj226 0 obj< >streamhެ�]k�0������Ha���@l�D�h�k������4G7&/zQ�����=o�B�c4RBQdJX�
https://us.schurter.com/en/datasheet/typ_USFF_1206.pdf | fuses | 1FusesUSFF 1206https://www.schurter.com /PG01_2Circuit ProtectionSurface Mount Fuse, 3.2 x 1.6 mm, Super-Quick-Acting FF, 63 VDC / 125 VAC, low impedanceExemplary part photo depending on part no. See below: Approvals and CompliancesUL 248-14 · 125 VAC · 63 VDC · Super-Quick-Acting FFDescription- Complements USF 1206 with lower current ratings- Impermeable to potting compoundUnique Selling Proposition- Lowest voltage drop- Very fast, precise openingApplications- Smart meters- Battery protection- Sensors- Mobile devices- Semiconductor protectionReferencesWeblinkspdf data sheet, html datasheet, General Product Information, Distributor-Stock-Check, Detailed request for product, MicrositeTechnical DataRated Voltage125 VAC, 63 VDCRated current0.05 - 0.25 ABreaking Capacity100 ACharacteristicSuper-Quick-Acting FFMountingPCB,SMTAdmissible Ambient Temp.-55 °C to 90 °CClimatic Category55/090/21 acc. to IEC 60068-1Material: HousingFiber-reinforced plastic, UL 94V-0Material: TerminalsGold-Plated Copper AlloyUnit Weight0.0133 gStorage Conditions0 °C to 60 °C, max. 70% r.h.Product MarkingLetter (see variants) Soldering MethodsReflow Soldering ProfileSolderability245 °C / 3 sec acc. to IEC 60068-2-58, Test TdResistance to Soldering Heat260 +0/-5 °C / 30 sec acc. to IPC/JE-DEC J-STD-020D, Level 1Moisture Sensitivity LevelMSL 1, J-STD-020 Case Resistanceacc. to EIA/IS-722, Test 4.7 >100 MΩ (between leeds and body)Moisture Resistance TestMIL-STD-202C, Method 103 B (Level 1) IPC/JEDEC-J-STD-20C (85°C@85%RH@240h)Thermal ShockIEC 60068-2-14, CECC 4200 (5 Cycles 40°C - 125°C)Resistance to SolventsMIL-STD-202, Method 215 (EIA-722, 4.11)Terminal StrengthMIL-STD-202, Method 211A (Deflection of board 1 mm for 1 minute)Approvals and CompliancesDetailed information on product approvals, code requirements, usage instructions and detailed test conditions can be looked up in Details about Approvals SCHURTER products are designed for use in industrial environments. They have approvals from independent testing bodies according to national and international standards. Products with specific characteristics and requirements such as required in the automotive sector according to IATF 16949, medical technology according to ISO 13485 or in the aerospace industry can be offered exclusively with customer-specific, individual agree-ments by SCHURTER.ApprovalsThe approval mark is used by the testing authorities to certify compliance with the safety requirements placed on electronic products. Approval Reference Type: USFF 1206Approval LogoCertificatesCertification BodyDescriptionUL ApprovalsULUR File Number: E415992FusesUSFF 1206https://www.schurter.com /PG01_2Circuit ProtectionProduct standardsProduct standards that are referencedOrganizationDesignStandardDescriptionDesigned according toUL 248-14Low voltage fuses - Part 14: Supplemental fusesDesigned according toCSA22.2 No. 248.14Low-Voltage Fuses - Part 14: Supplemental FusesApplication standardsApplication standards where the product can be usedOrganizationDesignStandardDescriptionSuitable for applications acc.IEC/UL 62368-1Audio/video, information and communication technology equipment - Part 1: Safety requirementsCompliancesThe product complies with following Guide LinesIdentificationDetailsInitiatorDescriptionCE declaration of conformitySCHURTER AGThe CE marking declares that the product complies with the applicable requirements laid down in the harmonisation of Community legislation on its affixing in accordance with EU Regulation 765/2008.UKCA declaration of conformitySCHURTER AGThe UKCA marking declares that the product complies with the applicable requirements laid down in the British Amendment of Regulation (EC) 765/2008.RoHSSCHURTER AGDirective RoHS 2011/65/EU, Amendment (EU) 2015/863China RoHSSCHURTER AGThe law SJ / T 11363-2006 (China RoHS) has been in force since 1 March 2007. It is similar to the EU directive RoHS.Halogen FreeSCHURTER AGSCHURTER strives to offer our customers halogen free products.REACHSCHURTER AGOn 1 June 2007, Regulation (EC) No 1907/2006 on the Registration, Evaluation, Authorization and Restriction of Chemicals 1 (abbreviated as "REACH") entered into force.Dimension [mm] 3.2 mm 1.61.753.22.1Reflow soldering pads 1.51.12Derating CurvesPercentage of Rating [%]140130120110100908070605040-60 -40 -20 0 20 40 60 80 100 120 140 16023Ambient Temperature [°C]3FusesUSFF 1206https://www.schurter.com /PG01_2Circuit ProtectionPre-Arcing TimeRated Current In1.0 x In min.2.5 x In max.10.0 x In min.10.0 x In max.0.05 A4 h5 s0.1 ms1 ms0.125 A4 h5 s0.1 ms3 ms0.16 A - 0.25 A4 h5 s0.1 ms1 msTime-Current-CurvesTime in Seconds0.050 A0.160 A0.200 A0.250 A0.10.00010.0010.010.11101001000110Current in Amperes Time in Seconds0.10.125 A0.00010.0010.010.11101001000110Current in Amperes All Variants Rated Cur-rent [A]Rated Vol-tage [VAC]Rated Vol-tage [VDC]MarkingBreaking CapacityVoltage Drop 1.0 In typ. [mV]Cold Resi-stance typ. [mΩ]Melting I²t 8.0 In typ. [A²s]Order Number0.0512563e1)43092000.0002l3413.0002.11█0.0512563e1)43092000.0002l3413.0002.220.0512563e1)43092000.0002l3413.0002.240.0512563e1)43092000.0002l3413.0002.260.12512563o1)26020000.003l3413.0006.110.12512563o1)26020000.003l3413.0006.220.12512563o1)26020000.003l3413.0006.240.12512563o1)26020000.003l3413.0006.260.1612563s1)954500.0015l3413.0008.11█0.1612563s1)954500.0015l3413.0008.22█0.1612563s1)954500.0015l3413.0008.240.1612563s1)954500.0015l3413.0008.260.212563u1)873550.0029l3413.0009.11█0.212563u1)873550.0029l3413.0009.22█0.212563u1)873550.0029l3413.0009.240.212563u1)873550.0029l3413.0009.260.2512563w1)752200.0032l3413.0010.11█0.2512563w1)752200.0032l3413.0010.22█0.2512563w1)752200.0032l3413.0010.240.2512563w1)752200.0032l3413.0010.264FusesUSFF 1206https://www.schurter.com /PG01_2Circuit ProtectionRated Cur-rent [A]Rated Vol-tage [VAC]Rated Vol-tage [VDC]MarkingBreaking CapacityVoltage Drop 1.0 In typ. [mV]Cold Resi-stance typ. [mΩ]Melting I²t 8.0 In typ. [A²s]Order Number█ Most Popular.Availability for all products can be searched real-time: https://www.schurter.com/en/info-center/support-tools/stock-check-distributors1) 10 A @ 125 VAC, 100 A @ 32 VAC, 100 A @ 63 VDCPackaging Unit acc. IEC 60286-3 Type 2a.xx = .11100 pcs. in tape in ESD-plastic bag.xx = .221000 pcs. in tape [W: 8mm and P1: 4mm] on reel [A: 18cm].xx = .245000 pcs. in tape [W: 8mm and P1: 4mm] on reel [A: 33cm].xx = .2610000 pcs. in tape [W: 8mm and P1: 4mm] on reel [A: 33cm]The specifications, descriptions and illustrations indicated in this document are based on current information. All content is subject to modifications and amendments. Information furnished is believed to be accurate and reliable. However, users should independently evaluate the suitability and test each product selected for their own applications.26.03.2024
https://us.schurter.com/en/datasheet/typ_USFF_1206.pdf | fuses | 1FusesUSFF 1206https://www.schurter.com /PG01_2Circuit ProtectionSurface Mount Fuse, 3.2 x 1.6 mm, Super-Quick-Acting FF, 63 VDC / 125 VAC, low impedanceExemplary part photo depending on part no. See below: Approvals and CompliancesUL 248-14 · 125 VAC · 63 VDC · Super-Quick-Acting FFDescription- Complements USF 1206 with lower current ratings- Impermeable to potting compoundUnique Selling Proposition- Lowest voltage drop- Very fast, precise openingApplications- Smart meters- Battery protection- Sensors- Mobile devices- Semiconductor protectionReferencesWeblinkspdf data sheet, html datasheet, General Product Information, Distributor-Stock-Check, Detailed request for product, MicrositeTechnical DataRated Voltage125 VAC, 63 VDCRated current0.05 - 0.25 ABreaking Capacity100 ACharacteristicSuper-Quick-Acting FFMountingPCB,SMTAdmissible Ambient Temp.-55 °C to 90 °CClimatic Category55/090/21 acc. to IEC 60068-1Material: HousingFiber-reinforced plastic, UL 94V-0Material: TerminalsGold-Plated Copper AlloyUnit Weight0.0133 gStorage Conditions0 °C to 60 °C, max. 70% r.h.Product MarkingLetter (see variants) Soldering MethodsReflow Soldering ProfileSolderability245 °C / 3 sec acc. to IEC 60068-2-58, Test TdResistance to Soldering Heat260 +0/-5 °C / 30 sec acc. to IPC/JE-DEC J-STD-020D, Level 1Moisture Sensitivity LevelMSL 1, J-STD-020 Case Resistanceacc. to EIA/IS-722, Test 4.7 >100 MΩ (between leeds and body)Moisture Resistance TestMIL-STD-202C, Method 103 B (Level 1) IPC/JEDEC-J-STD-20C (85°C@85%RH@240h)Thermal ShockIEC 60068-2-14, CECC 4200 (5 Cycles 40°C - 125°C)Resistance to SolventsMIL-STD-202, Method 215 (EIA-722, 4.11)Terminal StrengthMIL-STD-202, Method 211A (Deflection of board 1 mm for 1 minute)Approvals and CompliancesDetailed information on product approvals, code requirements, usage instructions and detailed test conditions can be looked up in Details about Approvals SCHURTER products are designed for use in industrial environments. They have approvals from independent testing bodies according to national and international standards. Products with specific characteristics and requirements such as required in the automotive sector according to IATF 16949, medical technology according to ISO 13485 or in the aerospace industry can be offered exclusively with customer-specific, individual agree-ments by SCHURTER.ApprovalsThe approval mark is used by the testing authorities to certify compliance with the safety requirements placed on electronic products. Approval Reference Type: USFF 1206Approval LogoCertificatesCertification BodyDescriptionUL ApprovalsULUR File Number: E415992FusesUSFF 1206https://www.schurter.com /PG01_2Circuit ProtectionProduct standardsProduct standards that are referencedOrganizationDesignStandardDescriptionDesigned according toUL 248-14Low voltage fuses - Part 14: Supplemental fusesDesigned according toCSA22.2 No. 248.14Low-Voltage Fuses - Part 14: Supplemental FusesApplication standardsApplication standards where the product can be usedOrganizationDesignStandardDescriptionSuitable for applications acc.IEC/UL 62368-1Audio/video, information and communication technology equipment - Part 1: Safety requirementsCompliancesThe product complies with following Guide LinesIdentificationDetailsInitiatorDescriptionCE declaration of conformitySCHURTER AGThe CE marking declares that the product complies with the applicable requirements laid down in the harmonisation of Community legislation on its affixing in accordance with EU Regulation 765/2008.UKCA declaration of conformitySCHURTER AGThe UKCA marking declares that the product complies with the applicable requirements laid down in the British Amendment of Regulation (EC) 765/2008.RoHSSCHURTER AGDirective RoHS 2011/65/EU, Amendment (EU) 2015/863China RoHSSCHURTER AGThe law SJ / T 11363-2006 (China RoHS) has been in force since 1 March 2007. It is similar to the EU directive RoHS.Halogen FreeSCHURTER AGSCHURTER strives to offer our customers halogen free products.REACHSCHURTER AGOn 1 June 2007, Regulation (EC) No 1907/2006 on the Registration, Evaluation, Authorization and Restriction of Chemicals 1 (abbreviated as "REACH") entered into force.Dimension [mm] 3.2 mm 1.61.753.22.1Reflow soldering pads 1.51.12Derating CurvesPercentage of Rating [%]140130120110100908070605040-60 -40 -20 0 20 40 60 80 100 120 140 16023Ambient Temperature [°C]3FusesUSFF 1206https://www.schurter.com /PG01_2Circuit ProtectionPre-Arcing TimeRated Current In1.0 x In min.2.5 x In max.10.0 x In min.10.0 x In max.0.05 A4 h5 s0.1 ms1 ms0.125 A4 h5 s0.1 ms3 ms0.16 A - 0.25 A4 h5 s0.1 ms1 msTime-Current-CurvesTime in Seconds0.050 A0.160 A0.200 A0.250 A0.10.00010.0010.010.11101001000110Current in Amperes Time in Seconds0.10.125 A0.00010.0010.010.11101001000110Current in Amperes All Variants Rated Cur-rent [A]Rated Vol-tage [VAC]Rated Vol-tage [VDC]MarkingBreaking CapacityVoltage Drop 1.0 In typ. [mV]Cold Resi-stance typ. [mΩ]Melting I²t 8.0 In typ. [A²s]Order Number0.0512563e1)43092000.0002l3413.0002.11█0.0512563e1)43092000.0002l3413.0002.220.0512563e1)43092000.0002l3413.0002.240.0512563e1)43092000.0002l3413.0002.260.12512563o1)26020000.003l3413.0006.110.12512563o1)26020000.003l3413.0006.220.12512563o1)26020000.003l3413.0006.240.12512563o1)26020000.003l3413.0006.260.1612563s1)954500.0015l3413.0008.11█0.1612563s1)954500.0015l3413.0008.22█0.1612563s1)954500.0015l3413.0008.240.1612563s1)954500.0015l3413.0008.260.212563u1)873550.0029l3413.0009.11█0.212563u1)873550.0029l3413.0009.22█0.212563u1)873550.0029l3413.0009.240.212563u1)873550.0029l3413.0009.260.2512563w1)752200.0032l3413.0010.11█0.2512563w1)752200.0032l3413.0010.22█0.2512563w1)752200.0032l3413.0010.240.2512563w1)752200.0032l3413.0010.264FusesUSFF 1206https://www.schurter.com /PG01_2Circuit ProtectionRated Cur-rent [A]Rated Vol-tage [VAC]Rated Vol-tage [VDC]MarkingBreaking CapacityVoltage Drop 1.0 In typ. [mV]Cold Resi-stance typ. [mΩ]Melting I²t 8.0 In typ. [A²s]Order Number█ Most Popular.Availability for all products can be searched real-time: https://www.schurter.com/en/info-center/support-tools/stock-check-distributors1) 10 A @ 125 VAC, 100 A @ 32 VAC, 100 A @ 63 VDCPackaging Unit acc. IEC 60286-3 Type 2a.xx = .11100 pcs. in tape in ESD-plastic bag.xx = .221000 pcs. in tape [W: 8mm and P1: 4mm] on reel [A: 18cm].xx = .245000 pcs. in tape [W: 8mm and P1: 4mm] on reel [A: 33cm].xx = .2610000 pcs. in tape [W: 8mm and P1: 4mm] on reel [A: 33cm]The specifications, descriptions and illustrations indicated in this document are based on current information. All content is subject to modifications and amendments. Information furnished is believed to be accurate and reliable. However, users should independently evaluate the suitability and test each product selected for their own applications.26.03.2024
https://datasheets.kyocera-avx.com/AccuGuard2.pdf | fuses | Accu-Guard® IISMD Thin-Film FuseTDS-FUSE-0001 ¦ Rev 2ELECTRICAL SPECIFICATIONSAccu-Guard® II is a version of Accu-Guard® fuses for a wider range of current and voltage ratings. Constructed on alumina substrates, Accu-Guard® II fuses display superior electrical, mechanical and environmental properties. Accu-Guard® II dimensions are standard 0402, 0603, 0805, 1206 and 0612 chip sizes, see page 2.Operating temperature: -55°C to +125°CCurrent carrying capacity:For F0402E and F0603E at -55°C 107% of rating, at +25°C 100% of rating, at +125°C 80% of rating.For F1206B and F0805B at -55°C is 107% of rating, at +25°C 100% of rating, at +85°C 93% of rating, at +125°C 90% of rating. For F0805B 2.50A and 3.00A at +85°C 90% of rating, at +125°C 90% of rating.Interrupting rating: 50A.Insulation resistance: >20MΩ guaranteed (after fusing at rated voltage). For F0612D at -55°C 107% of rating, at +25°C 100% of rating, at +85°C 80% of rating, at +125°C 75% of rating.TypePart NumberCurrent Rating AResistance 10% x I rated, 25°C Ω (max.)Voltage Drop @1 x I rated, 25°C mV (max.)Fusing Current (within 5 sec), 25°C APre-Arc I2t @ 50A A2-secRated Voltage VF0402EF0402E0R25FSTR0.250.6502200.6250.00005*32F0402E0R50FSTR0.500.2501801.250.000332F0402E0R75FSTR0.750.2001801.8750.00332F0402E1R00FSTR1.000.1301602.500.00832F0402E1R50FSTR1.500.0601403.750.0332F0402E2R00FSTR2.000.0401205.000.0632F0603EF0603E0R25FSTR0.250.6502200.6250.00005*32F0603E0R37FSTR0.3750.4502200.9400.000132F0603E0R50FSTR0.500.2501801.250.000332F0603E0R75FSTR0.750.2001801.8750.00332F0603E1R00FSTR1.000.1301602.500.00832F0603E1R25FSTR1.250.0901403.1250.0132F0603E1R50FSTR1.500.0601403.750.0332F0603E1R75FSTR1.750.0501204.3750.0432F0603E2R00FSTR2.000.0401205.000.0632F0603E2R50FSTR2.500.0351006.250.1232F0603E3R00FSTR3.000.0301007.500.2532F0805BF0805B0R25FW/STR0.250.7502800.500.00003*63F0805B0R50FW/STR0.500.3502801.000.000263F0805B0R75FW/STR0.750.2702801.500.00163F0805B1R00FW/STR1.000.2202802.000.00363F0805B1R25FW/STR1.250.1702802.500.00763F0805B1R50FW/STR1.500.1202403.000.01063F0805B2R00FW/STR2.000.0802204.000.03063F0805B2R50FW/STR2.500.0602205.000.05063F0805B3R00FW/STR3.000.0502206.000.1063F1206BF1206B0R25FW/STR0.250.7502800.500.0000363F1206B0R50FW/STR0.500.3502801.000.000263F1206B1R00FW/STR1.000.1802402.000.00363F1206B1R50FW/STR1.500.1202403.000.01063F1206B2R00FW/STR2.000.0802204.000.03063F1206B3R00FW/STR3.000.0502206.000.1063F0612DF0612D4R00FWTR4.000.040260100.1032F0612D5R00FWTR5.000.02520012.50.2532*Current is limited to less than 50A at 32V due to internal fuse resistance. – accu-guard series lga/smd thin-film fuse –The Important Information/Disclaimer is incorporated in the catalog where these specifications came from or available online at www.kyocera-avx.com/disclaimer/ by reference and should be reviewed in full before placing any order.Accu-Guard® IISMD Thin-Film FuseTDS-FUSE-0001 ¦ Rev 2ENVIRONMENTAL CHARACTERISTICSTestConditionsRequiredSolderabilityComponents completely immersed in a solder bath at 235 ±5°C for 2 secs.Terminations to be well tinned No visible damageLeach ResistanceCompletely immersed in a solder bath at 260 ±5°C for 60 secsDissolution of termination ≤ 25% of area∆R/R<10%Storage12 months minimum with components stored in “as received” packaging.Good solderabilityShearComponents mounted to a substrate. A force of 5N applied normal to the line joining the terminations and in a line parallel to the substrateNo visible damageRapid Change of TemperatureComponents mounted to a substrate. 50 cycles -55° to +125°C.No Visible damage ∆R/R<10%Temperature CyclingComponents mounted to substrate.50 cycles -55°C to +125°C.No Visible damage ∆R/R<10%VibrationComponents mounted to substrate.50 cycles -55°C to +125°C.No Visible damage ∆R/R<10%BendTested as shown in diagram45mm45mm3 mmDeflectionNo visible damage ∆R/R<10%Load LifeF0805B, F1206B25°C, rated current, 20,000 hrs.No visible damage∆R/R<10% – accu-guard series lga/smd thin-film fuse –The Important Information/Disclaimer is incorporated in the catalog where these specifications came from or available online at www.kyocera-avx.com/disclaimer/ by reference and should be reviewed in full before placing any order.Accu-Guard® IILead-Free SMD Thin-Film FuseTDS-FUSE-0001 ¦ Rev 20.1 1 10 100 Current, Amp Pre -Arc Time, sec 10 -2 10 -1 10 -3 1 10 10 -6 10 -5 10 -4 2.0 A 1.5 A 1.0 A 0.5 A 0.25 A 0.75 A FUSE TIME – CURRENT CHARACTERISTICS FOR TYPE F0402E (TYPICAL) – accu-guard series lga/smd thin-film fuse –The Important Information/Disclaimer is incorporated in the catalog where these specifications came from or available online at www.kyocera-avx.com/disclaimer/ by reference and should be reviewed in full before placing any order.Accu-Guard® IILead-Free SMD Thin-Film FuseTDS-FUSE-0001 ¦ Rev 210010110-110-210-310-410-510-60 10 20 30 40 50 60 Current, Amp P re-Arc I 2t, A 2sec 2.0 A 1.5 A 1.0 A 0.5 A 0.2 5 A 0.7 5 A FUSE PRE-ARC JOULE INTEGRALS VS CURRENT FOR TYPE F0402E (TYPICAL) – accu-guard series lga/smd thin-film fuse –The Important Information/Disclaimer is incorporated in the catalog where these specifications came from or available online at www.kyocera-avx.com/disclaimer/ by reference and should be reviewed in full before placing any order.Accu-Guard® IILead-Free SMD Thin-Film FuseTDS-FUSE-0001 ¦ Rev 2 0 100 0 Pre -Arc Time, sec Pre -Arc I2t, A2sec 10 -2 10 -1 10 -3 1 100 10 -6 10 -5 10 -4 10 10 -6 10 -5 10 -4 10 -3 10 -2 10-1 1 10 2.0 A 1.5 A 1.0 A 0.5 A 0.25 A 0.75 A FUSE PRE-ARC JOULE INTEGRALS VS PRE-ARC TIME FOR TYPE F0402E (TYPICAL) – accu-guard series lga/smd thin-film fuse –The Important Information/Disclaimer is incorporated in the catalog where these specifications came from or available online at www.kyocera-avx.com/disclaimer/ by reference and should be reviewed in full before placing any order.Accu-Guard® IILead-Free SMD Thin-Film FuseTDS-FUSE-0001 ¦ Rev 210110-110-210-310-410-510-60.1110100Current, Amp P re-Arc Time, sec 2.0 A 2.5 A 3.0 A 1.5 A 1.75 A1.0 A 0.5 A 0.7 5 A 0.375 A 0.2 5 A 1.25 AFUSE TIME – CURRENT CHARACTERISTICS FOR TYPE F0603E (TYPICAL) – accu-guard series lga/smd thin-film fuse –The Important Information/Disclaimer is incorporated in the catalog where these specifications came from or available online at www.kyocera-avx.com/disclaimer/ by reference and should be reviewed in full before placing any order.Accu-Guard® IILead-Free SMD Thin-Film FuseTDS-FUSE-0001 ¦ Rev 20102030405060Current, AmpPre-Arc I2t, A2sec10010110-110-210-310-410-510-6 3.0A2.5A2.0A1.75A1.5A1.25A1.0A0.75A0.5A0.375A0.25AFUSE PRE-ARC JOULE INTEGRALS VS CURRENT FOR TYPE F0603E (TYPICAL) – accu-guard series lga/smd thin-film fuse –The Important Information/Disclaimer is incorporated in the catalog where these specifications came from or available online at www.kyocera-avx.com/disclaimer/ by reference and should be reviewed in full before placing any order.Accu-Guard® IILead-Free SMD Thin-Film FuseTDS-FUSE-0001 ¦ Rev 2Pre -Arc Time, sec Pre -Arc I2t, A2sec 10 -2 10 -1 10 -3 110010-6 10 -5 10 -4 1010 -6 10 -5 10 -4 10 -3 10 -2 10-1 110 3.0A2.5A2.0A1.75A1.5A1.25A1.0A0.75A0.5A0.375A0.25AFUSE PRE-ARC JOULE INTEGRALS VS PRE-ARC TIME FOR TYPE F0603E (TYPICAL) – accu-guard series lga/smd thin-film fuse –The Important Information/Disclaimer is incorporated in the catalog where these specifications came from or available online at www.kyocera-avx.com/disclaimer/ by reference and should be reviewed in full before placing any order.TDS-FUSE-0001 ¦ Rev 2Accu-Guard® IISMD Thin-Film Fuse0.15A0.25A0.375A0.50A0.75A1.00A1.25A1.5A1.75A2.0A2.5A3.0A10-11100.1110Current, AmpPre-Arc Time, Seconds10010-210-310-410-510-6FUSE TIME - CURRENT CHARACTERISTICS FOR TYPES F0805B AND F1206B (TYPICAL) – accu-guard series lga/smd thin-film fuse –The Important Information/Disclaimer is incorporated in the catalog where these specifications came from or available online at www.kyocera-avx.com/disclaimer/ by reference and should be reviewed in full before placing any order.TDS-FUSE-0001 ¦ Rev 2Accu-Guard® IISMD Thin-Film Fuse10-1110100Pre-Arc I2t, A2secCurrent, Amp10-210-310-410-510-650403020100603.00A2.50A2.00A1.50A1.25A1.00A0.75A0.50A0.25A0.15AFUSE PRE-ARC JOULE INTEGRALS VS. CURRENT TIME FOR TYPES F0805B AND F1206B (TYPICAL) – accu-guard series lga/smd thin-film fuse –The Important Information/Disclaimer is incorporated in the catalog where these specifications came from or available online at www.kyocera-avx.com/disclaimer/ by reference and should be reviewed in full before placing any order.TDS-FUSE-0001 ¦ Rev 2Accu-Guard® IISMD Thin-Film Fuse10-1110100Pre-Arc I2t, A2secPre-Arc Time, Seconds10-210-310-410-510-610-710-610-510-410-310-210-11103.00A2.50A2.00A1.50A1.25A1.00A0.75A0.50A0.25A0.15AFUSE PRE-ARC JOULE INTEGRALS VS. PRE-ARC TIME FOR TYPES F0805B AND F1206B (TYPICAL) – accu-guard series lga/smd thin-film fuse –The Important Information/Disclaimer is incorporated in the catalog where these specifications came from or available online at www.kyocera-avx.com/disclaimer/ by reference and should be reviewed in full before placing any order.TDS-FUSE-0001 ¦ Rev 2Accu-Guard® IISMD Thin-Film Fuse10-1110110Current, AmpPre-Arc Time, Seconds10010-210-310-410-54.0A5.0AFUSE TIME - CURRENT CHARACTERISTICS FOR TYPE F0612D (TYPICAL)**Not recommended for new designs, please contact factory – accu-guard series lga/smd thin-film fuse –The Important Information/Disclaimer is incorporated in the catalog where these specifications came from or available online at www.kyocera-avx.com/disclaimer/ by reference and should be reviewed in full before placing any order.Accu-Guard® IISMD Thin-Film FuseTDS-FUSE-0001 ¦ Rev 210-11101001000Pre-Arc I2t, A2secPre-Arc Time, Seconds10-210-310-410-511010-610-510-410-310-210-15.00A4.00AFUSE PRE-ARC JOULE INTEGRALS VS. PRE-ARC TIME FOR TYPE F0612D (TYPICAL)**Not recommended for new designs, please contact factory – accu-guard series lga/smd thin-film fuse –The Important Information/Disclaimer is incorporated in the catalog where these specifications came from or available online at www.kyocera-avx.com/disclaimer/ by reference and should be reviewed in full before placing any order.Accu-Guard® IISMD Thin-Film FuseTDS-FUSE-0001 ¦ Rev 210-11101001000Pre-Arc i2t, A2secCurrent, Amp10-210-310-410-550403020100605.00A4.00AFUSE PRE-ARC JOULE INTEGRALS VS. CURRENT FOR TYPE F0612D (TYPICAL)*Not recommended for new designs, please contact factory – accu-guard series lga/smd thin-film fuse –The Important Information/Disclaimer is incorporated in the catalog where these specifications came from or available online at www.kyocera-avx.com/disclaimer/ by reference and should be reviewed in full before placing any order.
https://us.schurter.com/en/datasheet/typ_USFF_1206.pdf | fuses | 1FusesUSFF 1206https://www.schurter.com /PG01_2Circuit ProtectionSurface Mount Fuse, 3.2 x 1.6 mm, Super-Quick-Acting FF, 63 VDC / 125 VAC, low impedanceExemplary part photo depending on part no. See below: Approvals and CompliancesUL 248-14 · 125 VAC · 63 VDC · Super-Quick-Acting FFDescription- Complements USF 1206 with lower current ratings- Impermeable to potting compoundUnique Selling Proposition- Lowest voltage drop- Very fast, precise openingApplications- Smart meters- Battery protection- Sensors- Mobile devices- Semiconductor protectionReferencesWeblinkspdf data sheet, html datasheet, General Product Information, Distributor-Stock-Check, Detailed request for product, MicrositeTechnical DataRated Voltage125 VAC, 63 VDCRated current0.05 - 0.25 ABreaking Capacity100 ACharacteristicSuper-Quick-Acting FFMountingPCB,SMTAdmissible Ambient Temp.-55 °C to 90 °CClimatic Category55/090/21 acc. to IEC 60068-1Material: HousingFiber-reinforced plastic, UL 94V-0Material: TerminalsGold-Plated Copper AlloyUnit Weight0.0133 gStorage Conditions0 °C to 60 °C, max. 70% r.h.Product MarkingLetter (see variants) Soldering MethodsReflow Soldering ProfileSolderability245 °C / 3 sec acc. to IEC 60068-2-58, Test TdResistance to Soldering Heat260 +0/-5 °C / 30 sec acc. to IPC/JE-DEC J-STD-020D, Level 1Moisture Sensitivity LevelMSL 1, J-STD-020 Case Resistanceacc. to EIA/IS-722, Test 4.7 >100 MΩ (between leeds and body)Moisture Resistance TestMIL-STD-202C, Method 103 B (Level 1) IPC/JEDEC-J-STD-20C (85°C@85%RH@240h)Thermal ShockIEC 60068-2-14, CECC 4200 (5 Cycles 40°C - 125°C)Resistance to SolventsMIL-STD-202, Method 215 (EIA-722, 4.11)Terminal StrengthMIL-STD-202, Method 211A (Deflection of board 1 mm for 1 minute)Approvals and CompliancesDetailed information on product approvals, code requirements, usage instructions and detailed test conditions can be looked up in Details about Approvals SCHURTER products are designed for use in industrial environments. They have approvals from independent testing bodies according to national and international standards. Products with specific characteristics and requirements such as required in the automotive sector according to IATF 16949, medical technology according to ISO 13485 or in the aerospace industry can be offered exclusively with customer-specific, individual agree-ments by SCHURTER.ApprovalsThe approval mark is used by the testing authorities to certify compliance with the safety requirements placed on electronic products. Approval Reference Type: USFF 1206Approval LogoCertificatesCertification BodyDescriptionUL ApprovalsULUR File Number: E415992FusesUSFF 1206https://www.schurter.com /PG01_2Circuit ProtectionProduct standardsProduct standards that are referencedOrganizationDesignStandardDescriptionDesigned according toUL 248-14Low voltage fuses - Part 14: Supplemental fusesDesigned according toCSA22.2 No. 248.14Low-Voltage Fuses - Part 14: Supplemental FusesApplication standardsApplication standards where the product can be usedOrganizationDesignStandardDescriptionSuitable for applications acc.IEC/UL 62368-1Audio/video, information and communication technology equipment - Part 1: Safety requirementsCompliancesThe product complies with following Guide LinesIdentificationDetailsInitiatorDescriptionCE declaration of conformitySCHURTER AGThe CE marking declares that the product complies with the applicable requirements laid down in the harmonisation of Community legislation on its affixing in accordance with EU Regulation 765/2008.UKCA declaration of conformitySCHURTER AGThe UKCA marking declares that the product complies with the applicable requirements laid down in the British Amendment of Regulation (EC) 765/2008.RoHSSCHURTER AGDirective RoHS 2011/65/EU, Amendment (EU) 2015/863China RoHSSCHURTER AGThe law SJ / T 11363-2006 (China RoHS) has been in force since 1 March 2007. It is similar to the EU directive RoHS.Halogen FreeSCHURTER AGSCHURTER strives to offer our customers halogen free products.REACHSCHURTER AGOn 1 June 2007, Regulation (EC) No 1907/2006 on the Registration, Evaluation, Authorization and Restriction of Chemicals 1 (abbreviated as "REACH") entered into force.Dimension [mm] 3.2 mm 1.61.753.22.1Reflow soldering pads 1.51.12Derating CurvesPercentage of Rating [%]140130120110100908070605040-60 -40 -20 0 20 40 60 80 100 120 140 16023Ambient Temperature [°C]3FusesUSFF 1206https://www.schurter.com /PG01_2Circuit ProtectionPre-Arcing TimeRated Current In1.0 x In min.2.5 x In max.10.0 x In min.10.0 x In max.0.05 A4 h5 s0.1 ms1 ms0.125 A4 h5 s0.1 ms3 ms0.16 A - 0.25 A4 h5 s0.1 ms1 msTime-Current-CurvesTime in Seconds0.050 A0.160 A0.200 A0.250 A0.10.00010.0010.010.11101001000110Current in Amperes Time in Seconds0.10.125 A0.00010.0010.010.11101001000110Current in Amperes All Variants Rated Cur-rent [A]Rated Vol-tage [VAC]Rated Vol-tage [VDC]MarkingBreaking CapacityVoltage Drop 1.0 In typ. [mV]Cold Resi-stance typ. [mΩ]Melting I²t 8.0 In typ. [A²s]Order Number0.0512563e1)43092000.0002l3413.0002.11█0.0512563e1)43092000.0002l3413.0002.220.0512563e1)43092000.0002l3413.0002.240.0512563e1)43092000.0002l3413.0002.260.12512563o1)26020000.003l3413.0006.110.12512563o1)26020000.003l3413.0006.220.12512563o1)26020000.003l3413.0006.240.12512563o1)26020000.003l3413.0006.260.1612563s1)954500.0015l3413.0008.11█0.1612563s1)954500.0015l3413.0008.22█0.1612563s1)954500.0015l3413.0008.240.1612563s1)954500.0015l3413.0008.260.212563u1)873550.0029l3413.0009.11█0.212563u1)873550.0029l3413.0009.22█0.212563u1)873550.0029l3413.0009.240.212563u1)873550.0029l3413.0009.260.2512563w1)752200.0032l3413.0010.11█0.2512563w1)752200.0032l3413.0010.22█0.2512563w1)752200.0032l3413.0010.240.2512563w1)752200.0032l3413.0010.264FusesUSFF 1206https://www.schurter.com /PG01_2Circuit ProtectionRated Cur-rent [A]Rated Vol-tage [VAC]Rated Vol-tage [VDC]MarkingBreaking CapacityVoltage Drop 1.0 In typ. [mV]Cold Resi-stance typ. [mΩ]Melting I²t 8.0 In typ. [A²s]Order Number█ Most Popular.Availability for all products can be searched real-time: https://www.schurter.com/en/info-center/support-tools/stock-check-distributors1) 10 A @ 125 VAC, 100 A @ 32 VAC, 100 A @ 63 VDCPackaging Unit acc. IEC 60286-3 Type 2a.xx = .11100 pcs. in tape in ESD-plastic bag.xx = .221000 pcs. in tape [W: 8mm and P1: 4mm] on reel [A: 18cm].xx = .245000 pcs. in tape [W: 8mm and P1: 4mm] on reel [A: 33cm].xx = .2610000 pcs. in tape [W: 8mm and P1: 4mm] on reel [A: 33cm]The specifications, descriptions and illustrations indicated in this document are based on current information. All content is subject to modifications and amendments. Information furnished is believed to be accurate and reliable. However, users should independently evaluate the suitability and test each product selected for their own applications.26.03.2024
https://www.bourns.com/docs/product-datasheets/sf-0603sp-m.pdf?sfvrsn=4a8676f6_13 | fuses | %PDF-1.6%����223 0 obj< >streamh޲P0P���w�/�+Q0���L)�64)@i�J�Ai�RY�����Zlg`�fendstreamendobj224 0 obj< >streamh�2S0P0W0�P����+�-�q�b��"��.vv��7endstreamendobj225 0 obj< >streamh޼XmS�8�����N�z��L�Җ�4��.���mb��C�~��ZV�$.�+F�Z/���G��q�Lq�9SR1�g���#0� ���<@�!�!z��L9�g�`��.��d�b*T�;4t�<���<�Fb�Cr�G�P;Zq�¦4.@�}����Xű��7�ͦY>�G#M/�Gs��#��Ž=8�-�eTR�� P��$/Q�'��7L�^��ة'�%Tۓ�JR��..ȮZ�4[#*����]���~�g��.�p~؃}[B�u�d�KL�8I�h�`"��b0��#*r����������Ѵ��p�u���!��݃��1�/�$��-�1p� �:�tvή�i�Q8e�������\���\������홾e�xDWjm{n�Z)zҠ�\��_�tZ� �Ѝ�':O�M�НD9��C�zp'Ї�p����@�l��"Jc��R�I�F��k��n>�)$0����r(�Hn� C�$ט�Q�gQ�pw��γ�p����$��Ѹ`$ F��aG �:���`�/.��^2ո�k¦Sɇh�a�����ѫ=��e2�:���"8:�4�~M��~:�j�aP��g�n�HZȜ<��Y^y�pE�*>JG��$�~Z$��^�%��Nk51Y�>�[W�`qU�1d�Xمz�rRe����U+���\)����o>n����C�V�H�$�`��Gٖ�^V2�I��7ƨ��Y�'��Ԏ@�_��dfC�l{��.������5�+��������H��g��S�-��:�˓(F��¦���4�[@y��Z�3vg��P�[�T�����3�o��F8���m�Χ�x�D>�r��tF�5��;�EH@���C������I��� ;e��jEQ��{MSi�"WB��s�G�N���4R^iCʣ�P�d1̧�b���~,�R�WӪ�}1}*�ӳĘY��"�iTL���c�f������w����q�C�N�A�N�X�t�x-��O���6���:��[p�>�y���c6����]�"��G��D(Մ����l�������:Y�4��8ڴ�!NS�¦,i6���*U��F��mP�N�۞{��j7y��F�fڶg�_��t���^��_�)���?Dbb"4���.�\��Y��j)r,w�H0z�Y-C��ژ���_���!�E���z��(���&r�\9�����+���,���%ඐe~�b?ή�K\J��TϪ�ۨ�";��Fs����R�[+���bĮԀl��59�r��e ��'./w���{�?�U1t+V�\q�5�s����S��k�Ù��5�v��6�oDݗ��Knǽ#��q�¦�¦��ݰ}%Z��o�����o����oK����w���!�S+��O<J>������>u����_ԷT?��m�����[����[oo�9�&[�ɪ��r�7ʦ���Ɲ��n��wu���hô�SK-I�+��c�[��؛w�iV����X�=��ޜ��z��M��f�~(j����,�;h�j���5F��d�s��߭�׊蝯,ME����Y�����V��-���W�s��C�m���ئ��S�IL�3�8k��<�ߗ�z�υ���&�4����S�^������K��E{������Egه[.}�\3i�$�b�z*���j/�ggY�J=Ë��m�khH�/�o��E:*�,���߆�o�x&�Ak��5����-�jo�_�}�endstreamendobj226 0 obj< >streamhެ�]k�0������Ha���@l�D�h�k������4G7&/zQ�����=o�B�c4RBQdJX�m҂��S�Զ!��.[�yh�oc��8�2t�ɰn��"a��]8��e��ʕ`�ܲW8�]�{�P��}>���,s"�]��Y�u�8��W�)�\���$*�&�%���!�*,�h�G{5�����DA��I-�jhk#����V��HP+Ǝ'U=&U�E���MMnjjISK�O��O����!�J�4�ӡֵ���t��'�L�Ź�G��������S���n�Ӡƿ�r辪��%.��,ӛ"�_�cK���Q\�jN��:��o\��p�c5"�e�q���.�k7l��`���-&��w^���[��?�endstreamendobj227 0 obj< >streamhޜ��j�0�_EO�X�dKP�i��C;ء����1hG�{�ɭi{j��G!���6�V���"1P��x��:��Z'Ȗ=�j-`�������)�R�h�����͆9�H[���+�^�~��b���7�؊u���fx^����N&h��F�82*+�2�{���cm����>7��v��8���-�Y�jvNj[���RZ斥��<��4��m�(�V,Xrr���"�;^g0Y'�cƬ¦��(?g�j7�`�����X;-c�o���ɿ�$Ţ�`���/$c���{�R�o�e����H��A��v��ͽ`U�7�B�t�ԋ5r_��12�龱,dn}�?ݷ�8?(����Xl�m�y%���oRLс�0z������-��Oendstreamendobj228 0 obj< >streamhޔ��n�0�W�'8����6z�Fn�U�mU�C�M�1m�����@Dp��Օ ֕���ݮy�>��p>����+��}�]׼\�~(�2O�J�'��f�YO�T�� R���Y��#������r�M�1s��j�p�N�Xޚ�s���Z޻�'-���e1mr�Mh���Zyhk)g�XcK���([�HF�ш��ӊx����1��H����Hވ�D^�Ɉ��s�*���5���endstreamendobj229 0 obj< >streamh��ZYo�8�+¦��xE�$�7�H�(�E�X������@��r$Q�(J�¦�n7��ǐ�뛡�s1�8E�G�3$%E ��lF��&��{^1Ǝ���/onf'$��S�~H�����D��$/���3.�}1J�~��EV¦;�2�V7�/�3�)EDF�n4���¦}{ub,�b�+���2������$����UQ���6��C��J��h������Okt)-K�Vu���r�}k]���8����^+�#�����G�C{��-����˭}^�z�,ynո������m�g׷�>��(q&��ki[_mO�ɳ����Gk����U^jX� 6��(��:gty7�lq��!*�iy�>�o؋p26h�`���%EQ�X���9簃rگ��9ތ1�6��v�{��H1${��G���F-O��M��&f)e�5^���x�ď:��#Ȋ�'���D7�<6L�ڿ+��:M]�ُ횯%*k;80������1��������������~t�g;��\�ڕ���q���ҳ����1��/�qP3�`ڇ�ڃ�й��l�ϻf�G�/[�~����E�An�{������Tܟ���5��ڸ�T*֯P}h�>~�.�??���p����N�}�=tplC�����X'YnR�k��ss��O�¦�e{��<�eG[f���-�q2��L=N��`��8�HC_t8.¦���g��������ş"`����opпX�����?����~������n�`C��D��'��>�z�5��߻$��������t{�Gn����2�Rx1��2Aۗ~��q/�ֈ#*��3�����Y��֬�v�/�����88Ub b�j{�]o�>����<+��9C����ܜ��Bގ�l�7�؇�M��i��n� m,mg��uo�v�x���xMK8�ܴ7�l����'O��{��j/{j��nMB9:��2�W�����S�'��p�nendstreamendobj2 0 obj< >stream 2021-05-28T16:13:22-07:00 2021-05-28T16:16:49-07:00 2021-05-28T16:16:49-07:00 Acrobat Distiller 20.0 (Macintosh) application/pdf SF-0603SP-M Series – Time Lag Multilayer Surface Mount Fuses SinglFuse Bourns, Inc uuid:00bd00cc-63f5-ee46-8b1b-e1895681fd18 uuid:542f10be-2116-7343-8309-904a5898b0a6 endstreamendobj11 0 obj< >endobj14 0 obj< >streamH�lWɎ7��W�dh�5H�H��[7�Ph�TK���`�
https://us.schurter.com/en/datasheet/typ_OMT_125.pdf | fuses | 1FusesOMT 125https://www.schurter.com /PG01_2Circuit ProtectionSurface Mount Fuse, 7.4 x 3.1 mm, Time-Lag T, 125 VAC, 125 VDCExemplary part photo depending on part no. See below: Approvals and CompliancesUL 248-14 · 125 VAC · 125 VDC · Time-Lag TDescription- Directly solderable on printed circuit boardsReferencesCorresponding Fuseholder Assembled Fuseholder Weblinkspdf data sheet, html datasheet, General Product Information, Distributor-Stock-Check, Detailed request for productTechnical DataRated Voltage125 VAC, 125 VDCRated current0.25 - 6.3 ABreaking Capacity100 ACharacteristicTime-Lag TMountingPCB,SMTAdmissible Ambient Temp.-40 °C to +85 °CClimatic Category40/085/21 acc. to IEC 60068-1Material: HousingThermoplastic, UL 94V-0Material: TerminalsCopper alloy, tin-platedUnit Weight0.01 gStorage Conditions0 °C to 40 °C, max. 70% r.h.Product Marking, Type, Rated current, Certification marks Soldering MethodsReflow, Wave Soldering ProfileSolderability245 °C / 3 sec acc. to IEC 60068-2-58, Test TdResistance to Soldering Heat260 +0/-5 °C / 40 sec acc. to IPC/JE-DEC J-STD-020D, Level 1Moisture Sensitivity LevelMSL 1, J-STD-020 Case Resistanceacc. to EIA/IS-722, Test 4.7 >100 MΩ (between leeds and body)Moisture Resistance TestMIL-STD-202, Method 106 (50 cycles in a temp./mister chamber)Mechanical ShockMIL-STD-202, Method 213 Condition AResistance to SolventsMIL-STD-202, Method 215Terminal StrengthMIL-STD-202, Method 211A (Deflection of board 1 mm for 1 minute)Approvals and CompliancesDetailed information on product approvals, code requirements, usage instructions and detailed test conditions can be looked up in Details about Approvals SCHURTER products are designed for use in industrial environments. They have approvals from independent testing bodies according to national and international standards. Products with specific characteristics and requirements such as required in the automotive sector according to IATF 16949, medical technology according to ISO 13485 or in the aerospace industry can be offered exclusively with customer-specific, individual agree-ments by SCHURTER.ApprovalsThe approval mark is used by the testing authorities to certify compliance with the safety requirements placed on electronic products. Approval Reference Type: OMT 125Approval LogoCertificatesCertification BodyDescriptionUL ApprovalsULUL File Number: E41599Product standardsProduct standards that are referencedOrganizationDesignStandardDescriptionDesigned according toUL 248-14Low voltage fuses - Part 14: Supplemental fusesDesigned according toCSA22.2 No. 248.14Low-Voltage Fuses - Part 14: Supplemental Fuses2FusesOMT 125https://www.schurter.com /PG01_2Circuit ProtectionApplication standardsApplication standards where the product can be usedOrganizationDesignStandardDescriptionSuitable for applications acc.IEC/UL 62368-1Audio/video, information and communication technology equipment - Part 1: Safety requirementsCompliancesThe product complies with following Guide LinesIdentificationDetailsInitiatorDescriptionCE declaration of conformitySCHURTER AGThe CE marking declares that the product complies with the applicable requirements laid down in the harmonisation of Community legislation on its affixing in accordance with EU Regulation 765/2008.UKCA declaration of conformitySCHURTER AGThe UKCA marking declares that the product complies with the applicable requirements laid down in the British Amendment of Regulation (EC) 765/2008.RoHSSCHURTER AGDirective RoHS 2011/65/EU, Amendment (EU) 2015/863China RoHSSCHURTER AGThe law SJ / T 11363-2006 (China RoHS) has been in force since 1 March 2007. It is similar to the EU directive RoHS.REACHSCHURTER AGOn 1 June 2007, Regulation (EC) No 1907/2006 on the Registration, Evaluation, Authorization and Restriction of Chemicals 1 (abbreviated as "REACH") entered into force.Dimension [mm] 7.4 mm 1.645.87.42.623.11.62.83.53Soldering padsPre-Arcing TimeRated Current In1.0 x In min.2.0 x In max.8.0 x In min.8.0 x In max.0.25 A - 0.375 A4 h60 s2 ms30 ms0.5 A - 6.3 A4 h60 s5 ms100 ms3FusesOMT 125https://www.schurter.com /PG01_2Circuit ProtectionTime-Current-CurvesTime in Seconds0.0010.010.1110100100010000100000110≤ 0.375 A_> 0.5 AMultiple of Rated Current In All Variants Rated Cur-rent [A]Rated Vol-tage [VAC]Rated Vol-tage [VDC]Breaking CapacityVoltage Drop 1.0 In typ. [mV]Power Dissi-pation 1.0 In typ. [mW]Melting I²t 8.0 In typ. [A²s]Order Number0.251251251)14235.50.02l3404.0110.11█0.251251251)14235.50.02l3404.0110.220.251251251)14235.50.02l3404.0110.240.3751251251)12346.10.054l3404.0111.110.3751251251)12346.10.054l3404.0111.220.3751251251)12346.10.054l3404.0111.240.51251251)9547.50.16l3404.0112.11█0.51251251)9547.50.16l3404.0112.22█0.51251251)9547.50.16l3404.0112.240.751251251)92690.43l3404.0113.11█0.751251251)92690.43l3404.0113.22█0.751251251)92690.43l3404.0113.2411251251)88880.77l3404.0114.11█11251251)88880.77l3404.0114.22█11251251)88880.77l3404.0114.241.51251251)821231.73l3404.0115.11█1.51251251)821231.73l3404.0115.22█1.51251251)821231.73l3404.0115.2421251251)751503.58l3404.0116.11█21251251)751503.58l3404.0116.22█21251251)751503.58l3404.0116.242.51251251)1373435.6l3404.0117.11█2.51251251)1373435.6l3404.0117.22█2.51251251)1373435.6l3404.0117.2431251251)1283848.06l3404.0118.11█31251251)1283848.06l3404.0118.22█31251251)1283848.06l3404.0118.243.51251251)11941711.76l3404.0119.114FusesOMT 125https://www.schurter.com /PG01_2Circuit ProtectionRated Cur-rent [A]Rated Vol-tage [VAC]Rated Vol-tage [VDC]Breaking CapacityVoltage Drop 1.0 In typ. [mV]Power Dissi-pation 1.0 In typ. [mW]Melting I²t 8.0 In typ. [A²s]Order Number3.51251251)11941711.76l3404.0119.223.51251251)11941711.76l3404.0119.2441251251)7730812.3l3404.0120.11█41251251)7730812.3l3404.0120.22█41251251)7730812.3l3404.0120.2451251251)7939520.8l3404.0121.11█51251251)7939520.8l3404.0121.22█51251251)7939520.8l3404.0121.246.31251251)8251625.4l3404.0122.116.31251251)8251625.4l3404.0122.226.31251251)8251625.4l3404.0122.24█ Most Popular.Availability for all products can be searched real-time: https://www.schurter.com/en/info-center/support-tools/stock-check-distributors1) 100 A @ 125 VAC / 100 A @ 125 VDCPackaging Unit acc. IEC 60286-3 Type 2a.xx = .11100 St. in ESD-plastic bag.xx = .22750 pcs. in tape [W: 16mm and P1: 8mm] on reel [A: 18cm].xx = .243000 pcs. in tape [W: 16mm and P1: 8mm] on reel [A: 33cm]The specifications, descriptions and illustrations indicated in this document are based on current information. All content is subject to modifications and amendments. Information furnished is believed to be accurate and reliable. However, users should independently evaluate the suitability and test each product selected for their own applications.26.03.2024
https://us.schurter.com/en/datasheet/typ_OMT_125.pdf | fuses | 1FusesOMT 125https://www.schurter.com /PG01_2Circuit ProtectionSurface Mount Fuse, 7.4 x 3.1 mm, Time-Lag T, 125 VAC, 125 VDCExemplary part photo depending on part no. See below: Approvals and CompliancesUL 248-14 · 125 VAC · 125 VDC · Time-Lag TDescription- Directly solderable on printed circuit boardsReferencesCorresponding Fuseholder Assembled Fuseholder Weblinkspdf data sheet, html datasheet, General Product Information, Distributor-Stock-Check, Detailed request for productTechnical DataRated Voltage125 VAC, 125 VDCRated current0.25 - 6.3 ABreaking Capacity100 ACharacteristicTime-Lag TMountingPCB,SMTAdmissible Ambient Temp.-40 °C to +85 °CClimatic Category40/085/21 acc. to IEC 60068-1Material: HousingThermoplastic, UL 94V-0Material: TerminalsCopper alloy, tin-platedUnit Weight0.01 gStorage Conditions0 °C to 40 °C, max. 70% r.h.Product Marking, Type, Rated current, Certification marks Soldering MethodsReflow, Wave Soldering ProfileSolderability245 °C / 3 sec acc. to IEC 60068-2-58, Test TdResistance to Soldering Heat260 +0/-5 °C / 40 sec acc. to IPC/JE-DEC J-STD-020D, Level 1Moisture Sensitivity LevelMSL 1, J-STD-020 Case Resistanceacc. to EIA/IS-722, Test 4.7 >100 MΩ (between leeds and body)Moisture Resistance TestMIL-STD-202, Method 106 (50 cycles in a temp./mister chamber)Mechanical ShockMIL-STD-202, Method 213 Condition AResistance to SolventsMIL-STD-202, Method 215Terminal StrengthMIL-STD-202, Method 211A (Deflection of board 1 mm for 1 minute)Approvals and CompliancesDetailed information on product approvals, code requirements, usage instructions and detailed test conditions can be looked up in Details about Approvals SCHURTER products are designed for use in industrial environments. They have approvals from independent testing bodies according to national and international standards. Products with specific characteristics and requirements such as required in the automotive sector according to IATF 16949, medical technology according to ISO 13485 or in the aerospace industry can be offered exclusively with customer-specific, individual agree-ments by SCHURTER.ApprovalsThe approval mark is used by the testing authorities to certify compliance with the safety requirements placed on electronic products. Approval Reference Type: OMT 125Approval LogoCertificatesCertification BodyDescriptionUL ApprovalsULUL File Number: E41599Product standardsProduct standards that are referencedOrganizationDesignStandardDescriptionDesigned according toUL 248-14Low voltage fuses - Part 14: Supplemental fusesDesigned according toCSA22.2 No. 248.14Low-Voltage Fuses - Part 14: Supplemental Fuses2FusesOMT 125https://www.schurter.com /PG01_2Circuit ProtectionApplication standardsApplication standards where the product can be usedOrganizationDesignStandardDescriptionSuitable for applications acc.IEC/UL 62368-1Audio/video, information and communication technology equipment - Part 1: Safety requirementsCompliancesThe product complies with following Guide LinesIdentificationDetailsInitiatorDescriptionCE declaration of conformitySCHURTER AGThe CE marking declares that the product complies with the applicable requirements laid down in the harmonisation of Community legislation on its affixing in accordance with EU Regulation 765/2008.UKCA declaration of conformitySCHURTER AGThe UKCA marking declares that the product complies with the applicable requirements laid down in the British Amendment of Regulation (EC) 765/2008.RoHSSCHURTER AGDirective RoHS 2011/65/EU, Amendment (EU) 2015/863China RoHSSCHURTER AGThe law SJ / T 11363-2006 (China RoHS) has been in force since 1 March 2007. It is similar to the EU directive RoHS.REACHSCHURTER AGOn 1 June 2007, Regulation (EC) No 1907/2006 on the Registration, Evaluation, Authorization and Restriction of Chemicals 1 (abbreviated as "REACH") entered into force.Dimension [mm] 7.4 mm 1.645.87.42.623.11.62.83.53Soldering padsPre-Arcing TimeRated Current In1.0 x In min.2.0 x In max.8.0 x In min.8.0 x In max.0.25 A - 0.375 A4 h60 s2 ms30 ms0.5 A - 6.3 A4 h60 s5 ms100 ms3FusesOMT 125https://www.schurter.com /PG01_2Circuit ProtectionTime-Current-CurvesTime in Seconds0.0010.010.1110100100010000100000110≤ 0.375 A_> 0.5 AMultiple of Rated Current In All Variants Rated Cur-rent [A]Rated Vol-tage [VAC]Rated Vol-tage [VDC]Breaking CapacityVoltage Drop 1.0 In typ. [mV]Power Dissi-pation 1.0 In typ. [mW]Melting I²t 8.0 In typ. [A²s]Order Number0.251251251)14235.50.02l3404.0110.11█0.251251251)14235.50.02l3404.0110.220.251251251)14235.50.02l3404.0110.240.3751251251)12346.10.054l3404.0111.110.3751251251)12346.10.054l3404.0111.220.3751251251)12346.10.054l3404.0111.240.51251251)9547.50.16l3404.0112.11█0.51251251)9547.50.16l3404.0112.22█0.51251251)9547.50.16l3404.0112.240.751251251)92690.43l3404.0113.11█0.751251251)92690.43l3404.0113.22█0.751251251)92690.43l3404.0113.2411251251)88880.77l3404.0114.11█11251251)88880.77l3404.0114.22█11251251)88880.77l3404.0114.241.51251251)821231.73l3404.0115.11█1.51251251)821231.73l3404.0115.22█1.51251251)821231.73l3404.0115.2421251251)751503.58l3404.0116.11█21251251)751503.58l3404.0116.22█21251251)751503.58l3404.0116.242.51251251)1373435.6l3404.0117.11█2.51251251)1373435.6l3404.0117.22█2.51251251)1373435.6l3404.0117.2431251251)1283848.06l3404.0118.11█31251251)1283848.06l3404.0118.22█31251251)1283848.06l3404.0118.243.51251251)11941711.76l3404.0119.114FusesOMT 125https://www.schurter.com /PG01_2Circuit ProtectionRated Cur-rent [A]Rated Vol-tage [VAC]Rated Vol-tage [VDC]Breaking CapacityVoltage Drop 1.0 In typ. [mV]Power Dissi-pation 1.0 In typ. [mW]Melting I²t 8.0 In typ. [A²s]Order Number3.51251251)11941711.76l3404.0119.223.51251251)11941711.76l3404.0119.2441251251)7730812.3l3404.0120.11█41251251)7730812.3l3404.0120.22█41251251)7730812.3l3404.0120.2451251251)7939520.8l3404.0121.11█51251251)7939520.8l3404.0121.22█51251251)7939520.8l3404.0121.246.31251251)8251625.4l3404.0122.116.31251251)8251625.4l3404.0122.226.31251251)8251625.4l3404.0122.24█ Most Popular.Availability for all products can be searched real-time: https://www.schurter.com/en/info-center/support-tools/stock-check-distributors1) 100 A @ 125 VAC / 100 A @ 125 VDCPackaging Unit acc. IEC 60286-3 Type 2a.xx = .11100 St. in ESD-plastic bag.xx = .22750 pcs. in tape [W: 16mm and P1: 8mm] on reel [A: 18cm].xx = .243000 pcs. in tape [W: 16mm and P1: 8mm] on reel [A: 33cm]The specifications, descriptions and illustrations indicated in this document are based on current information. All content is subject to modifications and amendments. Information furnished is believed to be accurate and reliable. However, users should independently evaluate the suitability and test each product selected for their own applications.26.03.2024
https://us.schurter.com/en/datasheet/typ_OMT_125.pdf | fuses | 1FusesOMT 125https://www.schurter.com /PG01_2Circuit ProtectionSurface Mount Fuse, 7.4 x 3.1 mm, Time-Lag T, 125 VAC, 125 VDCExemplary part photo depending on part no. See below: Approvals and CompliancesUL 248-14 · 125 VAC · 125 VDC · Time-Lag TDescription- Directly solderable on printed circuit boardsReferencesCorresponding Fuseholder Assembled Fuseholder Weblinkspdf data sheet, html datasheet, General Product Information, Distributor-Stock-Check, Detailed request for productTechnical DataRated Voltage125 VAC, 125 VDCRated current0.25 - 6.3 ABreaking Capacity100 ACharacteristicTime-Lag TMountingPCB,SMTAdmissible Ambient Temp.-40 °C to +85 °CClimatic Category40/085/21 acc. to IEC 60068-1Material: HousingThermoplastic, UL 94V-0Material: TerminalsCopper alloy, tin-platedUnit Weight0.01 gStorage Conditions0 °C to 40 °C, max. 70% r.h.Product Marking, Type, Rated current, Certification marks Soldering MethodsReflow, Wave Soldering ProfileSolderability245 °C / 3 sec acc. to IEC 60068-2-58, Test TdResistance to Soldering Heat260 +0/-5 °C / 40 sec acc. to IPC/JE-DEC J-STD-020D, Level 1Moisture Sensitivity LevelMSL 1, J-STD-020 Case Resistanceacc. to EIA/IS-722, Test 4.7 >100 MΩ (between leeds and body)Moisture Resistance TestMIL-STD-202, Method 106 (50 cycles in a temp./mister chamber)Mechanical ShockMIL-STD-202, Method 213 Condition AResistance to SolventsMIL-STD-202, Method 215Terminal StrengthMIL-STD-202, Method 211A (Deflection of board 1 mm for 1 minute)Approvals and CompliancesDetailed information on product approvals, code requirements, usage instructions and detailed test conditions can be looked up in Details about Approvals SCHURTER products are designed for use in industrial environments. They have approvals from independent testing bodies according to national and international standards. Products with specific characteristics and requirements such as required in the automotive sector according to IATF 16949, medical technology according to ISO 13485 or in the aerospace industry can be offered exclusively with customer-specific, individual agree-ments by SCHURTER.ApprovalsThe approval mark is used by the testing authorities to certify compliance with the safety requirements placed on electronic products. Approval Reference Type: OMT 125Approval LogoCertificatesCertification BodyDescriptionUL ApprovalsULUL File Number: E41599Product standardsProduct standards that are referencedOrganizationDesignStandardDescriptionDesigned according toUL 248-14Low voltage fuses - Part 14: Supplemental fusesDesigned according toCSA22.2 No. 248.14Low-Voltage Fuses - Part 14: Supplemental Fuses2FusesOMT 125https://www.schurter.com /PG01_2Circuit ProtectionApplication standardsApplication standards where the product can be usedOrganizationDesignStandardDescriptionSuitable for applications acc.IEC/UL 62368-1Audio/video, information and communication technology equipment - Part 1: Safety requirementsCompliancesThe product complies with following Guide LinesIdentificationDetailsInitiatorDescriptionCE declaration of conformitySCHURTER AGThe CE marking declares that the product complies with the applicable requirements laid down in the harmonisation of Community legislation on its affixing in accordance with EU Regulation 765/2008.UKCA declaration of conformitySCHURTER AGThe UKCA marking declares that the product complies with the applicable requirements laid down in the British Amendment of Regulation (EC) 765/2008.RoHSSCHURTER AGDirective RoHS 2011/65/EU, Amendment (EU) 2015/863China RoHSSCHURTER AGThe law SJ / T 11363-2006 (China RoHS) has been in force since 1 March 2007. It is similar to the EU directive RoHS.REACHSCHURTER AGOn 1 June 2007, Regulation (EC) No 1907/2006 on the Registration, Evaluation, Authorization and Restriction of Chemicals 1 (abbreviated as "REACH") entered into force.Dimension [mm] 7.4 mm 1.645.87.42.623.11.62.83.53Soldering padsPre-Arcing TimeRated Current In1.0 x In min.2.0 x In max.8.0 x In min.8.0 x In max.0.25 A - 0.375 A4 h60 s2 ms30 ms0.5 A - 6.3 A4 h60 s5 ms100 ms3FusesOMT 125https://www.schurter.com /PG01_2Circuit ProtectionTime-Current-CurvesTime in Seconds0.0010.010.1110100100010000100000110≤ 0.375 A_> 0.5 AMultiple of Rated Current In All Variants Rated Cur-rent [A]Rated Vol-tage [VAC]Rated Vol-tage [VDC]Breaking CapacityVoltage Drop 1.0 In typ. [mV]Power Dissi-pation 1.0 In typ. [mW]Melting I²t 8.0 In typ. [A²s]Order Number0.251251251)14235.50.02l3404.0110.11█0.251251251)14235.50.02l3404.0110.220.251251251)14235.50.02l3404.0110.240.3751251251)12346.10.054l3404.0111.110.3751251251)12346.10.054l3404.0111.220.3751251251)12346.10.054l3404.0111.240.51251251)9547.50.16l3404.0112.11█0.51251251)9547.50.16l3404.0112.22█0.51251251)9547.50.16l3404.0112.240.751251251)92690.43l3404.0113.11█0.751251251)92690.43l3404.0113.22█0.751251251)92690.43l3404.0113.2411251251)88880.77l3404.0114.11█11251251)88880.77l3404.0114.22█11251251)88880.77l3404.0114.241.51251251)821231.73l3404.0115.11█1.51251251)821231.73l3404.0115.22█1.51251251)821231.73l3404.0115.2421251251)751503.58l3404.0116.11█21251251)751503.58l3404.0116.22█21251251)751503.58l3404.0116.242.51251251)1373435.6l3404.0117.11█2.51251251)1373435.6l3404.0117.22█2.51251251)1373435.6l3404.0117.2431251251)1283848.06l3404.0118.11█31251251)1283848.06l3404.0118.22█31251251)1283848.06l3404.0118.243.51251251)11941711.76l3404.0119.114FusesOMT 125https://www.schurter.com /PG01_2Circuit ProtectionRated Cur-rent [A]Rated Vol-tage [VAC]Rated Vol-tage [VDC]Breaking CapacityVoltage Drop 1.0 In typ. [mV]Power Dissi-pation 1.0 In typ. [mW]Melting I²t 8.0 In typ. [A²s]Order Number3.51251251)11941711.76l3404.0119.223.51251251)11941711.76l3404.0119.2441251251)7730812.3l3404.0120.11█41251251)7730812.3l3404.0120.22█41251251)7730812.3l3404.0120.2451251251)7939520.8l3404.0121.11█51251251)7939520.8l3404.0121.22█51251251)7939520.8l3404.0121.246.31251251)8251625.4l3404.0122.116.31251251)8251625.4l3404.0122.226.31251251)8251625.4l3404.0122.24█ Most Popular.Availability for all products can be searched real-time: https://www.schurter.com/en/info-center/support-tools/stock-check-distributors1) 100 A @ 125 VAC / 100 A @ 125 VDCPackaging Unit acc. IEC 60286-3 Type 2a.xx = .11100 St. in ESD-plastic bag.xx = .22750 pcs. in tape [W: 16mm and P1: 8mm] on reel [A: 18cm].xx = .243000 pcs. in tape [W: 16mm and P1: 8mm] on reel [A: 33cm]The specifications, descriptions and illustrations indicated in this document are based on current information. All content is subject to modifications and amendments. Information furnished is believed to be accurate and reliable. However, users should independently evaluate the suitability and test each product selected for their own applications.26.03.2024
https://www.schurter.com/en/datasheet/typ_FST_5x20.pdf | fuses | 1FusesFST 5x20https://www.schurter.com /PG01_2Circuit ProtectionMiniature Fuse, 5 x 20 mm, Time-Lag T, L, 250 VACSee below: Approvals and CompliancesIEC 60127-2 · 250 VAC · Time-Lag TDescription- IEC Standard Fuse- L = Low Breaking Capacity (Glass Tube)Applications- Primary Protection in EquipmentReferencesPigtail Type FST 5x20 Pigtail Assembled Fuseholder Fuse Kit Fuse Kit FST 5x20; Fuse Kit FST 5x20 / SP 5x20 Weblinkspdf data sheet, html datasheet, General Product Information, Distributor-Stock-Check, Detailed request for product Application Note Primary Protection in Equipmentwith further information on increased Pulse Strength and their test conditions according to inter-national standards see Impulse Withstand VoltageTechnical DataRated Voltage250 VACRated current0.05 - 20 ABreaking Capacity35 A - 200 ACharacteristicTime-Lag TAdmissible Ambient Temp.-55 °C to 125 °CClimatic Category55/125/21 acc. to IEC 60068-1Material: TubeGlassMaterial: EndcapsNickel-Plated Copper AlloyUnit Weight1 gStorage Conditions0 °C to 60 °C, max. 70% r.h.Product Marking, Rated current, Rated Voltage, Cha-racteristic, Breaking Capacity, Certifica-tion marks Approvals and CompliancesDetailed information on product approvals, code requirements, usage instructions and detailed test conditions can be looked up in Details about Approvals SCHURTER products are designed for use in industrial environments. They have approvals from independent testing bodies according to national and international standards. Products with specific characteristics and requirements such as required in the automotive sector according to IATF 16949, medical technology according to ISO 13485 or in the aerospace industry can be offered exclusively with customer-specific, individual agree-ments by SCHURTER.2FusesFST 5x20https://www.schurter.com /PG01_2Circuit ProtectionApprovalsThe approval mark is used by the testing authorities to certify compliance with the safety requirements placed on electronic products. Approval Reference Type: FST 5x20Approval LogoCertificatesCertification BodyDescriptionVDE ApprovalsVDEVDE Certificate Number: 40016093VDE ApprovalsVDEVDE Certificate Number: 40016601UL ApprovalsULUR File Number: E41599CCC ApprovalsCCCCCC Certificate Number: 2020970207000116 & moreCQC ApprovalsCQCCQC Certificate Number: CQC13012092334METI ApprovalsMETIJapan Electrical Safety and Environment technology Laboratories Product standardsProduct standards that are referencedOrganizationDesignStandardDescriptionDesigned according toIEC 60127-2/3Miniature fuses. Part 2. Cartridge fuse linksDesigned according toUL 248-14Low voltage fuses - Part 14: Supplemental fusesDesigned according toCSA22.2 No. 248.14Low-Voltage Fuses - Part 14: Supplemental FusesApplication standardsApplication standards where the product can be usedOrganizationDesignStandardDescriptionSuitable for applications acc.IEC/UL 62368-1Audio/video, information and communication technology equipment - Part 1: Safety requirementsCompliancesThe product complies with following Guide LinesIdentificationDetailsInitiatorDescriptionCE declaration of conformitySCHURTER AGThe CE marking declares that the product complies with the applicable requirements laid down in the harmonisation of Community legislation on its affixing in accordance with EU Regulation 765/2008.UKCA declaration of conformitySCHURTER AGThe UKCA marking declares that the product complies with the applicable requirements laid down in the British Amendment of Regulation (EC) 765/2008.RoHSSCHURTER AGDirective RoHS 2011/65/EU, Amendment (EU) 2015/863China RoHSSCHURTER AGThe law SJ / T 11363-2006 (China RoHS) has been in force since 1 March 2007. It is similar to the EU directive RoHS.REACHSCHURTER AGOn 1 June 2007, Regulation (EC) No 1907/2006 on the Registration, Evaluation, Authorization and Restriction of Chemicals 1 (abbreviated as "REACH") entered into force.Dimension [mm] 20 mm 5.1ø 5.220+0.1-0.2±0.5±0.65.1±0.63FusesFST 5x20https://www.schurter.com /PG01_2Circuit ProtectionPre-Arcing TimeRated Current In1.5 x In min.2.1 x In max.2.75 x In min.2.75 x In max.4.0 x In min.4.0 x In max.10.0 x In min.10.0 x In max.0.05 A - 0.1 A60 min120 s200 ms10 s40 ms3 s10 ms300 ms0.125 A - 6.3 A60 min120 s600 ms10 s150 ms3 s20 ms300 ms8 A - 20 A30 min120 s600 ms10 s150 ms3 s20 ms300 msTime-Current-CurvesTime in Seconds0.001 0.01 0.1 1 10 100 1000 10000 100000 1 10 0.02–0.1 A 0.125–20 A Multiple of Rated Current In All Variants Rated Cur-rent [A]Rated Vol-tage [VAC]Breaking CapacityVoltage Drop 1.0 In max. [mV]Voltage Drop 1.0 In typ. [mV]Power Dissi-pation 1.5 In max. [mW]Power Dissi-pation 1.5 In typ. [mW]Melting I²t 10.0 In typ. [A²s]Order Number0.052501)350095016001250.0363l l l 0034.3104█0.0632501)3000130016002000.0401l l l 0034.3105█0.082501)3000110016003000.057l l l 0034.3106█0.12501)250056516001550.107l l l 0034.3107█0.1252501)200040016002000.064l l l 0034.3108█0.162501)190041516001850.23l l l 0034.3109█0.22501)150027016002000.256l l l 0034.3110█0.252501)130021016002000.238l l l 0034.3111█0.3152501)110017016002000.544l l l 0034.3112█0.42501)100015016002000.768l l l 0034.3113█0.52501)90016016002003l l l 0034.3114█0.632501)30016016003004.35l l l 0034.3115█0.82501)25012016003003.85l l l 0034.3116█12501)1506016002003.3l lll 0034.3117█1.252501)1506016003005.5l lll 0034.3118█1.62501)15060160030010.5l lll 0034.3119█22501)15060160030016l lll 0034.3120█2.52501)12060160040021.9l lll 0034.3121█3.152501)10060160050047l lll 0034.3122█42502)10060160080068.3l lll 0034.3123█52502)100601600900102l lll 0034.3124█4FusesFST 5x20https://www.schurter.com /PG01_2Circuit ProtectionRated Cur-rent [A]Rated Vol-tage [VAC]Breaking CapacityVoltage Drop 1.0 In max. [mV]Voltage Drop 1.0 In typ. [mV]Power Dissi-pation 1.5 In max. [mW]Power Dissi-pation 1.5 In typ. [mW]Melting I²t 10.0 In typ. [A²s]Order Number6.32502)1006016001000190l lll 0034.3125█82502)1006040001300275l ll l0034.3126█102502)1006040001300520l ll l0034.3127█12.52502)-60-2500750 lll l0034.3128█162502)-60-33001638 lll l0034.3129█202502)-60-42003057 ll 0034.3130██ Most Popular.Availability for all products can be searched real-time: https://www.schurter.com/en/info-center/support-tools/stock-check-distributors1) 35 A @ 250 VAC2) 10 x In @ 250 VACPackaging Unit xxxx.xxxx Small Box Pack (10 pcs.)xxxx.xxxx.G Bulk 128 x 91 x 60 mm (1000 pcs.)The specifications, descriptions and illustrations indicated in this document are based on current information. All content is subject to modifications and amendments. Information furnished is believed to be accurate and reliable. However, users should independently evaluate the suitability and test each product selected for their own applications.26.03.2024
https://www.schurter.com/en/datasheet/typ_FST_5x20.pdf | fuses | 1FusesFST 5x20https://www.schurter.com /PG01_2Circuit ProtectionMiniature Fuse, 5 x 20 mm, Time-Lag T, L, 250 VACSee below: Approvals and CompliancesIEC 60127-2 · 250 VAC · Time-Lag TDescription- IEC Standard Fuse- L = Low Breaking Capacity (Glass Tube)Applications- Primary Protection in EquipmentReferencesPigtail Type FST 5x20 Pigtail Assembled Fuseholder Fuse Kit Fuse Kit FST 5x20; Fuse Kit FST 5x20 / SP 5x20 Weblinkspdf data sheet, html datasheet, General Product Information, Distributor-Stock-Check, Detailed request for product Application Note Primary Protection in Equipmentwith further information on increased Pulse Strength and their test conditions according to inter-national standards see Impulse Withstand VoltageTechnical DataRated Voltage250 VACRated current0.05 - 20 ABreaking Capacity35 A - 200 ACharacteristicTime-Lag TAdmissible Ambient Temp.-55 °C to 125 °CClimatic Category55/125/21 acc. to IEC 60068-1Material: TubeGlassMaterial: EndcapsNickel-Plated Copper AlloyUnit Weight1 gStorage Conditions0 °C to 60 °C, max. 70% r.h.Product Marking, Rated current, Rated Voltage, Cha-racteristic, Breaking Capacity, Certifica-tion marks Approvals and CompliancesDetailed information on product approvals, code requirements, usage instructions and detailed test conditions can be looked up in Details about Approvals SCHURTER products are designed for use in industrial environments. They have approvals from independent testing bodies according to national and international standards. Products with specific characteristics and requirements such as required in the automotive sector according to IATF 16949, medical technology according to ISO 13485 or in the aerospace industry can be offered exclusively with customer-specific, individual agree-ments by SCHURTER.2FusesFST 5x20https://www.schurter.com /PG01_2Circuit ProtectionApprovalsThe approval mark is used by the testing authorities to certify compliance with the safety requirements placed on electronic products. Approval Reference Type: FST 5x20Approval LogoCertificatesCertification BodyDescriptionVDE ApprovalsVDEVDE Certificate Number: 40016093VDE ApprovalsVDEVDE Certificate Number: 40016601UL ApprovalsULUR File Number: E41599CCC ApprovalsCCCCCC Certificate Number: 2020970207000116 & moreCQC ApprovalsCQCCQC Certificate Number: CQC13012092334METI ApprovalsMETIJapan Electrical Safety and Environment technology Laboratories Product standardsProduct standards that are referencedOrganizationDesignStandardDescriptionDesigned according toIEC 60127-2/3Miniature fuses. Part 2. Cartridge fuse linksDesigned according toUL 248-14Low voltage fuses - Part 14: Supplemental fusesDesigned according toCSA22.2 No. 248.14Low-Voltage Fuses - Part 14: Supplemental FusesApplication standardsApplication standards where the product can be usedOrganizationDesignStandardDescriptionSuitable for applications acc.IEC/UL 62368-1Audio/video, information and communication technology equipment - Part 1: Safety requirementsCompliancesThe product complies with following Guide LinesIdentificationDetailsInitiatorDescriptionCE declaration of conformitySCHURTER AGThe CE marking declares that the product complies with the applicable requirements laid down in the harmonisation of Community legislation on its affixing in accordance with EU Regulation 765/2008.UKCA declaration of conformitySCHURTER AGThe UKCA marking declares that the product complies with the applicable requirements laid down in the British Amendment of Regulation (EC) 765/2008.RoHSSCHURTER AGDirective RoHS 2011/65/EU, Amendment (EU) 2015/863China RoHSSCHURTER AGThe law SJ / T 11363-2006 (China RoHS) has been in force since 1 March 2007. It is similar to the EU directive RoHS.REACHSCHURTER AGOn 1 June 2007, Regulation (EC) No 1907/2006 on the Registration, Evaluation, Authorization and Restriction of Chemicals 1 (abbreviated as "REACH") entered into force.Dimension [mm] 20 mm 5.1ø 5.220+0.1-0.2±0.5±0.65.1±0.63FusesFST 5x20https://www.schurter.com /PG01_2Circuit ProtectionPre-Arcing TimeRated Current In1.5 x In min.2.1 x In max.2.75 x In min.2.75 x In max.4.0 x In min.4.0 x In max.10.0 x In min.10.0 x In max.0.05 A - 0.1 A60 min120 s200 ms10 s40 ms3 s10 ms300 ms0.125 A - 6.3 A60 min120 s600 ms10 s150 ms3 s20 ms300 ms8 A - 20 A30 min120 s600 ms10 s150 ms3 s20 ms300 msTime-Current-CurvesTime in Seconds0.001 0.01 0.1 1 10 100 1000 10000 100000 1 10 0.02–0.1 A 0.125–20 A Multiple of Rated Current In All Variants Rated Cur-rent [A]Rated Vol-tage [VAC]Breaking CapacityVoltage Drop 1.0 In max. [mV]Voltage Drop 1.0 In typ. [mV]Power Dissi-pation 1.5 In max. [mW]Power Dissi-pation 1.5 In typ. [mW]Melting I²t 10.0 In typ. [A²s]Order Number0.052501)350095016001250.0363l l l 0034.3104█0.0632501)3000130016002000.0401l l l 0034.3105█0.082501)3000110016003000.057l l l 0034.3106█0.12501)250056516001550.107l l l 0034.3107█0.1252501)200040016002000.064l l l 0034.3108█0.162501)190041516001850.23l l l 0034.3109█0.22501)150027016002000.256l l l 0034.3110█0.252501)130021016002000.238l l l 0034.3111█0.3152501)110017016002000.544l l l 0034.3112█0.42501)100015016002000.768l l l 0034.3113█0.52501)90016016002003l l l 0034.3114█0.632501)30016016003004.35l l l 0034.3115█0.82501)25012016003003.85l l l 0034.3116█12501)1506016002003.3l lll 0034.3117█1.252501)1506016003005.5l lll 0034.3118█1.62501)15060160030010.5l lll 0034.3119█22501)15060160030016l lll 0034.3120█2.52501)12060160040021.9l lll 0034.3121█3.152501)10060160050047l lll 0034.3122█42502)10060160080068.3l lll 0034.3123█52502)100601600900102l lll 0034.3124█4FusesFST 5x20https://www.schurter.com /PG01_2Circuit ProtectionRated Cur-rent [A]Rated Vol-tage [VAC]Breaking CapacityVoltage Drop 1.0 In max. [mV]Voltage Drop 1.0 In typ. [mV]Power Dissi-pation 1.5 In max. [mW]Power Dissi-pation 1.5 In typ. [mW]Melting I²t 10.0 In typ. [A²s]Order Number6.32502)1006016001000190l lll 0034.3125█82502)1006040001300275l ll l0034.3126█102502)1006040001300520l ll l0034.3127█12.52502)-60-2500750 lll l0034.3128█162502)-60-33001638 lll l0034.3129█202502)-60-42003057 ll 0034.3130██ Most Popular.Availability for all products can be searched real-time: https://www.schurter.com/en/info-center/support-tools/stock-check-distributors1) 35 A @ 250 VAC2) 10 x In @ 250 VACPackaging Unit xxxx.xxxx Small Box Pack (10 pcs.)xxxx.xxxx.G Bulk 128 x 91 x 60 mm (1000 pcs.)The specifications, descriptions and illustrations indicated in this document are based on current information. All content is subject to modifications and amendments. Information furnished is believed to be accurate and reliable. However, users should independently evaluate the suitability and test each product selected for their own applications.26.03.2024
https://us.schurter.com/en/datasheet/typ_UMT_250.pdf | fuses | 1FusesUMT 250https://www.schurter.com /PG01_2Circuit ProtectionSurface Mount Fuse, 3 x 10.1 mm, Time-Lag T, 250 VAC, 125 VDCSee below: Approvals and CompliancesIEC 60127-4 · 250 VAC · up to 250 VDC · Time-Lag TDescription- High current range from 80 mA to 10 A- High breaking capacity of 200 A @ 250 VAC (IEC)- UL approval for 277 VAC and 250 VDC- Impermeable to potting compound used to achieve hermetic seal for use in intrinsically safe applications according to ATEx and IECEx re-quirements.Unique Selling Proposition- Compact design- Maximum breaking capacity at minimal footprint- Suitable for pulse-shaped continuous currentsApplications- Primary protection on SMD PCBs- Medical Equipment- Battery protectionReferencesFuse Kit Fuse Kit UMT 250 / UMZ 250 Weblinkspdf data sheet, html datasheet, General Product Information, Distributor-Stock-Check, Detailed request for product, Microsite Application Note Primary Protection in Equipmentwith further information on increased Pulse Strength and their test conditions according to inter-national standards see Impulse Withstand VoltageTechnical DataRated Voltage250 VAC, up to 250 VDCRated current0.08 - 10 ABreaking Capacity35 A - 200 ACharacteristicTime-Lag TMountingPCB,SMTAdmissible Ambient Temp.-55 °C to 125 °CClimatic Category55/125/21 acc. to IEC 60068-1Material: HousingCeramicsMaterial: TerminalsCopper alloy, tin-platedUnit Weight0.23 gStorage Conditions0 °C to 60 °C, max. 70% r.h.Product Marking, Rated current, Voltage, Cha-racteristic, Breaking Capacity Soldering MethodsReflow, Wave Soldering ProfileSolderability245 °C / 3 sec acc. to IEC 60068-2-58, Test TdResistance to Soldering Heat260 °C / 10 sec acc. to IEC 60068-2-58Moisture Sensitivity LevelMSL 1, J-STD-020 Moisture Resistance TestMIL-STD-202, Method 106 (50 cycles in a temp./mister chamber)Operational LifeMIL-STD-202, Method 108 (1000h @ 0.42*In @ 70°C)Mechanical ShockMIL-STD-202, Method 213 Condition AResistance to SolventsMIL-STD-202, Method 215Terminal StrengthMIL-STD-202, Method 211A (Deflection of board 1 mm for 1 minute)Approvals and CompliancesDetailed information on product approvals, code requirements, usage instructions and detailed test conditions can be looked up in Details about Approvals SCHURTER products are designed for use in industrial environments. They have approvals from independent testing bodies according to national and international standards. Products with specific characteristics and requirements such as required in the automotive sector according to IATF 16949, medical technology according to ISO 13485 or in the aerospace industry can be offered exclusively with customer-specific, individual agree-ments by SCHURTER.2FusesUMT 250https://www.schurter.com /PG01_2Circuit ProtectionApprovalsThe approval mark is used by the testing authorities to certify compliance with the safety requirements placed on electronic products. Approval Reference Type: UMT 250Approval LogoCertificatesCertification BodyDescriptionVDE ApprovalsVDEVDE Certificate Number: 40013121UL ApprovalsULUL File Number: UL E300707UL ApprovalsULUR File Number: UR E41599CQC ApprovalsCQCCQC Certificate Number: CQC11012062827KTL ApprovalsKTLKorea Testing Laboratory METI ApprovalsMETIJapan Electrical Safety and Environment technology Laboratories Product standardsProduct standards that are referencedOrganizationDesignStandardDescriptionDesigned according toIEC 60127-4/2Miniature fuses. Part 4. Universal modular fuse-links for through-hole and surface mount typesDesigned according toUL 248-14Low voltage fuses - Part 14: Supplemental fusesDesigned according toCSA22.2 No. 248.14Low-Voltage Fuses - Part 14: Supplemental FusesApplication standardsApplication standards where the product can be usedOrganizationDesignStandardDescriptionSuitable for applications acc.IEC/UL 62368-1Audio/video, information and communication technology equipment - Part 1: Safety requirementsCompliancesThe product complies with following Guide LinesIdentificationDetailsInitiatorDescriptionCE declaration of conformitySCHURTER AGThe CE marking declares that the product complies with the applicable requirements laid down in the harmonisation of Community legislation on its affixing in accordance with EU Regulation 765/2008.UKCA declaration of conformitySCHURTER AGThe UKCA marking declares that the product complies with the applicable requirements laid down in the British Amendment of Regulation (EC) 765/2008.RoHSSCHURTER AGDirective RoHS 2011/65/EU, Amendment (EU) 2015/863China RoHSSCHURTER AGThe law SJ / T 11363-2006 (China RoHS) has been in force since 1 March 2007. It is similar to the EU directive RoHS.REACHSCHURTER AGOn 1 June 2007, Regulation (EC) No 1907/2006 on the Registration, Evaluation, Authorization and Restriction of Chemicals 1 (abbreviated as "REACH") entered into force.SCHURTER AGUniversal Modular Fuse meets the standard IEC 60127-4AECQ200AutomotiveSCHURTER AGAEC-Q200 is a test standard for passive components used in automotive applications. SCHURTER tests components according to the customer's agreement and is certified according to IATF 16949.3FusesUMT 250https://www.schurter.com /PG01_2Circuit ProtectionDimension [mm] 10.1 mm 10.11.60.41.43326.53.75Soldering padsDerating CurvesPercentage of Rating [%]14012010080604020-60 -40 -20 0 20 40 60 80 100 12023°CAmbient Temperature [°C]Pre-Arcing TimeRated Current In1.0 x In min.1.25 x In min.2.0 x In max.10.0 x In min.10.0 x In max.0.08 A - 6.3 A-60 min120 s10 ms100 ms8 A - 10 A4 h-120 s10 ms100 ms4FusesUMT 250https://www.schurter.com /PG01_2Circuit ProtectionTime-Current-CurvesTime in Seconds1 10 0.1 0.0001 0.001 0.01 100 1000 10000 0.1 10 1 100 80 mA100 mA125 mA160 mA200 mA250 mA315 mA400 mA500 mA630 mA800 mA1 A1.25 A1.6 A2 A2.5 A3.15 A4 A5 A6.3 A10 A8 ACurrent in Amperes All Variants Rated Cur-rent [A]Rated Vol-tage [VAC]Rated Vol-tage [VDC]Breaking CapacityVoltage Drop 1.0 In max. [mV]Voltage Drop 1.0 In typ. [mV]Power Dissi-pation 1.25 In max [mW]Melting I²t 10.0 In typ. [A²s]Order Number0.082502501)130010302000.022l l ll3403.0155.11█0.082502501)130010302000.022l l ll3403.0155.24█0.12501252)13008702000.04l l ll3403.0156.110.12501252)13008702000.04l l ll3403.0156.240.1252501252)10007002000.055l l ll3403.0157.110.1252501252)10007002000.055l l ll3403.0157.240.162502501)10005402400.057l l ll3403.0158.110.162502501)10005402400.057l l ll3403.0158.240.22501252)10004605000.092l l ll3403.0159.110.22501252)10004605000.092l l ll3403.0159.240.252501252)8003955000.2l l ll3403.0160.11█0.252501252)8003955000.2l l ll3403.0160.24█0.3152501252)7503435000.27lll ll3403.0161.11█0.3152501252)7503435000.27lll ll3403.0161.24█0.42501252)7002905000.4lll ll3403.0162.11█0.42501252)7002905000.4lll ll3403.0162.24█0.52501252)6002575000.54lll ll3403.0163.11█0.52501252)6002575000.54lll ll3403.0163.24█0.632501252)5002165001.1lll ll3403.0164.11█0.632501252)5002165001.1lll ll3403.0164.24█0.82501252)4001905001.4lll ll3403.0165.11█0.82501252)4001905001.4lll ll3403.0165.24█12501253)3001645002.8llllll3403.0166.11█12501253)3001645002.8llllll3403.0166.24█1.252501253)30013810004.5llllll3403.0167.11█1.252501253)30013810004.5llllll3403.0167.24█1.62501253)30012410006.9llllll3403.0168.11█1.62501253)30012410006.9llllll3403.0168.24█5FusesUMT 250https://www.schurter.com /PG01_2Circuit ProtectionRated Cur-rent [A]Rated Vol-tage [VAC]Rated Vol-tage [VDC]Breaking CapacityVoltage Drop 1.0 In max. [mV]Voltage Drop 1.0 In typ. [mV]Power Dissi-pation 1.25 In max [mW]Melting I²t 10.0 In typ. [A²s]Order Number22501253)30010210007.3llllll3403.0169.11█22501253)30010210007.3llllll3403.0169.24█2.52501253)3009012007.5llllll3403.0170.11█2.52501253)3009012007.5llllll3403.0170.24█3.152501253)30095150014llllll3403.0171.11█3.152501253)30095150014llllll3403.0171.24█42501253)30078200026llllll3403.0172.1142501253)30078200026llllll3403.0172.2452501254)30076250038l llll3403.0173.1152501254)30076250038l llll3403.0173.246.32501254)30071300066l llll3403.0174.116.32501254)30071300066l llll3403.0174.2482501255)220723000113 ll 3403.0175.1182501255)220723000113 ll 3403.0175.24102501255)220733500166 ll 3403.0176.11102501255)220733500166 ll 3403.0176.24█ Most Popular.Availability for all products can be searched real-time: https://www.schurter.com/en/info-center/support-tools/stock-check-distributors1) IEC: 200 A @ 250 VAC / 100 A @ 250 VDC1) UL: 200 A @ 277 VAC / 100 A @ 125 VDC / 35 A @ 250 VDC / 200 A @ 63 VAC/DC2) IEC: 200 A @ 250 VAC / 100 A @ 125 VDC2) UL: 200 A @ 277 VAC / 100 A @ 125 VDC / 35 A @ 250 VDC / 200 A @ 63 VAC/DC3) IEC: 200 A @ 250 VAC / 100 A @ 125 VDC3) UL: 200 A @ 277 VAC / 100 A @ 125 VDC / 35 A @ 250 VDC / 200 A @ 63 VAC/DC3) PSE: 100 A @ 250 VAC4) IEC: 100 A @ 250 VAC / 100 A 125 VDC4) UL: 100 A @ 250 VAC / 100 A @ 125 VDC / 35 A @ 250 VDC / 200 A @ 63 VAC/DC4) PSE: 100 A @ 250 VAC5) UL: 35 A @ 250 VAC / 35 A @ 125 VDC / 200 A @ 63 VAC/DC5) PSE: 100 A @ 250 VAC The 80 mA variant may not be to replace the 80 mA used with gold caps UMT (Au).Packaging Unit acc. IEC 60286-3 Type 2a.xx = .11100 pcs in ESD-plastic bag.xx = .242000 pcs. in tape [W: 24mm and P1: 8mm] on reel [A: 33cm]The specifications, descriptions and illustrations indicated in this document are based on current information. All content is subject to modifications and amendments. Information furnished is believed to be accurate and reliable. However, users should independently evaluate the suitability and test each product selected for their own applications.26.03.2024
https://us.schurter.com/en/datasheet/typ_UMT_250.pdf | fuses | 1FusesUMT 250https://www.schurter.com /PG01_2Circuit ProtectionSurface Mount Fuse, 3 x 10.1 mm, Time-Lag T, 250 VAC, 125 VDCSee below: Approvals and CompliancesIEC 60127-4 · 250 VAC · up to 250 VDC · Time-Lag TDescription- High current range from 80 mA to 10 A- High breaking capacity of 200 A @ 250 VAC (IEC)- UL approval for 277 VAC and 250 VDC- Impermeable to potting compound used to achieve hermetic seal for use in intrinsically safe applications according to ATEx and IECEx re-quirements.Unique Selling Proposition- Compact design- Maximum breaking capacity at minimal footprint- Suitable for pulse-shaped continuous currentsApplications- Primary protection on SMD PCBs- Medical Equipment- Battery protectionReferencesFuse Kit Fuse Kit UMT 250 / UMZ 250 Weblinkspdf data sheet, html datasheet, General Product Information, Distributor-Stock-Check, Detailed request for product, Microsite Application Note Primary Protection in Equipmentwith further information on increased Pulse Strength and their test conditions according to inter-national standards see Impulse Withstand VoltageTechnical DataRated Voltage250 VAC, up to 250 VDCRated current0.08 - 10 ABreaking Capacity35 A - 200 ACharacteristicTime-Lag TMountingPCB,SMTAdmissible Ambient Temp.-55 °C to 125 °CClimatic Category55/125/21 acc. to IEC 60068-1Material: HousingCeramicsMaterial: TerminalsCopper alloy, tin-platedUnit Weight0.23 gStorage Conditions0 °C to 60 °C, max. 70% r.h.Product Marking, Rated current, Voltage, Cha-racteristic, Breaking Capacity Soldering MethodsReflow, Wave Soldering ProfileSolderability245 °C / 3 sec acc. to IEC 60068-2-58, Test TdResistance to Soldering Heat260 °C / 10 sec acc. to IEC 60068-2-58Moisture Sensitivity LevelMSL 1, J-STD-020 Moisture Resistance TestMIL-STD-202, Method 106 (50 cycles in a temp./mister chamber)Operational LifeMIL-STD-202, Method 108 (1000h @ 0.42*In @ 70°C)Mechanical ShockMIL-STD-202, Method 213 Condition AResistance to SolventsMIL-STD-202, Method 215Terminal StrengthMIL-STD-202, Method 211A (Deflection of board 1 mm for 1 minute)Approvals and CompliancesDetailed information on product approvals, code requirements, usage instructions and detailed test conditions can be looked up in Details about Approvals SCHURTER products are designed for use in industrial environments. They have approvals from independent testing bodies according to national and international standards. Products with specific characteristics and requirements such as required in the automotive sector according to IATF 16949, medical technology according to ISO 13485 or in the aerospace industry can be offered exclusively with customer-specific, individual agree-ments by SCHURTER.2FusesUMT 250https://www.schurter.com /PG01_2Circuit ProtectionApprovalsThe approval mark is used by the testing authorities to certify compliance with the safety requirements placed on electronic products. Approval Reference Type: UMT 250Approval LogoCertificatesCertification BodyDescriptionVDE ApprovalsVDEVDE Certificate Number: 40013121UL ApprovalsULUL File Number: UL E300707UL ApprovalsULUR File Number: UR E41599CQC ApprovalsCQCCQC Certificate Number: CQC11012062827KTL ApprovalsKTLKorea Testing Laboratory METI ApprovalsMETIJapan Electrical Safety and Environment technology Laboratories Product standardsProduct standards that are referencedOrganizationDesignStandardDescriptionDesigned according toIEC 60127-4/2Miniature fuses. Part 4. Universal modular fuse-links for through-hole and surface mount typesDesigned according toUL 248-14Low voltage fuses - Part 14: Supplemental fusesDesigned according toCSA22.2 No. 248.14Low-Voltage Fuses - Part 14: Supplemental FusesApplication standardsApplication standards where the product can be usedOrganizationDesignStandardDescriptionSuitable for applications acc.IEC/UL 62368-1Audio/video, information and communication technology equipment - Part 1: Safety requirementsCompliancesThe product complies with following Guide LinesIdentificationDetailsInitiatorDescriptionCE declaration of conformitySCHURTER AGThe CE marking declares that the product complies with the applicable requirements laid down in the harmonisation of Community legislation on its affixing in accordance with EU Regulation 765/2008.UKCA declaration of conformitySCHURTER AGThe UKCA marking declares that the product complies with the applicable requirements laid down in the British Amendment of Regulation (EC) 765/2008.RoHSSCHURTER AGDirective RoHS 2011/65/EU, Amendment (EU) 2015/863China RoHSSCHURTER AGThe law SJ / T 11363-2006 (China RoHS) has been in force since 1 March 2007. It is similar to the EU directive RoHS.REACHSCHURTER AGOn 1 June 2007, Regulation (EC) No 1907/2006 on the Registration, Evaluation, Authorization and Restriction of Chemicals 1 (abbreviated as "REACH") entered into force.SCHURTER AGUniversal Modular Fuse meets the standard IEC 60127-4AECQ200AutomotiveSCHURTER AGAEC-Q200 is a test standard for passive components used in automotive applications. SCHURTER tests components according to the customer's agreement and is certified according to IATF 16949.3FusesUMT 250https://www.schurter.com /PG01_2Circuit ProtectionDimension [mm] 10.1 mm 10.11.60.41.43326.53.75Soldering padsDerating CurvesPercentage of Rating [%]14012010080604020-60 -40 -20 0 20 40 60 80 100 12023°CAmbient Temperature [°C]Pre-Arcing TimeRated Current In1.0 x In min.1.25 x In min.2.0 x In max.10.0 x In min.10.0 x In max.0.08 A - 6.3 A-60 min120 s10 ms100 ms8 A - 10 A4 h-120 s10 ms100 ms4FusesUMT 250https://www.schurter.com /PG01_2Circuit ProtectionTime-Current-CurvesTime in Seconds1 10 0.1 0.0001 0.001 0.01 100 1000 10000 0.1 10 1 100 80 mA100 mA125 mA160 mA200 mA250 mA315 mA400 mA500 mA630 mA800 mA1 A1.25 A1.6 A2 A2.5 A3.15 A4 A5 A6.3 A10 A8 ACurrent in Amperes All Variants Rated Cur-rent [A]Rated Vol-tage [VAC]Rated Vol-tage [VDC]Breaking CapacityVoltage Drop 1.0 In max. [mV]Voltage Drop 1.0 In typ. [mV]Power Dissi-pation 1.25 In max [mW]Melting I²t 10.0 In typ. [A²s]Order Number0.082502501)130010302000.022l l ll3403.0155.11█0.082502501)130010302000.022l l ll3403.0155.24█0.12501252)13008702000.04l l ll3403.0156.110.12501252)13008702000.04l l ll3403.0156.240.1252501252)10007002000.055l l ll3403.0157.110.1252501252)10007002000.055l l ll3403.0157.240.162502501)10005402400.057l l ll3403.0158.110.162502501)10005402400.057l l ll3403.0158.240.22501252)10004605000.092l l ll3403.0159.110.22501252)10004605000.092l l ll3403.0159.240.252501252)8003955000.2l l ll3403.0160.11█0.252501252)8003955000.2l l ll3403.0160.24█0.3152501252)7503435000.27lll ll3403.0161.11█0.3152501252)7503435000.27lll ll3403.0161.24█0.42501252)7002905000.4lll ll3403.0162.11█0.42501252)7002905000.4lll ll3403.0162.24█0.52501252)6002575000.54lll ll3403.0163.11█0.52501252)6002575000.54lll ll3403.0163.24█0.632501252)5002165001.1lll ll3403.0164.11█0.632501252)5002165001.1lll ll3403.0164.24█0.82501252)4001905001.4lll ll3403.0165.11█0.82501252)4001905001.4lll ll3403.0165.24█12501253)3001645002.8llllll3403.0166.11█12501253)3001645002.8llllll3403.0166.24█1.252501253)30013810004.5llllll3403.0167.11█1.252501253)30013810004.5llllll3403.0167.24█1.62501253)30012410006.9llllll3403.0168.11█1.62501253)30012410006.9llllll3403.0168.24█5FusesUMT 250https://www.schurter.com /PG01_2Circuit ProtectionRated Cur-rent [A]Rated Vol-tage [VAC]Rated Vol-tage [VDC]Breaking CapacityVoltage Drop 1.0 In max. [mV]Voltage Drop 1.0 In typ. [mV]Power Dissi-pation 1.25 In max [mW]Melting I²t 10.0 In typ. [A²s]Order Number22501253)30010210007.3llllll3403.0169.11█22501253)30010210007.3llllll3403.0169.24█2.52501253)3009012007.5llllll3403.0170.11█2.52501253)3009012007.5llllll3403.0170.24█3.152501253)30095150014llllll3403.0171.11█3.152501253)30095150014llllll3403.0171.24█42501253)30078200026llllll3403.0172.1142501253)30078200026llllll3403.0172.2452501254)30076250038l llll3403.0173.1152501254)30076250038l llll3403.0173.246.32501254)30071300066l llll3403.0174.116.32501254)30071300066l llll3403.0174.2482501255)220723000113 ll 3403.0175.1182501255)220723000113 ll 3403.0175.24102501255)220733500166 ll 3403.0176.11102501255)220733500166 ll 3403.0176.24█ Most Popular.Availability for all products can be searched real-time: https://www.schurter.com/en/info-center/support-tools/stock-check-distributors1) IEC: 200 A @ 250 VAC / 100 A @ 250 VDC1) UL: 200 A @ 277 VAC / 100 A @ 125 VDC / 35 A @ 250 VDC / 200 A @ 63 VAC/DC2) IEC: 200 A @ 250 VAC / 100 A @ 125 VDC2) UL: 200 A @ 277 VAC / 100 A @ 125 VDC / 35 A @ 250 VDC / 200 A @ 63 VAC/DC3) IEC: 200 A @ 250 VAC / 100 A @ 125 VDC3) UL: 200 A @ 277 VAC / 100 A @ 125 VDC / 35 A @ 250 VDC / 200 A @ 63 VAC/DC3) PSE: 100 A @ 250 VAC4) IEC: 100 A @ 250 VAC / 100 A 125 VDC4) UL: 100 A @ 250 VAC / 100 A @ 125 VDC / 35 A @ 250 VDC / 200 A @ 63 VAC/DC4) PSE: 100 A @ 250 VAC5) UL: 35 A @ 250 VAC / 35 A @ 125 VDC / 200 A @ 63 VAC/DC5) PSE: 100 A @ 250 VAC The 80 mA variant may not be to replace the 80 mA used with gold caps UMT (Au).Packaging Unit acc. IEC 60286-3 Type 2a.xx = .11100 pcs in ESD-plastic bag.xx = .242000 pcs. in tape [W: 24mm and P1: 8mm] on reel [A: 33cm]The specifications, descriptions and illustrations indicated in this document are based on current information. All content is subject to modifications and amendments. Information furnished is believed to be accurate and reliable. However, users should independently evaluate the suitability and test each product selected for their own applications.26.03.2024
https://www.schurter.com/en/datasheet/typ_UMF_250.pdf | fuses | 1FusesUMF 250https://www.schurter.com /PG01_2Circuit ProtectionSurface Mount Fuse, 3 x 10.1 mm, Quick-Acting F, 250 VAC, 125 VDCSee below: Approvals and CompliancesIEC 60127 · 250 VAC · 125 VDC · Quick-Acting FDescription- Directly solderable on printed circuit boards- Impermeable to potting compound used to achieve hermetic seal for use in intrinsically safe applications according to ATEx and IECEx re-quirements.Unique Selling Proposition- High breaking capacity up to 500A- Low melting I²t-values, fast interruptionApplications- Primary protection on SMD PCBs- Secondary protection on SMD PCBs- Battery Management System- Medical Equipment- Power supplies- IlluminationReferencesFuse Kit Fuse Kit UMF 250 / UMK 250 Weblinkspdf data sheet, html datasheet, General Product Information, Distributor-Stock-Check, Detailed request for product, MicrositeTechnical DataRated Voltage250 VAC, 125 VDCRated current0.5 - 15 ABreaking Capacity100 A - 500 ACharacteristicQuick-Acting FMountingPCB,SMTAdmissible Ambient Temp.-55 °C to 125 °CClimatic Category55/125/21 acc. to IEC 60068-1Material: HousingCeramicsMaterial: TerminalsCopper alloy, tin-platedUnit Weight0.23 gStorage Conditions0 °C to 40 °C, max. 70% r.h.Product Marking, Rated current, Rated Voltage, Characteristic, Breaking Capacity Soldering MethodsReflow, Wave Soldering ProfileSolderability245 °C / 3 sec acc. to IEC 60068-2-58, Test TdResistance to Soldering Heat260 °C / 10 sec acc. to IEC 60068-2-58, Test TdMoisture Sensitivity LevelMSL 1, J-STD-020 Case Resistance>100 MΩ (between leeds and body) acc. to EIA/IS-722, Test 4.7Moisture Resistance TestMIL-STD-202, Method 106 (acc. to EIA/IS-722, Test 4.4.3)Operational Life1000h @ 0.60 x In @ 70°C (acc. to EIA/IS-722, Test 4.4.1)Mechanical ShockMIL-STD-202, Method 213 Condition AResistance to SolventsMIL-STD-202, Method 215Approvals and CompliancesDetailed information on product approvals, code requirements, usage instructions and detailed test conditions can be looked up in Details about Approvals SCHURTER products are designed for use in industrial environments. They have approvals from independent testing bodies according to national and international standards. Products with specific characteristics and requirements such as required in the automotive sector according to IATF 16949, medical technology according to ISO 13485 or in the aerospace industry can be offered exclusively with customer-specific, individual agree-ments by SCHURTER.ApprovalsThe approval mark is used by the testing authorities to certify compliance with the safety requirements placed on electronic products. Approval Reference Type: UMF 250Approval LogoCertificatesCertification BodyDescriptionVDE ApprovalsVDEVDE Certificate Number: 40027880 & 40048753UL ApprovalsULUR File Number: E41599METI ApprovalsMETIJapan Electrical Safety and Environment technology Laboratories 2FusesUMF 250https://www.schurter.com /PG01_2Circuit ProtectionProduct standardsProduct standards that are referencedOrganizationDesignStandardDescriptionDesigned according toIEC 60127-4/2Miniature fuses. Part 4. Universal modular fuse-links for through-hole and surface mount typesDesigned according toIEC 60127-7/1Miniature fuses - Part 7: Miniature fuse-links for special applicationsDesigned according toUL 248-14Low voltage fuses - Part 14: Supplemental fusesDesigned according toCSA22.2 No. 248.14Low-Voltage Fuses - Part 14: Supplemental FusesApplication standardsApplication standards where the product can be usedOrganizationDesignStandardDescriptionSuitable for applications acc.IEC/UL 62368-1Audio/video, information and communication technology equipment - Part 1: Safety requirementsCompliancesThe product complies with following Guide LinesIdentificationDetailsInitiatorDescriptionCE declaration of conformitySCHURTER AGThe CE marking declares that the product complies with the applicable requirements laid down in the harmonisation of Community legislation on its affixing in accordance with EU Regulation 765/2008.UKCA declaration of conformitySCHURTER AGThe UKCA marking declares that the product complies with the applicable requirements laid down in the British Amendment of Regulation (EC) 765/2008.RoHSSCHURTER AGDirective RoHS 2011/65/EU, Amendment (EU) 2015/863China RoHSSCHURTER AGThe law SJ / T 11363-2006 (China RoHS) has been in force since 1 March 2007. It is similar to the EU directive RoHS.Halogen FreeSCHURTER AGSCHURTER strives to offer our customers halogen free products.REACHSCHURTER AGOn 1 June 2007, Regulation (EC) No 1907/2006 on the Registration, Evaluation, Authorization and Restriction of Chemicals 1 (abbreviated as "REACH") entered into force.SCHURTER AGUniversal Modular Fuse meets the standard IEC 60127-4Dimension [mm] 10.1 mm 10.11.60.41.43326.53.75Soldering pads3FusesUMF 250https://www.schurter.com /PG01_2Circuit ProtectionDerating CurvesPercentage of Rating [%]140130120110100908070605040-60 -40 -20 0 20 40 60 80 100 120 140 16023Ambient Temperature [°C]Pre-Arcing TimeRated Current In1.0 x In min.1.25 x In min.2.0 x In max.10.0 x In min.10.0 x In max.0.5 A - 8 A-60 min120 s1 ms10 ms10 A - 15 A4 h-120 s1 ms10 msTime-Current-CurvesTime in Seconds1100.10.00010.0010.011001000100000.11011001000 500 mA 630 mA 800 mA 1 A 1.25 A 1.6 A 2 A 2.5 A 3.15 A 4 A 5 A 6.3 A 8 A 10 A 15 ACurrent in Amperes All Variants Rated Current [A]Rated Voltage [VAC]Rated Voltage [VDC]Breaking CapacityVoltage Drop 1.0 In max. [mV]Voltage Drop 1.0 In typ. [mV]Power Dissipa-tion 1.25 In max [mW]Melting I²t 10.0 In typ. [A²s]Order Number0.52501251)6004305000.042lll3405.0163.110.52501251)6004305000.042lll3405.0163.240.632501251)5003505000.092lll3405.0164.110.632501251)5003505000.092lll3405.0164.240.82501251)4003005000.21lll3405.0165.110.82501251)4003005000.21lll3405.0165.2412501252)3002505000.4lll3405.0166.114FusesUMF 250https://www.schurter.com /PG01_2Circuit ProtectionRated Current [A]Rated Voltage [VAC]Rated Voltage [VDC]Breaking CapacityVoltage Drop 1.0 In max. [mV]Voltage Drop 1.0 In typ. [mV]Power Dissipa-tion 1.25 In max [mW]Melting I²t 10.0 In typ. [A²s]Order Number12501252)3002505000.4lll3405.0166.241.252501253)30022010001lll3405.0167.111.252501253)30022010001lll3405.0167.241.62501253)30019010002.1lll3405.0168.111.62501253)30019010002.1lll3405.0168.2422501253)30020010003.26lll3405.0169.1122501253)30020010003.26lll3405.0169.242.52501253)30016012004.8lll3405.0170.112.52501253)30016012004.8lll3405.0170.243.152501253)30010015005.17lll3405.0171.113.152501253)30010015005.17lll3405.0171.2442501253)30010020009.4lll3405.0172.1142501253)30010020009.4lll3405.0172.2452501253)300110250013.57lll3405.0173.1152501253)300110250013.57lll3405.0173.246.32501253)30080300023.85lll3405.0174.116.32501253)30080300023.85lll3405.0174.2482501253)22080300052.58lll3405.0175.1182501253)22080300052.58lll3405.0175.24102501253)220150400045.8l l3405.0176.11102501253)220150400045.8l l3405.0176.24151251254)1501004000100 l3405.0178.11151251254)1501004000100 l3405.0178.24Availability for all products can be searched real-time: https://www.schurter.com/en/info-center/support-tools/stock-check-distributors1) IEC: 100 A @ 250 VAC / 100 A @ 125 VDC, resistiv1) UL: 200 A @ 250 VAC, p.f. ≥ 0.99 / 200 A @ 125 VDC, resistiv2) IEC: 100 A @ 250 VAC / 100 A @ 125 VDC, resistiv2) UL: 200 A @ 250 VAC, p.f. ≥ 0.99 / 200 A @ 125 VDC, resistiv2) PSE: 100 A @ 250 VAC3) IEC: 100 A @ 250 VAC / 100 A @ 125 VDC, resistiv3) UL: 100 A @ 250 VAC, p.f. ≥ 0.99 / 100 A @ 125 VDC, resistiv3) PSE: 100 A @ 250 VAC4) UL: 150 A @ 125 VAC, p.f. ≥ 0.99 / 500 A @ 125 VDC, tau < 0.1ms4) PSE: 100 A @ 250 VACPackaging Unit acc. IEC 60286-3 Type 2a.xx = .11100 pcs in ESD-plastic bag.xx = .242000 pcs. in tape [W: 24mm and P1: 8mm] on reel [A: 33cm]The specifications, descriptions and illustrations indicated in this document are based on current information. All content is subject to modifications and amendments. Information furnished is believed to be accurate and reliable. However, users should independently evaluate the suitability and test each product selected for their own applications.26.03.2024
https://www.littelfuse.com/media?resourcetype=datasheets&itemid=b3bb718b-1fde-4cdc-9cb1-a6465c126ec4&filename=littelfuse_fuse_407_datasheet.pdf | fuses | © 2020 Littelfuse, Inc.Specifications are subject to change without notice.Revised: 09/14/20Surface Mount FusesCeramic Fuse > 407 Series407 Series – 1206 Time-Lag FuseDescriptionLittelfuse 407 Series is a 100% lead-free, RoHS compliant and halogen-free fuse designed specifically to provide overcurrent protection to circuits that operate under high working ambient temperatures up to 150º C and high in-rush currents. The general design ensures excellent temperature stability and performance reliability. This high I2t time lag fuse is designed to have ultra-high in-rush current withstand capability to avoid nuisance fuse open.Agency ApprovalsAGENCYAGENCY FILE NUMBERAMPERE RANGEE104801A – 8AFeaturesBenefitsElectrical Characteristics• Operating Temperature from -55º C to +150º C• UL Recognized to UL/CSA/NMX 248-1 and UL/CSA/NMX 248-14• 100% Lead-free, RoHS compliant and Halogen-free• Suitable for both leaded and lead-free reflow/wave soldering• Ultra high I2t values• Avoids nuisance opening due to high inrush and surge current inherent in the system• High current ratings in small size% of Ampere RatingAmpere RatingOpening Time at 25ºC100%1A – 8A4 hours Minimum200%1A – 8A1 sec Min; 120 secs Max300%1A – 8A0.1 sec Min; 3 secs Max800%1A – 8A0.002 sec Min; 0.05 secs MaxApplicationsRoHSPb• Displays• Servers• Computers• Printers• Scanners• Data Modems• Gaming ConsolesSpecifications are subject to change without notice. Application testing is strongly recommended.Additional InformationDatasheetSamples© 2020 Littelfuse, Inc.Specifications are subject to change without notice.Revised: 09/14/20 Surface Mount FusesCeramic Fuse > 407 SeriesElectrical Specifications by ItemNote:1. AC Interrupting Rating tested at rated voltage with unity power factor. DC Interrupting Rating tested at rated voltage with time constant < 0.8 msec.2. Nominal Resistance measured with < 10% rated current.3. Nominal Melting I2t measured at 1 msec opening time.4. Nominal Voltage Drop measured at rated current after temperature has stabilized.• Devices designed to carry rated current for 4 hours minimum. It is recommended that devices be operated continuously at no more than 80% rated current. See Temperature Re-rating Curve for additional derating information.• Devices designed to be mounted with marking code facing up.Ampere Rating(A)AmpCodeMax. Voltage Rating(V)Interrupting Rating(AC/DC)1Nominal Resistance (Ohms)2Nominal Melting I2t (A2Sec.)3Nominal VoltageDrop At RatedCurrent (V)4Nominal PowerDissipation AtRated Current (W)Agency Approval1.00001.6350A@63VDC0.3600.1420.4560.456x1.251.25630.2000.3290.4040.500x1.5001.5630.1800.5670.3470.525x2.00002.630.1000.8700.3230.640x2.5002.53250A@32VDC0.0551.0000.2520.625x3.00003.320.0401.3000.1870.570x3.5003.5320.0302.2600.1530.525x4.00004.320.0254.1800.1420.560x4.5004.5320.0205.2000.1340.585x5.00005.320.0167.8000.1330.650x5.5005.52450A@24VDC0.0148.5500.1300.715x6.00006.2460A@24VDC0.01215.5600.1280.780x7.00007.240.01016.2300.1100.770x8.00008.240.00924.1200.0970.800xAverage Time Current CurvesTemperature Re-rating CurveNote: Re-rating depicted in this curve is in addition to the standard re-rating of 20% for continuous operation.Example: For continuous operation at 75º C, the fuse should be rerated as follows: I = (0.80)(0.85)IRAT = (0.68)IRAT406080100120140-65 -45 -25-5 15 35 55 75 95 115 135 155TEMPERATURE (°C)PERCENT OF RATING1A1.25A1.5A2A2.5A3A3.5A4A4.5A5A5.5A6A7A8A0.0010.0100.1001.00010.000100.0001101001000TIME IN SECONDSCURRENT (AMPERE)© 2020 Littelfuse, Inc.Specifications are subject to change without notice.Revised: 09/14/20Surface Mount FusesCeramic Fuse > 407 SeriesProduct CharacteristicsReflow ConditionPb – free assemblyPre Heat- Temperature Min (Ts(min))150°C - Temperature Max (Ts(max))200°C- Time (Min to Max) (ts)60 – 180 secondsAverage Ramp-up Rate (Liquidus Temp (TL) to peak)3° C/second max.TS(max) to TL - Ramp-up Rate5° C/second max.Reflow- Temperature (TL) (Liquidus)217° C - Temperature (tL)60 – 150 secondsPeak Temperature (TP)260+0/-5 ° CTime within 5°C of actual peak Temperature (tp)10 – 30 secondsRamp-down Rate6° C/second max.Time 25°C to peak Temperature (TP)8 minutes max.Do not exceed260°CWave soldering260°C, 10 seconds max.Soldering ParametersTimeTemperatureTPTLTS(max)TS(min)25tPtLtStime to peak temperature(t 25ºC to peak)Ramp-downRamp-upPreheatCritical ZoneTL to TPMaterialsBody: Advanced CeramicTerminations: Ag / Ni / Sn (100% Lead-free)Element Cover Coating: Lead-free GlassMoisture Sensitivity LevelIPC/JEDEC J-STD-020, Level 1SolderabilityIPC/ECA/JEDEC J-STD-002, Condition CHumidity TestMIL-STD-202, Method 103, Conditions DResistance to Solder HeatMIL-STD-202, Method 210, Condition BMoisture ResistanceMIL-STD-202, Method 106Thermal ShockMIL-STD-202, Method 107, Condition BMechanical ShockMIL-STD-202, Method 213, Condition AVibrationMIL-STD-202, Method 201Vibration, High FrequencyMIL-STD-202, Method 204, Condition DDissolution of MetallizationIPC/ECA/JEDEC J-STD-002, Condition DTerminal StrengthIEC 60127-4© 2020 Littelfuse, Inc.Specifications are subject to change without notice.Revised: 09/14/20 Surface Mount FusesCeramic Fuse > 407 Series3.200 ± .1778[.126 ± .007]1.500[.059]1.800[.071]3.500[.138]1.000[.039]1.63 + .10/ -.20[.064 + .004/ -.008]0.520 ± .200[.020 ± .008]0.835 ± 0.15[0.033 ± 0.006]DimensionsPackagingPart Marking SystemPackaging OptionForm FactorPackaging SpecificationQuantityQuantity & Packaging Code8mm Tape and ReelSurface MountEIA-481, IEC 60286,Part 33000WRPart Numbering System0407 008. W R SERIESAMP CODEQUANTITY CODEPACKING ODEW = 3000 piecesRefer to ElectricalCharacteristics TableR = Reel packAmp CodeMarking Code001.H1.25J01.5K002.N02.5O003.P03.5RAmp CodeMarking Code004.S04.5S.005.T05.5U006.V007.W008.XAll dimentions in mm (in)Disclaimer Notice - Information furnished is believed to be accurate and reliable. However, users should independently evaluate the suitability of and test each product selected for their own applications. Littelfuse products are not designed for, and may not be used in, all applications. Read complete Disclaimer Notice at https://www.littelfuse.com/legal/disclaimers/product-disclaimer.aspx.
https://www.littelfuse.com/~/media/electronics/datasheets/fuses/littelfuse_fuse_501_datasheet.pdf.pdf | fuses | © 2017 Littelfuse, Inc.Specifications are subject to change without notice.Revised: 12/14/17Surface Mount FusesCeramic Fuse > 501 Series501 Series – High Current 1206 Fast-Acting FuseDescriptionThe 501 Series is a 100% Lead-free, RoHS compliant and Halogen-free fuse series designed specifically to provide over- current protection to circuits that operate under high working ambient temperature up to 150°C.The general design ensures excellent temperature stability and performance reliability.The high I2t values which is typical in the Littelfuse Ceramic Fuse family, ensure high inrush current withstand capability.Agency ApprovalsAGENCYAGENCY FILE NUMBERAMPERE RANGEE1048010A - 20A2986210A - 20AFeatures• Operating Temperature from -55ºC to +150ºC• Designed to provide over-current protection in high current voltage regulator module (VRM) applications• 100% Lead-free, RoHS compliant and Halogen-free• Suitable for both leaded and lead-free reflow / wave solderingElectrical Characteristics for Series% of Ampere RatingAmpere RatingOpening Time at 25ºC100%10A – 20A4 Hours, Minimum350%10A – 20A5 Seconds, MaximumApplicationsRoHSPb• Voltage Regulator Module (VRM) Equipment• Notebook PC• DC-DC ConverterAmpere Rating(A)Amp CodeMax. Voltage Rating (V)Interrupting Rating (DC)1Nominal Resistance (Ohms)2Nominal Melting I2T (A2Sec.)3Nominal Voltage Drop At Rated Current (V)4Nominal Power Dissipation At Rated Current (W)Agency Approvals10010.32150 A @ 32 VDC 0.0036210.3850.044070.4407xx12012.320.0031120.341 0.049270.5912xx15015.320.0025039.7000.048430.7265xx20020.320.0019486.3600.058881.1776xxElectrical Specifications by ItemNotes:1. DC Interrupting Rating tested at rated voltage with time constant < 0.5 msec.2. Nominal Resistance measured with < 10% rated current.3. Nominal Melting I2t measured at 1 msec. opening time. For other I2t data refer to chart.4. Nominal Voltage Drop measured at rated current after temperature has stabilized and with fuse mounted on board with 3-oz Cu trace.Devices designed to carry rated current for 4 hours minimum. It is recommended that devices be operated continuously at no more than 80% rated current. See “Temperature Re-rating Curve”for additional re-rating information.Devices designed to be mounted with marking code facing up.Specifications are subject to change without notice. Application testing is strongly recommended.Additional InformationDatasheetSamplesResources© 2017 Littelfuse, Inc.Specifications are subject to change without notice.Revised: 12/14/17 Surface Mount FusesCeramic Fuse > 501 SeriesAverage Time Current Curves0.0010.0100.1001.00010.000100.000TIME IN SECONDS1101001000CURRENT IN AMPERES10A20A15A12AReflow ConditionPb – free assemblyPre Heat- Temperature Min (Ts(min))150°C - Temperature Max (Ts(max))200°C- Time (Min to Max) (ts)60 – 180 secondsAverage Ramp-up Rate (Liquidus Temp (TL) to peak)3°C/second max.TS(max) to TL - Ramp-up Rate5°C/second max.Reflow- Temperature (TL) (Liquidus)217°C - Temperature (tL)60 – 150 secondsPeak Temperature (TP)260+0/-5 °CTime within 5°C of actual peak Temperature (tp)10 – 30 secondsRamp-down Rate6°C/second max.Time 25°C to peak Temperature (TP)8 minutes max.Do not exceed260°CSoldering ParametersTemperature Re-rating Curve406080100120140-65 -45 -25 -5 15 35 55 75 95 115 135 155TEMPERATURE (°C)PERCENT OF RATINGWave Soldering260°C, 10 seconds max.Example: For continuous operation at 75 degrees celsius, the fuse should be rerated as follows: I = (0.80)(0.85)IRAT = (0.68)IRATNote: 1. Re-rating depicted in this curve is in addition to the standard re-rating of 20% for continuous operation.TimeTemperatureTPTLTS(max)TS(min)25tPtLtStime to peak temperature(t 25ºC to peak)Ramp-downRamp-upPreheatCritical ZoneTL to TP© 2017 Littelfuse, Inc.Specifications are subject to change without notice.Revised: 12/14/17Surface Mount FusesCeramic Fuse > 501 SeriesMaterialsBody: Advanced CeramicTerminations: Ag / Ni / Sn (100% Lead-free)Element Cover Coating: Lead-free GlassMoisture Sensitivity LevelIPC/JEDEC J-STD-020, Level 1SolderabilityIPC/ECA/JEDEC J-STD-002, Condition BHumidity TestMIL-STD-202, Method 103, Conditions DResistance to SolventsMIL-STD-202, Method 210, Condition BProduct CharacteristicsMoisture ResistanceMIL-STD-202, Method 106Thermal ShockMIL-STD-202, Method 107, Condition BMechanical ShockMIL-STD-202, Method 213, Condition AVibrationMIL-STD-202, Method 201Vibration, High FrequencyMIL-STD-202, Method 204, Condition DDissolution of MetallizationIPC/ECA/JEDEC J-STD-002, Condition DTerminal StrengthIEC 60127-4DimensionsPackagingPart Marking SystemPackaging OptionPackaging SpecificationQuantityQuantity & Packaging Code8mm Tape and ReelEIA-481, IEC 60286, Part 33000WRPart Numbering System201.00[.04]1.63 +.10/-.20[.064 +.004/-.008]3.200 ± .1778[.126 ± .007]0.835 ± 0.15[.033 ± .006].520 ± .200[.020 ± .008]1.500[.059]1.800[.071]3.500[.138]1.000[.039]Amp CodeMarking Code010.10012.12015.15020.200501 020. W R SeriesAMP CodeW = 3000 pcsQuantityR = Reel PackPacking CodeDisclaimer Notice - Littelfuse products are not designed for, and shall not be used for, any purpose (including, without limitation, automotive, military, aerospace, medical, life-saving, life-sustaining or nuclear facility applications, devices intended for surgical implant into the body, or any other application in which the failure or lack of desired operation of the product may result in personal injury, death, or property damage) other than those expressly set forth in applicable Littelfuse product documentation. Warranties granted by Littelfuse shall be deemed void for products used for any purpose not expressly set forth in applicable Littelfuse documentation. Littelfuse shall not be liable for any claims or damages arising out of products used in applications not expressly intended by Littelfuse as set forth in applicable Littelfuse documentation. The sale and use of Littelfuse products is subject to Littelfuse Terms and Conditions of Sale, unless otherwise agreed by Littelfuse. Information furnished is believed to be accurate and reliable. However, users should independently evaluate the suitability of and test each product selected for their own applications. Littelfuse products are not designed for, and may not be used in, all applications. Read complete Disclaimer Notice at www.littelfuse.com/disclaimer-electronics.
https://www.littelfuse.com/media?resourcetype=datasheets&itemid=940d0796-6fe6-45c7-8a1a-6bc17d56c743&filename=littelfuse_fuse_440_datasheet.pdf | fuses | Fuse Datasheet© 2024 Littelfuse, Inc.Specifications are subject to change without notice.Revised: GD. 05/30/241440 Series1206 High I2t FuseDescriptionThe 440 Series is a 100% RoHS Compliant, lead-free and halogen-free fuse series designed specifically to provide over-current protection to circuits that operate under high working ambient temperatures up to 150ºC and high inrush currents. The general design ensures excellent temperature stability and performance reliability. This high I2t fuse series is designed to have ultra high inrush current withstand capability to avoid nuisance fuse open.Agency ApprovalsAgencyAgency File NumberAmpere RangeE104800.25A - 8A298620.25A - 8AFeatures and BenefitsElectrical Characteristics for Series ■ Operating Temperature from -55ºC to +150ºC ■ RoHS compliant, lead-free and halogen-free ■ Suitable for both leaded and lead-free reflow / wave soldering ■ Ultra high I2t values ■ Recognized to UL/CSA/NMX 248-1 and UL/CSA/NMX 248-14% of Ampere RatingAmpere RatingOpening Time at 25ºC100%0.25A - 8A4 hours, Minimum350%0.25A - 8A5 secs., MaximumApplicationsAmpere Rating(A)Amp CodeMax. Voltage Rating (V)Interrupting Rating(AC/DC)Nominal Resistance (Ohms)1Nominal Melting I2t (A2Sec.)2Nominal Voltage Drop At Rated Current (V)3Nominal Power Dissipation At Rated Current (W)Agency Approvals0.250.25012550 A @ 125 V AC/DC2.1400.006490.52600.132XX0.375.3751251.2160.014550.49930.187XX0.500.5006350 A @ 63 V AC/DC 0.83840.03990.48310.242XX0.750.750630.46240.11620.39830.299XX1.00001.5050 A @ 50 VAC/DC0.30960.22000.34570.346XX1.251.25500.22650.39000.32400.405XX1.5001.5500.17590.50800.32150.482XX1.751.753250 A @ 32 V AC/DC0.04500.40000.07770.136XX2.00002.320.03850.47000.07920.158XX2.5002.5320.028500.82000.07470.187XX3.00003.320.022521.24700.07420.223XX3.5003.5320.018452.38000.07570.265XX4.00004.320.015533.1360.07090.284XX5.00005.320.01205.9490.06540.327XX7.00007.320.0075310.380.06960.487XX8.00008.320.0063413.030.06550.524XXElectrical Specifications by ItemNotes:1. Nominal Resistance measured with < 10% rated current.2. Contact Littelfuse if application transient surges are less than 1 ms.3. Nominal Voltage Drop measured at rated current after temperature has stabilized.RoHSPb ■ LCD Displays ■ Servers ■ Notebook Computers ■ Printers ■ Scanners ■ Data Modems ■ Hard Disk DrivesDevices designed to carry rated current for 4 hours minimum. It is recommended that devices be operated continuously at no more than 80% rated current. See “Temperature Derating Curve”for additional derating information.Devices designed to be mounted with marking code facing up.Web ResourcesDownload ECAD models, order samples, and find technical recources at www.littelfuse.comFuse Datasheet© 2024 Littelfuse, Inc.Specifications are subject to change without notice.Revised: GD. 05/30/242440 Series1206 High I2t FuseAverage Time Current Curves0.001 0.1 1.010.0100.01000.0.01 0.1 1 10 100 TIME IN SECONDS CURRENT IN AMPERES 2A1.75A2.5A3A3.5A4A5A7A8A0.25A.5A.75A1A1.25A1.5A.375AReflow ConditionPb-free assemblyPre Heat- Temperature Min (Ts(min))150°C - Temperature Max (Ts(max))200°C- Time (Min to Max) (ts)60 – 180 secondsAverage Ramp-Up Rate (Liquidus Temp (TL) to peak)3°C/second max.TS(max) to TL - Ramp-up Rate5°C/second max.Reflow- Temperature (TL) (Liquidus)217°C - Temperature (tL)60 – 150 secondsPeak Temperature (TP)260+0/-5 °CTime within 5°C of actual peak Temperature (tp)10 – 30 secondsRamp-down Rate6°C/second max.Time 25°C to peak Temperature (TP)8 minutes max.Do not exceed260°CSoldering ParametersTemperature Rerating Curve406080100120140-65 -45 -25 -5 15 35 55 75 95 115 135 155TEMPERATURE (°C)PERCENT OF RATINGTime (t)Temperature (T)TPTLTS(max)TS(min)25ºCtPtLtSt 25ºC to PeakRamp-downRamp-upPreheatCritical ZoneTL to TPExample: For continuous operation at 75 degrees celsius, the fuse should be derated as follows: I = (0.80)(0.85)In = (0.68)InNote: 1. Rerating depicted in this curve is in addition to the standard derating of 20% for continuous operation.Wave Soldering260°C, 10 seconds max.Fuse Datasheet© 2024 Littelfuse, Inc.Specifications are subject to change without notice.Revised: GD. 05/30/243440 Series1206 High I2t FuseMaterialsBody: Advanced CeramicTerminations: Ag / Ni / Sn (100% Lead-free)Element Cover Coating: Lead-free GlassMoisture Sensitivity LevelIPC/JEDEC J-STD-020, Level 1SolderabilityIPC/ECA/JEDEC J-STD-002, Condition CHumidity TestMIL-STD-202, Method 103, Conditions DResistance to Solder HeatMIL-STD-202, Method 210, Condition BProduct CharacteristicsMoisture ResistanceMIL-STD-202, Method 106Thermal ShockMIL-STD-202, Method 107, Condition BMechanical ShockMIL-STD-202, Method 213, Condition AVibrationMIL-STD-202, Method 201Vibration, High FrequencyMIL-STD-202, Method 204, Condition DDissolution of MetallizationIPC/ECA/JEDEC J-STD-002, Condition DTerminal StrengthIEC 60127-4Dimensions mm (inches)X3.200 ± .1778[.126 ± .007]1.500[.059]1.800[.071]3.500[.138]1.000[.039]0.835 +/- 0.15(0.033 +/- 0.006)0.520 ± .200[.020 ± .008]TERMINATION1.63 + .10/ -.20[.064 + .004/ -.008]PackagingPart Marking SystemPackaging OptionPackaging SpecificationQuantityQuantity & Packaging Code8mm Tape and ReelEIA-481, IEC 60286, Part 33000WRPart Numbering System0440 008. W RSERIESAMP CODEQUANTITY CODEW = 3000 pcsPACKING CODER = Reel PackAmp CodeMarking Code.250D.375E.500F.750G001.H1.25J01.5K1.75LAmp CodeMarking Code002.N02.5O003.P03.5R004.S005.T007.W008.XDisclaimer Notice - Littelfuse products are not designed for, and shall not be used for, any purpose (including, without limitation, automotive, military, aerospace, medical, life-saving, life-sustaining or nuclear facility applications, devices intended for surgical implant into the body, or any other application in which the failure or lack of desired operation of the product may result in personal injury, death, or property damage) other than those expressly set forth in applicable Littelfuse product documentation. Warranties granted by Littelfuse shall be deemed void for products used for any purpose not expressly set forth in applicable Littelfuse documentation. Littelfuse shall not be liable for any claims or damages arising out of products used in applications not expressly intended by Littelfuse as set forth in applicable Littelfuse documentation. The sale and use of Littelfuse products is subject to Littelfuse Terms and Conditions of Sale, unless otherwise agreed by Littelfuse. Information furnished is believed to be accurate and reliable. However, users should independently evaluate the suitability of and test each product selected for their own applications. Littelfuse products are not designed for, and may not be used in, all applications. Read complete Disclaimer Notice at www.littelfuse.com/disclaimer-electronics.
https://datasheets.kyocera-avx.com/AccuGuardLC_0402.pdf | fuses | 1Accu-Guard® IntroductionTDS-FUSE-0002 ¦ Rev 7ACCU–GUARD® TECHNOLOGYAPPLICATIONSFor RoHS compliant products, please select correct termination style.APPROVAL FILE NUMBERSFEATURESThe Accu-Guard® series of fuses is based on thin-film techniques. This technology provides a level of control on the component electrical and physical characteristics that is generally not possible with standard fuse technologies. This has allowed KYOCERA AVX to offer a series of devices which are designed for modern surface mount circuit boards which require protection.• Two-Way Radios• Home Appliances• Battery Management Systems• Battery Chargers• Rechargeable Battery Packs• Computers• Hard Disk Drives• PDA’s• LCD Screens• SCSI Interface• Digital Cameras• Video Cameras• UL, cUL: RCD#E143842• Accurate current rating• Fast acting• Small-standard 0402, 0805, 1206 and 0612 chip sizes• Taped and reeled• Completely compatible with all soldering systems used for SMT• Lead Free Series (F0201G, F0402G, F0603G, F0402E, F0603E, F0805B, F1206B)DIMENSIONS mm (inches)HOW TO ORDERF0402E and F0603EF0201G, F0402G, F0603GRated CurrentCurrent expressed in Amps. Letter R de-notes decimal point e.g. 0.20A=0R20 1.75A=1R750R20Fuse SpeedF = FastFS = Nickel/Lead-Free Solder coated (Sn 100), SMDW = Nickel/solder coated (Sn 63, Pb 37) Solder Coated (Sn100)N = Nickel/Lead-Free Solder Coated (Sn100), LGATerminationWTR = Tape and reelPackagingTRProduct FuseFSizeSee table for standard sizes0603B= Accu-Guard® IIE= Accu-Guard® II 0402, 0603G= Accu-Guard® II Low Current 0201, 0402, 0603Fuse VersionALTB1WB2BTLW LTSWABHF0201GF0402GF0603GF0402EF0603EF0805BF1206BL0.60 ± 0.05(0.023 ± 0.002)1.00±0.05 (0.039±0.002)1.60±0.10(0.063±0.004)1.00±0.10(0.039±0.004)1.60±0.10(0.063±0.004)2.10±0.20(0.083±0.008)3.10±0.20(0.122±0.008)W0.325 ± 0.05(0.0128 ± 0.002)0.58 ±0.04(0.023±0.002)0.81±0.10(0.032±0.004)0.55±0.07(0.022±0.003)0.81±0.10(0.032±0.004)1.27±0.10(0.050±0.004)1.60±0.10(0.063±0.004)T0.225 ± 0.05(0.009 ± 0.002)0.35±0.05(0.014±0.002)0.61±0.10(0.024±0.004)0.40±0.10(0.016±0.004)0.63±0.10(0.025±0.004)0.90±0.2(0.035±0.008)1.20±0.20(0.047±0.008)B0.275 ± 0.025(0.011 ± 0.001)0.48±0.05(0.019±0.002)0.71±0.05(0.028±0.002)0.20±0.10(0.008±0.004)0.35±0.15(0.014±0.006)0.30±0.15(0.012±0.006)0.43±0.25(0.017±0.010)A0.10 ± 0.025(0.004 ± 0.001)0.20±0.05(0.008±0.002)0.28±0.05(0.011±0.002)S, H0.025 ± 0.025(0.001 ± 0.001)0.05±0.05(0.002±0.002)0.05±0.05(0.002±0.002)F0805B and F1206B – accu-guard series lga/smd thin-film fuse –The Important Information/Disclaimer is incorporated in the catalog where these specifications came from or available online at www.kyocera-avx.com/disclaimer/ by reference and should be reviewed in full before placing any order.2Accu-Guard® II Low CurrentLGA Miniature 0201, 0402 and 0603 Size Thin-Film FusesTDS-FUSE-0002 ¦ Rev 7ENVIRONMENTAL CHARACTERISTICSRECOMMENDED PAD LAYOUT mm (inches)ELECTRICAL SPECIFICATIONSThe new Accu-Guard® series of fuses is based on thin-film technology which allows precise control of the component electrical and physical characteristics that is not possible with standard fuse technologies. The Accu-Guard Low Current series encompasses the lowest current ratings in compact 0402 and 0603 packages and features LGA terminations.Operating temperature: -55°C to +125°CCurrent carrying capacity: -55°C to -11°C 107% of rating -10°C to +60°C 100% of rating +61°C to +100°C 85% of rating +101°C to +125°C 80% of ratingRated voltage: 32V (0201), 63V (F0603G), 32V (F0402G)Post-fusing resistance: >1MΩInterrupt rating: 50A Termination: Nickel/SolderF0402GF0201GF0603G0.55(0.022)1.15 (0.045)0.31 (0.012) 0.85 (0.033)2.4 (0.095)1.1(0.043)Part NumberCurrent Rating AResistance @0.1 x I rated Ω (max.)Voltage Drop @ I rated mV (max.)Fusing Current (within 5 sec) APre-Arc I2t @10x I rated A2-sec (typ)Color CodeF0201G0R02FNTR / F0402G0R02FNTR / F0603G0R02FNTR0.0287.52900.0706 x 10-7GreenF0201G0R03FNTR / F0402G0R03FNTR / F0603G0R03FNTR0.03754.82300.0948 x 10-7RedF0201G0R05FNTR / F0402G0R05FNTR / F0603G0R05FNTR0.0503.42500.1252 x 10-6BlueF0201G0R06FNTR / F0402G0R06FNTR / F0603G0R06FNTR0.0622.52800.1552 x 10-6YellowF0201G0R07FNTR / F0402G0R07FNTR / F0603G0R07FNTR0.0752.02800.1884 x 10-6BrownF0201G0R10FNTR / F0402G0R10FNTR / F0603G0R10FNTR0.1002.43000.2507 x 10-6RedF0201G0R12FNTR / F0402G0R12FNTR / F0603G0R12FNTR0.1251.62500.3121 x 10-5WhiteF0201G0R15FNTR / F0402G0R15FNTR / F0603G0R15FNTR0.1501.22200.3752 x 10-5GreenF0201G0R20FNTR* / F0402G0R20FNTR / F0603G0R20FNTR0.2000.82100.5004 x 10-5PinkF0402G0R25FNTR / F0603G0R25FNTR0.250.551800.6252 x 10-4BlueF0402G0R37FNTR / F0603G0R37FNTR0.3750.301500.9383 x 10-4RedF0402G0R50FNTR / F0603G0R50FNTR0.50.201401.257 x 10-4GreenTestConditionsRequiredSolderabilityComponents completely immersed in a solder bath at 245 ±5°C for 3 secs.Total area of imperfections in solder coatup to 5% of the land suface areaLeach ResistanceComponents completely immersed in a solder bath at 255 ±5°C for 60 secs.Dissolution of termination ≤ 15% of the land surface areaStorage12 months minimum with components stored in “as received” packaging.Good solderabilityShearComponents mounted to a substrate. Increasing shearing force applied paralled to the sufstrate till destruction.Destruction force: • 5N for 0402 and 0603 size• 2N for 0201 sizeTemperature CyclingComponents mounted to a flexible substrate (e.g. FR – 4). 1000 cycles -55ºC to +125ºC.No Visible damage ∆R/R<10%BendTested as shown in diagram45mm45mm3 mmDeflectionNo visible damage ∆R/R<10%*Blue Color Code – accu-guard series lga/smd thin-film fuse –The Important Information/Disclaimer is incorporated in the catalog where these specifications came from or available online at www.kyocera-avx.com/disclaimer/ by reference and should be reviewed in full before placing any order.3Accu-Guard® II Low CurrentLGA Miniature 0201, 0402 and 0603 Size Thin-Film FusesTDS-FUSE-0002 ¦ Rev 7FUSE TIME–CURRENT CHARACTERISTICS – accu-guard series lga/smd thin-film fuse –The Important Information/Disclaimer is incorporated in the catalog where these specifications came from or available online at www.kyocera-avx.com/disclaimer/ by reference and should be reviewed in full before placing any order.4Accu-Guard® II Low CurrentLGA Miniature 0201, 0402 and 0603 Size Thin-Film FusesTDS-FUSE-0002 ¦ Rev 7FUSE PRE–ARC JOULE INTEGRALS VS CURRENT – accu-guard series lga/smd thin-film fuse –The Important Information/Disclaimer is incorporated in the catalog where these specifications came from or available online at www.kyocera-avx.com/disclaimer/ by reference and should be reviewed in full before placing any order.5Accu-Guard® II Low CurrentLGA Miniature 0201, 0402 and 0603 Size Thin-Film FusesTDS-FUSE-0002 ¦ Rev 7FUSE PRE–ARC JOULE INTEGRALS VS PRE–ARC TIME – accu-guard series lga/smd thin-film fuse –The Important Information/Disclaimer is incorporated in the catalog where these specifications came from or available online at www.kyocera-avx.com/disclaimer/ by reference and should be reviewed in full before placing any order.
https://datasheets.kyocera-avx.com/AccuGuard2.pdf | fuses | Accu-Guard® IISMD Thin-Film FuseTDS-FUSE-0001 ¦ Rev 2ELECTRICAL SPECIFICATIONSAccu-Guard® II is a version of Accu-Guard® fuses for a wider range of current and voltage ratings. Constructed on alumina substrates, Accu-Guard® II fuses display superior electrical, mechanical and environmental properties. Accu-Guard® II dimensions are standard 0402, 0603, 0805, 1206 and 0612 chip sizes, see page 2.Operating temperature: -55°C to +125°CCurrent carrying capacity:For F0402E and F0603E at -55°C 107% of rating, at +25°C 100% of rating, at +125°C 80% of rating.For F1206B and F0805B at -55°C is 107% of rating, at +25°C 100% of rating, at +85°C 93% of rating, at +125°C 90% of rating. For F0805B 2.50A and 3.00A at +85°C 90% of rating, at +125°C 90% of rating.Interrupting rating: 50A.Insulation resistance: >20MΩ guaranteed (after fusing at rated voltage). For F0612D at -55°C 107% of rating, at +25°C 100% of rating, at +85°C 80% of rating, at +125°C 75% of rating.TypePart NumberCurrent Rating AResistance 10% x I rated, 25°C Ω (max.)Voltage Drop @1 x I rated, 25°C mV (max.)Fusing Current (within 5 sec), 25°C APre-Arc I2t @ 50A A2-secRated Voltage VF0402EF0402E0R25FSTR0.250.6502200.6250.00005*32F0402E0R50FSTR0.500.2501801.250.000332F0402E0R75FSTR0.750.2001801.8750.00332F0402E1R00FSTR1.000.1301602.500.00832F0402E1R50FSTR1.500.0601403.750.0332F0402E2R00FSTR2.000.0401205.000.0632F0603EF0603E0R25FSTR0.250.6502200.6250.00005*32F0603E0R37FSTR0.3750.4502200.9400.000132F0603E0R50FSTR0.500.2501801.250.000332F0603E0R75FSTR0.750.2001801.8750.00332F0603E1R00FSTR1.000.1301602.500.00832F0603E1R25FSTR1.250.0901403.1250.0132F0603E1R50FSTR1.500.0601403.750.0332F0603E1R75FSTR1.750.0501204.3750.0432F0603E2R00FSTR2.000.0401205.000.0632F0603E2R50FSTR2.500.0351006.250.1232F0603E3R00FSTR3.000.0301007.500.2532F0805BF0805B0R25FW/STR0.250.7502800.500.00003*63F0805B0R50FW/STR0.500.3502801.000.000263F0805B0R75FW/STR0.750.2702801.500.00163F0805B1R00FW/STR1.000.2202802.000.00363F0805B1R25FW/STR1.250.1702802.500.00763F0805B1R50FW/STR1.500.1202403.000.01063F0805B2R00FW/STR2.000.0802204.000.03063F0805B2R50FW/STR2.500.0602205.000.05063F0805B3R00FW/STR3.000.0502206.000.1063F1206BF1206B0R25FW/STR0.250.7502800.500.0000363F1206B0R50FW/STR0.500.3502801.000.000263F1206B1R00FW/STR1.000.1802402.000.00363F1206B1R50FW/STR1.500.1202403.000.01063F1206B2R00FW/STR2.000.0802204.000.03063F1206B3R00FW/STR3.000.0502206.000.1063F0612DF0612D4R00FWTR4.000.040260100.1032F0612D5R00FWTR5.000.02520012.50.2532*Current is limited to less than 50A at 32V due to internal fuse resistance. – accu-guard series lga/smd thin-film fuse –The Important Information/Disclaimer is incorporated in the catalog where these specifications came from or available online at www.kyocera-avx.com/disclaimer/ by reference and should be reviewed in full before placing any order.Accu-Guard® IISMD Thin-Film FuseTDS-FUSE-0001 ¦ Rev 2ENVIRONMENTAL CHARACTERISTICSTestConditionsRequiredSolderabilityComponents completely immersed in a solder bath at 235 ±5°C for 2 secs.Terminations to be well tinned No visible damageLeach ResistanceCompletely immersed in a solder bath at 260 ±5°C for 60 secsDissolution of termination ≤ 25% of area∆R/R<10%Storage12 months minimum with components stored in “as received” packaging.Good solderabilityShearComponents mounted to a substrate. A force of 5N applied normal to the line joining the terminations and in a line parallel to the substrateNo visible damageRapid Change of TemperatureComponents mounted to a substrate. 50 cycles -55° to +125°C.No Visible damage ∆R/R<10%Temperature CyclingComponents mounted to substrate.50 cycles -55°C to +125°C.No Visible damage ∆R/R<10%VibrationComponents mounted to substrate.50 cycles -55°C to +125°C.No Visible damage ∆R/R<10%BendTested as shown in diagram45mm45mm3 mmDeflectionNo visible damage ∆R/R<10%Load LifeF0805B, F1206B25°C, rated current, 20,000 hrs.No visible damage∆R/R<10% – accu-guard series lga/smd thin-film fuse –The Important Information/Disclaimer is incorporated in the catalog where these specifications came from or available online at www.kyocera-avx.com/disclaimer/ by reference and should be reviewed in full before placing any order.Accu-Guard® IILead-Free SMD Thin-Film FuseTDS-FUSE-0001 ¦ Rev 20.1 1 10 100 Current, Amp Pre -Arc Time, sec 10 -2 10 -1 10 -3 1 10 10 -6 10 -5 10 -4 2.0 A 1.5 A 1.0 A 0.5 A 0.25 A 0.75 A FUSE TIME – CURRENT CHARACTERISTICS FOR TYPE F0402E (TYPICAL) – accu-guard series lga/smd thin-film fuse –The Important Information/Disclaimer is incorporated in the catalog where these specifications came from or available online at www.kyocera-avx.com/disclaimer/ by reference and should be reviewed in full before placing any order.Accu-Guard® IILead-Free SMD Thin-Film FuseTDS-FUSE-0001 ¦ Rev 210010110-110-210-310-410-510-60 10 20 30 40 50 60 Current, Amp P re-Arc I 2t, A 2sec 2.0 A 1.5 A 1.0 A 0.5 A 0.2 5 A 0.7 5 A FUSE PRE-ARC JOULE INTEGRALS VS CURRENT FOR TYPE F0402E (TYPICAL) – accu-guard series lga/smd thin-film fuse –The Important Information/Disclaimer is incorporated in the catalog where these specifications came from or available online at www.kyocera-avx.com/disclaimer/ by reference and should be reviewed in full before placing any order.Accu-Guard® IILead-Free SMD Thin-Film FuseTDS-FUSE-0001 ¦ Rev 2 0 100 0 Pre -Arc Time, sec Pre -Arc I2t, A2sec 10 -2 10 -1 10 -3 1 100 10 -6 10 -5 10 -4 10 10 -6 10 -5 10 -4 10 -3 10 -2 10-1 1 10 2.0 A 1.5 A 1.0 A 0.5 A 0.25 A 0.75 A FUSE PRE-ARC JOULE INTEGRALS VS PRE-ARC TIME FOR TYPE F0402E (TYPICAL) – accu-guard series lga/smd thin-film fuse –The Important Information/Disclaimer is incorporated in the catalog where these specifications came from or available online at www.kyocera-avx.com/disclaimer/ by reference and should be reviewed in full before placing any order.Accu-Guard® IILead-Free SMD Thin-Film FuseTDS-FUSE-0001 ¦ Rev 210110-110-210-310-410-510-60.1110100Current, Amp P re-Arc Time, sec 2.0 A 2.5 A 3.0 A 1.5 A 1.75 A1.0 A 0.5 A 0.7 5 A 0.375 A 0.2 5 A 1.25 AFUSE TIME – CURRENT CHARACTERISTICS FOR TYPE F0603E (TYPICAL) – accu-guard series lga/smd thin-film fuse –The Important Information/Disclaimer is incorporated in the catalog where these specifications came from or available online at www.kyocera-avx.com/disclaimer/ by reference and should be reviewed in full before placing any order.Accu-Guard® IILead-Free SMD Thin-Film FuseTDS-FUSE-0001 ¦ Rev 20102030405060Current, AmpPre-Arc I2t, A2sec10010110-110-210-310-410-510-6 3.0A2.5A2.0A1.75A1.5A1.25A1.0A0.75A0.5A0.375A0.25AFUSE PRE-ARC JOULE INTEGRALS VS CURRENT FOR TYPE F0603E (TYPICAL) – accu-guard series lga/smd thin-film fuse –The Important Information/Disclaimer is incorporated in the catalog where these specifications came from or available online at www.kyocera-avx.com/disclaimer/ by reference and should be reviewed in full before placing any order.Accu-Guard® IILead-Free SMD Thin-Film FuseTDS-FUSE-0001 ¦ Rev 2Pre -Arc Time, sec Pre -Arc I2t, A2sec 10 -2 10 -1 10 -3 110010-6 10 -5 10 -4 1010 -6 10 -5 10 -4 10 -3 10 -2 10-1 110 3.0A2.5A2.0A1.75A1.5A1.25A1.0A0.75A0.5A0.375A0.25AFUSE PRE-ARC JOULE INTEGRALS VS PRE-ARC TIME FOR TYPE F0603E (TYPICAL) – accu-guard series lga/smd thin-film fuse –The Important Information/Disclaimer is incorporated in the catalog where these specifications came from or available online at www.kyocera-avx.com/disclaimer/ by reference and should be reviewed in full before placing any order.TDS-FUSE-0001 ¦ Rev 2Accu-Guard® IISMD Thin-Film Fuse0.15A0.25A0.375A0.50A0.75A1.00A1.25A1.5A1.75A2.0A2.5A3.0A10-11100.1110Current, AmpPre-Arc Time, Seconds10010-210-310-410-510-6FUSE TIME - CURRENT CHARACTERISTICS FOR TYPES F0805B AND F1206B (TYPICAL) – accu-guard series lga/smd thin-film fuse –The Important Information/Disclaimer is incorporated in the catalog where these specifications came from or available online at www.kyocera-avx.com/disclaimer/ by reference and should be reviewed in full before placing any order.TDS-FUSE-0001 ¦ Rev 2Accu-Guard® IISMD Thin-Film Fuse10-1110100Pre-Arc I2t, A2secCurrent, Amp10-210-310-410-510-650403020100603.00A2.50A2.00A1.50A1.25A1.00A0.75A0.50A0.25A0.15AFUSE PRE-ARC JOULE INTEGRALS VS. CURRENT TIME FOR TYPES F0805B AND F1206B (TYPICAL) – accu-guard series lga/smd thin-film fuse –The Important Information/Disclaimer is incorporated in the catalog where these specifications came from or available online at www.kyocera-avx.com/disclaimer/ by reference and should be reviewed in full before placing any order.TDS-FUSE-0001 ¦ Rev 2Accu-Guard® IISMD Thin-Film Fuse10-1110100Pre-Arc I2t, A2secPre-Arc Time, Seconds10-210-310-410-510-610-710-610-510-410-310-210-11103.00A2.50A2.00A1.50A1.25A1.00A0.75A0.50A0.25A0.15AFUSE PRE-ARC JOULE INTEGRALS VS. PRE-ARC TIME FOR TYPES F0805B AND F1206B (TYPICAL) – accu-guard series lga/smd thin-film fuse –The Important Information/Disclaimer is incorporated in the catalog where these specifications came from or available online at www.kyocera-avx.com/disclaimer/ by reference and should be reviewed in full before placing any order.TDS-FUSE-0001 ¦ Rev 2Accu-Guard® IISMD Thin-Film Fuse10-1110110Current, AmpPre-Arc Time, Seconds10010-210-310-410-54.0A5.0AFUSE TIME - CURRENT CHARACTERISTICS FOR TYPE F0612D (TYPICAL)**Not recommended for new designs, please contact factory – accu-guard series lga/smd thin-film fuse –The Important Information/Disclaimer is incorporated in the catalog where these specifications came from or available online at www.kyocera-avx.com/disclaimer/ by reference and should be reviewed in full before placing any order.Accu-Guard® IISMD Thin-Film FuseTDS-FUSE-0001 ¦ Rev 210-11101001000Pre-Arc I2t, A2secPre-Arc Time, Seconds10-210-310-410-511010-610-510-410-310-210-15.00A4.00AFUSE PRE-ARC JOULE INTEGRALS VS. PRE-ARC TIME FOR TYPE F0612D (TYPICAL)**Not recommended for new designs, please contact factory – accu-guard series lga/smd thin-film fuse –The Important Information/Disclaimer is incorporated in the catalog where these specifications came from or available online at www.kyocera-avx.com/disclaimer/ by reference and should be reviewed in full before placing any order.Accu-Guard® IISMD Thin-Film FuseTDS-FUSE-0001 ¦ Rev 210-11101001000Pre-Arc i2t, A2secCurrent, Amp10-210-310-410-550403020100605.00A4.00AFUSE PRE-ARC JOULE INTEGRALS VS. CURRENT FOR TYPE F0612D (TYPICAL)*Not recommended for new designs, please contact factory – accu-guard series lga/smd thin-film fuse –The Important Information/Disclaimer is incorporated in the catalog where these specifications came from or available online at www.kyocera-avx.com/disclaimer/ by reference and should be reviewed in full before placing any order.
https://datasheets.kyocera-avx.com/AccuGuardLC_0402.pdf | fuses | 1Accu-Guard® IntroductionTDS-FUSE-0002 ¦ Rev 7ACCU–GUARD® TECHNOLOGYAPPLICATIONSFor RoHS compliant products, please select correct termination style.APPROVAL FILE NUMBERSFEATURESThe Accu-Guard® series of fuses is based on thin-film techniques. This technology provides a level of control on the component electrical and physical characteristics that is generally not possible with standard fuse technologies. This has allowed KYOCERA AVX to offer a series of devices which are designed for modern surface mount circuit boards which require protection.• Two-Way Radios• Home Appliances• Battery Management Systems• Battery Chargers• Rechargeable Battery Packs• Computers• Hard Disk Drives• PDA’s• LCD Screens• SCSI Interface• Digital Cameras• Video Cameras• UL, cUL: RCD#E143842• Accurate current rating• Fast acting• Small-standard 0402, 0805, 1206 and 0612 chip sizes• Taped and reeled• Completely compatible with all soldering systems used for SMT• Lead Free Series (F0201G, F0402G, F0603G, F0402E, F0603E, F0805B, F1206B)DIMENSIONS mm (inches)HOW TO ORDERF0402E and F0603EF0201G, F0402G, F0603GRated CurrentCurrent expressed in Amps. Letter R de-notes decimal point e.g. 0.20A=0R20 1.75A=1R750R20Fuse SpeedF = FastFS = Nickel/Lead-Free Solder coated (Sn 100), SMDW = Nickel/solder coated (Sn 63, Pb 37) Solder Coated (Sn100)N = Nickel/Lead-Free Solder Coated (Sn100), LGATerminationWTR = Tape and reelPackagingTRProduct FuseFSizeSee table for standard sizes0603B= Accu-Guard® IIE= Accu-Guard® II 0402, 0603G= Accu-Guard® II Low Current 0201, 0402, 0603Fuse VersionALTB1WB2BTLW LTSWABHF0201GF0402GF0603GF0402EF0603EF0805BF1206BL0.60 ± 0.05(0.023 ± 0.002)1.00±0.05 (0.039±0.002)1.60±0.10(0.063±0.004)1.00±0.10(0.039±0.004)1.60±0.10(0.063±0.004)2.10±0.20(0.083±0.008)3.10±0.20(0.122±0.008)W0.325 ± 0.05(0.0128 ± 0.002)0.58 ±0.04(0.023±0.002)0.81±0.10(0.032±0.004)0.55±0.07(0.022±0.003)0.81±0.10(0.032±0.004)1.27±0.10(0.050±0.004)1.60±0.10(0.063±0.004)T0.225 ± 0.05(0.009 ± 0.002)0.35±0.05(0.014±0.002)0.61±0.10(0.024±0.004)0.40±0.10(0.016±0.004)0.63±0.10(0.025±0.004)0.90±0.2(0.035±0.008)1.20±0.20(0.047±0.008)B0.275 ± 0.025(0.011 ± 0.001)0.48±0.05(0.019±0.002)0.71±0.05(0.028±0.002)0.20±0.10(0.008±0.004)0.35±0.15(0.014±0.006)0.30±0.15(0.012±0.006)0.43±0.25(0.017±0.010)A0.10 ± 0.025(0.004 ± 0.001)0.20±0.05(0.008±0.002)0.28±0.05(0.011±0.002)S, H0.025 ± 0.025(0.001 ± 0.001)0.05±0.05(0.002±0.002)0.05±0.05(0.002±0.002)F0805B and F1206B – accu-guard series lga/smd thin-film fuse –The Important Information/Disclaimer is incorporated in the catalog where these specifications came from or available online at www.kyocera-avx.com/disclaimer/ by reference and should be reviewed in full before placing any order.2Accu-Guard® II Low CurrentLGA Miniature 0201, 0402 and 0603 Size Thin-Film FusesTDS-FUSE-0002 ¦ Rev 7ENVIRONMENTAL CHARACTERISTICSRECOMMENDED PAD LAYOUT mm (inches)ELECTRICAL SPECIFICATIONSThe new Accu-Guard® series of fuses is based on thin-film technology which allows precise control of the component electrical and physical characteristics that is not possible with standard fuse technologies. The Accu-Guard Low Current series encompasses the lowest current ratings in compact 0402 and 0603 packages and features LGA terminations.Operating temperature: -55°C to +125°CCurrent carrying capacity: -55°C to -11°C 107% of rating -10°C to +60°C 100% of rating +61°C to +100°C 85% of rating +101°C to +125°C 80% of ratingRated voltage: 32V (0201), 63V (F0603G), 32V (F0402G)Post-fusing resistance: >1MΩInterrupt rating: 50A Termination: Nickel/SolderF0402GF0201GF0603G0.55(0.022)1.15 (0.045)0.31 (0.012) 0.85 (0.033)2.4 (0.095)1.1(0.043)Part NumberCurrent Rating AResistance @0.1 x I rated Ω (max.)Voltage Drop @ I rated mV (max.)Fusing Current (within 5 sec) APre-Arc I2t @10x I rated A2-sec (typ)Color CodeF0201G0R02FNTR / F0402G0R02FNTR / F0603G0R02FNTR0.0287.52900.0706 x 10-7GreenF0201G0R03FNTR / F0402G0R03FNTR / F0603G0R03FNTR0.03754.82300.0948 x 10-7RedF0201G0R05FNTR / F0402G0R05FNTR / F0603G0R05FNTR0.0503.42500.1252 x 10-6BlueF0201G0R06FNTR / F0402G0R06FNTR / F0603G0R06FNTR0.0622.52800.1552 x 10-6YellowF0201G0R07FNTR / F0402G0R07FNTR / F0603G0R07FNTR0.0752.02800.1884 x 10-6BrownF0201G0R10FNTR / F0402G0R10FNTR / F0603G0R10FNTR0.1002.43000.2507 x 10-6RedF0201G0R12FNTR / F0402G0R12FNTR / F0603G0R12FNTR0.1251.62500.3121 x 10-5WhiteF0201G0R15FNTR / F0402G0R15FNTR / F0603G0R15FNTR0.1501.22200.3752 x 10-5GreenF0201G0R20FNTR* / F0402G0R20FNTR / F0603G0R20FNTR0.2000.82100.5004 x 10-5PinkF0402G0R25FNTR / F0603G0R25FNTR0.250.551800.6252 x 10-4BlueF0402G0R37FNTR / F0603G0R37FNTR0.3750.301500.9383 x 10-4RedF0402G0R50FNTR / F0603G0R50FNTR0.50.201401.257 x 10-4GreenTestConditionsRequiredSolderabilityComponents completely immersed in a solder bath at 245 ±5°C for 3 secs.Total area of imperfections in solder coatup to 5% of the land suface areaLeach ResistanceComponents completely immersed in a solder bath at 255 ±5°C for 60 secs.Dissolution of termination ≤ 15% of the land surface areaStorage12 months minimum with components stored in “as received” packaging.Good solderabilityShearComponents mounted to a substrate. Increasing shearing force applied paralled to the sufstrate till destruction.Destruction force: • 5N for 0402 and 0603 size• 2N for 0201 sizeTemperature CyclingComponents mounted to a flexible substrate (e.g. FR – 4). 1000 cycles -55ºC to +125ºC.No Visible damage ∆R/R<10%BendTested as shown in diagram45mm45mm3 mmDeflectionNo visible damage ∆R/R<10%*Blue Color Code – accu-guard series lga/smd thin-film fuse –The Important Information/Disclaimer is incorporated in the catalog where these specifications came from or available online at www.kyocera-avx.com/disclaimer/ by reference and should be reviewed in full before placing any order.3Accu-Guard® II Low CurrentLGA Miniature 0201, 0402 and 0603 Size Thin-Film FusesTDS-FUSE-0002 ¦ Rev 7FUSE TIME–CURRENT CHARACTERISTICS – accu-guard series lga/smd thin-film fuse –The Important Information/Disclaimer is incorporated in the catalog where these specifications came from or available online at www.kyocera-avx.com/disclaimer/ by reference and should be reviewed in full before placing any order.4Accu-Guard® II Low CurrentLGA Miniature 0201, 0402 and 0603 Size Thin-Film FusesTDS-FUSE-0002 ¦ Rev 7FUSE PRE–ARC JOULE INTEGRALS VS CURRENT – accu-guard series lga/smd thin-film fuse –The Important Information/Disclaimer is incorporated in the catalog where these specifications came from or available online at www.kyocera-avx.com/disclaimer/ by reference and should be reviewed in full before placing any order.5Accu-Guard® II Low CurrentLGA Miniature 0201, 0402 and 0603 Size Thin-Film FusesTDS-FUSE-0002 ¦ Rev 7FUSE PRE–ARC JOULE INTEGRALS VS PRE–ARC TIME – accu-guard series lga/smd thin-film fuse –The Important Information/Disclaimer is incorporated in the catalog where these specifications came from or available online at www.kyocera-avx.com/disclaimer/ by reference and should be reviewed in full before placing any order.
https://www.littelfuse.com/media?resourcetype=datasheets&itemid=fa879bdf-e528-428e-bf24-ff917a92d7c1&filename=working-littelfuse-fuse-370-datasheet | fuses | %PDF-1.7%âãÏÓ68 0 obj< >endobj xref68 1200000000016 00000 n0000003313 00000 n0000003440 00000 n0000005447 00000 n0000005486 00000 n0000005624 00000 n0000005762 00000 n0000005900 00000 n0000006462 00000 n0000006978 00000 n0000007387 00000 n0000008042 00000 n0000008675 00000 n0000009303 00000 n0000009879 00000 n0000009969 00000 n0000010455 00000 n0000010491 00000 n0000010535 00000 n0000010970 00000 n0000011389 00000 n0000011502 00000 n0000011613 00000 n0000011727 00000 n0000011810 00000 n0000012279 00000 n0000012693 00000 n0000014604 00000 n0000016818 00000 n0000016949 00000 n0000017140 00000 n0000019234 00000 n0000019489 00000 n0000021466 00000 n0000023488 00000 n0000023758 00000 n0000023950 00000 n0000026301 00000 n0000026473 00000 n0000028690 00000 n0000029550 00000 n0000030077 00000 n0000030340 00000 n0000032894 00000 n0000033773 00000 n0000038834 00000 n0000041898 00000 n0000046882 00000 n0000050776 00000 n0000051290 00000 n0000051394 00000 n0000054259 00000 n0000054581 00000 n0000054946 00000 n0000055279 00000 n0000055570 00000 n0000056976 00000 n0000059625 00000 n0000059964 00000 n0000060331 00000 n0000060710 00000 n0000061207 00000 n0000061259 00000 n0000061644 00000 n0000062029 00000 n0000063946 00000 n0000063992 00000 n0000064062 00000 n0000064146 00000 n0000074579 00000 n0000074842 00000 n0000075005 00000 n0000075032 00000 n0000075333 00000 n0000076248 00000 n0000076514 00000 n0000077119 00000 n0000077372 00000 n0000098362 00000 n0000098401 00000 n0000118185 00000 n0000118224 00000 n0000119193 00000 n0000119232 00000 n0000147259 00000 n0000147298 00000 n0000148662 00000 n0000148701 00000 n0000169691 00000 n0000169730 00000 n0000193103 00000 n0000193142 00000 n0000221169 00000 n0000221208 00000 n0000222161 00000 n0000222200 00000 n0000223564 00000 n0000223603 00000 n0000224572 00000 n0000224611 00000 n0000249512 00000 n0000249551 00000 n0000257705 00000 n0000257744 00000 n0000277528 00000 n0000277567 00000 n0000278520 00000 n0000278559 00000 n0000393195 00000 n0000507831 00000 n0000538555 00000 n0000615936 00000 n0000616321 00000 n0000616706 00000 n0000618932 00000 n0000619196 00000 n0000619350 00000 n0000619503 00000 n0000619664 00000 n0000002696 00000 ntrailer< ]/Prev 899718>>startxref0%%EOF 187 0 obj< >streamhŞb``e`àfg`g`Ôèga@6�Ío6];ŸãÀ@:ààcåec¬¬Ğ«åâ¬VPä)ç®á­RWS54261µ7·°´Ò·±µÓ5ĞÒ´ÖÑ6ãäéáêiæ`ç`åâmª¨¬­¯klliĞSSê1é1´××5ĞÖÒ1ƒÛÇ¤š^Ş�aFAHK+¯À�b``vqMK‡KÁ¦:¼�j@ºˆÛÀ"Ò‚Ì÷˜x°}`®àˆa¾ÄXÇhÅ0½Á[A)€ñ»ƒƒ Ã†$®¬L;0—063¯cR:ÀËÀåà0ƒy¿ûi†ÊMG¥N—^æoXŞ7\e*uØ{aÖ›æs¾¬İ�´„8D{Dj-V1D0X`œÀmÀ:ƒïƒ0ƒhŸ«È¾,À˜aRa®`(o˜Ğ ã*gÀ�h²…A‚y›tcCğ†D÷‰h#¨€å†‘'^Œ�¿?@µÌc`ËSşM½nfaë¦3ÓÊäğàH`øÁÂ¦†Q˜A¶¡ÍÁ¦§kÇ†Œ¡›”ˆ6È9pÏà,Á–ìxç_4ˆÃâL\ÀÁTÆüş�´*^U ÄÎ¼ÛS¡ü/��¼endstreamendobj69 0 obj< >>>endobj70 0 obj< /LastModified /NumberOfPageItemsInPage 6/NumberofPages 1/OriginalDocumentID /PageItemUIDToLocationDataMap< >/PageTransformationMatrixList< >/PageUIDList< >/PageWidthList< >>>>>/Resources< >/ExtGState< >/Font< >/ProcSet[/PDF/Text/ImageC/ImageI]/Properties< >/XObject< >>>/Rotate 0/Tabs/W/Thumb 62 0 R/TrimBox[0.0 0.0 612.0 792.0]/Type/Page>>endobj71 0 obj[72 0 R 73 0 R 74 0 R]endobj72 0 obj< >/Border[0 0 0]/H/N/Rect[73.5141 463.653 111.034 397.955]/Subtype/Link/Type/Annot>>endobj73 0 obj< >/Border[0 0 0]/H/N/Rect[151.868 462.242 201.051 397.955]/Subtype/Link/Type/Annot>>endobj74 0 obj< >/Border[0 0 0]/H/N/Rect[237.658 463.653 283.631 397.955]/Subtype/Link/Type/Annot>>endobj75 0 obj< >streamH‰\“Í�›0…÷~/g#\_g$„”If¤,ú£¦}NŠÔrÈ"o_N4•ŠDøöá¦ÁÎ¶ûİ~èg›}�c{³=õCÃu¼Å6Øc8÷ƒÉÛõíü¸[~ÛK3™,M>Ü¯s¸ì‡ÓhªÊf?ÒÃëïöiÓ�Çğl²o±±Îöé×öğl³Ãmšş„Kf»²um»pJA_šéks6[¦½ì»ô¼Ÿï/iÎ¿?ïS°ÅrŸ³L;vá:5mˆÍp¦Z¥£¶ÕG:j†î¿çnÍiÇSû»‰¦Ê?ÒàÕJ5�¯µ©ŠÕrŸ.‰Ù�•¬à5y~%/swäø�ü�¸df‰Ì2'çà‚\€Kræ{K¼·ôdŞ�7‰…9‚a� G˜#È!˜™‚L¡‹ÀEè"pº\dKŞ‚é%ğz¼„ÿ]º˜ÊÑÑÁÑ±›C7Çnİ»9tsìæĞÍ±�CG__e�"G™£ÈQæ(r”9Š¥£ÂQõñ]ÁÌÔ%“¾_¥ïòİõ�ü¦»Â]é®pWº+Üõ±nàîéîáîÙÓ£§gO���==zzöôèéÙÓ£§gO���==zzöôè¹ã˜tÁâ~¬b,ó´íçjo1¦í³lÙeß`ÇôCøÜÕÓ8Ù4§ù+Àù…õØendstreamendobj76 0 obj< >endobj77 0 obj< >endobj78 0 obj< >endobj79 0 obj< >endobj80 0 obj< >streamH‰\ÔİŠ£@à{Ÿ¢/g.»ºj$�ŸäbØì>€ÑNVØ¨s‘·ß>�aVH<¢]¦]Ú�o»C×N.ÿ>öõ1NîÜvÍoı}¬£;ÅKÛeËÂ5m=}\Íÿõµ²<>>nS¼ºsŸ•¥Ë¤›·i¦¸§uÓŸâs–›8¶İÅ=ıÚŸ]~¼ÃŸx�İänµrM<§B_ªáku�.Ÿ‡½št¿�/iÌ¿'~>†èŠùzILİ7ñ6Tu«î³r‘�•+÷éXe±kş»o�ÃNçúw5fårŸ.•UV¸X¤SÊ�9 +³"¿2¿"¿1¿!¯™×Èæò–y‹¼cŞ!¿3¿#ï™¸ô4xü’y‰\0È�Ù#3ü�f³§ÙÃì�Ù�é÷ğ{ú=ü�~¿§ßÃ/ô (ç®˜»rîŠ¹+ç®˜»rîŠ¹+¿%Å·dìƒ¡F³Ál4ÌF³Ál4ÌF³Ál4ÌF³Ál4ÌF³Ál¦w†w·¦mÛ†�<>“NX¤«Ë5í*îs/¨ïã˜¶�yë™×?V~ÛÅÏİiè—Fá—ı`“¢yendstreamendobj81 0 obj< >endobj82 0 obj< >endobj83 0 obj< >endobj84 0 obj[/ICCBased 124 0 R]endobj85 0 obj[/Indexed 84 0 R 0 129 0 R]endobj86 0 obj< >streamH‰\’ÛŠƒ0†ïó¹l/ŠÖjÒ‚Å¶àÅXwÀ&cWXcˆöÂ·ß§taš/‡ùçO&QY�*×M2zƒ©a’mçl€q¸ò·Î‰m"mg¦Çhù›¾ñ"Âàz'è+×"Ïeô�‹ãf¹:Úák½¡s7¹ú*ëµŒê»÷?Ğƒ›d,‹BZhQè¥ñ¯M2ZÂ6•Åõnš7ó·ãsö “e¼e3f°0úÆ@hÜDc+d~ÁVpößzrà°kk¾› ò„6Ç1vÈæñ‰ùD¦f>#ï¶c‡œ0'Ä;æñ‘ùˆœòş”ö§)sJ¼gŞ³~JúûÉÈOÆúég¬Ÿ‘¾bMEšŠçÕ2ÏúŠôUÆœó¹�K•Ì%1ŸQÑ{PäA]˜ñsÍ~4ùÑìG“Íy5åÕœWS^Íy±£ËÜ2•_‹¦ÖØÜCÀò.Oj©+U´sğ¦u~ğ£è¿ı@±endstreamendobj87 0 obj< >endobj88 0 obj< >endobj89 0 obj< >endobj90 0 obj< >endobj91 0 obj< >endobj92 0 obj< >streamH‰\’ËjÃ0E÷ú-ÛEñ{Ô€1„4�,ú i?À±'©¡‘�â,ò÷�Ñ-Ô`ëÍHÇ£IVÛ§­f›¼…±ÛñlƒïŸÇKèØîù8x“å¶ºù6‹ßîÔN&‘äİõ<óië£©k›¼ËâyW{·ìÇ=ß›ä5ô´wŸ«İ½Mv—iúæûÙ¦¶ilÏÙè¹�^ÚÛ$¦=l{YæëƒäüE¦\'¶yœg�éÆ�ÏSÛqhı‘M�ÊÓØz#OcØ÷ÿÖBÚşĞ}µÁÔÙF‚Ó”HŞEcê<�s„Wà•ò¼VF�¦._h¦‘ƒsåX÷,–à¥pYF–AØ��2âK�/qn©çVØ³Ò=«\SïL1¤1„Š18‹ô,ªÀ•2İşY¤ô~T†O¬ÁŸÔŸàFêF¨iMèVG­‰CMœÖÄÁÍ©›ƒ›S77§nnNİÜœº9¸9u[ÂG½ÔÛíéõJÚßŞé.!HÛÄV�ı¢�2xşíæiœ¬dék~*6Â˜endstreamendobj93 0 obj< >endobj94 0 obj< >streamH‰ÔWËn\7İ÷Wp)EVñ9;ENŒ±1�Ì"”vÛV`½åùû9U$¯îmÙrkÛ¸ğiÖãÔƒdñfuøòÄ™÷w+gN9üñÂ™W«7«ïOW‡ÇXXß§ÍİúRd½È�úÿ9ãÍé»UÒÕd¢K–È³áh)&sz±Úû�¢7äˆÌ/ç÷÷›�ï>İm¾3?]®íşéŸ«O–œ7Ş’9}»Ú;¹Ş¬Ïwœ×g÷çW—wæìvcî>ıñçf}oî¯ÌúÃÙåû�ù¦~ÿáêÓ½¹¼º?_oÔ,1G±ÄÌjë×Í_çw›·ÿ2/_Xãê!á‰¨P÷�zQêÅ° @µØ\”¹ÑNW7HËûíù–¢›UJ6oB­Ğ‹ˆ4Wã#s»YıÇ\Bl¨·õRjeõìS°ì(çL¦™"@˜€±õÅêğ§Q“7­$Ç'¢m#{¦™Œ99~½6ŸM0¯Ìä."ªø@.D¨�H‰—v´ÂHµô8ë��Ï¦*[ÄÅÙVaÅÉ[³dê·½£}rfï½~7—ë¿ÍÑõõí><ï]éoí¦Ï>Şíÿ÷ôgÉ©³…3\–@ú-Ísh².g½‘QÎ"L½‹ÇªG™ËX&?W?-„íêX}wÕ#[Ñ ø=¸ã°tG¶¦…Ç.ğàqHLN»Äät¼S®XP^Xï«“õ¶<™îËÃt[…UJX¨OĞ_§=$Ñóhz*+Càó]âY‘­çGË’ô¬w½iIšö«º7Ìv°dA¾(íG4ğ›™tsíÒ“â_è #êm�¢�ÑrzVÔÛNvˆzW'5d‰Ÿõ¶ÆQc¿÷¬¨·�ìõ®NfgÈ3¢ŞÖØ!jª6¦¼E(–§vé¶
https://www.littelfuse.com/media?resourcetype=datasheets&itemid=fa879bdf-e528-428e-bf24-ff917a92d7c1&filename=working-littelfuse-fuse-370-datasheet | fuses | %PDF-1.7%âãÏÓ68 0 obj< >endobj xref68 1200000000016 00000 n0000003313 00000 n0000003440 00000 n0000005447 00000 n0000005486 00000 n0000005624 00000 n0000005762 00000 n0000005900 00000 n0000006462 00000 n0000006978 00000 n0000007387 00000 n0000008042 00000 n0000008675 00000 n0000009303 00000 n0000009879 00000 n0000009969 00000 n0000010455 00000 n0000010491 00000 n0000010535 00000 n0000010970 00000 n0000011389 00000 n0000011502 00000 n0000011613 00000 n0000011727 00000 n0000011810 00000 n0000012279 00000 n0000012693 00000 n0000014604 00000 n0000016818 00000 n0000016949 00000 n0000017140 00000 n0000019234 00000 n0000019489 00000 n0000021466 00000 n0000023488 00000 n0000023758 00000 n0000023950 00000 n0000026301 00000 n0000026473 00000 n0000028690 00000 n0000029550 00000 n0000030077 00000 n0000030340 00000 n0000032894 00000 n0000033773 00000 n0000038834 00000 n0000041898 00000 n0000046882 00000 n0000050776 00000 n0000051290 00000 n0000051394 00000 n0000054259 00000 n0000054581 00000 n0000054946 00000 n0000055279 00000 n0000055570 00000 n0000056976 00000 n0000059625 00000 n0000059964 00000 n0000060331 00000 n0000060710 00000 n0000061207 00000 n0000061259 00000 n0000061644 00000 n0000062029 00000 n0000063946 00000 n0000063992 00000 n0000064062 00000 n0000064146 00000 n0000074579 00000 n0000074842 00000 n0000075005 00000 n0000075032 00000 n0000075333 00000 n0000076248 00000 n0000076514 00000 n0000077119 00000 n0000077372 00000 n0000098362 00000 n0000098401 00000 n0000118185 00000 n0000118224 00000 n0000119193 00000 n0000119232 00000 n0000147259 00000 n0000147298 00000 n0000148662 00000 n0000148701 00000 n0000169691 00000 n0000169730 00000 n0000193103 00000 n0000193142 00000 n0000221169 00000 n0000221208 00000 n0000222161 00000 n0000222200 00000 n0000223564 00000 n0000223603 00000 n0000224572 00000 n0000224611 00000 n0000249512 00000 n0000249551 00000 n0000257705 00000 n0000257744 00000 n0000277528 00000 n0000277567 00000 n0000278520 00000 n0000278559 00000 n0000393195 00000 n0000507831 00000 n0000538555 00000 n0000615936 00000 n0000616321 00000 n0000616706 00000 n0000618932 00000 n0000619196 00000 n0000619350 00000 n0000619503 00000 n0000619664 00000 n0000002696 00000 ntrailer< ]/Prev 899718>>startxref0%%EOF 187 0 obj< >streamhŞb``e`àfg`g`Ôèga@6�Ío6];ŸãÀ@:ààcåec¬¬Ğ«åâ¬VPä)ç®á­RWS54261µ7·°´Ò·±µÓ5ĞÒ´ÖÑ6ãäéáêiæ`ç`åâmª¨¬­¯klliĞSSê1é1´××5ĞÖÒ1ƒÛÇ¤š^Ş�aFAHK+¯À�b``vqMK‡KÁ¦:¼�j@ºˆÛÀ"Ò‚Ì÷˜x°}`®àˆa¾ÄXÇhÅ0½Á[A)€ñ»ƒƒ Ã†$®¬L;0—063¯cR:ÀËÀåà0ƒy¿ûi†ÊMG¥N—^æoXŞ7\e*uØ{aÖ›æs¾¬İ�´„8D{Dj-V1D0X`œÀmÀ:ƒïƒ0ƒhŸ«È¾,À˜aRa®`(o˜Ğ ã*gÀ�h²…A‚y›tcCğ†D÷‰h#¨€å†‘'^Œ�¿?@µÌc`ËSşM½nfaë¦3ÓÊäğàH`øÁÂ¦†Q˜A¶¡ÍÁ¦§kÇ†Œ¡›”ˆ6È9pÏà,Á–ìxç_4ˆÃâL\ÀÁTÆüş�´*^U ÄÎ¼ÛS¡ü/��¼endstreamendobj69 0 obj< >>>endobj70 0 obj< /LastModified /NumberOfPageItemsInPage 6/NumberofPages 1/OriginalDocumentID /PageItemUIDToLocationDataMap< >/PageTransformationMatrixList< >/PageUIDList< >/PageWidthList< >>>>>/Resources< >/ExtGState< >/Font< >/ProcSet[/PDF/Text/ImageC/ImageI]/Properties< >/XObject< >>>/Rotate 0/Tabs/W/Thumb 62 0 R/TrimBox[0.0 0.0 612.0 792.0]/Type/Page>>endobj71 0 obj[72 0 R 73 0 R 74 0 R]endobj72 0 obj< >/Border[0 0 0]/H/N/Rect[73.5141 463.653 111.034 397.955]/Subtype/Link/Type/Annot>>endobj73 0 obj< >/Border[0 0 0]/H/N/Rect[151.868 462.242 201.051 397.955]/Subtype/Link/Type/Annot>>endobj74 0 obj< >/Border[0 0 0]/H/N/Rect[237.658 463.653 283.631 397.955]/Subtype/Link/Type/Annot>>endobj75 0 obj< >streamH‰\“Í�›0…÷~/g#\_g$„”If¤,ú£¦}NŠÔrÈ"o_N4•ŠDøöá¦ÁÎ¶ûİ~èg›}�c{³=õCÃu¼Å6Øc8÷ƒÉÛõíü¸[~ÛK3™,M>Ü¯s¸ì‡ÓhªÊf?ÒÃëïöiÓ�Çğl²o±±Îöé×öğl³Ãmšş„Kf»²um»pJA_šéks6[¦½ì»ô¼Ÿï/iÎ¿?ïS°ÅrŸ³L;vá:5mˆÍp¦Z¥£¶ÕG:j†î¿çnÍiÇSû»‰¦Ê?ÒàÕJ5�¯µ©ŠÕrŸ.‰Ù�•¬à5y~%/swäø�ü�¸df‰Ì2'çà‚\€Kræ{K¼·ôdŞ�7‰…9‚a� G˜#È!˜™‚L¡‹ÀEè"pº\dKŞ‚é%ğz¼„ÿ]º˜ÊÑÑÁÑ±›C7Çnİ»9tsìæĞÍ±�CG__e�"G™£ÈQæ(r”9Š¥£ÂQõñ]ÁÌÔ%“¾_¥ïòİõ�ü¦»Â]é®pWº+Üõ±nàîéîáîÙÓ£§gO���==zzöôèéÙÓ£§gO���==zzöôè¹ã˜tÁâ~¬b,ó´íçjo1¦í³lÙeß`ÇôCøÜÕÓ8Ù4§ù+Àù…õØendstreamendobj76 0 obj< >endobj77 0 obj< >endobj78 0 obj< >endobj79 0 obj< >endobj80 0 obj< >streamH‰\ÔİŠ£@à{Ÿ¢/g.»ºj$�Ÿ
https://www.littelfuse.com/media?resourcetype=datasheets&itemid=fa879bdf-e528-428e-bf24-ff917a92d7c1&filename=working-littelfuse-fuse-370-datasheet | fuses | %PDF-1.7%âãÏÓ68 0 obj< >endobj xref68 1200000000016 00000 n0000003313 00000 n0000003440 00000 n0000005447 00000 n0000005486 00000 n0000005624 00000 n0000005762 00000 n0000005900 00000 n0000006462 00000 n0000006978 00000 n0000007387 00000 n0000008042 00000 n0000008675 00000 n0000009303 00000 n0000009879 00000 n0000009969 00000 n0000010455 00000 n0000010491 00000 n0000010535 00000 n0000010970 00000 n0000011389 00000 n0000011502 00000 n0000011613 00000 n0000011727 00000 n0000011810 00000 n0000012279 00000 n0000012693 00000 n0000014604 00000 n0000016818 00000 n0000016949 00000 n0000017140 00000 n0000019234 00000 n0000019489 00000 n0000021466 00000 n0000023488 00000 n0000023758 00000 n0000023950 00000 n0000026301 00000 n0000026473 00000 n0000028690 00000 n0000029550 00000 n0000030077 00000 n0000030340 00000 n0000032894 00000 n0000033773 00000 n0000038834 00000 n0000041898 00000 n0000046882 00000 n0000050776 00000 n0000051290 00000 n0000051394 00000 n0000054259 00000 n0000054581 00000 n0000054946 00000 n0000055279 00000 n0000055570 00000 n0000056976 00000 n0000059625 00000 n0000059964 00000 n0000060331 00000 n0000060710 00000 n0000061207 00000 n0000061259 00000 n0000061644 00000 n0000062029 00000 n0000063946 00000 n0000063992 00000 n0000064062 00000 n0000064146 00000 n0000074579 00000 n0000074842 00000 n0000075005 00000 n0000075032 00000 n0000075333 00000 n0000076248 00000 n0000076514 00000 n0000077119 00000 n0000077372 00000 n0000098362 00000 n0000098401 00000 n0000118185 00000 n0000118224 00000 n0000119193 00000 n0000119232 00000 n0000147259 00000 n0000147298 00000 n0000148662 00000 n0000148701 00000 n0000169691 00000 n0000169730 00000 n0000193103 00000 n0000193142 00000 n0000221169 00000 n0000221208 00000 n0000222161 00000 n0000222200 00000 n0000223564 00000 n0000223603 00000 n0000224572 00000 n0000224611 00000 n0000249512 00000 n0000249551 00000 n0000257705 00000 n0000257744 00000 n0000277528 00000 n0000277567 00000 n0000278520 00000 n0000278559 00000 n0000393195 00000 n0000507831 00000 n0000538555 00000 n0000615936 00000 n0000616321 00000 n0000616706 00000 n0000618932 00000 n0000619196 00000 n0000619350 00000 n0000619503 00000 n0000619664 00000 n0000002696 00000 ntrailer< ]/Prev 899718>>startxref0%%EOF 187 0 obj< >streamhŞb``e`àfg`g`Ôèga@6�Ío6];ŸãÀ@:ààcåec¬¬Ğ«åâ¬VPä)ç®á­RWS54261µ7·°´Ò·±µÓ5ĞÒ´ÖÑ6ãäéáêiæ`ç`åâmª¨¬­¯klliĞSSê1é1´××5ĞÖÒ1ƒÛÇ¤š^Ş�aFAHK+¯À�b``vqMK‡KÁ¦:¼�j@ºˆÛÀ"Ò‚Ì÷˜x°}`®àˆa¾ÄXÇhÅ0½Á[A)€ñ»ƒƒ Ã†$®¬L;0—063¯cR:ÀËÀåà0ƒy¿ûi†ÊMG¥N—^æoXŞ7\e*uØ{aÖ›æs¾¬İ�´„8D{Dj-V1D0X`œÀmÀ:ƒïƒ0ƒhŸ«È¾,À˜aRa®`(o˜Ğ ã*gÀ�h²…A‚y›tcCğ†D÷‰h#¨€å†‘'^Œ�¿?@µÌc`ËSşM½nfaë¦3ÓÊäğàH`øÁÂ¦†Q˜A¶¡ÍÁ¦§kÇ†Œ¡›”ˆ6È9pÏà,Á–ìxç_4ˆÃâL\ÀÁTÆüş�´*^U ÄÎ¼ÛS¡ü/��¼endstreamendobj69 0 obj< >>>endobj70 0 obj< /LastModified /NumberOfPageItemsInPage 6/NumberofPages 1/OriginalDocumentID /PageItemUIDToLocationDataMap< >/PageTransformationMatrixList< >/PageUIDList< >/PageWidthList< >>>>>/Resources< >/ExtGState< >/Font< >/ProcSet[/PDF/Text/ImageC/ImageI]/Properties< >/XObject< >>>/Rotate 0/Tabs/W/Thumb 62 0 R/TrimBox[0.0 0.0 612.0 792.0]/Type/Page>>endobj71 0 obj[72 0 R 73 0 R 74 0 R]endobj72 0 obj< >/Border[0 0 0]/H/N/Rect[73.5141 463.653 111.034 397.955]/Subtype/Link/Type/Annot>>endobj73 0 obj< >/Border[0 0 0]/H/N/Rect[151.868 462.242 201.051 397.955]/Subtype/Link/Type/Annot>>endobj74 0 obj< >/Border[0 0 0]/H/N/Rect[237.658 463.653 283.631 397.955]/Subtype/Link/Type/Annot>>endobj75 0 obj< >streamH‰\“Í�›0…÷~/g#\_g$„”If¤,ú£¦}NŠÔrÈ"o_N4•ŠDøöá¦ÁÎ¶ûİ~èg›}�c{³=õCÃu¼Å6Øc8÷ƒÉÛõíü¸[~ÛK3™,M>Ü¯s¸ì‡ÓhªÊf?ÒÃëïöiÓ�Çğl²o±±Îöé×öğl³Ãmšş„Kf»²um»pJA_šéks6[¦½ì»ô¼Ÿï/iÎ¿?ïS°ÅrŸ³L;vá:5mˆÍp¦Z¥£¶ÕG:j†î¿çnÍiÇSû»‰¦Ê?ÒàÕJ5�¯µ©ŠÕrŸ.‰Ù�•¬à5y~%/swäø�ü�¸df‰Ì2'çà‚\€Kræ{K¼·ôdŞ�7‰…9‚a� G˜#È!˜™‚L¡‹ÀEè"pº\dKŞ‚é%ğz¼„ÿ]º˜ÊÑÑÁÑ±›C7Çnİ»9tsìæĞÍ±�CG__e�"G™£ÈQæ(r”9Š¥£ÂQõñ]ÁÌÔ%“¾_¥ïòİõ�ü¦»Â]é®pWº+Üõ±nàîéîáîÙÓ£§gO���==zzöôèéÙÓ£§gO���==zzöôè¹ã˜tÁâ~¬b,ó´íçjo1¦í³lÙeß`ÇôCøÜÕÓ8Ù4§ù+Àù…õØendstreamendobj76 0 obj< >endobj77 0 obj< >endobj78 0 obj< >endobj79 0 obj< >endobj80 0 obj< >streamH‰\ÔİŠ£@à{Ÿ¢/g.»ºj$�ŸäbØì>€ÑNVØ¨s‘·ß>�aVH<¢]¦]Ú�o»C×N.ÿ>öõ1NîÜvÍoı}¬£;ÅKÛeËÂ5m=}\Íÿõµ²<>>nS¼ºsŸ•¥Ë¤›·i¦¸§uÓŸâs–›8¶İÅ=ıÚŸ]~¼ÃŸx�İänµrM<§B_ªáku�.Ÿ‡½št¿�/iÌ¿'~>†èŠùzILİ7ñ6Tu«î³r‘�•+÷éXe±kş»o�ÃNçúw5fårŸ.•UV¸X¤SÊ�9 +³"¿2¿"¿1¿!¯™×Èæò–y‹¼cŞ!¿3¿#ï™¸ô4xü’y‰\0È�Ù#3ü�f³§ÙÃì�Ù�é÷ğ{ú=ü�~¿§ßÃ/ô (ç®˜»rîŠ¹+ç®˜»rîŠ¹+¿%Å·dìƒ¡F³Ál4ÌF³Ál4ÌF³Ál4ÌF³Ál4ÌF³Ál¦w†w·¦mÛ†�<>“NX¤«Ë5í*îs/¨ïã˜¶�yë™×?V~ÛÅÏİiè—Fá—ı`“¢yendstreamendobj81 0 obj< >endobj82 0 obj< >endobj83 0 obj< >endobj84 0 obj[/ICCBased 124 0 R]endobj85 0 obj[/Indexed 84 0 R 0 129 0 R]endobj86 0 obj< >streamH‰\’ÛŠƒ0†ïó¹l/ŠÖjÒ‚Å¶àÅXwÀ&cWXcˆöÂ·ß§taš/‡ùçO&QY�*×M2zƒ©a’mçl€q¸ò·Î‰m"mg¦Çhù›¾ñ"Âàz'è+×"Ïeô�‹ãf¹:Úák½¡s7¹ú*ëµŒê»÷?Ğƒ›d,‹BZhQè¥ñ¯M2ZÂ6•Åõnš7ó·ãsö “e¼e3f°0úÆ@hÜDc+d~ÁVpößzrà°kk¾› ò„6Ç1vÈæñ‰ùD¦f>#ï¶c‡œ0'Ä;æñ‘ùˆœòş”ö§)sJ¼gŞ³~JúûÉÈOÆúég¬Ÿ‘¾bMEšŠçÕ2ÏúŠôUÆœó¹�K•Ì%1ŸQÑ{PäA]˜ñsÍ~4ùÑìG“Íy5åÕœWS^Íy±£ËÜ2•_‹¦ÖØÜCÀò.Oj©+U´sğ¦u~ğ£è¿ı@±endstreamendobj87 0 obj< >endobj88 0 obj< >endobj89 0 obj< >endobj90 0 obj< >endobj91 0 obj< >endobj92 0 obj< >streamH‰\’ËjÃ0E÷ú-ÛEñ{Ô€1„4�,ú i?À±'©¡‘�â,ò÷�Ñ-Ô`ëÍHÇ£IVÛ§­f›¼…±ÛñlƒïŸÇKèØîù8x“å¶ºù6‹ßîÔN&‘äİõ<óië£©k›¼ËâyW{·ìÇ=ß›ä5ô´wŸ«İ½Mv—iúæûÙ¦¶ilÏÙè¹�^ÚÛ$¦=l{YæëƒäüE¦\'¶yœg�éÆ�ÏSÛqhı‘M�ÊÓØz#OcØ÷ÿÖBÚşĞ}µÁÔÙF‚Ó”HŞEcê<�s„Wà•ò¼VF�¦._h¦‘ƒsåX÷,–à¥pYF–AØ��2âK�/qn©çVØ³Ò=«\SïL1¤1„Š18‹ô,ªÀ•2İşY¤ô~T†O¬ÁŸÔŸàFêF¨iMèVG­‰CMœÖÄÁÍ©›ƒ›S77§nnNİÜœº9¸9u[ÂG½ÔÛíéõJÚßŞé.!HÛÄV�ı¢�2xşíæiœ¬dék~*6Â˜endstreamendobj93 0 obj< >endobj94 0 obj< >streamH‰ÔWËn\7İ÷Wp)EVñ9;ENŒ±1�Ì"”vÛV`½åùû9U$¯îmÙrkÛ¸ğiÖãÔƒdñfuøòÄ™÷w+gN9üñÂ™W«7«ïOW‡ÇXXß§ÍİúRd½È�úÿ9ãÍé»UÒÕd¢K–È³áh)&sz±Úû�¢7äˆÌ/ç÷÷›�ï>İm¾3?]®íşéŸ«O–œ7Ş’9}»Ú;¹Ş¬Ïwœ×g÷çW—wæìvcî>ıñçf}oî¯ÌúÃÙåû�ù¦~ÿáêÓ½¹¼º?_oÔ,1G±ÄÌjë×Í_çw›·ÿ2/_Xãê!á‰¨P÷�zQêÅ° @µØ\”¹ÑNW7HËûíù–¢›UJ6oB­Ğ‹ˆ4Wã#s»YıÇ\Bl¨·õRjeõìS°ì(çL¦™"@˜€±õÅêğ§Q“7­$Ç'¢m#{¦™Œ99~½6ŸM0¯Ìä."ªø@.D¨�H‰—v´ÂHµô8ë��Ï¦*[ÄÅÙVaÅÉ[³dê·½£}rfï½~7—ë¿ÍÑõõí><ï]éoí¦Ï>Şíÿ÷ôgÉ©³…3\–@ú-Ísh².g½‘QÎ"L½‹ÇªG™ËX&?W?-„íêX}wÕ#[Ñ ø=¸ã°tG¶¦…Ç.ğàqHLN»Äät¼S®XP^Xï«“õ¶<™îËÃt[…UJX¨OĞ_§=$Ñóhz*+Càó]âY‘­çGË’ô¬w½iIšö«º7Ìv°dA¾(íG4ğ›™tsíÒ“â_è #êm�¢�ÑrzVÔÛNvˆzW'5d‰Ÿõ¶ÆQc¿÷¬¨·�ìõ®NfgÈ3¢ŞÖØ!jª6¦¼E(–§vé¶—Âş†—vñn…öÏ[ãëá/˜-t¶‚éçë—�TÂa¶KYø‰Ìí®"÷„ı³â¤ñíòËı¸uâ~£é9ùvõwv2»íŸõ¶ÆU¤³D›êÌÖÀîd�Ëú{68ñ¹h8 yyŒÓi­ØX…&êßö�7·ºz?fô&k^ºøK"ïƒM%…£‹küÎ*ô+FwÈ[0ÁÃ<[oŞ¾¼=»şp¾6‡¯��ùşÅ±YığŸ›UÆM�©:ã§t FXÜÜc¶£îC�r´ÙÌô”mÈm‚�.dÁx›<†l‹Û*şK)šõª¡ˆ½�T:›dÄ²¡ÈdN¶ùï‘ètt€â¼„Té Â6wãr?vãl1ıÃ¦#˜Ñ8Nô…š]cHš—rÂAı�MQ;ÆLTNeFK N)·¹°½8ñøàåÛÌGÆñ‹ê3›Îy�½>’÷Y‡Ğšmo•à�Ì�I–�¦ÇÛèôL.‹kœ¤…œü!ƒ£LÙE¸+îÄTcJıİÕz`ö˜º1£9wgó¸Ûı²ÛL*¦°j«L×(A68áÓ×›½Dëj‚NÅ©a~IYGòèqÎkñ�œC@ÜPÎŠ²" ÔOEµ¡ ’Ô%“Úä�ªê…†p@J°ÉÍEE¥õ!ey‡ál¨*¢æœ½HúĞH3i ¹yéiaV;¥Óå vJ÷Ò‡Õ¬†j�…‹ªÔaÕ´Ôn)¸º€¤Yª�o`^À0.M¥¥©–ğá7´„VÑ-8G¿(ò<Úh–ŠÃ >streamH‰Œ—_‹^¹ÆïßOq.3…™XòÿËlº,RZ6°¥ËlÚ´dJ7…”~ûêydëœÉ¤P™÷wlË²$Kò½ÈƒæqÈCJùøt»—q¤‡9ææJîus#·�½Kğhà,›gËÏ¶‘ñ&1£Böh1¬\·nÙççŒÍ‡îÍrQp*Áïcl®ï=æW(Ûkì_'8ÇüÆù§ü†ÃôS~ƒü6BŸ†õ-�£§öÚ·Ü�³^g×yî[Ô–Ÿí]sèÚ°º¦ól/ã´Ö—zÚ¨ã™)KŠİœ{è�plûêeíágø1‡)”GñZ1ŒØYÌÓiœ]…Ó%–'l/s³ræi%<%8�D G¶²iÂ¯Ê¥?¦ˆƒDÛ¤��gÉ•³èœ.c³/_»!Úaê¤1Ÿ»'ÙãgKind¥ejcìn¿?’Älro�°P�æ�zÜ‹¹©Ÿ?Ü°¨ïÁ'`]3ØRqrhNY‰jÆ2v×hêDx×0ó–'ÆĞóô��‰šg*ï¿…Ÿ:6ŸŒh.A<˜&W¶eÊ•îµÆ£H^£“¥é‚ºÒıò.(%%?Y4§ÃH��[¤“~w™^’u�Áø”éÇÌRš}l2øt¸!'c+ûÄ©-®Òï˜ºüÉlSúšÉ˜ªêšÌÊÛ¹–1í4W*s3Æ¼ÈèiS�l´wëËÒ“÷©Ï­ó�¶¥seÖ\ZzN�ÃÓñÒ2)“·Ûd23¯ï÷\~vpM–õ`¹°¦,3�İÆ´æYğé\®ê ¥VŸ�¸LÒ;$îHqX«ºÅŸ§�È×µ[§DA–ÓÖ U^÷¤�5?KSÈÏcÅh‚Ä’VìæYá<A™¹˜*õhæ�¾Ğ®”¡gHCSª-ÿÍª†#;³¸á\¢ìs³o{Ğlh¨ké0EËŒòhX›ãL<–SI{›YˆsÏmÀ™–àII“r«å’WjC…ş³ìQê4½xr°mš8Ò"Q„’ÆÆÌ¥sÍ4y±�ˆ�{Õt3”
https://www.bourns.com/docs/product-datasheets/sf-2410sp-w.pdf?sfvrsn=186e71f6_10 | fuses | %PDF-1.6%����234 0 obj< >streamh޲P0P���w�/�+Q0���L)�64)�Aimd���F& :V?�� U? 1=��� ��endstreamendobj235 0 obj< >streamh�2S0P0W0�P����+�-�q�b��"��.vv��7endstreamendobj236 0 obj< >streamh޼X�r۶~��~&�Q7�f:��e�ִn2�ۤU��a��D*$�����.AH��ֲ�4�%��`w���g:`JL�Li�鈩@1�V�$��S���4�VZD���9����8Ƌ���F���Z0���¦��P����5�k�B-��1a��3-�m�CT�m���J4D�O�v)��T����F��J�#@A����Rp����y1Z�SC/�O>�����ȓ���.GU\ј�9�s9��K���&/Y�A�U�4�*�H�RM)�Q77�\bII^��"XRӜ-��t���E>�j��pc�+.���j8�� ¹�yZNMV�0�ЏWW&���MП����B��pW0���~�w���p��G�!^�LQ�YqY�"-?�0`�$.�pw����Vs�AXB9䙁PBIYTE��e\¦������g��5�klO*�E<+��gg���'0{R�Lp�(��s�.�b��ej�%^8=��¦w���,��*�ƽ~�)�a����E�*^���l�0�è2�ߘP�:���9E����$�5?*�"����1�N�2ݼҢ���nZ[�gd��q3BxF�ۊ�!���.��T�r,�����VJm�]��v=^�����!���i�n��hA*l����5.^'���V���i�ZN�!>7^��ߟ���Z᭕·��j����N�K���$&(�EH��Tz��s�P�q�@�OYyń�.?=yd~>"+�ì�v�G<��~�83�Ax���A�O��k?��w� <�=S�63�].c����c�H�/�xA����W���-8����R�'�R��0���U�*ji¦4��<��b].�l]����+��.j�b�j�3��Z����L�\\��?h�pN�; ����X8č�G��qC�"��AG�]t�Vg����&�B�Ӽ#��SX<�u$a��M�]���2Ύ�`7��OH!T��l�rn�K�ڕ[�^SlZhzh:�¦�o?2�u�jtH]�v��P�6���C�}��I�u��V�~9�琯�bFu������P��#01��^��6k���z-��R�خ�H0zBo�!��ex��xuw�)W���y9�(r(�&�h�fw9���+�������5¦0�����W�I~k^�RZ�fY�nx�F7����:^�c��5��L{1p�Yi�.�kr,�8�I(Ɓ/&��fb����O��K}ۙl1�׻�A�]�k�����ً�3�� �.��E=���Kƽ'�YO���x��W�#��(��AT��[���������A���3�p���)��#)�X�w7�G��:�~�rQ?����w�#�۸o�7ί�[l�����l�&�Z�v\{�l��6��nA}��_*�[��Lۦ�i�^7�zvyo;n�u5i߿�PMss�T�����{{F���{[Y�D���I�y�e����!��-��{��6;3;���ڂ�3zG��Ǟ�:��m�n���-�[��c���~���=��P�3ʝ�PO��-��\x-���i����mQ�׌�Z�w�o�Z�;���]\u��wV>�Q��4P1Z9uvl�{o�x�y���Z<����}��gL�2���lZ�y��k>�_�)�L~��KH��E���*_D���]�*+endstreamendobj237 0 obj< >streamhެ�]k�0��J~��I�¦��M�b{'"E�\#m���9���Eo��¦�<��H&�b�5�aYnH����)��2gF�N�S���1�܆/¦\�-�q̠H���$&��s�Qv¦����_�q��9�V���;���u��]���7����u,Wi:8&x�yq����f�M(�bI����"դf,RH)��%7-�i�OK�����R�T�x���F�?RI��R)�J1T�ѣ��Vz����$En*rSY�Z*ISIZ����C���;�\D�,����v�wN���Ž�Ga�����9����%����~6�/װ*#'���=�Uk�%Ɔ�cK��HS��`���O�^�ą���04�-@I֭?�.l��y�+w;��1�=�߸���/A�@(endstreamendobj238 0 obj< >streamhޜ��j#1�_�O��lɖ������B.���%�������MN����G£_�f,�8� R�bT����As�K0o����p���E�ٖh��eR��-�׵����:�$��L�[�[<ϟ������4��Z�`�8�����4m��]�F�b0S���&WGJ8��x9�R?��.E����y��Ɍ��!/j]s��ջ֋w���k�'������������O�JN��ђY"��q���3e��`H�;�n�ö�r�W^�ֹ���e�81%���~n5���d�\��Qc+����L�¦�6l�$��A������Qcw�7�&��r�4j[���k��XV�y㠱I%��U~9��b4,�+�*�����������%Q[B����et_cQ�{~7`\����Y��endstreamendobj239 0 obj< >streamhޔ�;n�0����"^�:kP{+:���.R9~iG��2�7�,D�H�!xO������<��
https://www.littelfuse.com/media?resourcetype=datasheets&itemid=dbe9bcd7-6072-4adf-bf5b-d33e52a6b90f&filename=littelfuse-fuse-466-datasheet | fuses | %PDF-1.7%âãÏÓ41 0 obj< >endobj xref41 1120000000016 00000 n0000003097 00000 n0000003224 00000 n0000005204 00000 n0000005243 00000 n0000005379 00000 n0000005515 00000 n0000005651 00000 n0000005765 00000 n0000006285 00000 n0000006692 00000 n0000007289 00000 n0000007902 00000 n0000008405 00000 n0000008962 00000 n0000008997 00000 n0000009040 00000 n0000009126 00000 n0000009239 00000 n0000009350 00000 n0000009959 00000 n0000010042 00000 n0000010458 00000 n0000010869 00000 n0000011346 00000 n0000011977 00000 n0000012347 00000 n0000015380 00000 n0000015511 00000 n0000018155 00000 n0000019275 00000 n0000020156 00000 n0000020641 00000 n0000021189 00000 n0000021791 00000 n0000024106 00000 n0000024361 00000 n0000026966 00000 n0000030062 00000 n0000030549 00000 n0000033107 00000 n0000036519 00000 n0000038819 00000 n0000042566 00000 n0000045570 00000 n0000048218 00000 n0000048539 00000 n0000048901 00000 n0000049233 00000 n0000049522 00000 n0000056576 00000 n0000056613 00000 n0000061400 00000 n0000061736 00000 n0000062099 00000 n0000062472 00000 n0000062853 00000 n0000068163 00000 n0000068214 00000 n0000068283 00000 n0000068367 00000 n0000078800 00000 n0000079063 00000 n0000079225 00000 n0000079252 00000 n0000079553 00000 n0000080469 00000 n0000080735 00000 n0000090778 00000 n0000090817 00000 n0000111027 00000 n0000111066 00000 n0000121109 00000 n0000121148 00000 n0000141358 00000 n0000141397 00000 n0000164271 00000 n0000164310 00000 n0000168965 00000 n0000169004 00000 n0000189994 00000 n0000190033 00000 n0000211023 00000 n0000211062 00000 n0000215717 00000 n0000215756 00000 n0000236746 00000 n0000236785 00000 n0000241440 00000 n0000241479 00000 n0000251522 00000 n0000251561 00000 n0000271771 00000 n0000271810 00000 n0000279964 00000 n0000280003 00000 n0000304904 00000 n0000304943 00000 n0000314886 00000 n0000417417 00000 n0000417802 00000 n0000418187 00000 n0000420104 00000 n0000420367 00000 n0000420752 00000 n0000421137 00000 n0000423363 00000 n0000423627 00000 n0000423783 00000 n0000423938 00000 n0000424101 00000 n0000002536 00000 ntrailer< <0A2F41B81E5D4174B338D03849EA9B84>]/Prev 559144>>startxref0%%EOF 152 0 obj< >streamhŞb``àd`àJg`g`øÂ Ì€Âl@Q�2ëş%0²ÅVír` l8ø„iÒ“€¹OO¶Ë¨2ı(´ªøå²êšnÌŞ¦6Ÿ[¦9s½E]ÙøÏ8uæÒó±wLt™¤SóñÊJ³°�YOßHlJ»¸jÊ«¸‘Œ.®åP€°(--½*ØSçâ–Ws8H1pÄOÒ¹@\‘fd¾ĞÀÌÀ»€íscó-ÆFY†IÖŠ@XÆÆ Å0±��A"€‡��ƒec8ë})Fw—©ì,BLö,–ŒNû/ğ%¨÷Hq Cmƒ”‚ìş˜q¦ÌÀ‘]¤™A–$Pº``ÄTö¦8 •€ª]¡*´�Xƒ�£ÕÊß`lç„�endstreamendobj42 0 obj< >>>endobj43 0 obj< >/ExtGState< >/Font< >/ProcSet[/PDF/Text/ImageC/ImageI]/Properties< >/XObject< >>>/Rotate 0/Tabs/W/Thumb 35 0 R/TrimBox[0.0 0.0 612.0 792.0]/Type/Page/PieceInfo< /LastModified /NumberOfPageItemsInPage 6/NumberofPages 1/OriginalDocumentID /PageItemUIDToLocationDataMap< >/PageTransformationMatrixList< >/PageUIDList< >/PageWidthList< >>>>>>>endobj44 0 obj[45 0 R 46 0 R 47 0 R]endobj45 0 obj< >/Border[0 0 0]/H/N/Rect[73.8406 459.698 111.361 394.0]/Subtype/Link/Type/Annot>>endobj46 0 obj< >/Border[0 0 0]/H/N/Rect[152.194 458.287 201.378 394.0]/Subtype/Link/Type/Annot>>endobj47 0 obj< >/Border[0 0 0]/H/N/Rect[237.985 459.698 283.958 394.0]/Subtype/Link/Type/Annot>>endobj48 0 obj< >endobj49 0 obj< >endobj50 0 obj< >endobj51 0 obj< >endobj52 0 obj< >endobj53 0 obj< >endobj54 0 obj< >endobj55 0 obj[/ICCBased 85 0 R]endobj56 0 obj[/Indexed 55 0 R 0 98 0 R]endobj57 0 obj< >endobj58 0 obj< >endobj59 0 obj< >endobj60 0 obj< >streamH‰\”Ín£@„ï<Å“C†™îXB–ü³‘¦Ø­wÃØAŠa¦ğÛoe%Ò"ÁÔ0L××­iÒí~·ïÚÉ¥¿Æ¾>ÄÉ�Ú®ãµ¿�utÇxn»d‘»¦­§Çl~Ö—jHRÛ¦¸_§xÙw§>)K—ş¶Åë4ŞİÓºé�ñ9I�MÛîì�şnÏ.=Ü†á#^b7¹Ì­V®‰'ô½~T—èÒyÛË¾±õvº¿Ø�¯/şÜ‡èòy¾ Lİ7ñ:Tu«î“2³kåÊ7»VIìšÿÖE¹íxªß«1)ßìã,±{»²ùÛ×¦ió<›ç6˜ÔZ¨ú•úzI=ïİQï écCRŒY f‘SçĞ�ÚCÓ«€WA¯^ÅšzmÚ/fmƒiÆñˆãêš1=bzÆôˆéÓ#¦Wj…f.¹xæâ‘‹§¯Ÿ}7Ôè-5jç™¯G¾�ùzäëYS’20÷€Üùøùøùøùøùøùøùøùøùø…^/¡—ÀKè%ğz¼„^/‘Ç™€¦—ÀKè%ğzÍgFXA}„õ™Ï–°>‚úÈãÜ¡>ò8s¨�²>Šú(™ÌJf³’YÁ¬dV0+™ÌJf³’YÁ¬dV0+™ÌKxåÙï—95ŞoÈcšéÑ5h+ë~÷Ù³õm­]ç_ÄÜ§èĞ¶‹Ÿ‘¡œíÂ�ü`½©èendstreamendobj61 0 obj< >endobj62 0 obj< >streamH‰\’Ínƒ0ÇïyŠÛC¥@Z!U´•8ìCc{š˜i„(Ğo?;®:i‘ ¿Äöß‰�¨ªOµíg½ûQ70Ë®·ÆÃ4Ş½y…[oÅ6‘¦×ócşzh�ˆ0¸Y¦†Úv£(} qšı"WG3^a-¢7oÀ÷ö&W_U³–Qswî°³ŒeYJ½´îµ@F!lS´÷ó²Á˜?�ÏÅ�LÂzË‡Ñ£�Éµ¦ko ŠG)‹�R€5ÿìIÆa×N·^9Ç1NÈgæ3òn'ä„9!Ş1ïˆ�ÌGä”ıSòOSæ”8cÎˆY?%ıŒ53ÒÌX3#ÍœurÒÉy?û¬““N~`>WÌñ‰ùD¦aÆ"Šï¨è�Šó*Ê«X_‘¾â3+:³â\Šr©=ó>óQ5*+v_>{¦ïŞc»Â}¢õ�¯È�Nb}âW€Ë?§˜endstreamendobj63 0 obj< >endobj64 0 obj< >streamH‰\’İjã0Fïõºl/ŠÿâQÆ²-äb»Ë¦}ÇV²†�lç"oßùô….Ô`ëÍŒ£É¶»»0.6û§~ï{ÃıeºÆŞÛƒ?�Á¥Æ~¹ïÒ·?w³É4y»,ş¼ÇÉ4�Íşèáe‰7û°¦ƒ4Ù¯8ø8†“}øØîm¶¿Îó?öa±¹m[;ø£úÙÍoİÙÛ,¥=í=—Û“æü�x¿ÍŞ–i_P¦Ÿ™»ŞÇ.œ¼ir}ZÛ¼êÓ†oçÕši‡cÿ·‹¦)^58ÏEô}nMSæi¯‹ò–¼¿�_ÀÌÑÅ4ã+ÄW¹—ä\‘+°�¼!o”W«Äº(;²?“á¶¢Ï>5ë×¨_³~�úB�ƒ0F#Œ‘Ãş%5¹Ë½`:dM^ƒé“z%ôøİnÂ^z%÷ş¢W�½rè•£›ƒ›£›ƒ›£›ƒ›£›ƒ›£›ƒ›£›ƒÛ†>ºà²ï·Šk×é´_3Õ_cÔqJ#œæ4ÿ5åó4[ÍÂk>D�Ç$endstreamendobj65 0 obj< >streamH‰\ÔK‹£@à½¿¢–İ‹Æ×­{; �<º!‹y0™ùF+a¢bìEşıÔñ„˜@âõúq¢•îûCßÍ.ı>Í1ÌîÜõínÃÇÔw—®OòÂµ]3?ö–ßæZ�I/>Şos¸úó�T•KÄƒ·yº»§M;œÂs’~›Ú0uıÅ=ıÚŸ]züÇ?áúÙen½vm8ÇA_êñk}.].{9´ñx7ß_â5ÿÎøyƒ+–ıœ˜fhÃm¬›0Õı%$U?kW½ÇÏ:}ûßqó¼ìtn~×SRåïñä,S�ßÕ:©ŠlÙ�›˜=³G~e~E^1/ço™·È;æò�y�üÆü†ÌûÅMR•¼W‰{•9s�\0È%s‰,Ì‚L[[©ÌŠlÌ†LssIss¹aŞ ÓYÂ)ô }ûô)tÊâdŸ‚>…}úôô{ø=ÍfO³‡ÙÓìaö4{˜=ÍfO³‡ÙÓìaVv¢èD9_1_9_1_9_1_9_1_õñœ!s¾b¾r¾.óÙÉò*{Pô ìAÑƒ²EÊ=èã9FÆ=Í³Ñl0Í³Ñl0Í³Ñl0Í³Ñl0Í³ñ4ü�+Ì/²æ•0Ã¼RfÜwKgÜàE}¼‘xeãÊâ>×ƒæcšâR°,?Ë€·¿ëÃç5£‹Wá›ü`çendstreamendobj66 0 obj< >endobj67 0 obj< >streamH‰œWÛnI}ï¯¨—ÔÀªİu¯Ş·Ü3‹I0‰ÌÃd±Pd9ö@’/’�Í~ı’Uİ­HöØr±‹—S$‹dİT'ïN[õm[µjöëÉÛu«^_UŸª—³êä6[ÕòŸÚ.6Ä«‰÷d¦ÿİ*­fçUàİ ¦c´UÖ7Æ5[W“/ÆkeZcÕ¯—»İru~·]ş]ı²Y4õìÏjªMcZ­¦º1jvVMN¯—‹Ë/­�‹ùîòj³UóÛ¥ÚŞ}ıs¹Ø©İ•Z\Ì7ß–êûåîâên§6W»ËÅ’UA“µ�4YkY×çåıåvyöõîu£Úpbô‰±ÄJĞµ@O=)Û:@w€šš˜¹&Ö7³ênùö³‹´¸è¦ò¡‰0ëº®I­WÆÆÆ[¥ÎeÔí²ú]mÀU¤yÛt:&Ã†up„ºÕV+ÑäZR.ºN;µXW'¿”ˆ¦’€¼:%aØÑøµF©ÓW+Ğê»rêƒê­y×øl üÛ)…x_Gî1â�iÛ´Ïl¡òâ»Ò¹QV{�WÁÛ&â¼öÇäõ²�j‹pN¶XªÉß$5¹­§¶ÑjrYOcÔä�>ìê©ko˜¦S“«Mı¯Ù?«ÒÎ¸6ã2‰põ‘$@Î6!è ˆfPHûÌªÉR9X³�U“€…#„A�JGLKÂÖ1V­iL�˜±‘øXêmMy‹óÌ‰7ñIS>F"Sèõ¤÷ŸÜˆ"3€NìnØA ¿±yº“;RéÄUŒçœ\Ó±-p8QÅè—êNÖ’ÔU=íHQ‘ŞÔ†ñTC�¾�"ÍHöË„bÛ†OJê,‰CÊ2Û—Zññ{®¶Ùk†ŸgE�¥ÿ*Ç�.´§[øÇ†„Y×�íHÕâh‘àÒìs´Äóß:2LØtÃÑc5ä;:Ü†ƒgØÛ†}w�Óê’\f§İZ�Q¢QÙ÷œv†S‰NviÏ™ƒ=àJdü…�mGfÒœ¶gêx-ÇARşVõ�ædqå„“ÄŸä±H9È¬Ñwàü¡®K^Üô«šİ³«KJº÷Ó«#–ÔÕù‘Ğ,J"Ÿf+’—dù$ú¾+ü[µ—P¡øÂ“/rr«şş_ºc¦Ô)¦u¶9%ü·…a>ºC9öc1—]³êN–$W”v/ìÆ±B–¦Ø{‰üWÂ"şÕuQJGç8Ğ�+Å”KĞP“ˆ12B‚~–c…š›J‘£·¼kV*®3œs¸ R„t+§R“¯:)&3À§–…�cS°IŠë¶–#�›Z<¶`IÀçP‹İ{ò—áM¡pn³TÃÜ9ßÆEš�ñ�Ër¹Ø¹ÒŒîÎ_ÕâAH×2rM¡âò7µ"®®ä†eà8¨škG�›çrG,ÕaÕz¤X¸jıÓıU-.·#½¼¸¡$‹{W,ßÀÂÇ�dd‰=Qû`›méÁÖáEÿÌü9§¹C¼ç~GÕŸK�ÎuÓ‚¾¶Ø\[²Ñ�ã$ÆïÌ’¢²Q¹Yñv¾«÷ìß�omÎğ’a:T7>uË�Áø¹ñ;ÌÿÑÆÍ8uÎ)ïº#½±çÊ±ØVóû¦QGE¨´ø$9Ã÷®¯9İñ˜ä~¥†¦AÕ%H;a\lK7*¥¯?çÛƒY×¢÷%ÅßÖš=€-'•,äJÆéouî 9Ä¦QşÃ½ZSpÇ®-!ø­Ì7£Æe©šP*èÑÜ±.9öµÌ‚Ç´?íwĞ ĞárR/ú]óÊà¦„a=vh’¦#�HI xæi=M4:{Â·A-ª�Œ))ÀÜÔj+“-‰¦B²h,"%úšŒ‰ ÄfÁÓW™5qY›)’èXBÇ0¢¦ë²>¡©Š€èÖ@ZĞ)púş;$¦‘èQ×“dK¤EÁF,m'¨0#²ñò`’äl.é�@«d˜„é¼�Wâ.üZGkËòÜÄ§“ØÒâ#^·ÙÙßÆfr5"^Lk�Ñy•§ò©å@ÂMÃ˜w¬Ë…(‘Ê4†Ù½“ÚÚÑQ�Õ…�°NÎ�Iq]S±A“¶ö…ZT˜¹Æe â‘bƒG~Gí�ßx[VÖšØ"å€K‚ÌÅ@r±Àõ‚gÇ`]¡Zy—©®½'¯9�×›]Ğ‰·U¢Ì‹7—$ÉS4YœÍá;u_�L>fÎ)�®·š…Aàô¡ã�¾“KŠ(ƒCMIN³ÎÎÒ?ßR†Â^ò�5HÖg}!IĞ+”ÜŒXH¯¼uLì4ı@Bc'ª‚gï��òˆSxñ¼lÉC#:f¡5MĞLMï* ¶\"aÊß%½ëúêU,O:#‚œŞt”È�­&œFàgŠ&+g€®éšòZª`ä5?¥xiù(´òÒC:şlš(ñÑÒå3³BWÎ/÷ :¦*3ŒnËH±x,'­”Øi>„1tPü7’�ñXz0Î<�Zj,!ßÛl}&”¦é«ÖÉ"¿‡]ÈH5*fÍ}i»E#ıF9$#ğQòuª9$»)ôóĞÆáğÜ4Õ¤X§1bíÔF)ó]û¶�§ŒÂE$ê¾`N2sœ*¼"†9EÎ2§ˆëh§o™^UgÜ0M_ı3LôÃÙ_QêäÏ½Šs´®®ë@¢«My?'w¾´•ôBŸh.ãZsƒ=öáˆ2•üz<Î{ôIV_·‚Ö½…endstreamendobj68 0 obj< >endobj69 0 obj< >streamH‰ÔWioGı>¿¢¿dÁ2­¾À0 +rN;‡hìŞEÀG7¼DRV¼¿~_u÷ğ%EÁ[8ÓSGW½ºº¯™dÿ’)ÁC4ŠIÃ¥¬�Uô�~Ë•eÓJsá4k4×Ş2ÍƒÔ`x_]U�Ëà™Lßg•cMàZ*â”l"‰¨’Oú-ÔL«FrğË¤@!–ï±MÒ�ßH‰KkÅ],@™IÜRdË¦2Æ�êÙ¾1ªËê'ü_WÄ(½Õ>yÛ`iltÊ0¯¸7Òˆ¨™†-Á©`y½E†LÎ3ËvÙÓ¸AÚNZl­“�‚�äÈ”év€µÍH„,ê¹ƒÒ’*™¯O¨+É#’Ò‰HŸÎ@e† -5l3‰Ş&Eìª€òSõbW†·”<‚�†\¸.²á¬¨Pêá¿+ÒîÁFÈÇÕÛ�à²¶‚@;euƒÇ )O¦©ÿ5ü¶:V'?NGm7şj5Z^MZvòêL±_�±êü~®+/¹Š‘©ˆüRšII!J;±UWı�Í«“¯.{·Ş‹‚�„‰Üå÷³VqáòÀÊ!d¬3¯ÊYÖVye¹€1Œ_�ßA°‘»ÂõxˆŠ¨Êª¡”q,is³:ªµU�„ğhZe#°ôH-AòdÚ¦Xì9¨Í§îP�<d\ô<ÈĞLWØÁ¼¼/÷,”�ô�HeUrïõéQâI§Ÿ�xj—x×ÛÄ�´Ê‘m¥Üô§’Ïj!•LÁ5º€‘�Ğ?ùf&Ù—‹G-}ã/´ø¸Tôa©¤½g@“‘J%ŠxP*"ÙÈÖí}UCæz›å½Ôr¯¥QJ!ST#uœün�XhÊ5Tç„Á}ĞBrYêıyK«–º™³šÖ†2¶ŸÈRë´Œi�™-4&OLÌB8L¦4�RdvZb¡¬ÃB›LšBIæEO4�HC§'�< [1yDÚıÎMiG-Ü(™&M+4çH{[�LACT´ƒ¥í€»K¯H¿Eaa¸™¼5r-ÌH²JÒ»2Àhjjá³£B�cÚ$GÓ £°¦Í"um˜,µ/6¾'I‰FÚ@{2ß‘k4äÎ5àˆæu‚;(ZXràóûû¿�(T2ÊqÉıvğ-¦–5LGJÒ½üFÓê(É/I1W‡z2”¿ 6lxY‘ú�Ô«œ´èv�šZ�¥ºSÅ¶—5@cƒ®&DÙ`T#6’65à0lpS7X­ˆ*—,l°fc/êÆ¤O‘HsĞ™%ñ^Ö”œx™‡K*‘bƒuq¶ÅdZdÚiJv„Zn´(¦�O»v³ªà˜´£);»­j…Õ¨İ¤gWˆëÍ¤]³Ëôm±bé{ÚºË»0:sr±ÍŸ=;9m77£é°û}óìåùË—hbñùóç¹KôáÄ(çÒÇ¬ÑÜZ“£ş”ÉÉ™úEdµ•¼ÉQ¦&¤wÏÁtØDd¢b‰Lç²÷“ñ«Åø¦İ°Éšµ‹Ùr´™ü:íØídsÅhÔ_H`0íFãærÕul½˜�»Õš�æcv5ywÕ­’�;Ş·ƒM7[v«@Cİ¬:¶\-ş)´Ÿvë?Ê¨' ×-ÊÛ¢dÜÿ¡Ùhõ[Î‚1[ÌÙf±¼ÒÛÁúfuY2¦àØ.ÆxÙh:]€BIr{î(Áõ®cÀl2Ç&ãn¾™b->`³C€¤yq³a›nMü™úqBú”İ÷`ßÛwø9ı>×Xú½İ¥Ñ®ö®:¤à†­»ùz²™¼/wÇ/—ÓIFsı1ãu�‚/§£MJ´ƒ¼Úú¾œ´èİäïoª±¹ëó’%l‘Jñc÷ûÌ´îj¦isª¼/íšŠi6Úàí5¦T°«n�n�yGØÎl6™�oÖf+Õ¶£�G«ñQfµh�sÚè¯šî––¸KJÿ1�²_°¯GÓÅ»n�G�„#ˆÎéúõEš1Ó`şt†@6¾kïæ“ÿôİIòæû“³Œ7*¾Ó“×¯şqì·2G‚¤gîY‰²=”áLÖ²ü¼e{i%ÍãY$’}Dp�-æ}wš­§ó×Ì‰Ú'œdmRE)ŸNQœ#ÜzH'ÓÂî?�¬9;g¯pZ VB3§[£�Oè8šüı:™îV�Ø6øÍUÇÎoVh,£yÒ˜3ğ“©ŸÁ›ïÎNïBq÷°˜¡Iö08¼ùî�sÜ†Ò%¿F¥ßpˆ„ÆÕ@ºŠ¸Dô�;I^¶ê*rG•Îr�+X!Ó¥&JºëF�®zªàÜkU1j…ûz{úNoÏĞ+€¤zLA¡)ÊŒşÙÅÙkrV‘³×ø�®^¬È›b�¬�¥¨Ñ/œ›V¸LŞƒ©ÛS“Ì”–©¸ô¸Áí«Af H³ª�ŒµáOËìöq�»xÇ\Á�zlŸ§Ëì`ùs¶ï²?Âø=Çk‡×G÷9”¡HZi‚^íÕ]‡ìc¶¥<ÙÇà¶É<Å¶?v²[v¯�5ÖÆ#™»6¾>Ô�TîF>Q=Ó¸D£ğ"PKR6œ¡ù¦Æ—¬è)§t«u¹>üœ.b©Ë 9DåûÖşÃ²K‡½ZÒlNf8õl˜²‰Õp²ùÍmÀ¦¨pcÒ¦ƒ¨övYõR„»gÄ²×Sé àû“‚OG…�@Îhäğ�H`itöKŠº‰¡xĞ$ı¬LŒşÈ 7²ôhÃp—\­¿`¯&óÉìfF[7Ä¥èÒd~>ÏˆÜ¥EVú>oqk9TŒ~ßWá¼O*LiõúH…²º¨˜GJ™q»áÉµ¦¼‘9•¨·[¦Q†NÆÍim¸aƒ%LA3Å%©VÜ³îRrShSkîğ¡N§–Eíi…Cıã#ÇØèq¶Cè#öET¤f�ŠÜ;C=;x0oé…döÉG~èêéFÑjŸn‘(nK÷ØÚ¹}¥°�ÚqÀ Ôö9‚äÑîöĞÕuÀAU²³Ñ8dñ™êq'o%êÀƒ‹;ÒÀL�Aph +Ñ!9J*÷…ÁXî\x„ÁkD@?Ì`ÜŒşªr§fxpò÷A–ôÛ ÷c¹„¸PKˆ{bàB-ŞRKxµ/Š[·ĞûàöâÛĞö–•ĞnO9°ıŞ9°[bk¯»„µ'oCÖûUğÚÒûˆ=Dïö}¯‡è}¸¢ç HLÿ`PzêıAé©w‚Ò£Ş“B}»õ½¨o•ÿ—î28aà*�¢İ³ZH„Jî} rAĞh½kƒõ¬#—uâ¶�\Ö‘Ëúy÷>Zë¢yL½õDî/qÅ“åPÜ;‡âÚ#”u”ÜL�endstreamendobj70 0 obj< >streamH‰”WÍ�Ü,¼ÏSøBøŸsÈ-R´�%¹¦ß!É!¯<î<ĞëB#yw§¨.Tt×bo’Úo&elŞlV&†íƒÑ*o¿¿?¼*Æ,ãÉ©ìœˆmÔ¾'wº¦aeÜ+gİï*Ø9ŒkpN*ûŠÚ¨¢o 1^ù\Qo�¿*jmáÚXá¢dœíğ\vİeå}‡;«U“öQé®¸‹±—FiÛíÌ³ë¼qÉug×¼º.áìº„“ëÅ¢]v�PÁuB%×]gé¹ë\¦î:×–\ç�K®K8».àÕug×%œ\×±ü]'Tp�PÉu‚E×Yzî:Ÿ»Îµ%×yã’ëÎ®xu]ÂÙu?]Ï^%Ñtç�(XN¨ä8ËNçÊS¿¹°`7oYp[‚Élf¯%˜¬–àÓéè�I?wšÀ¹ÓN*9Í²S§¹òÔi.,8Í[œ–`rZ€Ùi&§øÇÃlÇg{ûôå¡•Ûßíññó›İ~şyü*€.³�–[”Ñû¾}ûÿq¦<³Ú³İş{¼=¾vëé!ª=.è,Íåy¾i_ œg¾°şìœ@ÆÿLœnyNï‹ÈX˜ĞŒÅ)ÕX˜BÆâëÉX˜pÎœ;[Ê:ÿr9¤)Å¥<ëÂ26v/¿É*Ó�Å™Ê9ív®rçD¦rp™gjØY/Ê2•ËPú¸™ÆÁe�)ff£+ËTÎ�L‰B—¶ò,i<ó™†Ã�jWH®/SR4¦ )N !…mHqJR˜BCŠ¯§!…m¦pJœRÛ¦´Å)µİpÊÑ—¥wFè”n ‡×m�´1ã–Šu¶ğ¸¥:¸H?×c8o€¦À"m”®Î>¯‘£½FÁÕÛà]]:/¢“úô&†\õÚzâ?¦à"ıhƒ"LÁEú0E˜‹\â©\¤P„)¸EÔAH5¬¿‰¨l•v‡3j¨›Q¸…L¨)5lH)\¥Ïœ´S°J�´�Sxù–;i)¨`…Kì¤Å¤ÂUúÜU*WéƒT©Xå’<˜J£à*}ô€*•‚«p\�oÓ�çÕ@¸¬dÊhãwª±şm`Á”WèúWÃ�€¼‚UZöGqŸW¨çÏ`îûy—çôŒºË+T¡Ë�¡ïóViÙƒ«T¬Ò²W©T¥ËX¥q`•–=¸JåÀ*W…`VnW¯ëoÂ*–®_«×ò%«ülœx=\¿EÕ¥~Ò*Ç8 *pÉ)ór3n:•‹ô1eob¨HK*³pƒ«·˜2K÷0Tà’Qfñ‹ôŠT,Ò'(R)¨È% Hdû'Àû ¦¾endstreamendobj71 0 obj< >streamH‰”ÖMnÛ0Eá¹W¡ü'µŒ¢KÈ´tÿ“Ò�H>Ñ²uŞ¤P^ÕV>Ônvû~øj\NíÇ?�ß�_�¿›k?Ûög²Îì{›ËÖÄ¶¯ï‡ı?ikMJ¯‹`Û]nß\qÆù:ï#c‚#Ñßîz‚l„`’�ZL�¯ç}69¾?w“Éó8M¬¯×Go²½ú'÷¤löÌÏ{_L±Î½>Rûè¦*�ôœTŸ�"RÛË‘Ê~ñ5T£¿ŠŒ�ßŞ‰‹O6[/Çq¦{Î—_\rÆú«£h ºb’ùâÕ{÷ë0'8“É¹zMdLp¤SŸ—+"cB#'oXdNpDz#c‚#�¨6H¢Öó7Dµ_µª!j½ş–(8ˆ¢ç'Që#¢pDz“”DÑÈ4')ˆÂ·Oq’Š(8y“”DáˆôFÆG¤702&4rò†EæG¤702&8Ò‰jƒ¢!j=CT{d›üÎ�Zï¿5Š¤ğ`*µ>PŠW¤9EÉ®LxŠÂ)~ıt§¨ Â…;E)¯Hw`eLxEÂ+c‚+'yXeNxEÒ+cÂ+�«öûµk¸ZÏßpÕŞ¯ùÕzı­V8p`EÏO«ÖGVáÈtgıî©¢‘NÏúÉ~–ßŞİY?¥;¨h@ ³¾z÷NáÈ4GÆG&982&4"Ä¡‘9Á‘�Œ�t¢ÚÀiˆZÏßeÛû¨!j½ş–(8ˆ¢ç'Që#¢pDzã”DÑÈ4Ç)ˆÂ·OqœŠ(8yã”DáˆôFÆG¤702&4rò†EæG¤702&8Ò‰jƒ !j=ÿ™¨½}�¡ÖÛï„Â÷ÿE�OŸÖº÷7¤5AÇmLn×_>­œèı'h‚Î&Ü�ÎÀFŸà†d6ú„6NÊ°Æ˜à†D6ú7–Úù¤Pi=ş¥MU ´^ŞLŠW¿=Çq¦û ét{±¦æ¦uıÏyz½ô(-‚¹p©K_à„à(é£‰!Râ~á»GIÃ½^Z”tzá„ &ú'„D0Ñ4!!b‰±ÀáLôNrµóå�\Û?Ù·n{endstreamendobj72 0 obj< >endobj73 0 obj< >streamH‰\“Ûjã0†ïıºl/ŠKšiÁrh!{`³û�­¤†F6Šs‘·_ışKÖ�ø3öÌ¦#iÊí~·�ıdÊŸiha2§>v)\‡[jƒ9†s‹eeº¾�>ŸæÿöÒŒE™ƒ÷ë.ûxŠº6å¯üò:¥»yXwÃ1<å�Ô…ÔÇ³yø³=<šòpÇ�pq2³Z™.œr¢oÍø½¹SÎaOû.¿ï§ûS�ù÷ÅïûL5?/)Ó]¸�MRÏ¡¨ùZ™ú-_«"Äî¿÷^v<µïM*ê/ù–Ù“=ø™ü~!¿€·ä-xGŞ�_É¯à7r¨-ó[ä·Kò\‘+0ëZÔµB°’L»&¯Át°ppÌï�ßY²;²3¿C~Çœ9{tèÑ±G‡ó»9?{tèÑÓßÃß³–G-ÏZµ<ı=ü…n7a¬ V+ˆÆb…k"X¡³ÀY˜SæœôøışÂõ¬�lÈ0ûô%ìKĞ—°/A_Â½ì�rï{§ôWø+ışJ…¿Ò_á¯ôWø+ışJ…¿Ò_á¯ôWøoèŸo8ÀŸ'G9Oœùš“ö–R‘y,çÙÀTô1¦Mî8Œ&GáWü`y‹ğÌendstreamendobj74 0 obj< >endobj75 0 obj< >streamH‰ÔWIoÇ¾Ï¯è#õ�{_�Š~€³ØBr�shÆÖ)É¢bÇÿ>_Uõ‡CÊlŸP]3µ/_õ¼ë~ë>+£4ş•SŸ½Ê¾O6«å¦£§›ÎÆ>zœÖİ»#ÜÉ÷:¸7Şè>„nc¦ïó�roû¨Ãí•¿Y}ˆ}‰ÍìÖ¦>icü¾·!ñ‡$²�¦İD6}©˜p¹÷Ş31H´špV÷‡õò±×ùˆzánÖã±zÓk{¬*«zoR´‹‡İ–{�5Ä(ÑlÂ‡>ÆlŸab�h6‘\Ÿ�=LÓÓ&‰VA£)Jrí&F‰fNC•9ìÔ§MÍ&¦ï,T!ú²7®Æ=.3öïCQt˜İv(š+?EÍêŠZÙG(šûsŠšMŒÀ2OÿI(j5QÁe�ÒïBQ³î-óüœ€¢Võ;`™wÛI(j61K³‰A¢ÙÄ,Í&‰V;`i51J4›�¥ÙÄ Ñl¢BøÍ3 hÎş}(¶)ÏœñöI,šk?…EíúŒšùG4š{t�ÚmLÀÅ<�šmŒcÚñ¨]ù0æ9€Ô¬Š/æyˆÔnc0�6‰v„i´1H4Û˜BL›�Q¢İÆcm'l¡ÔWut^İÔPÒ}�ñ˜¡Šfs�h6gÍvpãfğä�ÍÑÜ=Œ;5Ù®ÆYuM“=��kÕé ¹g�E£Ä¤ÉÛ$¦-Û(1iÀïIüpÉÏµRÛåm÷â§wF}ÜâÑåÏ.¿ªÄ/“m¼²Ñ¦�Õå¦»Z\lîWgN«ÅJ�ıyù_ô³3Y�›Şæ¨.?t‹·×�7·Ï.ÿ×QÛé«÷‹‹÷gôÙV!B[ø´*z~®QS?yy÷aEowÓNâÍõ?U ¥8¸Zü~V‚ZÜ­¯?�Ù�Ÿà9:ªŞ/~§Âô;W‹×·�¢ááÌã�üş}Ïá‘J¨ñxè©·n¢kñóİææöz­^Ş­?(ÉM,{�¾]mo¶�×·ËU}ŸuÚÏİ/Ÿ6[ñ4öÚgÌ�v4e/Ì7«5ÇYÓåİŞÛ×ôŸtYÚHN�a½�˜nDG®ıÂr`µ;l.7`1il�Å#²yqL£C;JïÓ�¦&íiÜ®–3P©˜ı˜kDÑåÆH{)¿Z¼z8³Äz¯à÷†Ú€cŸ&É½"KêW®ıëûZ›bèc÷õêf»½¹G'Üİ’ƒN¼A¹÷òƒH`Üó4x´& ¦„A›{ZKÕŒ¯oØ½’è�F 3‘Nc¦5øZc{™BÕFuá©·¸¼õàûF¯¢€¥cWrŸ,C™KFğÍ’ş€vu½h$¬á¼!¯�­çR{áP€MÊÀ²À�"]¸^ ®l¬ ĞX³—<¿�¤�J#p‰Ü�³ùÉô.9Nw¶DíS÷×�vZœuZĞ™’Áû†Rˆ)E@…FáI¨–RÆ[Qdälğˆî¦Z’ÒÆAI\v#™2.¦,@]À—òzXÜÛ<�,š‘%úv4A]çŸ<Ñ�ÙºQ(’(Ò¡)N¨ ié,yå.FI¬8HŠÂ!İÃsH„Ab$DİH’-‘/ßˆEñ—7Nbšv›§‹Â@ğ„U8Ş”¤K&’~yX-7"Á«j%G¦Ö55ßÖUr=!³Ì†æ=B“ËñZ¦H#7¹§ä$Ü©.‚�Í„¦`˜M?!VÆP­„ÊXUç%îJJêtÊ#D�2a –4-ûß†."ø:¢Ï6kâô+�D3ì¬AF<˜×‚�’?&ÊP·2Õ“¦¥Ö]F�šqË™ˆú#é�Ñnä¥5·“$#LáS�7�%@÷…`!†f^‹!D%Â?dµ2~/Sj"£-a)ÉÕÍàèB–s�5HÛW}1Kä2P2i ¹¾şQMÊœ´�Â�t¼�ˆ;&ñ57R…Ê;^#ÛbJÓ®´Á¦ˆ²¬�Ú;ôİAˆ§@¢¬œ\x5-Ê7®ş!T¦9T:Üå£±’Aò(RRë“‚“K;·g(@<d#îŠĞ’qÉÅÑ]»æÃ­ËF�ºS™Ğl5™;ù-‚± —–¾Œ/b®ò¤3³'Q<§µS,uSò§Ø„°â~¥ÈÁì$M8f¨g£Äg²œùè8¾ø”~œhk¾«d>ú3+ôCüÒíà‰’wò0¼Í™Ù‹‚eÇ;.Ø¶œ[Kãñ©“LÑö/’kŸ’ •üœ’µÌw®r¬Ç!.ÓóÕ(H\ã‰•QÕ{5Ì—•z^Š�ŒlT™äL)i8—İMMlU/D)ôÂğ¯Êå¸ìÔ¿>–Tendstreamendobj76 0 obj< >endobj77 0 obj< >streamH‰¼Wmo·ş¾¿‚_è€.Åá;Ã¨­Øi¸ˆ«Cú¡)å,Å.N~‘e;ş÷}fHîîİI¶‘ÈÆ·;ä¼>ÎÌ�FÇ¢H'*j$í]QF—² LR›¡Q£Ñ¹>¢p„È6ô÷Íğ¦¸�
https://www.littelfuse.com/media?resourcetype=datasheets&itemid=dbe9bcd7-6072-4adf-bf5b-d33e52a6b90f&filename=littelfuse-fuse-466-datasheet | fuses | %PDF-1.7%âãÏÓ41 0 obj< >endobj xref41 1120000000016 00000 n0000003097 00000 n0000003224 00000 n0000005204 00000 n0000005243 00000 n0000005379 00000 n0000005515 00000 n0000005651 00000 n0000005765 00000 n0000006285 00000 n0000006692 00000 n0000007289 00000 n0000007902 00000 n0000008405 00000 n0000008962 00000 n0000008997 00000 n0000009040 00000 n0000009126 00000 n0000009239 00000 n0000009350 00000 n0000009959 00000 n0000010042 00000 n0000010458 00000 n0000010869 00000 n0000011346 00000 n0000011977 00000 n0000012347 00000 n0000015380 00000 n0000015511 00000 n0000018155 00000 n0000019275 00000 n0000020156 00000 n0000020641 00000 n0000021189 00000 n0000021791 00000 n0000024106 00000 n0000024361 00000 n0000026966 00000 n0000030062 00000 n0000030549 00000 n0000033107 00000 n0000036519 00000 n0000038819 00000 n0000042566 00000 n0000045570 00000 n0000048218 00000 n0000048539 00000 n0000048901 00000 n0000049233 00000 n0000049522 00000 n0000056576 00000 n0000056613 00000 n0000061400 00000 n0000061736 00000 n0000062099 00000 n0000062472 00000 n0000062853 00000 n0000068163 00000 n0000068214 00000 n0000068283 00000 n0000068367 00000 n0000078800 00000 n0000079063 00000 n0000079225 00000 n0000079252 00000 n0000079553 00000 n0000080469 00000 n0000080735 00000 n0000090778 00000 n0000090817 00000 n0000111027 00000 n0000111066 00000 n0000121109 00000 n0000121148 00000 n0000141358 00000 n0000141397 00000 n0000164271 00000 n0000164310 00000 n0000168965 00000 n0000169004 00000 n0000189994 00000 n0000190033 00000 n0000211023 00000 n0000211062 00000 n0000215717 00000 n0000215756 00000 n0000236746 00000 n0000236785 00000 n0000241440 00000 n0000241479 00000 n0000251522 00000 n0000251561 00000 n0000271771 00000 n0000271810 00000 n0000279964 00000 n0000280003 00000 n0000304904 00000 n0000304943 00000 n0000314886 00000 n0000417417 00000 n0000417802 00000 n0000418187 00000 n0000420104 00000 n0000420367 00000 n0000420752 00000 n0000421137 00000 n0000423363 00000 n0000423627 00000 n0000423783 00000 n0000423938 00000 n0000424101 00000 n0000002536 00000 ntrailer< <0A2F41B81E5D4174B338D03849EA9B84>]/Prev 559144>>startxref0%%EOF 152 0 obj< >streamhŞb``àd`àJg`g`øÂ Ì€Âl@Q�2ëş%0²ÅVír` l8ø„iÒ“€¹OO¶Ë¨2ı(´ªøå²êšnÌŞ¦6Ÿ[¦9s½E]ÙøÏ8uæÒó±wLt™¤SóñÊJ³°�YOßHlJ»¸jÊ«¸‘Œ.®åP€°(--½*ØSçâ–Ws8H1pÄOÒ¹@\‘fd¾ĞÀÌÀ»€íscó-ÆFY†IÖŠ@XÆÆ Å0±��A"€‡��ƒec8ë})Fw—©ì,BLö,–ŒNû/ğ%¨÷Hq Cmƒ”‚ìş˜q¦ÌÀ‘]¤™A–$Pº``ÄTö¦8 •€ª]¡*´�Xƒ�£ÕÊß`lç„�endstreamendobj42 0 obj< >>>endobj43 0 obj< >/ExtGState< >/Font< >/ProcSet[/PDF/Text/ImageC/ImageI]/Properties< >/XObject< >>>/Rotate 0/Tabs/W/Thumb 35 0 R/TrimBox[0.0 0.0 612.0 792.0]/Type/Page/PieceInfo< /LastModified /NumberOfPageItemsInPage 6/NumberofPages 1/OriginalDocumentID /PageItemUIDToLocationDataMap< >/PageTransformationMatrixList< >/PageUIDList< >/PageWidthList< >>>>>>>endobj44 0 obj[45 0 R 46 0 R 47 0 R]endobj45 0 obj< >/Border[0 0 0]/H/N/Rect[73.8406 459.698 111.361 394.0]/Subtype/Link/Type/Annot>>endobj46 0 obj< >/Border[0 0 0]/H/N/Rect[152.194 458.287 201.378 394.0]/Subtype/Link/Type/Annot>>endobj47 0 obj< >/Border[0 0 0]/H/N/Rect[237.985 459.698 283.958 394.0]/Subtype/Link/Type/Annot>>endobj48 0 obj< >endobj49 0 obj< >endobj50 0 obj< >endobj51 0 obj< >endobj52 0 obj< >endobj53 0 obj< >endobj54 0 obj< >endobj55 0 obj[/ICCBased 85 0 R]endobj56 0 obj[/Indexed 55 0 R 0 98 0 R]endobj57 0 obj< >endobj58 0 obj< >endobj59 0 obj< >endobj60 0 obj< >streamH‰\”Ín£@„ï<Å“C†™îXB–ü³‘¦Ø­wÃØAŠa¦ğÛoe%Ò"ÁÔ0L××­iÒí~·ïÚÉ¥¿Æ¾>ÄÉ�Ú®ãµ¿�utÇxn»d‘»¦­§Çl~Ö—jHRÛ¦¸_§xÙw§>)K—ş¶Åë4ŞİÓºé�ñ9I�MÛîì�şnÏ.=Ü†á#^b7¹Ì­V®‰'ô½~T—èÒyÛË¾±õvº¿Ø�¯/şÜ‡èòy¾ Lİ7ñ:Tu«î“2³kåÊ7»VIìšÿÖE¹íxªß«1)ßìã,±{»²ùÛ×¦ió<›ç6˜ÔZ¨ú•úzI=ïİQï écCRŒY f‘SçĞ�ÚCÓ«€WA¯^ÅšzmÚ/fmƒiÆñˆãêš1=bzÆôˆéÓ#¦Wj…f.¹xæâ‘‹§¯Ÿ}7Ôè-5jç™¯G¾�ùzäëYS’20÷€Üùøùøùøùøùøùøùøùøùø…^/¡—ÀKè%ğz¼„^/‘Ç™€¦—ÀKè%ğzÍgFXA}„õ™Ï–°>‚úÈãÜ¡>ò8s¨�²>Šú(™ÌJf³’YÁ¬dV0+™ÌJf³’YÁ¬dV0+™ÌKxåÙï—95ŞoÈcšéÑ5h+ë~÷Ù³õm­]ç_ÄÜ§èĞ¶‹Ÿ‘¡œíÂ�ü`½©èendstreamendobj61 0 obj< >endobj62 0 obj< >streamH‰\’Ínƒ0ÇïyŠÛC¥@Z!U´•8ìCc{š˜i„(Ğo?;®:i‘ ¿Äöß‰�¨ªOµíg½ûQ70Ë®·ÆÃ4Ş½y…[oÅ6‘¦×ócşzh�ˆ0¸Y¦†Úv£(} qšı"WG3^a-¢7oÀ÷ö&W_U³–Qswî°³ŒeYJ½´îµ@F!lS´÷ó²Á˜?�ÏÅ�LÂzË‡Ñ£�Éµ¦ko ŠG)‹�R€5ÿìIÆa×N·^9Ç1NÈgæ3òn'ä„9!Ş1ïˆ�ÌGä”ıSòOSæ”8cÎˆY?%ıŒ53ÒÌX3#ÍœurÒÉy?û¬““N~`>WÌñ‰ùD¦aÆ"Šï¨è�Šó*Ê«X_‘¾â3+:³â\Šr©=ó>óQ5*+v_>{¦ïŞc»Â}¢õ�¯È�Nb}âW€Ë?§˜endstreamendobj63 0 obj< >endobj64 0 obj< >streamH‰\’İjã0Fïõºl/ŠÿâQÆ²-äb»Ë¦}ÇV²†�lç"oßùô….Ô`ëÍŒ£É¶»»0.6û§~ï{ÃıeºÆŞÛƒ?�Á¥Æ~¹ïÒ·?w³É4y»,ş¼ÇÉ4�Íşèáe‰7û°¦ƒ4Ù¯8ø8†“}øØîm¶¿Îó?öa±¹m[;ø£úÙÍoİÙÛ,¥=í=—Û“æü�x¿ÍŞ–i_P¦Ÿ™»ŞÇ.œ¼ir}ZÛ¼êÓ†oçÕši‡cÿ·‹¦)^58ÏEô}nMSæi¯‹ò–¼¿�_ÀÌÑÅ4ã+ÄW¹—ä\‘+°�¼!o”W«Äº(;²?“á¶¢Ï>5ë×¨_³~�úB�ƒ0F#Œ‘Ãş%5¹Ë½`:dM^ƒé“z%ôøİnÂ^z%÷ş¢W�½rè•£›ƒ›£›ƒ›£›ƒ›£›ƒ›£›ƒ›£›ƒÛ†>ºà²ï·Šk×é´_3Õ_cÔqJ#œæ4ÿ5åó4[ÍÂk>D�Ç$endstreamendobj65 0 obj< >streamH‰\ÔK‹£@à½¿¢–İ‹Æ×­{; �<º!‹y0™ùF+a¢bìEşıÔñ„˜@âõúq¢•îûCßÍ.ı>Í1ÌîÜõínÃÇÔw—®OòÂµ]3?ö–ßæZ�I/>Şos¸úó�T•KÄƒ·yº»§M;œÂs’~›Ú0uıÅ=ıÚŸ]züÇ?áúÙen½vm8ÇA_êñk}.].{9´ñx7ß_â5ÿÎøyƒ+–ıœ˜fhÃm¬›0Õı%$U?kW½ÇÏ:}ûßqó¼ìtn~×SRåïñä,S�ßÕ:©ŠlÙ�›˜=³G~e~E^1/ço™·È;æò�y�üÆü†ÌûÅMR•¼W‰{•9s�\0È%s‰,Ì‚L[[©ÌŠlÌ†LssIss¹aŞ ÓYÂ)ô }ûô)tÊâdŸ‚>…}úôô{ø=ÍfO³‡ÙÓìaö4{˜=ÍfO³‡ÙÓìaVv¢èD9_1_9_1_9_1_9_1_õñœ!s¾b¾r¾.óÙÉò*{Pô ìAÑƒ²EÊ=èã9FÆ=Í³Ñl0Í³Ñl0Í³Ñl0Í³Ñl0Í³ñ4ü�+Ì/²æ•0Ã¼RfÜwKgÜàE}¼‘xeãÊâ>×ƒæcšâR°,?Ë€·¿ëÃç5£‹Wá›ü`çendstreamendobj66 0 obj< >endobj67 0 obj< >streamH‰œWÛnI}ï¯¨—ÔÀªİu¯Ş·Ü3‹I0‰ÌÃd±Pd9ö@’/’�Í~ı’Uİ­HöØr±‹—S$‹dİT'ïN[õm[µjöëÉÛu«^_UŸª—³êä6[ÕòŸÚ.6Ä«‰÷d¦ÿİ*­fçUàİ ¦c´UÖ7Æ5[W“/ÆkeZcÕ¯—»İru~·]ş]ı²Y4õìÏjªMcZ­¦º1jvVMN¯—‹Ë/­�‹ùîòj³UóÛ¥ÚŞ}ıs¹Ø©İ•Z\Ì7ß–êûåîâên§6W»ËÅ’UA“µ�4YkY×çåıåvyöõîu£Úpbô‰±ÄJĞµ@O=)Û:@w€šš˜¹&Ö7³ênùö³‹´¸è¦ò¡‰0ëº®I­WÆÆÆ[¥ÎeÔí²ú]mÀU¤yÛt:&Ã†up„ºÕV+ÑäZR.ºN;µXW'¿”ˆ¦’€¼:%aØÑøµF©ÓW+Ğê»rêƒê­y×øl üÛ)…x_Gî1â�iÛ´Ïl¡òâ»Ò¹QV{�WÁÛ&â¼öÇäõ²�j‹pN¶XªÉß$5¹­§¶ÑjrYOcÔä�>ìê©ko˜¦S“«Mı¯Ù?«ÒÎ¸6ã2‰põ‘$@Î6!è ˆfPHûÌªÉR9X³�U“€…#„A�JGLKÂÖ1V­iL�˜±‘øXêmMy‹óÌ‰7ñIS>F"Sèõ¤÷ŸÜˆ"3€NìnØA ¿±yº“;RéÄUŒçœ\Ó±-p8QÅè—êNÖ’ÔU=íHQ‘ŞÔ†ñTC�¾�"ÍHöË„bÛ†OJê,‰CÊ2Û—Zññ{®¶Ùk†ŸgE�¥ÿ*Ç�.´§[øÇ†„Y×�íHÕâh‘àÒìs´Äóß:2LØtÃÑc5ä;:Ü†ƒgØÛ†}w�Óê’\f§İZ�Q¢QÙ÷œv†S‰NviÏ™ƒ=àJdü…�mGfÒœ¶gêx-ÇARşVõ�ædqå„“ÄŸä±H9È¬Ñwàü¡®K^Üô«šİ³«KJº÷Ó«#–ÔÕù‘Ğ,J"Ÿf+’—dù$ú¾+ü[µ—P¡øÂ“/rr«şş_ºc¦Ô)¦u¶9%ü·…a>ºC9öc1—]³êN–$W”v/ìÆ±B–¦Ø{‰üWÂ"şÕuQJGç8Ğ�+Å”KĞP“ˆ12B‚~–c…š›J‘£·¼kV*®3œs¸ R„t+§R“¯:)&3À§–…�cS°IŠë¶–#�›Z<¶`IÀçP‹İ{ò—áM¡pn³TÃÜ9ßÆEš�ñ�Ër¹Ø¹ÒŒîÎ_ÕâAH×2rM¡âò7µ"®®ä†eà8¨škG�›çrG,ÕaÕz¤X¸jıÓıU-.·#½¼¸¡$‹{W,ßÀÂÇ�dd‰=Qû`›méÁÖáEÿÌü9§¹C¼ç~GÕŸK�ÎuÓ‚¾¶Ø\[²Ñ�ã$ÆïÌ’¢²Q¹Yñv¾«÷ìß�omÎğ’a:T7>uË�Áø¹ñ;ÌÿÑÆÍ8uÎ)ïº#½±çÊ±ØVóû¦QGE¨´ø$9Ã÷®¯9İñ˜ä~¥†¦AÕ%H;a\lK7*¥¯?çÛƒY×¢÷%ÅßÖš=€-'•,äJÆéouî 9Ä¦QşÃ½ZSpÇ®-!ø­Ì7£Æe©šP*èÑÜ±.9öµÌ‚Ç´?íwĞ ĞárR/ú]óÊà¦„a=vh’¦#�HI xæi=M4:{Â·A-ª�Œ))ÀÜÔj+“-‰¦B²h,"%úšŒ‰ ÄfÁÓW™5qY›)’èXBÇ0¢¦ë²>¡©Š€èÖ@ZĞ)púş;$¦‘èQ×“dK¤EÁF,m'¨0#²ñò`’äl.é�@«d˜„é¼�Wâ.üZGkËòÜÄ§“ØÒâ#^·ÙÙßÆfr5"^Lk�Ñy•§ò©å@ÂMÃ˜w¬Ë…(‘Ê4†Ù½“ÚÚÑQ�Õ…�°NÎ�Iq]S±A“¶ö…ZT˜¹Æe â‘bƒG~Gí�ßx[VÖšØ"å€K‚ÌÅ@r±Àõ‚gÇ`]¡Zy—©®½'¯9�×›]Ğ‰·U¢Ì‹7—$ÉS4YœÍá;u_�L>fÎ)�®·š…Aàô¡ã�¾“KŠ(ƒCMIN³ÎÎÒ?ßR†Â^ò�5HÖg}!IĞ+”ÜŒXH¯¼uLì4ı@Bc'ª‚gï��òˆSxñ¼lÉC#:f¡5MĞLMï* ¶\"aÊß%½ëúêU,O:#‚œŞt”È�­&œFàgŠ&+g€®éšòZª`ä5?¥xiù(´òÒC:şlš(ñÑÒå3³BWÎ/÷ :¦*3ŒnËH±x,'­”Øi>„1tPü7’�ñXz0Î<�Zj,!ßÛl}&”¦é«ÖÉ"¿‡]ÈH5*fÍ}i»E#ıF9$#ğQòuª9$»)ôóĞÆáğÜ4Õ¤X§1bíÔF)ó]û¶�§ŒÂE$ê¾`N2sœ*¼"†9EÎ2§ˆëh§o™^UgÜ0M_ı3LôÃÙ_QêäÏ½Šs´®®ë@¢«My?'w¾´•ôBŸh.ãZsƒ=öáˆ2•üz<Î{ôIV_·‚Ö½…endstreamendobj68 0 obj< >endobj69 0 obj< >streamH‰ÔWioGı>¿¢¿dÁ2­¾À0 +rN;‡hìŞEÀG7¼DRV¼¿~_u÷ğ%EÁ[8ÓSGW½ºº¯™dÿ’)ÁC4ŠIÃ¥¬�Uô�~Ë•eÓJsá4k4×Ş2ÍƒÔ`x_]U�Ëà™Lßg•cMàZ*â”l"‰¨’Oú-ÔL«FrğË¤@!–ï±MÒ�ßH‰KkÅ],@™IÜRdË¦2Æ�êÙ¾1ªËê'ü_WÄ(½Õ>yÛ`iltÊ0¯¸7Òˆ¨™†-Á©`y½E†LÎ3ËvÙÓ¸AÚNZl­“�‚�äÈ”év€µÍH„,ê¹ƒÒ’*™¯O¨+É#’Ò‰HŸÎ@e† -5l3‰Ş&Eìª€òSõbW†·”<‚�†\¸.²á¬¨Pêá¿+ÒîÁFÈÇÕÛ�à²¶‚@;euƒÇ )O¦©ÿ5ü¶:V'?NGm7şj5Z^MZvòêL±_�±êü~®+/¹Š‘©ˆüRšII!J;±UWı�Í«“¯.{·Ş‹‚�„‰Üå÷³VqáòÀÊ!d¬3¯ÊYÖVye¹€1Œ_�ßA°‘»ÂõxˆŠ¨Êª¡”q,is³:ªµU�„ğhZe#°ôH-AòdÚ¦Xì9¨Í§îP�<d\ô<ÈĞLWØÁ¼¼/÷,”�ô�HeUrïõéQâI§Ÿ�xj—x×ÛÄ�´Ê‘m¥Üô§’Ïj!•LÁ5º€‘�Ğ?ùf&Ù—‹G-}ã/´ø¸Tôa©¤½g@“‘J%ŠxP*"ÙÈÖí}UCæz›å½Ôr¯¥QJ!ST#uœün�XhÊ5Tç„Á}ĞBrYêıyK«–º™³šÖ†2¶ŸÈRë´Œi�™-4&OLÌB8L¦4�RdvZb¡¬ÃB›LšBIæEO4�HC§'�< [1yDÚıÎMiG-Ü(™&M+4çH{[�LACT´ƒ¥í€»K¯H¿Eaa¸™¼5r-ÌH²JÒ»2Àhjjá³£B�cÚ$GÓ £°¦Í"um˜,µ/6¾'I‰FÚ@{2ß‘k4äÎ5àˆæu‚;(ZXràóûû¿�(T2ÊqÉıvğ-¦–5LGJÒ½üFÓê(É/I1W‡z2”¿ 6lxY‘ú�Ô«œ´èv�šZ�¥ºSÅ¶—5@cƒ®&DÙ`T#6’65à0lpS7X­ˆ*—,l°fc/êÆ¤O‘HsĞ™%ñ^Ö”œx™‡K*‘bƒuq¶ÅdZdÚiJv„Zn´(¦�O»v³ªà˜´£);»­j…Õ¨İ¤gWˆëÍ¤]³Ëôm±bé{ÚºË»0:sr±ÍŸ=;9m77£é°û}óìåùË—hbñùóç¹KôáÄ(çÒÇ¬ÑÜZ“£ş”ÉÉ™úEdµ•¼ÉQ¦&¤wÏÁtØDd¢b‰Lç²÷“ñ«Åø¦İ°Éšµ‹Ùr´™ü:íØídsÅhÔ_H`0íFãærÕul½˜�»Õš�æcv5ywÕ­’�;Ş·ƒM7[v«@Cİ¬:¶\-ş)´Ÿvë?Ê¨' ×-ÊÛ¢dÜÿ¡Ùhõ[Î‚1[ÌÙf±¼ÒÛÁúfuY2¦àØ.ÆxÙh:]€BIr{î(Áõ®cÀl2Ç&ãn¾™b->`³C€¤yq³a›nMü™úqBú”İ÷`ßÛwø9ı>×Xú½İ¥Ñ®ö®:¤à†­»ùz²™¼/wÇ/—ÓIFsı1ãu�‚/§£MJ´ƒ¼Úú¾œ´èİäïoª±¹ëó’%l‘Jñc÷ûÌ´îj¦isª¼/íšŠi6Úàí5¦T°«n�n�yGØÎl6™�oÖf+Õ¶£�G«ñQfµh�sÚè¯šî––¸KJÿ1�²_°¯GÓÅ»n�G�„#ˆÎéúõEš1Ó`şt†@6¾kïæ“ÿôİIòæû“³Œ7*¾Ó“×¯şqì·2G‚¤gîY‰²=”áLÖ²ü¼e{i%ÍãY$’}Dp�-æ}wš­§ó×Ì‰Ú'œdmRE)ŸNQœ#ÜzH'ÓÂî?�¬9;g¯pZ VB3§[£�Oè8šüı:™îV�Ø6øÍUÇÎoVh,£yÒ˜3ğ“©ŸÁ›ïÎNïBq÷°˜¡Iö08¼ùî�sÜ†Ò%¿F¥ßpˆ„ÆÕ@ºŠ¸Dô�;I^¶ê*rG•Îr�+X!Ó¥&JºëF�®zªàÜkU1j…ûz{úNoÏĞ+€¤zLA¡)ÊŒşÙÅÙkrV‘³×ø�®^¬È›b�¬�¥¨Ñ/œ›V¸LŞƒ©ÛS“Ì”–©¸ô¸Áí«Af H³ª�ŒµáOËìöq�»xÇ\Á�zlŸ§Ëì`ùs¶ï²?Âø=Çk‡×G÷9”¡HZi‚^íÕ]‡ìc¶¥<ÙÇà¶É<Å¶?v²[v¯�5ÖÆ#™»6¾>Ô�TîF>Q=Ó¸D£ğ"PKR6œ¡ù¦Æ—¬è)§t«u¹>üœ.b©Ë 9DåûÖşÃ²K‡½ZÒlNf8õl˜²‰Õp²ùÍmÀ¦¨pcÒ¦ƒ¨övYõR„»gÄ²×Sé àû“‚OG…�@Îhäğ�H`itöKŠº‰¡xĞ$ı¬LŒşÈ 7²ôhÃp—\­¿`¯&óÉìfF[7Ä¥èÒd~>ÏˆÜ¥EVú>oqk9TŒ~ßWá¼O*LiõúH…²º¨˜GJ™q»áÉµ¦¼‘9•¨·[¦Q†NÆÍim¸aƒ%LA3Å%©VÜ³îRrShSkîğ¡N§–Eíi…Cıã#ÇØèq¶Cè#öET¤f�ŠÜ;C=;x0oé…döÉG~èêéFÑjŸn‘(nK÷ØÚ¹}¥°�ÚqÀ Ôö9‚äÑîöĞÕuÀAU²³Ñ8dñ™êq'o%êÀƒ‹;ÒÀL�Aph +Ñ!9J*÷…ÁXî\x„ÁkD@?Ì`ÜŒşªr§fxpò÷A–ôÛ ÷c¹„¸PKˆ{bàB-ŞRKxµ/Š[·ĞûàöâÛĞö–•ĞnO9°ıŞ9°[bk¯»„µ'oCÖûUğÚÒûˆ=Dïö}¯‡è}¸¢ç HLÿ`PzêıAé©w‚Ò£Ş“B}»õ½¨o•ÿ—î28aà*�¢İ³ZH„Jî} rAĞh½kƒõ¬#—uâ¶�\Ö‘Ëúy÷>Zë¢yL½õDî/qÅ“åPÜ;‡âÚ#”u”ÜL�endstreamendobj70 0 obj< >streamH‰”WÍ�Ü,¼ÏSøBøŸsÈ-R´�%¹¦ß!É!¯<î<ĞëB#yw§¨.Tt×bo’Úo&elŞlV&†íƒÑ*o¿¿?¼*Æ,ãÉ©ìœˆmÔ¾'wº¦aeÜ+gİï*Ø9ŒkpN*ûŠÚ¨¢o 1^ù\Qo�¿*jmáÚXá¢dœíğ\vİeå}‡;«U“öQé®¸‹±—FiÛíÌ³ë¼qÉug×¼º.áìº„“ëÅ¢]v�PÁuB%×]gé¹ë\¦î:×–\ç�K®K8».àÕug×%œ\×±ü]'Tp�PÉu‚E×Yzî:Ÿ»Îµ%×yã’ëÎ®xu]ÂÙu?]Ï^%Ñtç�(XN¨ä8ËNçÊS¿¹°`7oYp[‚Élf¯%˜¬–àÓéè�I?wšÀ¹ÓN*9Í²S§¹òÔi.,8Í[œ–`rZ€Ùi&§øÇÃlÇg{ûôå¡•Ûßíññó›İ~şyü*€.³�–[”Ñû¾}ûÿq¦<³Ú³İş{¼=¾vëé!ª=.è,Íåy¾i_ œg¾°şìœ@ÆÿLœnyNï‹ÈX˜ĞŒÅ)ÕX˜BÆâëÉX˜pÎœ;[Ê:ÿr9¤)Å¥<ëÂ26v/¿É*Ó�Å™Ê9ív®rçD¦rp™gjØY/Ê2•ËPú¸™ÆÁe�)ff£+ËTÎ�L‰B—¶ò,i<ó™†Ã�jWH®/SR4¦ )N !…mHqJR˜BCŠ¯§!…m¦pJœRÛ¦´Å)µİpÊÑ—¥wFè”n ‡×m�´1ã–Šu¶ğ¸¥:¸H?×c8o€¦À"m”®Î>¯‘£½FÁÕÛà]]:/¢“úô&†\õÚzâ?¦à"ıhƒ"LÁEú0E˜‹\â©\¤P„)¸EÔAH5¬¿‰¨l•v‡3j¨›Q¸…L¨)5lH)\¥Ïœ´S°J�´�Sxù–;i)¨`…Kì¤Å¤ÂUúÜU*WéƒT©Xå’<˜J£à*}ô€*•‚«p\�oÓ�çÕ@¸¬dÊhãwª±şm`Á”WèúWÃ�€¼‚UZöGqŸW¨çÏ`îûy—çôŒºË+T¡Ë�¡ïóViÙƒ«T¬Ò²W©T¥ËX¥q`•–=¸JåÀ*W…`VnW¯ëoÂ*–®_«×ò%«ülœx=\¿EÕ¥~Ò*Ç8 *pÉ)ór3n:•‹ô1eob¨HK*³pƒ«·˜2K÷0Tà’Qfñ‹ôŠT,Ò'(R)¨È% Hdû'Àû ¦¾endstreamendobj71 0 obj< >streamH‰”ÖMnÛ0Eá¹W¡ü'µŒ¢KÈ´tÿ“Ò�H>Ñ²uŞ¤P^ÕV>Ônvû~øj\NíÇ?�ß�_�¿›k?Ûög²Îì{›ËÖÄ¶¯ï‡ı?ikMJ¯‹`Û]nß\qÆù:ï#c‚#Ñßîz‚l„`’�ZL�¯ç}69¾?w“Éó8M¬¯×Go²½ú'÷¤löÌÏ{_L±Î½>Rûè¦*�ôœTŸ�"RÛË‘Ê~ñ5T£¿ŠŒ�ßŞ‰‹O6[/Çq¦{Î—_\rÆú«£h ºb’ùâÕ{÷ë0'8“É¹zMdLp¤SŸ—+"cB#'oXdNpDz#c‚#�¨6H¢Öó7Dµ_µª!j½ş–(8ˆ¢ç'Që#¢pDz“”DÑÈ4')ˆÂ·Oq’Š(8y“”DáˆôFÆG¤702&4rò†EæG¤702&8Ò‰jƒ¢!j=CT{d›üÎ�Zï¿5Š¤ğ`*µ>PŠW¤9EÉ®LxŠÂ)~ıt§¨ Â…;E)¯Hw`eLxEÂ+c‚+'yXeNxEÒ+cÂ+�«öûµk¸ZÏßpÕŞ¯ùÕzı­V8p`EÏO«ÖGVáÈtgıî©¢‘NÏúÉ~–ßŞİY?¥;¨h@ ³¾z÷NáÈ4GÆG&982&4"Ä¡‘9Á‘�Œ�t¢ÚÀiˆZÏßeÛû¨!j½ş–(8ˆ¢ç'Që#¢pDzã”DÑÈ4Ç)ˆÂ·OqœŠ(8yã”DáˆôFÆG¤702&4rò†EæG¤702&8Ò‰jƒ !j=ÿ™¨½}�¡ÖÛï„Â÷ÿE�OŸÖº÷7¤5AÇmLn×_>­œèı'h‚Î&Ü�ÎÀFŸà†d6ú„6NÊ°Æ˜à†D6ú7–Úù¤Pi=ş¥MU ´^ŞLŠW¿=Çq¦û ét{±¦æ¦uıÏyz½ô(-‚¹p©K_à„à(é£‰!Râ~á»GIÃ½^Z”tzá„ &ú'„D0Ñ4!!b‰±ÀáLôNrµóå�\Û?Ù·n{endstreamendobj72 0 obj< >endobj73 0 obj< >streamH‰\“Ûjã0†ïıºl/ŠKšiÁrh!{`³û�­¤†F6Šs‘·_ışKÖ�ø3öÌ¦#iÊí~·�ıdÊŸiha2§>v)\‡[jƒ9†s‹eeº¾�>ŸæÿöÒŒE™ƒ÷ë.ûxŠº6å¯üò:¥»yXwÃ1<å�Ô…ÔÇ³yø³=<šòpÇ�pq2³Z™.œr¢oÍø½¹SÎaOû.¿ï§ûS�ù÷ÅïûL5?/)Ó]¸�MRÏ¡¨ùZ™ú-_«"Äî¿÷^v<µïM*ê/ù–Ù“=ø™ü~!¿€·ä-xGŞ�_É¯à7r¨-ó[ä·Kò\‘+0ëZÔµB°’L»&¯Át°ppÌï�ßY²;²3¿C~Çœ9{tèÑ±G‡ó»9?{tèÑÓßÃß³–G-ÏZµ<ı=ü…n7a¬ V+ˆÆb…k"X¡³ÀY˜SæœôøışÂõ¬�lÈ0ûô%ìKĞ—°/A_Â½ì�rï{§ôWø+ışJ…¿Ò_á¯ôWø+ışJ…¿Ò_á¯ôWøoèŸo8ÀŸ'G9Oœùš“ö–R‘y,çÙÀTô1¦Mî8Œ&GáWü`y‹ğÌendstreamendobj74 0 obj< >endobj75 0 obj< >streamH‰ÔWIoÇ¾Ï¯è#õ�{_�Š~€³ØBr�shÆÖ)É¢bÇÿ>_Uõ‡CÊlŸP]3µ/_õ¼ë~ë>+£4ş•SŸ½Ê¾O6«å¦£§›ÎÆ>zœÖİ»#ÜÉ÷:¸7Şè>„nc¦ïó�roû¨Ãí•¿Y}ˆ}‰ÍìÖ¦>icü¾·!ñ‡$²�¦İD6}©˜p¹÷Ş31H´špV÷‡õò±×ùˆzánÖã±zÓk{¬*«zoR´‹‡İ–{�5Ä(ÑlÂ‡>ÆlŸab�h6‘\Ÿ�=LÓÓ&‰VA£)Jrí&F‰fNC•9ìÔ§MÍ&¦ï,T!ú²7®Æ=.3öïCQt˜İv(š+?EÍêŠZÙG(šûsŠšMŒÀ2OÿI(j5QÁe�ÒïBQ³î-óüœ€¢Võ;`™wÛI(j61K³‰A¢ÙÄ,Í&‰V;`i51J4›�¥ÙÄ Ñl¢BøÍ3 hÎş}(¶)ÏœñöI,šk?…EíúŒšùG4š{t�ÚmLÀÅ<�šmŒcÚñ¨]ù0æ9€Ô¬Š/æyˆÔnc0�6‰v„i´1H4Û˜BL›�Q¢İÆcm'l¡ÔWut^İÔPÒ}�ñ˜¡Šfs�h6gÍvpãfğä�ÍÑÜ=Œ;5Ù®ÆYuM“=��kÕé ¹g�E£Ä¤ÉÛ$¦-Û(1iÀïIüpÉÏµRÛåm÷â§wF}ÜâÑåÏ.¿ªÄ/“m¼²Ñ¦�Õå¦»Z\lîWgN«ÅJ�ıyù_ô³3Y�›Şæ¨.?t‹·×�7·Ï.ÿ×QÛé«÷‹‹÷gôÙV!B[ø´*z~®QS?yy÷aEowÓNâÍõ?U ¥8¸Zü~V‚ZÜ­¯?�Ù�Ÿà9:ªŞ/~§Âô;W‹×·�¢ááÌã�üş}Ïá‘J¨ñxè©·n¢kñóİææöz­^Ş­?(ÉM,{�¾]mo¶�×·ËU}ŸuÚÏİ/Ÿ6[ñ4öÚgÌ�v4e/Ì7«5ÇYÓåİŞÛ×ôŸtYÚHN�a½�˜nDG®ıÂr`µ;l.7`1il�Å#²yqL£C;JïÓ�¦&íiÜ®–3P©˜ı˜kDÑåÆH{)¿Z¼z8³Äz¯à÷†Ú€cŸ&É½"KêW®ıëûZ›bèc÷õêf»½¹G'Üİ’ƒN¼A¹÷òƒH`Üó4x´& ¦„A›{ZKÕŒ¯oØ½’è�F 3‘Nc¦5øZc{™BÕFuá©·¸¼õàûF¯¢€¥cWrŸ,C™KFğÍ’ş€vu½h$¬á¼!¯�­çR{áP€MÊÀ²À�"]¸^ ®l¬ ĞX³—<¿�¤�J#p‰Ü�³ùÉô.9Nw¶DíS÷×�vZœuZĞ™’Áû†Rˆ)E@…FáI¨–RÆ[Qdälğˆî¦Z’ÒÆAI\v#™2.¦,@]À—òzXÜÛ<�,š‘%úv4A]çŸ<Ñ�ÙºQ(’(Ò¡)N¨ ié,yå.FI¬8HŠÂ!İÃsH„Ab$DİH’-‘/ßˆEñ—7Nbšv›§‹Â@ğ„U8Ş”¤K&’~yX-7"Á«j%G¦Ö55ßÖUr=!³Ì†æ=B“ËñZ¦H#7¹§ä$Ü©.‚�Í„¦`˜M?!VÆP­„ÊXUç%îJJêtÊ#D�2a –4-ûß†."ø:¢Ï6kâô+�D3ì¬AF<˜×‚�’?&ÊP·2Õ“¦¥Ö]F�šqË™ˆú#é�Ñnä¥5·“$#LáS�7�%@÷…`!†f^‹!D%Â?dµ2~/Sj"£-a)ÉÕÍàèB–s�5HÛW}1Kä2P2i ¹¾şQMÊœ´�Â�t¼�ˆ;&ñ57R…Ê;^#ÛbJÓ®´Á¦ˆ²¬�Ú;ôİAˆ§@¢¬œ\x5-Ê7®ş!T¦9T:Üå£±’Aò(RRë“‚“K;·g(@<d#îŠĞ’qÉÅÑ]»æÃ­ËF�ºS™Ğl5™;ù-‚± —–¾Œ/b®ò¤3³'Q<§µS,uSò§Ø„°â~¥ÈÁì$M8f¨g£Äg²œùè8¾ø”~œhk¾«d>ú3+ôCüÒíà‰’wò0¼Í™Ù‹‚eÇ;.Ø¶œ[Kãñ©“LÑö/’kŸ’ •üœ’µÌw®r¬Ç!.ÓóÕ(H\ã‰•QÕ{5Ì—•z^Š�ŒlT™äL)i8—İMMlU/D)ôÂğ¯Êå¸ìÔ¿>–Tendstreamendobj76 0 obj< >endobj77 0 obj< >streamH‰¼Wmo·ş¾¿‚_è€.Åá;Ã¨­Øi¸ˆ«Cú¡)å,Å.N~‘e;ş÷}fHîîİI¶‘ÈÆ·;ä¼>ÎÌ�FÇ¢H'*j$í]QF—² LR›¡Q£Ñ¹>¢p„È6ô÷Íğ¦¸�
https://www.littelfuse.com/media?resourcetype=datasheets&itemid=dbe9bcd7-6072-4adf-bf5b-d33e52a6b90f&filename=littelfuse-fuse-466-datasheet | fuses | %PDF-1.7%âãÏÓ41 0 obj< >endobj xref41 1120000000016 00000 n0000003097 00000 n0000003224 00000 n0000005204 00000 n0000005243 00000 n0000005379 00000 n0000005515 00000 n0000005651 00000 n0000005765 00000 n0000006285 00000 n0000006692 00000 n0000007289 00000 n0000007902 00000 n0000008405 00000 n0000008962 00000 n0000008997 00000 n0000009040 00000 n0000009126 00000 n0000009239 00000 n0000009350 00000 n0000009959 00000 n0000010042 00000 n0000010458 00000 n0000010869 00000 n0000011346 00000 n0000011977 00000 n0000012347 00000 n0000015380 00000 n0000015511 00000 n0000018155 00000 n0000019275 00000 n0000020156 00000 n0000020641 00000 n0000021189 00000 n0000021791 00000 n0000024106 00000 n0000024361 00000 n0000026966 00000 n0000030062 00000 n0000030549 00000 n0000033107 00000 n0000036519 00000 n0000038819 00000 n0000042566 00000 n0000045570 00000 n0000048218 00000 n0000048539 00000 n0000048901 00000 n0000049233 00000 n0000049522 00000 n0000056576 00000 n0000056613 00000 n0000061400 00000 n0000061736 00000 n0000062099 00000 n0000062472 00000 n0000062853 00000 n0000068163 00000 n0000068214 00000 n0000068283 00000 n0000068367 00000 n0000078800 00000 n0000079063 00000 n0000079225 00000 n0000079252 00000 n0000079553 00000 n0000080469 00000 n0000080735 00000 n0000090778 00000 n0000090817 00000 n0000111027 00000 n0000111066 00000 n0000121109 00000 n0000121148 00000 n0000141358 00000 n0000141397 00000 n0000164271 00000 n0000164310 00000 n0000168965 00000 n0000169004 00000 n0000189994 00000 n0000190033 00000 n0000211023 00000 n0000211062 00000 n0000215717 00000 n0000215756 00000 n0000236746 00000 n0000236785 00000 n0000241440 00000 n0000241479 00000 n0000251522 00000 n0000251561 00000 n0000271771 00000 n0000271810 00000 n0000279964 00000 n0000280003 00000 n0000304904 00000 n0000304943 00000 n0000314886 00000 n0000417417 00000 n0000417802 00000 n0000418187 00000 n0000420104 00000 n0000420367 00000 n0000420752 00000 n0000421137 00000 n0000423363 00000 n0000423627 00000 n0000423783 00000 n0000423938 00000 n0000424101 00000 n0000002536 00000 ntrailer< <0A2F41B81E5D4174B338D03849EA9B84>]/Prev 559144>>startxref0%%EOF 152 0 obj< >streamhŞb``àd`àJg`g`øÂ Ì€Âl@Q�2ëş%0²ÅVír` l8ø„iÒ“€¹OO¶Ë¨2ı(´ªøå²êšnÌŞ¦6Ÿ[¦9s½E]ÙøÏ8uæÒó±wLt™¤SóñÊJ³°�YOßHlJ»¸jÊ«¸‘Œ.®åP€°(--½*ØSçâ–Ws8H1pÄOÒ¹@\‘fd¾ĞÀÌÀ»€íscó-ÆFY†IÖŠ@XÆÆ Å0±��A"€‡��ƒec8ë})Fw—©ì,BLö,–ŒNû/ğ%¨÷Hq Cmƒ”‚ìş˜q¦ÌÀ‘]¤™A–$Pº``ÄTö¦8 •€ª]¡*´�Xƒ�£ÕÊß`lç„�endstreamendobj42 0 obj< >>>endobj43 0 obj< >/ExtGState< >/Font< >/ProcSet[/PDF/Text/ImageC/ImageI]/Properties< >/XObject< >>>/Rotate 0/Tabs/W/Thumb 35 0 R/TrimBox[0.0 0.0 612.0 792.0]/Type/Page/PieceInfo< /LastModified /NumberOfPageItemsInPage 6/NumberofPages 1/OriginalDocumentID /PageItemUIDToLocationDataMap< >/PageTransformationMatrixList< >/PageUIDList< >/PageWidthList< >>>>>>>endobj44 0 obj[45 0 R 46 0 R 47 0 R]endobj45 0 obj< >/Border[0 0 0]/H/N/Rect[73.8406 459.698 111.361 394.0]/Subtype/Link/Type/Annot>>endobj46 0 obj< >/Border[0 0 0]/H/N/Rect[152.194 458.287 201.378 394.0]/Subtype/Link/Type/Annot>>endobj47 0 obj< >/Border[0 0 0]/H/N/Rect[237.985 459.698 283.958 394.0]/Subtype/Link/Type/Annot>>endobj48 0 obj< >endobj49 0 obj< >endobj50 0 obj< >endobj51 0 obj< >endobj52 0 obj< >endobj53 0 obj< >endobj54 0 obj< >endobj55 0 obj[/ICCBased 85 0 R]endobj56 0 obj[/Indexed 55 0 R 0 98 0 R]endobj57 0 obj< >endobj58 0 obj< >endobj59 0 obj< >endobj60 0 obj< >streamH‰\”Ín£@„ï<Å“C†™îXB–ü³‘¦Ø­wÃØAŠa¦ğÛoe%Ò"ÁÔ0L××­iÒí~·ïÚÉ¥¿Æ¾>ÄÉ�Ú®ãµ¿�utÇxn»d‘»¦­§Çl~Ö—jHRÛ¦¸_§xÙw§>)K—ş¶Åë4ŞİÓºé�ñ9I�MÛîì�şnÏ.=Ü†á#^b7¹Ì­V®‰'ô½~T—èÒyÛË¾±õvº¿Ø�¯/şÜ‡èòy¾ Lİ7ñ:Tu«î“2³kåÊ7»VIìšÿÖE¹íxªß«1)ßìã,±{»²ùÛ×¦ió<›ç6˜ÔZ¨ú•úzI=ïİQï écCRŒY f‘SçĞ�ÚCÓ«€WA¯^ÅšzmÚ/fmƒiÆñˆãêš1=bzÆôˆéÓ#¦Wj…f.¹xæâ‘‹§¯Ÿ}7Ôè-5jç™¯G¾�ùzäëYS’20÷€Üùøùøùøùøùøùøùøùøùø…^/¡—ÀKè%ğz¼„^/‘Ç™€¦—ÀKè%ğzÍgFXA}„õ™Ï–°>‚úÈãÜ¡>ò8s¨�²>Šú(™ÌJf³’YÁ¬dV0+™ÌJf³’YÁ¬dV0+™ÌKxåÙï—95ŞoÈcšéÑ5h+ë~÷Ù³õm­]ç_ÄÜ§èĞ¶‹Ÿ‘¡œíÂ�ü`½©èendstreamendobj61 0 obj< >endobj62 0 obj< >streamH‰\’Ínƒ0ÇïyŠÛC¥@Z!U´•8ìCc{š˜i„(Ğo?;®:i‘ ¿Äöß‰�¨ªOµíg½ûQ70Ë®·ÆÃ4Ş½y…[oÅ6‘¦×ócşzh�ˆ0¸Y¦†Úv£(} qšı"WG3^a-¢7oÀ÷ö&W_U³–Qswî°³ŒeYJ½´îµ@F!lS´÷ó²Á˜?�ÏÅ�LÂzË‡Ñ£�Éµ¦ko ŠG)‹�R€5ÿìIÆa×N·^9Ç1NÈgæ3òn'ä„9!Ş1ïˆ�ÌGä”ıSòOSæ”8cÎˆY?%ıŒ53ÒÌX3#ÍœurÒÉy?û¬““N~`>WÌñ‰ùD¦aÆ"Šï¨è�Šó*Ê«X_‘¾â3+:³â\Šr©=ó>óQ5*+v_>{¦ïŞc»Â}¢õ�¯È�Nb}âW€Ë?§˜endstreamendobj63 0 obj< >endobj64 0 obj< >streamH‰\’İjã0Fïõºl/ŠÿâQÆ²-äb»Ë¦}ÇV²†�lç"oßùô….Ô`ëÍŒ£É¶»»0.6û§~ï{ÃıeºÆŞÛƒ?�Á¥Æ~¹ïÒ·?w³É4y»,ş¼ÇÉ4�Íşèáe‰7û°¦ƒ4Ù¯8ø8†“}øØîm¶¿Îó?öa±¹m[;ø£úÙÍoİÙÛ,¥=í=—Û“æü�x¿ÍŞ–i_P¦Ÿ™»ŞÇ.œ¼ir}ZÛ¼êÓ†oçÕši‡cÿ·‹¦)^58ÏEô}nMSæi¯‹ò–¼¿�_ÀÌÑÅ4ã+ÄW¹—ä\‘+°�¼!o”W«Äº(;²?“á¶¢Ï>5ë×¨_³~�úB�ƒ0F#Œ‘Ãş%5¹Ë½`:dM^ƒé“z%ôøİnÂ^z%÷ş¢W�½rè•£›ƒ›£›ƒ›£›ƒ›£›ƒ›£›ƒ›£›ƒÛ†>ºà²ï·Šk×é´_3Õ_cÔqJ#œæ4ÿ5åó4[ÍÂk>D�Ç$endstreamendobj65 0 obj< >streamH‰\ÔK‹£@à½¿¢–İ‹Æ×­{; �<º!‹y0™ùF+a¢bìEşıÔñ„˜@âõúq¢•îûCßÍ.ı>Í1ÌîÜõínÃÇÔw—®OòÂµ]3?ö–ßæZ�I/>Şos¸úó�T•KÄƒ·yº»§M;œÂs’~›Ú0uıÅ=ıÚŸ]züÇ?áúÙen½vm8ÇA_êñk}.].{9´ñx7ß_â5ÿÎøyƒ+–ıœ˜fhÃm¬›0Õı%$U?kW½ÇÏ:}ûßqó¼ìtn~×SRåïñä,S�ßÕ:©ŠlÙ�›˜=³G~e~E^1/ço™·È;æò�y�üÆü†ÌûÅMR•¼W‰{•9s�\0È%s‰,Ì‚L[[©ÌŠlÌ†LssIss¹aŞ ÓYÂ)ô }ûô)tÊâdŸ‚>…}úôô{ø=ÍfO³‡ÙÓìaö4{˜=ÍfO³‡ÙÓìaVv¢èD9_1_9_1_9_1_9_1_õñœ!s¾b¾r¾.óÙÉò*{Pô ìAÑƒ²EÊ=èã9FÆ=Í³Ñl0Í³Ñl0Í³Ñl0Í³Ñl0Í³ñ4ü�+Ì/²æ•0Ã¼RfÜwKgÜàE}¼‘xeãÊâ>×ƒæcšâR°,?Ë€·¿ëÃç5£‹Wá›ü`çendstreamendobj66 0 obj< >endobj67 0 obj< >streamH‰œWÛnI}ï¯¨—ÔÀªİu¯Ş·Ü3‹I0‰ÌÃd±Pd9ö@’/’�Í~ı’Uİ­HöØr±‹—S$‹dİT'ïN[õm[µjöëÉÛu«^_UŸª—³êä6[ÕòŸÚ.6Ä«‰÷d¦ÿİ*­fçUàİ ¦c´UÖ7Æ5[W“/ÆkeZcÕ¯—»İru~·]ş]ı²Y4õìÏjªMcZ­¦º1jvVMN¯—‹Ë/­�‹ùîòj³UóÛ¥ÚŞ}ıs¹Ø©İ•Z\Ì7ß–êûåîâên§6W»ËÅ’UA“µ�4YkY×çåıåvyöõîu£Úpbô‰±ÄJĞµ@O=)Û:@w€šš˜¹&Ö7³ênùö³‹´¸è¦ò¡‰0ëº®I­WÆÆÆ[¥ÎeÔí²ú]mÀU¤yÛt:&Ã†up„ºÕV+ÑäZR.ºN;µXW'¿”ˆ¦’€¼:%aØÑøµF©ÓW+Ğê»rêƒê­y×øl üÛ)…x_Gî1â�iÛ´Ïl¡òâ»Ò¹QV{�WÁÛ&â¼öÇäõ²�j‹pN¶XªÉß$5¹­§¶ÑjrYOcÔä�>ìê©ko˜¦S“«Mı¯Ù?«ÒÎ¸6ã2‰põ‘$@Î6!è ˆfPHûÌªÉR9X³�U“€…#„A�JGLKÂÖ1V­iL�˜±‘øXêmMy‹óÌ‰7ñIS>F"Sèõ¤÷ŸÜˆ"3€NìnØA ¿±yº“;RéÄUŒçœ\Ó±-p8QÅè—êNÖ’ÔU=íHQ‘ŞÔ†ñTC�¾�"ÍHöË„bÛ†OJê,‰CÊ2Û—Zññ{®¶Ùk†ŸgE�¥ÿ*Ç�.´§[øÇ†„Y×�íHÕâh‘àÒìs´Äóß:2LØtÃÑc5ä;:Ü†ƒgØÛ†}w�Óê’\f§İZ�Q¢QÙ÷œv†S‰NviÏ™ƒ=àJdü…�mGfÒœ¶gêx-ÇARşVõ�ædqå„“ÄŸä±H9È¬Ñwàü¡®K^Üô«šİ³«KJº÷Ó«#–ÔÕù‘Ğ,J"Ÿf+’—dù$ú¾+ü[µ—P¡øÂ“/rr«şş_ºc¦Ô)¦u¶9%ü·…a>ºC9öc1—]³êN–$W”v/ìÆ±B–¦Ø{‰üWÂ"şÕuQJGç8Ğ�+Å”KĞP“ˆ12B‚~–c…š›J‘£·¼kV*®3œs¸ R„t+§R“¯:)&3À§–…�cS°IŠë¶–#�›Z<¶`IÀçP‹İ{ò—áM¡pn³TÃÜ9ßÆEš�ñ�Ër¹Ø¹ÒŒîÎ_ÕâAH×2rM¡âò7µ"®®ä†eà8¨škG�›çrG,ÕaÕz¤X¸jıÓıU-.·#½¼¸¡$‹{W,ßÀÂÇ�dd‰=Qû`›méÁÖáEÿÌü9§¹C¼ç~GÕŸK�ÎuÓ‚¾¶Ø\[²Ñ�ã$ÆïÌ’¢²Q¹Yñv¾«÷ìß�omÎğ’a:T7>uË�Áø¹ñ;ÌÿÑÆÍ8uÎ)ïº#½±çÊ±ØVóû¦QGE¨´ø$9Ã÷®¯9İñ˜ä~¥†¦AÕ%H;a\lK7*¥¯?çÛƒY×¢÷%ÅßÖš=€-'•,äJÆéouî 9Ä¦QşÃ½ZSpÇ®-!ø­Ì7£Æe©šP*èÑÜ±.9öµÌ‚Ç´?íwĞ ĞárR/ú]óÊà¦„a=vh’¦#�HI xæi=M4:{Â·A-ª�Œ))ÀÜÔj+“-‰¦B²h,"%úšŒ‰ ÄfÁÓW™5qY›)’èXBÇ0¢¦ë²>¡©Š€èÖ@ZĞ)púş;$¦‘èQ×“dK¤EÁF,m'¨0#²ñò`’äl.é�@«d˜„é¼�Wâ.üZGkËòÜÄ§“ØÒâ#^·ÙÙßÆfr5"^Lk�Ñy•§ò©å@ÂMÃ˜w¬Ë…(‘Ê4†Ù½“ÚÚÑQ�Õ…�°NÎ�Iq]S±A“¶ö…ZT˜¹Æe â‘bƒG~Gí�ßx[VÖšØ"å€K‚ÌÅ@r±Àõ‚gÇ`]¡Zy—©®½'¯9�×›]Ğ‰·U¢Ì‹7—$ÉS4YœÍá;u_�L>fÎ)�®·š…Aàô¡ã�¾“KŠ(ƒCMIN³ÎÎÒ?ßR†Â^ò�5HÖg}!IĞ+”ÜŒXH¯¼uLì4ı@Bc'ª‚gï��òˆSxñ¼lÉC#:f¡5MĞLMï* ¶\"aÊß%½ëúêU,O:#‚œŞt”È�­&œFàgŠ&+g€®éšòZª`ä5?¥xiù(´òÒC:şlš(ñÑÒå3³BWÎ/÷ :¦*3ŒnËH±x,'­”Øi>„1tPü7’�ñXz0Î<�Zj,!ßÛl}&”¦é«ÖÉ"¿‡]ÈH5*fÍ}i»E#ıF9$#ğQòuª9$»)ôóĞÆáğÜ4Õ¤X§1bíÔF)ó]û¶�§ŒÂE$ê¾`N2sœ*¼"†9EÎ2§ˆëh§o™^UgÜ0M_ı3LôÃÙ_QêäÏ½Šs´®®ë@¢«My?'w¾´•ôBŸh.ãZsƒ=öáˆ2•üz<Î{ôIV_·‚Ö½…endstreamendobj68 0 obj< >endobj69 0 obj< >streamH‰ÔWioGı>¿¢¿dÁ2­¾À0 +rN;‡hìŞEÀG7¼DRV¼¿~_u÷ğ%EÁ[8ÓSGW½ºº¯™dÿ’)ÁC4ŠIÃ¥¬�Uô�~Ë•eÓJsá4k4×Ş2ÍƒÔ`x_]U�Ëà™Lßg•cMàZ*â”l"‰¨’Oú-ÔL«FrğË¤@!–ï±MÒ�ßH‰KkÅ],@™IÜRdË¦2Æ�êÙ¾1ªËê'ü_WÄ(½Õ>yÛ`iltÊ0¯¸7Òˆ¨™†-Á©`y½E†LÎ3ËvÙÓ¸AÚNZl­“�‚�äÈ”év€µÍH„,ê¹ƒÒ’*™¯O¨+É#’Ò‰HŸÎ@e† -5l3‰Ş&Eìª€òSõbW†·”<‚�†\¸.²á¬¨Pêá¿+ÒîÁFÈÇÕÛ�à²¶‚@;euƒÇ )O¦©ÿ5ü¶:V'?NGm7şj5Z^MZvòêL±_�±êü~®+/¹Š‘©ˆüRšII!J;±UWı�Í«“¯.{·Ş‹‚�„‰Üå÷³VqáòÀÊ!d¬3¯ÊYÖVye¹€1Œ_�ßA°‘»ÂõxˆŠ¨Êª¡”q,is³:ªµU�„ğhZe#°ôH-AòdÚ¦Xì9¨Í§îP�<d\ô<ÈĞLWØÁ¼¼/÷,”�ô�HeUrïõéQâI§Ÿ�xj—x×ÛÄ�´Ê‘m¥Üô§’Ïj!•LÁ5º€‘�Ğ?ùf&Ù—‹G-}ã/´ø¸Tôa©¤½g@“‘J%ŠxP*"ÙÈÖí}UCæz›å½Ôr¯¥QJ!ST#uœün�XhÊ5Tç„Á}ĞBrYêıyK«–º™³šÖ†2¶ŸÈRë´Œi�™-4&OLÌB8L¦4�RdvZb¡¬ÃB›LšBIæEO4�HC§'�< [1yDÚıÎMiG-Ü(™&M+4çH{[�LACT´ƒ¥í€»K¯H¿Eaa¸™¼5r-ÌH²JÒ»2Àhjjá³£B�cÚ$GÓ £°¦Í"um˜,µ/6¾'I‰FÚ@{2ß‘k4äÎ5àˆæu‚;(ZXràóûû¿�(T2ÊqÉıvğ-¦–5LGJÒ½üFÓê(É/I1W‡z2”¿ 6lxY‘ú�Ô«œ´èv�šZ�¥ºSÅ¶—5@cƒ®&DÙ`T#6’65à0lpS7X­ˆ*—,l°fc/êÆ¤O‘HsĞ™%ñ^Ö”œx™‡K*‘bƒuq¶ÅdZdÚiJv„Zn´(¦�O»v³ªà˜´£);»­j…Õ¨İ¤gWˆëÍ¤]³Ëôm±bé{ÚºË»0:sr±ÍŸ=;9m77£é°û}óìåùË—hbñùóç¹KôáÄ(çÒÇ¬ÑÜZ“£ş”ÉÉ™úEdµ•¼ÉQ¦&¤wÏÁtØDd¢b‰Lç²÷“ñ«Åø¦İ°Éšµ‹Ùr´™ü:íØídsÅhÔ_H`0íFãærÕul½˜�»Õš�æcv5ywÕ­’�;Ş·ƒM7[v«@Cİ¬:¶\-ş)´Ÿvë?Ê¨' ×-ÊÛ¢dÜÿ¡Ùhõ[Î‚1[ÌÙf±¼ÒÛÁúfuY2¦àØ.ÆxÙh:]€BIr{î(Áõ®cÀl2Ç&ãn¾™b->`³C€¤yq³a›nMü™úqBú”İ÷`ßÛwø9ı>×Xú½İ¥Ñ®ö®:¤à†­»ùz²™¼/wÇ/—ÓIFsı1ãu�‚/§£MJ´ƒ¼Úú¾œ´èİäïoª±¹ëó’%l‘Jñc÷ûÌ´îj¦isª¼/íšŠi6Úàí5¦T°«n�n�yGØÎl6™�oÖf+Õ¶£�G«ñQfµh�sÚè¯šî––¸KJÿ1�²_°¯GÓÅ»n�G�„#ˆÎéúõEš1Ó`şt†@6¾kïæ“ÿôİIòæû“³Œ7*¾Ó“×¯şqì·2G‚¤gîY‰²=”áLÖ²ü¼e{i%ÍãY$’}Dp�-æ}wš­§ó×Ì‰Ú'œdmRE)ŸNQœ#ÜzH'ÓÂî?�¬9;g¯pZ VB3§[£�Oè8šüı:™îV�Ø6øÍUÇÎoVh,£yÒ˜3ğ“©ŸÁ›ïÎNïBq÷°˜¡Iö08¼ùî�sÜ†Ò%¿F¥ßpˆ„ÆÕ@ºŠ¸Dô�;I^¶ê*rG•Îr�+X!Ó¥&JºëF�®zªàÜkU1j…ûz{úNoÏĞ+€¤zLA¡)ÊŒşÙÅÙkrV‘³×ø�®^¬È›b�¬�¥¨Ñ/œ›V¸LŞƒ©ÛS“Ì”–©¸ô¸Áí«Af H³ª�ŒµáOËìöq�»xÇ\Á�zlŸ§Ëì`ùs¶ï²?Âø=Çk‡×G÷9”¡HZi‚^íÕ]‡ìc¶¥<ÙÇà¶É<Å¶?v²[v¯�5ÖÆ#™»6¾>Ô�TîF>Q=Ó¸D£ğ"PKR6œ¡ù¦Æ—¬è)§t«u¹>üœ.b©Ë 9DåûÖşÃ²K‡½ZÒlNf8õl˜²‰Õp²ùÍmÀ¦¨pcÒ¦ƒ¨övYõR„»gÄ²×Sé àû“‚OG…�@Îhäğ�H`itöKŠº‰¡xĞ$ı¬LŒşÈ 7²ôhÃp—\­¿`¯&óÉìfF[7Ä¥èÒd~>ÏˆÜ¥EVú>oqk9TŒ~ßWá¼O*LiõúH…²º¨˜GJ™q»áÉµ¦¼‘9•¨·[¦Q†NÆÍim¸aƒ%LA3Å%©VÜ³îRrShSkîğ¡N§–Eíi…Cıã#ÇØèq¶Cè#öET¤f�ŠÜ;C=;x0oé…döÉG~èêéFÑjŸn‘(nK÷ØÚ¹}¥°�ÚqÀ Ôö9‚äÑîöĞÕuÀAU²³Ñ8dñ™êq'o%êÀƒ‹;ÒÀL�Aph +Ñ!9J*÷…ÁXî\x„ÁkD@?Ì`ÜŒşªr§fxpò÷A–ôÛ ÷c¹„¸PKˆ{bàB-ŞRKxµ/Š[·ĞûàöâÛĞö–•ĞnO9°ıŞ9°[bk¯»„µ'oCÖûUğÚÒûˆ=Dïö}¯‡è}¸¢ç HLÿ`PzêıAé©w‚Ò£Ş“B}»õ½¨o•ÿ—î28aà*�¢İ³ZH„Jî} rAĞh½kƒõ¬#—uâ¶�\Ö‘Ëúy÷>Zë¢yL½õDî/qÅ“åPÜ;‡âÚ#”u”ÜL�endstreamendobj70 0 obj< >streamH‰”WÍ�Ü,¼ÏSøBøŸsÈ-R´�%¹¦ß!É!¯<î<ĞëB#yw§¨.Tt×bo’Úo&elŞlV&†íƒÑ*o¿¿?¼*Æ,ãÉ©ìœˆmÔ¾'wº¦aeÜ+gİï*Ø9ŒkpN*ûŠÚ¨¢o 1^ù\Qo�¿*jmáÚXá¢dœíğ\vİeå}‡;«U“öQé®¸‹±—FiÛíÌ³ë¼qÉug×¼º.áìº„“ëÅ¢]v�PÁuB%×]gé¹ë\¦î:×–\ç�K®K8».àÕug×%œ\×±ü]'Tp�PÉu‚E×Yzî:Ÿ»Îµ%×yã’ëÎ®xu]ÂÙu?]Ï^%Ñtç�(XN¨ä8ËNçÊS¿¹°`7oYp[‚Élf¯%˜¬–àÓéè�I?wšÀ¹ÓN*9Í²S§¹òÔi.,8Í[œ–`rZ€Ùi&§øÇÃlÇg{ûôå¡•Ûßíññó›İ~şyü*€.³�–[”Ñû¾}ûÿq¦<³Ú³İş{¼=¾vëé!ª=.è,Íåy¾i_ œg¾°şìœ@ÆÿLœnyNï‹ÈX˜ĞŒÅ)ÕX˜BÆâëÉX˜pÎœ;[Ê:ÿr9¤)Å¥<ëÂ26v/¿É*Ó�Å™Ê9ív®rçD¦rp™gjØY/Ê2•ËPú¸™ÆÁe�)ff£+ËTÎ�L‰B—¶ò,i<ó™†Ã�jWH®/SR4¦ )N !…mHqJR˜BCŠ¯§!…m¦pJœRÛ¦´Å)µİpÊÑ—¥wFè”n ‡×m�´1ã–Šu¶ğ¸¥:¸H?×c8o€¦À"m”®Î>¯‘£½FÁÕÛà]]:/¢“úô&†\õÚzâ?¦à"ıhƒ"LÁEú0E˜‹\â©\¤P„)¸EÔAH5¬¿‰¨l•v‡3j¨›Q¸…L¨)5lH)\¥Ïœ´S°J�´�Sxù–;i)¨`…Kì¤Å¤ÂUúÜU*WéƒT©Xå’<˜J£à*}ô€*•‚«p\�oÓ�çÕ@¸¬dÊhãwª±şm`Á”WèúWÃ�€¼‚UZöGqŸW¨çÏ`îûy—çôŒºË+T¡Ë�¡ïóViÙƒ«T¬Ò²W©T¥ËX¥q`•–=¸JåÀ*W…`VnW¯ëoÂ*–®_«×ò%«ülœx=\¿EÕ¥~Ò*Ç8 *pÉ)ór3n:•‹ô1eob¨HK*³pƒ«·˜2K÷0Tà’Qfñ‹ôŠT,Ò'(R)¨È% Hdû'Àû ¦¾endstreamendobj71 0 obj< >streamH‰”ÖMnÛ0Eá¹W¡ü'µŒ¢KÈ´tÿ“Ò�H>Ñ²uŞ¤P^ÕV>Ônvû~øj\NíÇ?�ß�_�¿›k?Ûög²Îì{›ËÖÄ¶¯ï‡ı?ikMJ¯‹`Û]nß\qÆù:ï#c‚#Ñßîz‚l„`’�ZL�¯ç}69¾?w“Éó8M¬¯×Go²½ú'÷¤löÌÏ{_L±Î½>Rûè¦*�ôœTŸ�"RÛË‘Ê~ñ5T£¿ŠŒ�ßŞ‰‹O6[/Çq¦{Î—_\rÆú«£h ºb’ùâÕ{÷ë0'8“É¹zMdLp¤SŸ—+"cB#'oXdNpDz#c‚#�¨6H¢Öó7Dµ_µª!j½ş–(8ˆ¢ç'Që#¢pDz“”DÑÈ4')ˆÂ·Oq’Š(8y“”DáˆôFÆG¤702&4rò†EæG¤702&8Ò‰jƒ¢!j=CT{d›üÎ�Zï¿5Š¤ğ`*µ>PŠW¤9EÉ®LxŠÂ)~ıt§¨ Â…;E)¯Hw`eLxEÂ+c‚+'yXeNxEÒ+cÂ+�«öûµk¸ZÏßpÕŞ¯ùÕzı­V8p`EÏO«ÖGVáÈtgıî©¢‘NÏúÉ~–ßŞİY?¥;¨h@ ³¾z÷NáÈ4GÆG&982&4"Ä¡‘9Á‘�Œ�t¢ÚÀiˆZÏßeÛû¨!j½ş–(8ˆ¢ç'Që#¢pDzã”DÑÈ4Ç)ˆÂ·OqœŠ(8yã”DáˆôFÆG¤702&4rò†EæG¤702&8Ò‰jƒ !j=ÿ™¨½}�¡ÖÛï„Â÷ÿE�OŸÖº÷7¤5AÇmLn×_>­œèı'h‚Î&Ü�ÎÀFŸà†d6ú„6NÊ°Æ˜à†D6ú7–Úù¤Pi=ş¥MU ´^ŞLŠW¿=Çq¦û ét{±¦æ¦uıÏyz½ô(-‚¹p©K_à„à(é£‰!Râ~á»GIÃ½^Z”tzá„ &ú'„D0Ñ4!!b‰±ÀáLôNrµóå�\Û?Ù·n{endstreamendobj72 0 obj< >endobj73 0 obj< >streamH‰\“Ûjã0†ïıºl/ŠKšiÁrh!{`³û�­¤†F6Šs‘·_ışKÖ�ø3öÌ¦#iÊí~·�ıdÊŸiha2§>v)\‡[jƒ9†s‹eeº¾�>ŸæÿöÒŒE™ƒ÷ë.ûxŠº6å¯üò:¥»yXwÃ1<å�Ô…ÔÇ³yø³=<šòpÇ�pq2³Z™.œr¢oÍø½¹SÎaOû.¿ï§ûS�ù÷ÅïûL5?/)Ó]¸�MRÏ¡¨ùZ™ú-_«"Äî¿÷^v<µïM*ê/ù–Ù“=ø™ü~!¿€·ä-xGŞ�_É¯à7r¨-ó[ä·Kò\‘+0ëZÔµB°’L»&¯Át°ppÌï�ßY²;²3¿C~Çœ9{tèÑ±G‡ó»9?{tèÑÓßÃß³–G-ÏZµ<ı=ü…n7a¬ V+ˆÆb…k"X¡³ÀY˜SæœôøışÂõ¬�lÈ0ûô%ìKĞ—°/A_Â½ì�rï{§ôWø+ışJ…¿Ò_á¯ôWø+ışJ…¿Ò_á¯ôWøoèŸo8ÀŸ'G9Oœùš“ö–R‘y,çÙÀTô1¦Mî8Œ&GáWü`y‹ğÌendstreamendobj74 0 obj< >endobj75 0 obj< >streamH‰ÔWIoÇ¾Ï¯è#õ�{_�Š~€³ØBr�shÆÖ)É¢bÇÿ>_Uõ‡CÊlŸP]3µ/_õ¼ë~ë>+£4ş•SŸ½Ê¾O6«å¦£§›ÎÆ>zœÖİ»#ÜÉ÷:¸7Şè>„nc¦ïó�roû¨Ãí•¿Y}ˆ}‰ÍìÖ¦>icü¾·!ñ‡$²�¦İD6}©˜p¹÷Ş31H´špV÷‡õò±×ùˆzánÖã±zÓk{¬*«zoR´‹‡İ–{�5Ä(ÑlÂ‡>ÆlŸab�h6‘\Ÿ�=LÓÓ&‰VA£)Jrí&F‰fNC•9ìÔ§MÍ&¦ï,T!ú²7®Æ=.3öïCQt˜İv(š+?EÍêŠZÙG(šûsŠšMŒÀ2OÿI(j5QÁe�ÒïBQ³î-óüœ€¢Võ;`™wÛI(j61K³‰A¢ÙÄ,Í&‰V;`i51J4›�¥ÙÄ Ñl¢BøÍ3 hÎş}(¶)ÏœñöI,šk?…EíúŒšùG4š{t�ÚmLÀÅ<�šmŒcÚñ¨]ù0æ9€Ô¬Š/æyˆÔnc0�6‰v„i´1H4Û˜BL›�Q¢İÆcm'l¡ÔWut^İÔPÒ}�ñ˜¡Šfs�h6gÍvpãfğä�ÍÑÜ=Œ;5Ù®ÆYuM“=��kÕé ¹g�E£Ä¤ÉÛ$¦-Û(1iÀïIüpÉÏµRÛåm÷â§wF}ÜâÑåÏ.¿ªÄ/“m¼²Ñ¦�Õå¦»Z\lîWgN«ÅJ�ıyù_ô³3Y�›Şæ¨.?t‹·×�7·Ï.ÿ×QÛé«÷‹‹÷gôÙV!B[ø´*z~®QS?yy÷aEowÓNâÍõ?U ¥8¸Zü~V‚ZÜ­¯?�Ù�Ÿà9:ªŞ/~§Âô;W‹×·�¢ááÌã�üş}Ïá‘J¨ñxè©·n¢kñóİææöz­^Ş­?(ÉM,{�¾]mo¶�×·ËU}ŸuÚÏİ/Ÿ6[ñ4öÚgÌ�v4e/Ì7«5ÇYÓåİŞÛ×ôŸtYÚHN�a½�˜nDG®ıÂr`µ;l.7`1il�Å#²yqL£C;JïÓ�¦&íiÜ®–3P©˜ı˜kDÑåÆH{)¿Z¼z8³Äz¯à÷†Ú€cŸ&É½"KêW®ıëûZ›bèc÷õêf»½¹G'Üİ’ƒN¼A¹÷òƒH`Üó4x´& ¦„A›{ZKÕŒ¯oØ½’è�F 3‘Nc¦5øZc{™BÕFuá©·¸¼õàûF¯¢€¥cWrŸ,C™KFğÍ’ş€vu½h$¬á¼!¯�­çR{áP€MÊÀ²À�"]¸^ ®l¬ ĞX³—<¿�¤�J#p‰Ü�³ùÉô.9Nw¶DíS÷×�vZœuZĞ™’Áû†Rˆ)E@…FáI¨–RÆ[Qdälğˆî¦Z’ÒÆAI\v#™2.¦,@]À—òzXÜÛ<�,š‘%úv4A]çŸ<Ñ�ÙºQ(’(Ò¡)N¨ ié,yå.FI¬8HŠÂ!İÃsH„Ab$DİH’-‘/ßˆEñ—7Nbšv›§‹Â@ğ„U8Ş”¤K&’~yX-7"Á«j%G¦Ö55ßÖUr=!³Ì†æ=B“ËñZ¦H#7¹§ä$Ü©.‚�Í„¦`˜M?!VÆP­„ÊXUç%îJJêtÊ#D�2a –4-ûß†."ø:¢Ï6kâô+�D3ì¬AF<˜×‚�’?&ÊP·2Õ“¦¥Ö]F�šqË™ˆú#é�Ñnä¥5·“$#LáS�7�%@÷…`!†f^‹!D%Â?dµ2~/Sj"£-a)ÉÕÍàèB–s�5HÛW}1Kä2P2i ¹¾şQMÊœ´�Â�t¼�ˆ;&ñ57R…Ê;^#ÛbJÓ®´Á¦ˆ²¬�Ú;ôİAˆ§@¢¬œ\x5-Ê7®ş!T¦9T:Üå£±’Aò(RRë“‚“K;·g(@<d#îŠĞ’qÉÅÑ]»æÃ­ËF�ºS™Ğl5™;ù-‚± —–¾Œ/b®ò¤3³'Q<§µS,uSò§Ø„°â~¥ÈÁì$M8f¨g£Äg²œùè8¾ø”~œhk¾«d>ú3+ôCüÒíà‰’wò0¼Í™Ù‹‚eÇ;.Ø¶œ[Kãñ©“LÑö/’kŸ’ •üœ’µÌw®r¬Ç!.ÓóÕ(H\ã‰•QÕ{5Ì—•z^Š�ŒlT™äL)i8—İMMlU/D)ôÂğ¯Êå¸ìÔ¿>–Tendstreamendobj76 0 obj< >endobj77 0 obj< >streamH‰¼Wmo·ş¾¿‚_è€.Åá;Ã¨­Øi¸ˆ«Cú¡)å,Å.N~‘e;ş÷}fHîîİI¶‘ÈÆ·;ä¼>ÎÌ�FÇ¢H'*j$í]QF—² LR›¡Q£Ñ¹>¢p„È6ô÷Íğ¦¸�
https://www.littelfuse.com/media?resourcetype=datasheets&itemid=dbe9bcd7-6072-4adf-bf5b-d33e52a6b90f&filename=littelfuse-fuse-466-datasheet | fuses | %PDF-1.7%âãÏÓ41 0 obj< >endobj xref41 1120000000016 00000 n0000003097 00000 n0000003224 00000 n0000005204 00000 n0000005243 00000 n0000005379 00000 n0000005515 00000 n0000005651 00000 n0000005765 00000 n0000006285 00000 n0000006692 00000 n0000007289 00000 n0000007902 00000 n0000008405 00000 n0000008962 00000 n0000008997 00000 n0000009040 00000 n0000009126 00000 n0000009239 00000 n0000009350 00000 n0000009959 00000 n0000010042 00000 n0000010458 00000 n0000010869 00000 n0000011346 00000 n0000011977 00000 n0000012347 00000 n0000015380 00000 n0000015511 00000 n0000018155 00000 n0000019275 00000 n0000020156 00000 n0000020641 00000 n0000021189 00000 n0000021791 00000 n0000024106 00000 n0000024361 00000 n0000026966 00000 n0000030062 00000 n0000030549 00000 n0000033107 00000 n0000036519 00000 n0000038819 00000 n0000042566 00000 n0000045570 00000 n0000048218 00000 n0000048539 00000 n0000048901 00000 n0000049233 00000 n0000049522 00000 n0000056576 00000 n0000056613 00000 n0000061400 00000 n0000061736 00000 n0000062099 00000 n0000062472 00000 n0000062853 00000 n0000068163 00000 n0000068214 00000 n0000068283 00000 n0000068367 00000 n0000078800 00000 n0000079063 00000 n0000079225 00000 n0000079252 00000 n0000079553 00000 n0000080469 00000 n0000080735 00000 n0000090778 00000 n0000090817 00000 n0000111027 00000 n0000111066 00000 n0000121109 00000 n0000121148 00000 n0000141358 00000 n0000141397 00000 n0000164271 00000 n0000164310 00000 n0000168965 00000 n0000169004 00000 n0000189994 00000 n0000190033 00000 n0000211023 00000 n0000211062 00000 n0000215717 00000 n0000215756 00000 n0000236746 00000 n0000236785 00000 n0000241440 00000 n0000241479 00000 n0000251522 00000 n0000251561 00000 n0000271771 00000 n0000271810 00000 n0000279964 00000 n0000280003 00000 n0000304904 00000 n0000304943 00000 n0000314886 00000 n0000417417 00000 n0000417802 00000 n0000418187 00000 n0000420104 00000 n0000420367 00000 n0000420752 00000 n0000421137 00000 n0000423363 00000 n0000423627 00000 n0000423783 00000 n0000423938 00000 n0000424101 00000 n0000002536 00000 ntrailer< <0A2F41B81E5D4174B338D03849EA9B84>]/Prev 559144>>startxref0%%EOF 152 0 obj< >streamhŞb``àd`àJg`g`øÂ Ì€Âl@Q�2ëş%0²ÅVír` l8ø„iÒ“€¹OO¶Ë¨2ı(´ªøå²êšnÌŞ¦6Ÿ[¦9s½E]ÙøÏ8uæÒó±wLt™¤SóñÊJ³°�YOßHlJ»¸jÊ«¸‘Œ.®åP€°(--½*ØSçâ–Ws8H1pÄOÒ¹@\‘fd¾ĞÀÌÀ»€íscó-ÆFY†IÖŠ@XÆÆ Å0±��A"€‡��ƒec8ë})Fw—©ì,BLö,–ŒNû/ğ%¨÷Hq Cmƒ”‚ìş˜q¦ÌÀ‘]¤™A–$Pº``ÄTö¦8 •€ª]¡*´�Xƒ�£ÕÊß`lç„�endstreamendobj42 0 obj< >>>endobj43 0 obj< >/ExtGState< >/Font< >/ProcSet[/PDF/Text/ImageC/ImageI]/Properties< >/XObject< >>>/Rotate 0/Tabs/W/Thumb 35 0 R/TrimBox[0.0 0.0 612.0 792.0]/Type/Page/PieceInfo< /LastModified /NumberOfPageItemsInPage 6/NumberofPages 1/OriginalDocumentID /PageItemUIDToLocationDataMap< >/PageTransformationMatrixList< >/PageUIDList< >/PageWidthList< >>>>>>>endobj44 0 obj[45 0 R 46 0 R 47 0 R]endobj45 0 obj< >/Border[0 0 0]/H/N/Rect[73.8406 459.698 111.361 394.0]/Subtype/Link/Type/Annot>>endobj46 0 obj< >/Border[0 0 0]/H/N/Rect[152.194 458.287 201.378 394.0]/Subtype/Link/Type/Annot>>endobj47 0 obj< >/Border[0 0 0]/H/N/Rect[237.985 459.698 283.958 394.0]/Subtype/Link/Type/Annot>>endobj48 0 obj< >endobj49 0 obj< >endobj50 0 obj< >endobj51 0 obj< >endobj52 0 obj< >endobj53 0 obj< >endobj54 0 obj< >endobj55 0 obj[/ICCBased 85 0 R]endobj56 0 obj[/Indexed 55 0 R 0 98 0 R]endobj57 0 obj< >endobj58 0 obj< >endobj59 0 obj< >endobj60 0 obj< >streamH‰\”Ín£@„ï<Å“C†™îXB–ü³‘¦Ø­wÃØAŠa¦ğÛoe%Ò"ÁÔ0L××­iÒí~·ïÚÉ¥¿Æ¾>ÄÉ�Ú®ãµ¿�utÇxn»d‘»¦­§Çl~Ö—jHRÛ¦¸_§xÙw§>)K—ş¶Åë4ŞİÓºé�ñ9I�MÛîì�şnÏ.=Ü†á#^b7¹Ì­V®‰'ô½~T—èÒyÛË¾±õvº¿Ø�¯/şÜ‡èòy¾ Lİ7ñ:Tu«î“2³kåÊ7»VIìšÿÖE¹íxªß«1)ßìã,±{»²ùÛ×¦ió<›ç6˜ÔZ¨ú•úzI=ïİQï écCRŒY f‘SçĞ�ÚCÓ«€WA¯^ÅšzmÚ/fmƒiÆñˆãêš1=bzÆôˆéÓ#¦Wj…f.¹xæâ‘‹§¯Ÿ}7Ôè-5jç™¯G¾�ùzäëYS’20÷€Üùøùøùøùøùøùøùøùøùø…^/¡—ÀKè%ğz¼„^/‘Ç™€¦—ÀKè%ğzÍgFXA}„õ™Ï–°>‚úÈãÜ¡>ò8s¨�²>Šú(™ÌJf³’YÁ¬dV0+™ÌJf³’YÁ¬dV0+™ÌKxåÙï—95ŞoÈcšéÑ5h+ë~÷Ù³õm­]ç_ÄÜ§èĞ¶‹Ÿ‘¡œíÂ�ü`½©èendstreamendobj61 0 obj< >endobj62 0 obj< >streamH‰\’Ínƒ0ÇïyŠÛC¥@Z!U´•8ìCc{š˜i„(Ğo?;®:i‘ ¿Äöß‰�¨ªOµíg½ûQ70Ë®·ÆÃ4Ş½y…[oÅ6‘¦×ócşzh�ˆ0¸Y¦†Úv£(} qšı"WG3^a-¢7oÀ÷ö&W_U³–Qswî°³ŒeYJ½´îµ@F!lS´÷ó²Á˜?�ÏÅ�LÂzË‡Ñ£�Éµ¦ko ŠG)‹�R€5ÿìIÆa×N·^9Ç1NÈgæ3òn'ä„9!Ş1ïˆ�ÌGä”ıSòOSæ”8cÎˆY?%ıŒ53ÒÌX3#ÍœurÒÉy?û¬““N~`>WÌñ‰ùD¦aÆ"Šï¨è�Šó*Ê«X_‘¾â3+:³â\Šr©=ó>óQ5*+v_>{¦ïŞc»Â}¢õ�¯È�Nb}âW€Ë?§˜endstreamendobj63 0 obj< >endobj64 0 obj< >streamH‰\’İjã0Fïõºl/ŠÿâQÆ²-äb»Ë¦}ÇV²†�lç"oßùô….Ô`ëÍŒ£É¶»»0.6û§~ï{ÃıeºÆŞÛƒ?�Á¥Æ~¹ïÒ·?w³É4y»,ş¼ÇÉ4�Íşèáe‰7û°¦ƒ4Ù¯8ø8†“}øØîm¶¿Îó?öa±¹m[;ø£úÙÍoİÙÛ,¥=í=—Û“æü�x¿ÍŞ–i_P¦Ÿ™»ŞÇ.œ¼ir}ZÛ¼êÓ†oçÕši‡cÿ·‹¦)^58ÏEô}nMSæi¯‹ò–¼¿�_ÀÌÑÅ4ã+ÄW¹—ä\‘+°�¼!o”W«Äº(;²?“á¶¢Ï>5ë×¨_³~�úB�ƒ0F#Œ‘Ãş%5¹Ë½`:dM^ƒé“z%ôøİnÂ^z%÷ş¢W�½rè•£›ƒ›£›ƒ›£›ƒ›£›ƒ›£›ƒ›£›ƒÛ†>ºà²ï·Šk×é´_3Õ_cÔqJ#œæ4ÿ5åó4[ÍÂk>D�Ç$endstreamendobj65 0 obj< >streamH‰\ÔK‹£@à½¿¢–İ‹Æ×­{; �<º!‹y0™ùF+a¢bìEşıÔñ„˜@âõúq¢•îûCßÍ.ı>Í1ÌîÜõínÃÇÔw—®OòÂµ]3?ö–ßæZ�I/>Şos¸úó�T•KÄƒ·yº»§M;œÂs’~›Ú0uıÅ=ıÚŸ]züÇ?áúÙen½vm8ÇA_êñk}.].{9´ñx7ß_â5ÿÎøyƒ+–ıœ˜fhÃm¬›0Õı%$U?kW½ÇÏ:}ûßqó¼ìtn~×SRåïñä,S�ßÕ:©ŠlÙ�›˜=³G~e~E^1/ço™·È;æò�y�üÆü†ÌûÅMR•¼W‰{•9s�\0È%s‰,Ì‚L[[©ÌŠlÌ†LssIss¹aŞ ÓYÂ)ô }ûô)tÊâdŸ‚>…}úôô{ø=ÍfO³‡ÙÓìaö4{˜=ÍfO³‡ÙÓìaVv¢èD9_1_9_1_9_1_9_1_õñœ!s¾b¾r¾.óÙÉò*{Pô ìAÑƒ²EÊ=èã9FÆ=Í³Ñl0Í³Ñl0Í³Ñl0Í³Ñl0Í³ñ4ü�+Ì/²æ•0Ã¼RfÜwKgÜàE}¼‘xeãÊâ>×ƒæcšâR°,?Ë€·¿ëÃç5£‹Wá›ü`çendstreamendobj66 0 obj< >endobj67 0 obj< >streamH‰œWÛnI}ï¯¨—ÔÀªİu¯Ş·Ü3‹I0‰ÌÃd±Pd9ö@’/’�Í~ı’Uİ­HöØr±‹—S$‹dİT'ïN[õm[µjöëÉÛu«^_UŸª—³êä6[ÕòŸÚ.6Ä«‰÷d¦ÿİ*­fçUàİ ¦c´UÖ7Æ5[W“/ÆkeZcÕ¯—»İru~·]ş]ı²Y4õìÏjªMcZ­¦º1jvVMN¯—‹Ë/­�‹ùîòj³UóÛ¥ÚŞ}ıs¹Ø©İ•Z\Ì7ß–êûåîâên§6W»ËÅ’UA“µ�4YkY×çåıåvyöõîu£Úpbô‰±ÄJĞµ@O=)Û:@w€šš˜¹&Ö7³ênùö³‹´¸è¦ò¡‰0ëº®I­WÆÆÆ[¥ÎeÔí²ú]mÀU¤yÛt:&Ã†up„ºÕV+ÑäZR.ºN;µXW'¿”ˆ¦’€¼:%aØÑøµF©ÓW+Ğê»rêƒê­y×øl üÛ)…x_Gî1â�iÛ´Ïl¡òâ»Ò¹QV{�WÁÛ&â¼öÇäõ²�j‹pN¶XªÉß$5¹­§¶ÑjrYOcÔä�>ìê©ko˜¦S“«Mı¯Ù?«ÒÎ¸6ã2‰põ‘$@Î6!è ˆfPHûÌªÉR9X³�U“€…#„A�JGLKÂÖ1V­iL�˜±‘øXêmMy‹óÌ‰7ñIS>F"Sèõ¤÷ŸÜˆ"3€NìnØA ¿±yº“;RéÄUŒçœ\Ó±-p8QÅè—êNÖ’ÔU=íHQ‘ŞÔ†ñTC�¾�"ÍHöË„bÛ†OJê,‰CÊ2Û—Zññ{®¶Ùk†ŸgE�¥ÿ*Ç�.´§[øÇ†„Y×�íHÕâh‘àÒìs´Äóß:2LØtÃÑc5ä;:Ü†ƒgØÛ†}w�Óê’\f§İZ�Q¢QÙ÷œv†S‰NviÏ™ƒ=àJdü…�mGfÒœ¶gêx-ÇARşVõ�ædqå„“ÄŸä±H9È¬Ñwàü¡®K^Üô«šİ³«KJº÷Ó«#–ÔÕù‘Ğ,J"Ÿf+’—dù$ú¾+ü[µ—P¡øÂ“/rr«şş_ºc¦Ô)¦u¶9%ü·…a>ºC9öc1—]³êN–$W”v/ìÆ±B–¦Ø{‰üWÂ"şÕuQJGç8Ğ�+Å”KĞP“ˆ12B‚~–c…š›J‘£·¼kV*®3œs¸ R„t+§R“¯:)&3À§–…�cS°IŠë¶–#�›Z<¶`IÀçP‹İ{ò—áM¡pn³TÃÜ9ßÆEš�ñ�Ër¹Ø¹ÒŒîÎ_ÕâAH×2rM¡âò7µ"®®ä†eà8¨škG�›çrG,ÕaÕz¤X¸jıÓıU-.·#½¼¸¡$‹{W,ßÀÂÇ�dd‰=Qû`›méÁÖáEÿÌü9§¹C¼ç~GÕŸK�ÎuÓ‚¾¶Ø\[²Ñ�ã$ÆïÌ’¢²Q¹Yñv¾«÷ìß�omÎğ’a:T7>uË�Áø¹ñ;ÌÿÑÆÍ8uÎ)ïº#½±çÊ±ØVóû¦QGE¨´ø$9Ã÷®¯9İñ˜ä~¥†¦AÕ%H;a\lK7*¥¯?çÛƒY×¢÷%ÅßÖš=€-'•,äJÆéouî 9Ä¦QşÃ½ZSpÇ®-!ø­Ì7£Æe©šP*èÑÜ±.9öµÌ‚Ç´?íwĞ ĞárR/ú]óÊà¦„a=vh’¦#�HI xæi=M4:{Â·A-ª�Œ))ÀÜÔj+“-‰¦B²h,"%úšŒ‰ ÄfÁÓW™5qY›)’èXBÇ0¢¦ë²>¡©Š€èÖ@ZĞ)púş;$¦‘èQ×“dK¤EÁF,m'¨0#²ñò`’äl.é�@«d˜„é¼�Wâ.üZGkËòÜÄ§“ØÒâ#^·ÙÙßÆfr5"^Lk�Ñy•§ò©å@ÂMÃ˜w¬Ë…(‘Ê4†Ù½“ÚÚÑQ�Õ…�°NÎ�Iq]S±A“¶ö…ZT˜¹Æe â‘bƒG~Gí�ßx[VÖšØ"å€K‚ÌÅ@r±Àõ‚gÇ`]¡Zy—©®½'¯9�×›]Ğ‰·U¢Ì‹7—$ÉS4YœÍá;u_�L>fÎ)�®·š…Aàô¡ã�¾“KŠ(ƒCMIN³ÎÎÒ?ßR†Â^ò�5HÖg}!IĞ+”ÜŒXH¯¼uLì4ı@Bc'ª‚gï��òˆSxñ¼lÉC#:f¡5MĞLMï* ¶\"aÊß%½ëúêU,O:#‚œŞt”È�­&œFàgŠ&+g€®éšòZª`ä5?¥xiù(´òÒC:şlš(ñÑÒå3³BWÎ/÷ :¦*3ŒnËH±x,'­”Øi>„1tPü7’�ñXz0Î<�Zj,!ßÛl}&”¦é«ÖÉ"¿‡]ÈH5*fÍ}i»E#ıF9$#ğQòuª9$»)ôóĞÆáğÜ4Õ¤X§1bíÔF)ó]û¶�§ŒÂE$ê¾`N2sœ*¼"†9EÎ2§ˆëh§o™^UgÜ0M_ı3LôÃÙ_QêäÏ½Šs´®®ë@¢«My?'w¾´•ôBŸh.ãZsƒ=öáˆ2•üz<Î{ôIV_·‚Ö½…endstreamendobj68 0 obj< >endobj69 0 obj< >streamH‰ÔWioGı>¿¢¿dÁ2­¾À0 +rN;‡hìŞEÀG7¼DRV¼¿~_u÷ğ%EÁ[8ÓSGW½ºº¯™dÿ’)ÁC4ŠIÃ¥¬�Uô�~Ë•eÓJsá4k4×Ş2ÍƒÔ`x_]U�Ëà™Lßg•cMàZ*â”l"‰¨’Oú-ÔL«FrğË¤@!–ï±MÒ�ßH‰KkÅ],@™IÜRdË¦2Æ�êÙ¾1ªËê'ü_WÄ(½Õ>yÛ`iltÊ0¯¸7Òˆ¨™†-Á©`y½E†LÎ3ËvÙÓ¸AÚNZl­“�‚�äÈ”év€µÍH„,ê¹ƒÒ’*™¯O¨+É#’Ò‰HŸÎ@e† -5l3‰Ş&Eìª€òSõbW†·”<‚�†\¸.²á¬¨Pêá¿+ÒîÁFÈÇÕÛ�à²¶‚@;euƒÇ )O¦©ÿ5ü¶:V'?NGm7şj5Z^MZvòêL±_�±êü~®+/¹Š‘©ˆüRšII!J;±UWı�Í«“¯.{·Ş‹‚�„‰Üå÷³VqáòÀÊ!d¬3¯ÊYÖVye¹€1Œ_�ßA°‘»ÂõxˆŠ¨Êª¡”q,is³:ªµU�„ğhZe#°ôH-AòdÚ¦Xì9¨Í§îP�<d\ô<ÈĞLWØÁ¼¼/÷,”�ô�HeUrïõéQâI§Ÿ�xj—x×ÛÄ�´Ê‘m¥Üô§’Ïj!•LÁ5º€‘�Ğ?ùf&Ù—‹G-}ã/´ø¸Tôa©¤½g@“‘J%ŠxP*"ÙÈÖí}UCæz›å½Ôr¯¥QJ!ST#uœün�XhÊ5Tç„Á}ĞBrYêıyK«–º™³šÖ†2¶ŸÈRë´Œi�™-4&OLÌB8L¦4�RdvZb¡¬ÃB›LšBIæEO4�HC§'�< [1yDÚıÎMiG-Ü(™&M+4çH{[�LACT´ƒ¥í€»K¯H¿Eaa¸™¼5r-ÌH²JÒ»2Àhjjá³£B�cÚ$GÓ £°¦Í"um˜,µ/6¾'I‰FÚ@{2ß‘k4äÎ5àˆæu‚;(ZXràóûû¿�(T2ÊqÉıvğ-¦–5LGJÒ½üFÓê(É/I1W‡z2”¿ 6lxY‘ú�Ô«œ´èv�šZ�¥ºSÅ¶—5@cƒ®&DÙ`T#6’65à0lpS7X­ˆ*—,l°fc/êÆ¤O‘HsĞ™%ñ^Ö”œx™‡K*‘bƒuq¶ÅdZdÚiJv„Zn´(¦�O»v³ªà˜´£);»­j…Õ¨İ¤gWˆëÍ¤]³Ëôm±bé{ÚºË»0:sr±ÍŸ=;9m77£é°û}óìåùË—hbñùóç¹KôáÄ(çÒÇ¬ÑÜZ“£ş”ÉÉ™úEdµ•¼ÉQ¦&¤wÏÁtØDd¢b‰Lç²÷“ñ«Åø¦İ°Éšµ‹Ùr´™ü:íØídsÅhÔ_H`0íFãærÕul½˜�»Õš�æcv5ywÕ­’�;Ş·ƒM7[v«@Cİ¬:¶\-ş)´Ÿvë?Ê¨' ×-ÊÛ¢dÜÿ¡Ùhõ[Î‚1[ÌÙf±¼ÒÛÁúfuY2¦àØ.ÆxÙh:]€BIr{î(Áõ®cÀl2Ç&ãn¾™b->`³C€¤yq³a›nMü™úqBú”İ÷`ßÛwø9ı>×Xú½İ¥Ñ®ö®:¤à†­»ùz²™¼/wÇ/—ÓIFsı1ãu�‚/§£MJ´ƒ¼Úú¾œ´èİäïoª±¹ëó’%l‘Jñc÷ûÌ´îj¦isª¼/íšŠi6Úàí5¦T°«n�n�yGØÎl6™�oÖf+Õ¶£�G«ñQfµh�sÚè¯šî––¸KJÿ1�²_°¯GÓÅ»n�G�„#ˆÎéúõEš1Ó`şt†@6¾kïæ“ÿôİIòæû“³Œ7*¾Ó“×¯şqì·2G‚¤gîY‰²=”áLÖ²ü¼e{i%ÍãY$’}Dp�-æ}wš­§ó×Ì‰Ú'œdmRE)ŸNQœ#ÜzH'ÓÂî?�¬9;g¯pZ VB3§[£�Oè8šüı:™îV�Ø6øÍUÇÎoVh,£yÒ˜3ğ“©ŸÁ›ïÎNïBq÷°˜¡Iö08¼ùî�sÜ†Ò%¿F¥ßpˆ„ÆÕ@ºŠ¸Dô�;I^¶ê*rG•Îr�+X!Ó¥&JºëF�®zªàÜkU1j…ûz{úNoÏĞ+€¤zLA¡)ÊŒşÙÅÙkrV‘³×ø�®^¬È›b�¬�¥¨Ñ/œ›V¸LŞƒ©ÛS“Ì”–©¸ô¸Áí«Af H³ª�ŒµáOËìöq�»xÇ\Á�zlŸ§Ëì`ùs¶ï²?Âø=Çk‡×G÷9”¡HZi‚^íÕ]‡ìc¶¥<ÙÇà¶É<Å¶?v²[v¯�5ÖÆ#™»6¾>Ô�TîF>Q=Ó¸D£ğ"PKR6œ¡ù¦Æ—¬è)§t«u¹>üœ.b©Ë 9DåûÖşÃ²K‡½ZÒlNf8õl˜²‰Õp²ùÍmÀ¦¨pcÒ¦ƒ¨övYõR„»gÄ²×Sé àû“‚OG…�@Îhäğ�H`itöKŠº‰¡xĞ$ı¬LŒşÈ 7²ôhÃp—\­¿`¯&óÉìfF[7Ä¥èÒd~>ÏˆÜ¥EVú>oqk9TŒ~ßWá¼O*LiõúH…²º¨˜GJ™q»áÉµ¦¼‘9•¨·[¦Q†NÆÍim¸aƒ%LA3Å%©VÜ³îRrShSkîğ¡N§–Eíi…Cıã#ÇØèq¶Cè#öET¤f�ŠÜ;C=;x0oé…döÉG~èêéFÑjŸn‘(nK÷ØÚ¹}¥°�ÚqÀ Ôö9‚äÑîöĞÕuÀAU²³Ñ8dñ™êq'o%êÀƒ‹;ÒÀL�Aph +Ñ!9J*÷…ÁXî\x„ÁkD@?Ì`ÜŒşªr§fxpò÷A–ôÛ ÷c¹„¸PKˆ{bàB-ŞRKxµ/Š[·ĞûàöâÛĞö–•ĞnO9°ıŞ9°[bk¯»„µ'oCÖûUğÚÒûˆ=Dïö}¯‡è}¸¢ç HLÿ`PzêıAé©w‚Ò£Ş“B}»õ½¨o•ÿ—î28aà*�¢İ³ZH„Jî} rAĞh½kƒõ¬#—uâ¶�\Ö‘Ëúy÷>Zë¢yL½õDî/qÅ“åPÜ;‡âÚ#”u”ÜL�endstreamendobj70 0 obj< >streamH‰”WÍ�Ü,¼ÏSøBøŸsÈ-R´�%¹¦ß!É!¯<î<ĞëB#yw§¨.Tt×bo’Úo&elŞlV&†íƒÑ*o¿¿?¼*Æ,ãÉ©ìœˆmÔ¾'wº¦aeÜ+gİï*Ø9ŒkpN*ûŠÚ¨¢o 1^ù\Qo�¿*jmáÚXá¢dœíğ\vİeå}‡;«U“öQé®¸‹±—FiÛíÌ³ë¼qÉug×¼º.áìº„“ëÅ¢]v�PÁuB%×]gé¹ë\¦î:×–\ç�K®K8».àÕug×%œ\×±ü]'Tp�PÉu‚E×Yzî:Ÿ»Îµ%×yã’ëÎ®xu]ÂÙu?]Ï^%Ñtç�(XN¨ä8ËNçÊS¿¹°`7oYp[‚Élf¯%˜¬–àÓéè�I?wšÀ¹ÓN*9Í²S§¹òÔi.,8Í[œ–`rZ€Ùi&§øÇÃlÇg{ûôå¡•Ûßíññó›İ~şyü*€.³�–[”Ñû¾}ûÿq¦<³Ú³İş{¼=¾vëé!ª=.è,Íåy¾i_ œg¾°şìœ@ÆÿLœnyNï‹ÈX˜ĞŒÅ)ÕX˜BÆâëÉX˜pÎœ;[Ê:ÿr9¤)Å¥<ëÂ26v/¿É*Ó�Å™Ê9ív®rçD¦rp™gjØY/Ê2•ËPú¸™ÆÁe�)ff£+ËTÎ�L‰B—¶ò,i<ó™†Ã�jWH®/SR4¦ )N !…mHqJR˜BCŠ¯§!…m¦pJœRÛ¦´Å)µİpÊÑ—¥wFè”n ‡×m�´1ã–Šu¶ğ¸¥:¸H?×c8o€¦À"m”®Î>¯‘£½FÁÕÛà]]:/¢“úô&†\õÚzâ?¦à"ıhƒ"LÁEú0E˜‹\â©\¤P„)¸EÔAH5¬¿‰¨l•v‡3j¨›Q¸…L¨)5lH)\¥Ïœ´S°J�´�Sxù–;i)¨`…Kì¤Å¤ÂUúÜU*WéƒT©Xå’<˜J£à*}ô€*•‚«p\�oÓ�çÕ@¸¬dÊhãwª±şm`Á”WèúWÃ�€¼‚UZöGqŸW¨çÏ`îûy—çôŒºË+T¡Ë�¡ïóViÙƒ«T¬Ò²W©T¥ËX¥q`•–=¸JåÀ*W…`VnW¯ëoÂ*–®_«×ò%«ülœx=\¿EÕ¥~Ò*Ç8 *pÉ)ór3n:•‹ô1eob¨HK*³pƒ«·˜2K÷0Tà’Qfñ‹ôŠT,Ò'(R)¨È% Hdû'Àû ¦¾endstreamendobj71 0 obj< >streamH‰”ÖMnÛ0Eá¹W¡ü'µŒ¢KÈ´tÿ“Ò�H>Ñ²uŞ¤P^ÕV>Ônvû~øj\NíÇ?�ß�_�¿›k?Ûög²Îì{›ËÖÄ¶¯ï‡ı?ikMJ¯‹`Û]nß\qÆù:ï#c‚#Ñßîz‚l„`’�ZL�¯ç}69¾?w“Éó8M¬¯×Go²½ú'÷¤löÌÏ{_L±Î½>Rûè¦*�ôœTŸ�"RÛË‘Ê~ñ5T£¿ŠŒ�ßŞ‰‹O6[/Çq¦{Î—_\rÆú«£h ºb’ùâÕ{÷ë0'8“É¹zMdLp¤SŸ—+"cB#'oXdNpDz#c‚#�¨6H¢Öó7Dµ_µª!j½ş–(8ˆ¢ç'Që#¢pDz“”DÑÈ4')ˆÂ·Oq’Š(8y“”DáˆôFÆG¤702&4rò†EæG¤702&8Ò‰jƒ¢!j=CT{d›üÎ�Zï¿5Š¤ğ`*µ>PŠW¤9EÉ®LxŠÂ)~ıt§¨ Â…;E)¯Hw`eLxEÂ+c‚+'yXeNxEÒ+cÂ+�«öûµk¸ZÏßpÕŞ¯ùÕzı­V8p`EÏO«ÖGVáÈtgıî©¢‘NÏúÉ~–ßŞİY?¥;¨h@ ³¾z÷NáÈ4GÆG&982&4"Ä¡‘9Á‘�Œ�t¢ÚÀiˆZÏßeÛû¨!j½ş–(8ˆ¢ç'Që#¢pDzã”DÑÈ4Ç)ˆÂ·OqœŠ(8yã”DáˆôFÆG¤702&4rò†EæG¤702&8Ò‰jƒ !j=ÿ™¨½}�¡ÖÛï„Â÷ÿE�OŸÖº÷7¤5AÇmLn×_>­œèı'h‚Î&Ü�ÎÀFŸà†d6ú„6NÊ°Æ˜à†D6ú7–Úù¤Pi=ş¥MU ´^ŞLŠW¿=Çq¦û ét{±¦æ¦uıÏyz½ô(-‚¹p©K_à„à(é£‰!Râ~á»GIÃ½^Z”tzá„ &ú'„D0Ñ4!!b‰±ÀáLôNrµóå�\Û?Ù·n{endstreamendobj72 0 obj< >endobj73 0 obj< >streamH‰\“Ûjã0†ïıºl/ŠKšiÁrh!{`³û�­¤†F6Šs‘·_ışKÖ�ø3öÌ¦#iÊí~·�ıdÊŸiha2§>v)\‡[jƒ9†s‹eeº¾�>ŸæÿöÒŒE™ƒ÷ë.ûxŠº6å¯üò:¥»yXwÃ1<å�Ô…ÔÇ³yø³=<šòpÇ�pq2³Z™.œr¢oÍø½¹SÎaOû.¿ï§ûS�ù÷ÅïûL5?/)Ó]¸�MRÏ¡¨ùZ™ú-_«"Äî¿÷^v<µïM*ê/ù–Ù“=ø™ü~!¿€·ä-xGŞ�_É¯à7r¨-ó[ä·Kò\‘+0ëZÔµB°’L»&¯Át°ppÌï�ßY²;²3¿C~Çœ9{tèÑ±G‡ó»9?{tèÑÓßÃß³–G-ÏZµ<ı=ü…n7a¬ V+ˆÆb…k"X¡³ÀY˜SæœôøışÂõ¬�lÈ0ûô%ìKĞ—°/A_Â½ì�rï{§ôWø+ışJ…¿Ò_á¯ôWø+ışJ…¿Ò_á¯ôWøoèŸo8ÀŸ'G9Oœùš“ö–R‘y,çÙÀTô1¦Mî8Œ&GáWü`y‹ğÌendstreamendobj74 0 obj< >endobj75 0 obj< >streamH‰ÔWIoÇ¾Ï¯è#õ�{_�Š~€³ØBr�shÆÖ)É¢bÇÿ>_Uõ‡CÊlŸP]3µ/_õ¼ë~ë>+£4ş•SŸ½Ê¾O6«å¦£§›ÎÆ>zœÖİ»#ÜÉ÷:¸7Şè>„nc¦ïó�roû¨Ãí•¿Y}ˆ}‰ÍìÖ¦>icü¾·!ñ‡$²�¦İD6}©˜p¹÷Ş31H´špV÷‡õò±×ùˆzánÖã±zÓk{¬*«zoR´‹‡İ–{�5Ä(ÑlÂ‡>ÆlŸab�h6‘\Ÿ�=LÓÓ&‰VA£)Jrí&F‰fNC•9ìÔ§MÍ&¦ï,T!ú²7®Æ=.3öïCQt˜İv(š+?EÍêŠZÙG(šûsŠšMŒÀ2OÿI(j5QÁe�ÒïBQ³î-óüœ€¢Võ;`™wÛI(j61K³‰A¢ÙÄ,Í&‰V;`i51J4›�¥ÙÄ Ñl¢BøÍ3 hÎş}(¶)ÏœñöI,šk?…EíúŒšùG4š{t�ÚmLÀÅ<�šmŒcÚñ¨]ù0æ9€Ô¬Š/æyˆÔnc0�6‰v„i´1H4Û˜BL›�Q¢İÆcm'l¡ÔWut^İÔPÒ}�ñ˜¡Šfs�h6gÍvpãfğä�ÍÑÜ=Œ;5Ù®ÆYuM“=��kÕé ¹g�E£Ä¤ÉÛ$¦-Û(1iÀïIüpÉÏµRÛåm÷â§wF}ÜâÑåÏ.¿ªÄ/“m¼²Ñ¦�Õå¦»Z\lîWgN«ÅJ�ıyù_ô³3Y�›Şæ¨.?t‹·×�7·Ï.ÿ×QÛé«÷‹‹÷gôÙV!B[ø´*z~®QS?yy÷aEowÓNâÍõ?U ¥8¸Zü~V‚ZÜ­¯?�Ù�Ÿà9:ªŞ/~§Âô;W‹×·�¢ááÌã�üş}Ïá‘J¨ñxè©·n¢kñóİææöz­^Ş­?(ÉM,{�¾]mo¶�×·ËU}ŸuÚÏİ/Ÿ6[ñ4öÚgÌ�v4e/Ì7«5ÇYÓåİŞÛ×ôŸtYÚHN�a½�˜nDG®ıÂr`µ;l.7`1il�Å#²yqL£C;JïÓ�¦&íiÜ®–3P©˜ı˜kDÑåÆH{)¿Z¼z8³Äz¯à÷†Ú€cŸ&É½"KêW®ıëûZ›bèc÷õêf»½¹G'Üİ’ƒN¼A¹÷òƒH`Üó4x´& ¦„A›{ZKÕŒ¯oØ½’è�F 3‘Nc¦5øZc{™BÕFuá©·¸¼õàûF¯¢€¥cWrŸ,C™KFğÍ’ş€vu½h$¬á¼!¯�­çR{áP€MÊÀ²À�"]¸^ ®l¬ ĞX³—<¿�¤�J#p‰Ü�³ùÉô.9Nw¶DíS÷×�vZœuZĞ™’Áû†Rˆ)E@…FáI¨–RÆ[Qdälğˆî¦Z’ÒÆAI\v#™2.¦,@]À—òzXÜÛ<�,š‘%úv4A]çŸ<Ñ�ÙºQ(’(Ò¡)N¨ ié,yå.FI¬8HŠÂ!İÃsH„Ab$DİH’-‘/ßˆEñ—7Nbšv›§‹Â@ğ„U8Ş”¤K&’~yX-7"Á«j%G¦Ö55ßÖUr=!³Ì†æ=B“ËñZ¦H#7¹§ä$Ü©.‚�Í„¦`˜M?!VÆP­„ÊXUç%îJJêtÊ#D�2a –4-ûß†."ø:¢Ï6kâô+�D3ì¬AF<˜×‚�’?&ÊP·2Õ“¦¥Ö]F�šqË™ˆú#é�Ñnä¥5·“$#LáS�7�%@÷…`!†f^‹!D%Â?dµ2~/Sj"£-a)ÉÕÍàèB–s�5HÛW}1Kä2P2i ¹¾şQMÊœ´�Â�t¼�ˆ;&ñ57R…Ê;^#ÛbJÓ®´Á¦ˆ²¬�Ú;ôİAˆ§@¢¬œ\x5-Ê7®ş!T¦9T:Üå£±’Aò(RRë“‚“K;·g(@<d#îŠĞ’qÉÅÑ]»æÃ­ËF�ºS™Ğl5™;ù-‚± —–¾Œ/b®ò¤3³'Q<§µS,uSò§Ø„°â~¥ÈÁì$M8f¨g£Äg²œùè8¾ø”~œhk¾«d>ú3+ôCüÒíà‰’wò0¼Í™Ù‹‚eÇ;.Ø¶œ[Kãñ©“LÑö/’kŸ’ •üœ’µÌw®r¬Ç!.ÓóÕ(H\ã‰•QÕ{5Ì—•z^Š�ŒlT™äL)i8—İMMlU/D)ôÂğ¯Êå¸ìÔ¿>–Tendstreamendobj76 0 obj< >endobj77 0 obj< >streamH‰¼Wmo·ş¾¿‚_è€.Åá;Ã¨­Øi¸ˆ«Cú¡)å,Å.N~‘e;ş÷}fHîîİI¶‘ÈÆ·;ä¼>ÎÌ�FÇ¢H'*j$í]QF—² LR›¡Q£Ñ¹>¢p„È6ô÷Íğ¦¸�
https://www.littelfuse.com/media?resourcetype=datasheets&itemid=dbe9bcd7-6072-4adf-bf5b-d33e52a6b90f&filename=littelfuse-fuse-466-datasheet | fuses | %PDF-1.7%âãÏÓ41 0 obj< >endobj xref41 1120000000016 00000 n0000003097 00000 n0000003224 00000 n0000005204 00000 n0000005243 00000 n0000005379 00000 n0000005515 00000 n0000005651 00000 n0000005765 00000 n0000006285 00000 n0000006692 00000 n0000007289 00000 n0000007902 00000 n0000008405 00000 n0000008962 00000 n0000008997 00000 n0000009040 00000 n0000009126 00000 n0000009239 00000 n0000009350 00000 n0000009959 00000 n0000010042 00000 n0000010458 00000 n0000010869 00000 n0000011346 00000 n0000011977 00000 n0000012347 00000 n0000015380 00000 n0000015511 00000 n0000018155 00000 n0000019275 00000 n0000020156 00000 n0000020641 00000 n0000021189 00000 n0000021791 00000 n0000024106 00000 n0000024361 00000 n0000026966 00000 n0000030062 00000 n0000030549 00000 n0000033107 00000 n0000036519 00000 n0000038819 00000 n0000042566 00000 n0000045570 00000 n0000048218 00000 n0000048539 00000 n0000048901 00000 n0000049233 00000 n0000049522 00000 n0000056576 00000 n0000056613 00000 n0000061400 00000 n0000061736 00000 n0000062099 00000 n0000062472 00000 n0000062853 00000 n0000068163 00000 n0000068214 00000 n0000068283 00000 n0000068367 00000 n0000078800 00000 n0000079063 00000 n0000079225 00000 n0000079252 00000 n0000079553 00000 n0000080469 00000 n0000080735 00000 n0000090778 00000 n0000090817 00000 n0000111027 00000 n0000111066 00000 n0000121109 00000 n0000121148 00000 n0000141358 00000 n0000141397 00000 n0000164271 00000 n0000164310 00000 n0000168965 00000 n0000169004 00000 n0000189994 00000 n0000190033 00000 n0000211023 00000 n0000211062 00000 n0000215717 00000 n0000215756 00000 n0000236746 00000 n0000236785 00000 n0000241440 00000 n0000241479 00000 n0000251522 00000 n0000251561 00000 n0000271771 00000 n0000271810 00000 n0000279964 00000 n0000280003 00000 n0000304904 00000 n0000304943 00000 n0000314886 00000 n0000417417 00000 n0000417802 00000 n0000418187 00000 n0000420104 00000 n0000420367 00000 n0000420752 00000 n0000421137 00000 n0000423363 00000 n0000423627 00000 n0000423783 00000 n0000423938 00000 n0000424101 00000 n0000002536 00000 ntrailer< <0A2F41B81E5D4174B338D03849EA9B84>]/Prev 559144>>startxref0%%EOF 152 0 obj< >streamhŞb``àd`àJg`g`øÂ Ì€Âl@Q�2ëş%0²ÅVír` l8ø„iÒ“€¹OO¶Ë¨2ı(´ªøå²êšnÌŞ¦6Ÿ[¦9s½E]ÙøÏ8uæÒó±wLt™¤SóñÊJ³°�YOßHlJ»¸jÊ«¸‘Œ.®åP€°(--½*ØSçâ–Ws8H1pÄOÒ¹@\‘fd¾ĞÀÌÀ»€íscó-ÆFY†IÖŠ@XÆÆ Å0±��A"€‡��ƒec8ë})Fw—©ì,BLö,–ŒNû/ğ%¨÷Hq Cmƒ”‚ìş˜q¦ÌÀ‘]¤™A–$Pº``ÄTö¦8 •€ª]¡*´�Xƒ�£ÕÊß`lç„�endstreamendobj42 0 obj< >>>endobj43 0 obj< >/ExtGState< >/Font< >/ProcSet[/PDF/Text/ImageC/ImageI]/Properties< >/XObject< >>>/Rotate 0/Tabs/W/Thumb 35 0 R/TrimBox[0.0 0.0 612.0 792.0]/Type/Page/PieceInfo< /LastModified /NumberOfPageItemsInPage 6/NumberofPages 1/OriginalDocumentID /PageItemUIDToLocationDataMap< >/PageTransformationMatrixList< >/PageUIDList< >/PageWidthList< >>>>>>>endobj44 0 obj[45 0 R 46 0 R 47 0 R]endobj45 0 obj< >/Border[0 0 0]/H/N/Rect[73.8406 459.698 111.361 394.0]/Subtype/Link/Type/Annot>>endobj46 0 obj< >/Border[0 0 0]/H/N/Rect[152.194 458.287 201.378 394.0]/Subtype/Link/Type/Annot>>endobj47 0 obj< >/Border[0 0 0]/H/N/Rect[237.985 459.698 283.958 394.0]/Subtype/Link/Type/Annot>>endobj48 0 obj< >endobj49 0 obj< >endobj50 0 obj< >endobj51 0 obj< >endobj52 0 obj< >endobj53 0 obj< >endobj54 0 obj< >endobj55 0 obj[/ICCBased 85 0 R]endobj56 0 obj[/Indexed 55 0 R 0 98 0 R]endobj57 0 obj< >endobj58 0 obj< >endobj59 0 obj< >endobj60 0 obj< >streamH‰\”Ín£@„ï<Å“C†™îXB–ü³‘¦Ø­wÃØAŠa¦ğÛoe%Ò"ÁÔ0L××­iÒí~·ïÚÉ¥¿Æ¾>ÄÉ�Ú®ãµ¿�utÇxn»d‘»¦­§Çl~Ö—jHRÛ¦¸_§xÙw§>)K—ş¶Åë4ŞİÓºé�ñ9I�MÛîì�şnÏ.=Ü†á#^b7¹Ì­V®‰'ô½~T—èÒyÛË¾±õvº¿Ø�¯/şÜ‡èòy¾ Lİ7ñ:Tu«î“2³kåÊ7»VIìšÿÖE¹íxªß«1)ßìã,±{»²ùÛ×¦ió<›ç6˜ÔZ¨ú•úzI=ïİQï écCRŒY f‘SçĞ�ÚCÓ«€WA¯^ÅšzmÚ/fmƒiÆñˆãêš1=bzÆôˆéÓ#¦Wj…f.¹xæâ‘‹§¯Ÿ}7Ôè-5jç™¯G¾�ùzäëYS’20÷€Üùøùøùøùøùøùøùøùøùø…^/¡—ÀKè%ğz¼„^/‘Ç™€¦—ÀKè%ğzÍgFXA}„õ™Ï–°>‚úÈãÜ¡>ò8s¨�²>Šú(™ÌJf³’YÁ¬dV0+™ÌJf³’YÁ¬dV0+™ÌKxåÙï—95ŞoÈcšéÑ5h+ë~÷Ù³õm­]ç_ÄÜ§èĞ¶‹Ÿ‘¡œíÂ�ü`½©èendstreamendobj61 0 obj< >endobj62 0 obj< >streamH‰\’Ínƒ0ÇïyŠÛC¥@Z!U´•8ìCc{š˜i„(Ğo?;®:i‘ ¿Äöß‰�¨ªOµíg½ûQ70Ë®·ÆÃ4Ş½y…[oÅ6‘¦×ócşzh�ˆ0¸Y¦†Úv£(} qšı"WG3^a-¢7oÀ÷ö&W_U³–Qswî°³ŒeYJ½´îµ@F!lS´÷ó²Á˜?�ÏÅ�LÂzË‡Ñ£�Éµ¦ko ŠG)‹�R€5ÿìIÆa×N·^9Ç1NÈgæ3òn'ä„9!Ş1ïˆ�ÌGä”ıSòOSæ”8cÎˆY?%ıŒ53ÒÌX3#ÍœurÒÉy?û¬““N~`>WÌñ‰ùD¦aÆ"Šï¨è�Šó*Ê«X_‘¾â3+:³â\Šr©=ó>óQ5*+v_>{¦ïŞc»Â}¢õ�¯È�Nb}âW€Ë?§˜endstreamendobj63 0 obj< >endobj64 0 obj< >streamH‰\’İjã0Fïõºl/ŠÿâQÆ²-äb»Ë¦}ÇV²†�lç"oßùô….Ô`ëÍŒ£É¶»»0.6û§~ï{ÃıeºÆŞÛƒ?�Á¥Æ~¹ïÒ·?w³É4y»,ş¼ÇÉ4�Íşèáe‰7û°¦ƒ4Ù¯8ø8†“}øØîm¶¿Îó?öa±¹m[;ø£úÙÍoİÙÛ,¥=í=—Û“æü�x¿ÍŞ–i_P¦Ÿ™»ŞÇ.œ¼ir}ZÛ¼êÓ†oçÕši‡cÿ·‹¦)^58ÏEô}nMSæi¯‹ò–¼¿�_ÀÌÑÅ4ã+ÄW¹—ä\‘+°�¼!o”W«Äº(;²?“á¶¢Ï>5ë×¨_³~�úB�ƒ0F#Œ‘Ãş%5¹Ë½`:dM^ƒé“z%ôøİnÂ^z%÷ş¢W�½rè•£›ƒ›£›ƒ›£›ƒ›£›ƒ›£›ƒ›£›ƒÛ†>ºà²ï·Šk×é´_3Õ_cÔqJ#œæ4ÿ5åó4[ÍÂk>D�Ç$endstreamendobj65 0 obj< >streamH‰\ÔK‹£@à½¿¢–İ‹Æ×­{; �<º!‹y0™ùF+a¢bìEşıÔñ„˜@âõúq¢•îûCßÍ.ı>Í1ÌîÜõínÃÇÔw—®OòÂµ]3?ö–ßæZ�I/>Şos¸úó�T•KÄƒ·yº»§M;œÂs’~›Ú0uıÅ=ıÚŸ]züÇ?áúÙen½vm8ÇA_êñk}.].{9´ñx7ß_â5ÿÎøyƒ+–ıœ˜fhÃm¬›0Õı%$U?kW½ÇÏ:}ûßqó¼ìtn~×SRåïñä,S�ßÕ:©ŠlÙ�›˜=³G~e~E^1/ço™·È;æò�y�üÆü†ÌûÅMR•¼W‰{•9s�\0È%s‰,Ì‚L[[©ÌŠlÌ†LssIss¹aŞ ÓYÂ)ô }ûô)tÊâdŸ‚>…}úôô{ø=ÍfO³‡ÙÓìaö4{˜=ÍfO³‡ÙÓìaVv¢èD9_1_9_1_9_1_9_1_õñœ!s¾b¾r¾.óÙÉò*{Pô ìAÑƒ²EÊ=èã9FÆ=Í³Ñl0Í³Ñl0Í³Ñl0Í³Ñl0Í³ñ4ü�+Ì/²æ•0Ã¼RfÜwKgÜàE}¼‘xeãÊâ>×ƒæcšâR°,?Ë€·¿ëÃç5£‹Wá›ü`çendstreamendobj66 0 obj< >endobj67 0 obj< >streamH‰œWÛnI}ï¯¨—ÔÀªİu¯Ş·Ü3‹I0‰ÌÃd±Pd9ö@’/’�Í~ı’Uİ­HöØr±‹—S$‹dİT'ïN[õm[µjöëÉÛu«^_UŸª—³êä6[ÕòŸÚ.6Ä«‰÷d¦ÿİ*­fçUàİ ¦c´UÖ7Æ5[W“/ÆkeZcÕ¯—»İru~·]ş]ı²Y4õìÏjªMcZ­¦º1jvVMN¯—‹Ë/­�‹ùîòj³UóÛ¥ÚŞ}ıs¹Ø©İ•Z\Ì7ß–êûåîâên§6W»ËÅ’UA“µ�4YkY×çåıåvyöõîu£Úpbô‰±ÄJĞµ@O=)Û:@w€šš˜¹&Ö7³ênùö³‹´¸è¦ò¡‰0ëº®I­WÆÆÆ[¥ÎeÔí²ú]mÀU¤yÛt:&Ã†up„ºÕV+ÑäZR.ºN;µXW'¿”ˆ¦’€¼:%aØÑøµF©ÓW+Ğê»rêƒê­y×øl üÛ)…x_Gî1â�iÛ´Ïl¡òâ»Ò¹QV{�WÁÛ&â¼öÇäõ²�j‹pN¶XªÉß$5¹­§¶ÑjrYOcÔä�>ìê©ko˜¦S“«Mı¯Ù?«ÒÎ¸6ã2‰põ‘$@Î6!è ˆfPHûÌªÉR9X³�U“€…#„A�JGLKÂÖ1V­iL�˜±‘øXêmMy‹óÌ‰7ñIS>F"Sèõ¤÷ŸÜˆ"3€NìnØA ¿±yº“;RéÄUŒçœ\Ó±-p8QÅè—êNÖ’ÔU=íHQ‘ŞÔ†ñTC�¾�"ÍHöË„bÛ†OJê,‰CÊ2Û—Zññ{®¶Ùk†ŸgE�¥ÿ*Ç�.´§[øÇ†„Y×�íHÕâh‘àÒìs´Äóß:2LØtÃÑc5ä;:Ü†ƒgØÛ†}w�Óê’\f§İZ�Q¢QÙ÷œv†S‰NviÏ™ƒ=àJdü…�mGfÒœ¶gêx-ÇARşVõ�ædqå„“ÄŸä±H9È¬Ñwàü¡®K^Üô«šİ³«KJº÷Ó«#–ÔÕù‘Ğ,J"Ÿf+’—dù$ú¾+ü[µ—P¡øÂ“/rr«şş_ºc¦Ô)¦u¶9%ü·…a>ºC9öc1—]³êN–$W”v/ìÆ±B–¦Ø{‰üWÂ"şÕuQJGç8Ğ�+Å”KĞP“ˆ12B‚~–c…š›J‘£·¼kV*®3œs¸ R„t+§R“¯:)&3À§–…�cS°IŠë¶–#�›Z<¶`IÀçP‹İ{ò—áM¡pn³TÃÜ9ßÆEš�ñ�Ër¹Ø¹ÒŒîÎ_ÕâAH×2rM¡âò7µ"®®ä†eà8¨škG�›çrG,ÕaÕz¤X¸jıÓıU-.·#½¼¸¡$‹{W,ßÀÂÇ�dd‰=Qû`›méÁÖáEÿÌü9§¹C¼ç~GÕŸK�ÎuÓ‚¾¶Ø\[²Ñ�ã$ÆïÌ’¢²Q¹Yñv¾«÷ìß�omÎğ’a:T7>uË�Áø¹ñ;ÌÿÑÆÍ8uÎ)ïº#½±çÊ±ØVóû¦QGE¨´ø$9Ã÷®¯9İñ˜ä~¥†¦AÕ%H;a\lK7*¥¯?çÛƒY×¢÷%ÅßÖš=€-'•,äJÆéouî 9Ä¦QşÃ½ZSpÇ®-!ø­Ì7£Æe©šP*èÑÜ±.9öµÌ‚Ç´?íwĞ ĞárR/ú]óÊà¦„a=vh’¦#�HI xæi=M4:{Â·A-ª�Œ))ÀÜÔj+“-‰¦B²h,"%úšŒ‰ ÄfÁÓW™5qY›)’èXBÇ0¢¦ë²>¡©Š€èÖ@ZĞ)púş;$¦‘èQ×“dK¤EÁF,m'¨0#²ñò`’äl.é�@«d˜„é¼�Wâ.üZGkËòÜÄ§“ØÒâ#^·ÙÙßÆfr5"^Lk�Ñy•§ò©å@ÂMÃ˜w¬Ë…(‘Ê4†Ù½“ÚÚÑQ�Õ…�°NÎ�Iq]S±A“¶ö…ZT˜¹Æe â‘bƒG~Gí�ßx[VÖšØ"å€K‚ÌÅ@r±Àõ‚gÇ`]¡Zy—©®½'¯9�×›]Ğ‰·U¢Ì‹7—$ÉS4YœÍá;u_�L>fÎ)�®·š…Aàô¡ã�¾“KŠ(ƒCMIN³ÎÎÒ?ßR†Â^ò�5HÖg}!IĞ+”ÜŒXH¯¼uLì4ı@Bc'ª‚gï��òˆSxñ¼lÉC#:f¡5MĞLMï* ¶\"aÊß%½ëúêU,O:#‚œŞt”È�­&œFàgŠ&+g€®éšòZª`ä5?¥xiù(´òÒC:şlš(ñÑÒå3³BWÎ/÷ :¦*3ŒnËH±x,'­”Øi>„1tPü7’�ñXz0Î<�Zj,!ßÛl}&”¦é«ÖÉ"¿‡]ÈH5*fÍ}i»E#ıF9$#ğQòuª9$»)ôóĞÆáğÜ4Õ¤X§1bíÔF)ó]û¶�§ŒÂE$ê¾`N2sœ*¼"†9EÎ2§ˆëh§o™^UgÜ0M_ı3LôÃÙ_QêäÏ½Šs´®®ë@¢«My?'w¾´•ôBŸh.ãZsƒ=öáˆ2•üz<Î{ôIV_·‚Ö½…endstreamendobj68 0 obj< >endobj69 0 obj< >streamH‰ÔWioGı>¿¢¿dÁ2­¾À0 +rN;‡hìŞEÀG7¼DRV¼¿~_u÷ğ%EÁ[8ÓSGW½ºº¯™dÿ’)ÁC4ŠIÃ¥¬�Uô�~Ë•eÓJsá4k4×Ş2ÍƒÔ`x_]U�Ëà™Lßg•cMàZ*â”l"‰¨’Oú-ÔL«FrğË¤@!–ï±MÒ�ßH‰KkÅ],@™IÜRdË¦2Æ�êÙ¾1ªËê'ü_WÄ(½Õ>yÛ`iltÊ0¯¸7Òˆ¨™†-Á©`y½E†LÎ3ËvÙÓ¸AÚNZl­“�‚�äÈ”év€µÍH„,ê¹ƒÒ’*™¯O¨+É#’Ò‰HŸÎ@e† -5l3‰Ş&Eìª€òSõbW†·”<‚�†\¸.²á¬¨Pêá¿+ÒîÁFÈÇÕÛ�à²¶‚@;euƒÇ )O¦©ÿ5ü¶:V'?NGm7şj5Z^MZvòêL±_�±êü~®+/¹Š‘©ˆüRšII!J;±UWı�Í«“¯.{·Ş‹‚�„‰Üå÷³VqáòÀÊ!d¬3¯ÊYÖVye¹€1Œ_�ßA°‘»ÂõxˆŠ¨Êª¡”q,is³:ªµU�„ğhZe#°ôH-AòdÚ¦Xì9¨Í§îP�<d\ô<ÈĞLWØÁ¼¼/÷,”�ô�HeUrïõéQâI§Ÿ�xj—x×ÛÄ�´Ê‘m¥Üô§’Ïj!•LÁ5º€‘�Ğ?ùf&Ù—‹G-}ã/´ø¸Tôa©¤½g@“‘J%ŠxP*"ÙÈÖí}UCæz›å½Ôr¯¥QJ!ST#uœün�XhÊ5Tç„Á}ĞBrYêıyK«–º™³šÖ†2¶ŸÈRë´Œi�™-4&OLÌB8L¦4�RdvZb¡¬ÃB›LšBIæEO4�HC§'�< [1yDÚıÎMiG-Ü(™&M+4çH{[�LACT´ƒ¥í€»K¯H¿Eaa¸™¼5r-ÌH²JÒ»2Àhjjá³£B�cÚ$GÓ £°¦Í"um˜,µ/6¾'I‰FÚ@{2ß‘k4äÎ5àˆæu‚;(ZXràóûû¿�(T2ÊqÉıvğ-¦–5LGJÒ½üFÓê(É/I1W‡z2”¿ 6lxY‘ú�Ô«œ´èv�šZ�¥ºSÅ¶—5@cƒ®&DÙ`T#6’65à0lpS7X­ˆ*—,l°fc/êÆ¤O‘HsĞ™%ñ^Ö”œx™‡K*‘bƒuq¶ÅdZdÚiJv„Zn´(¦�O»v³ªà˜´£);»­j…Õ¨İ¤gWˆëÍ¤]³Ëôm±bé{ÚºË»0:sr±ÍŸ=;9m77£é°û}óìåùË—hbñùóç¹KôáÄ(çÒÇ¬ÑÜZ“£ş”ÉÉ™úEdµ•¼ÉQ¦&¤wÏÁtØDd¢b‰Lç²÷“ñ«Åø¦İ°Éšµ‹Ùr´™ü:íØídsÅhÔ_H`0íFãærÕul½˜�»Õš�æcv5ywÕ­’�;Ş·ƒM7[v«@Cİ¬:¶\-ş)´Ÿvë?Ê¨' ×-ÊÛ¢dÜÿ¡Ùhõ[Î‚1[ÌÙf±¼ÒÛÁúfuY2¦àØ.ÆxÙh:]€BIr{î(Áõ®cÀl2Ç&ãn¾™b->`³C€¤yq³a›nMü™úqBú”İ÷`ßÛwø9ı>×Xú½İ¥Ñ®ö®:¤à†­»ùz²™¼/wÇ/—ÓIFsı1ãu�‚/§£MJ´ƒ¼Úú¾œ´èİäïoª±¹ëó’%l‘Jñc÷ûÌ´îj¦isª¼/íšŠi6Úàí5¦T°«n�n�yGØÎl6™�oÖf+Õ¶£�G«ñQfµh�sÚè¯šî––¸KJÿ1�²_°¯GÓÅ»n�G�„#ˆÎéúõEš1Ó`şt†@6¾kïæ“ÿôİIòæû“³Œ7*¾Ó“×¯şqì·2G‚¤gîY‰²=”áLÖ²ü¼e{i%ÍãY$’}Dp�-æ}wš­§ó×Ì‰Ú'œdmRE)ŸNQœ#ÜzH'ÓÂî?�¬9;g¯pZ VB3§[£�Oè8šüı:™îV�Ø6øÍUÇÎoVh,£yÒ˜3ğ“©ŸÁ›ïÎNïBq÷°˜¡Iö08¼ùî�sÜ†Ò%¿F¥ßpˆ„ÆÕ@ºŠ¸Dô�;I^¶ê*rG•Îr�+X!Ó¥&JºëF�®zªàÜkU1j…ûz{úNoÏĞ+€¤zLA¡)ÊŒşÙÅÙkrV‘³×ø�®^¬È›b�¬�¥¨Ñ/œ›V¸LŞƒ©ÛS“Ì”–©¸ô¸Áí«Af H³ª�ŒµáOËìöq�»xÇ\Á�zlŸ§Ëì`ùs¶ï²?Âø=Çk‡×G÷9”¡HZi‚^íÕ]‡ìc¶¥<ÙÇà¶É<Å¶?v²[v¯�5ÖÆ#™»6¾>Ô�TîF>Q=Ó¸D£ğ"PKR6œ¡ù¦Æ—¬è)§t«u¹>üœ.b©Ë 9DåûÖşÃ²K‡½ZÒlNf8õl˜²‰Õp²ùÍmÀ¦¨pcÒ¦ƒ¨övYõR„»gÄ²×Sé àû“‚OG…�@Îhäğ�H`itöKŠº‰¡xĞ$ı¬LŒşÈ 7²ôhÃp—\­¿`¯&óÉìfF[7Ä¥èÒd~>ÏˆÜ¥EVú>oqk9TŒ~ßWá¼O*LiõúH…²º¨˜GJ™q»áÉµ¦¼‘9•¨·[¦Q†NÆÍim¸aƒ%LA3Å%©VÜ³îRrShSkîğ¡N§–Eíi…Cıã#ÇØèq¶Cè#öET¤f�ŠÜ;C=;x0oé…döÉG~èêéFÑjŸn‘(nK÷ØÚ¹}¥°�ÚqÀ Ôö9‚äÑîöĞÕuÀAU²³Ñ8dñ™êq'o%êÀƒ‹;ÒÀL�Aph +Ñ!9J*÷…ÁXî\x„ÁkD@?Ì`ÜŒşªr§fxpò÷A–ôÛ ÷c¹„¸PKˆ{bàB-ŞRKxµ/Š[·ĞûàöâÛĞö–•ĞnO9°ıŞ9°[bk¯»„µ'oCÖûUğÚÒûˆ=Dïö}¯‡è}¸¢ç HLÿ`PzêıAé©w‚Ò£Ş“B}»õ½¨o•ÿ—î28aà*�¢İ³ZH„Jî} rAĞh½kƒõ¬#—uâ¶�\Ö‘Ëúy÷>Zë¢yL½õDî/qÅ“åPÜ;‡âÚ#”u”ÜL�endstreamendobj70 0 obj< >streamH‰”WÍ�Ü,¼ÏSøBøŸsÈ-R´�%¹¦ß!É!¯<î<ĞëB#yw§¨.Tt×bo’Úo&elŞlV&†íƒÑ*o¿¿?¼*Æ,ãÉ©ìœˆmÔ¾'wº¦aeÜ+gİï*Ø9ŒkpN*ûŠÚ¨¢o 1^ù\Qo�¿*jmáÚXá¢dœíğ\vİeå}‡;«U“öQé®¸‹±—FiÛíÌ³ë¼qÉug×¼º.áìº„“ëÅ¢]v�PÁuB%×]gé¹ë\¦î:×–\ç�K®K8».àÕug×%œ\×±ü]'Tp�PÉu‚E×Yzî:Ÿ»Îµ%×yã’ëÎ®xu]ÂÙu?]Ï^%Ñtç�(XN¨ä8ËNçÊS¿¹°`7oYp[‚Élf¯%˜¬–àÓéè�I?wšÀ¹ÓN*9Í²S§¹òÔi.,8Í[œ–`rZ€Ùi&§øÇÃlÇg{ûôå¡•Ûßíññó›İ~şyü*€.³�–[”Ñû¾}ûÿq¦<³Ú³İş{¼=¾vëé!ª=.è,Íåy¾i_ œg¾°şìœ@ÆÿLœnyNï‹ÈX˜ĞŒÅ)ÕX˜BÆâëÉX˜pÎœ;[Ê:ÿr9¤)Å¥<ëÂ26v/¿É*Ó�Å™Ê9ív®rçD¦rp™gjØY/Ê2•ËPú¸™ÆÁe�)ff£+ËTÎ�L‰B—¶ò,i<ó™†Ã�jWH®/SR4¦ )N !…mHqJR˜BCŠ¯§!…m¦pJœRÛ¦´Å)µİpÊÑ—¥wFè”n ‡×m�´1ã–Šu¶ğ¸¥:¸H?×c8o€¦À"m”®Î>¯‘£½FÁÕÛà]]:/¢“úô&†\õÚzâ?¦à"ıhƒ"LÁEú0E˜‹\â©\¤P„)¸EÔAH5¬¿‰¨l•v‡3j¨›Q¸…L¨)5lH)\¥Ïœ´S°J�´�Sxù–;i)¨`…Kì¤Å¤ÂUúÜU*WéƒT©Xå’<˜J£à*}ô€*•‚«p\�oÓ�çÕ@¸¬dÊhãwª±şm`Á”WèúWÃ�€¼‚UZöGqŸW¨çÏ`îûy—çôŒºË+T¡Ë�¡ïóViÙƒ«T¬Ò²W©T¥ËX¥q`•–=¸JåÀ*W…`VnW¯ëoÂ*–®_«×ò%«ülœx=\¿EÕ¥~Ò*Ç8 *pÉ)ór3n:•‹ô1eob¨HK*³pƒ«·˜2K÷0Tà’Qfñ‹ôŠT,Ò'(R)¨È% Hdû'Àû ¦¾endstreamendobj71 0 obj< >streamH‰”ÖMnÛ0Eá¹W¡ü'µŒ¢KÈ´tÿ“Ò�H>Ñ²uŞ¤P^ÕV>Ônvû~øj\NíÇ?�ß�_�¿›k?Ûög²Îì{›ËÖÄ¶¯ï‡ı?ikMJ¯‹`Û]nß\qÆù:ï#c‚#Ñßîz‚l„`’�ZL�¯ç}69¾?w“Éó8M¬¯×Go²½ú'÷¤löÌÏ{_L±Î½>Rûè¦*�ôœTŸ�"RÛË‘Ê~ñ5T£¿ŠŒ�ßŞ‰‹O6[/Çq¦{Î—_\rÆú«£h ºb’ùâÕ{÷ë0'8“É¹zMdLp¤SŸ—+"cB#'oXdNpDz#c‚#�¨6H¢Öó7Dµ_µª!j½ş–(8ˆ¢ç'Që#¢pDz“”DÑÈ4')ˆÂ·Oq’Š(8y“”DáˆôFÆG¤702&4rò†EæG¤702&8Ò‰jƒ¢!j=CT{d›üÎ�Zï¿5Š¤ğ`*µ>PŠW¤9EÉ®LxŠÂ)~ıt§¨ Â…;E)¯Hw`eLxEÂ+c‚+'yXeNxEÒ+cÂ+�«öûµk¸ZÏßpÕŞ¯ùÕzı­V8p`EÏO«ÖGVáÈtgıî©¢‘NÏúÉ~–ßŞİY?¥;¨h@ ³¾z÷NáÈ4GÆG&982&4"Ä¡‘9Á‘�Œ�t¢ÚÀiˆZÏßeÛû¨!j½ş–(8ˆ¢ç'Që#¢pDzã”DÑÈ4Ç)ˆÂ·OqœŠ(8yã”DáˆôFÆG¤702&4rò†EæG¤702&8Ò‰jƒ !j=ÿ™¨½}�¡ÖÛï„Â÷ÿE�OŸÖº÷7¤5AÇmLn×_>­œèı'h‚Î&Ü�ÎÀFŸà†d6ú„6NÊ°Æ˜à†D6ú7–Úù¤Pi=ş¥MU ´^ŞLŠW¿=Çq¦û ét{±¦æ¦uıÏyz½ô(-‚¹p©K_à„à(é£‰!Râ~á»GIÃ½^Z”tzá„ &ú'„D0Ñ4!!b‰±ÀáLôNrµóå�\Û?Ù·n{endstreamendobj72 0 obj< >endobj73 0 obj< >streamH‰\“Ûjã0†ïıºl/ŠKšiÁrh!{`³û�­¤†F6Šs‘·_ışKÖ�ø3öÌ¦#iÊí~·�ıdÊŸiha2§>v)\‡[jƒ9†s‹eeº¾�>ŸæÿöÒŒE™ƒ÷ë.ûxŠº6å¯üò:¥»yXwÃ1<å�Ô…ÔÇ³yø³=<šòpÇ�pq2³Z™.œr¢oÍø½¹SÎaOû.¿ï§ûS�ù÷ÅïûL5?/)Ó]¸�MRÏ¡¨ùZ™ú-_«"Äî¿÷^v<µïM*ê/ù–Ù“=ø™ü~!¿€·ä-xGŞ�_É¯à7r¨-ó[ä·Kò\‘+0ëZÔµB°’L»&¯Át°ppÌï�ßY²;²3¿C~Çœ9{tèÑ±G‡ó»9?{tèÑÓßÃß³–G-ÏZµ<ı=ü…n7a¬ V+ˆÆb…k"X¡³ÀY˜SæœôøışÂõ¬�lÈ0ûô%ìKĞ—°/A_Â½ì�rï{§ôWø+ışJ…¿Ò_á¯ôWø+ışJ…¿Ò_á¯ôWøoèŸo8ÀŸ'G9Oœùš“ö–R‘y,çÙÀTô1¦Mî8Œ&GáWü`y‹ğÌendstreamendobj74 0 obj< >endobj75 0 obj< >streamH‰ÔWIoÇ¾Ï¯è#õ�{_�Š~€³ØBr�shÆÖ)É¢bÇÿ>_Uõ‡CÊlŸP]3µ/_õ¼ë~ë>+£4ş•SŸ½Ê¾O6«å¦£§›ÎÆ>zœÖİ»#ÜÉ÷:¸7Şè>„nc¦ïó�roû¨Ãí•¿Y}ˆ}‰ÍìÖ¦>icü¾·!ñ‡$²�¦İD6}©˜p¹÷Ş31H´špV÷‡õò±×ùˆzánÖã±zÓk{¬*«zoR´‹‡İ–{�5Ä(ÑlÂ‡>ÆlŸab�h6‘\Ÿ�=LÓÓ&‰VA£)Jrí&F‰fNC•9ìÔ§MÍ&¦ï,T!ú²7®Æ=.3öïCQt˜İv(š+?EÍêŠZÙG(šûsŠšMŒÀ2OÿI(j5QÁe�ÒïBQ³î-óüœ€¢Võ;`™wÛI(j61K³‰A¢ÙÄ,Í&‰V;`i51J4›�¥ÙÄ Ñl¢BøÍ3 hÎş}(¶)ÏœñöI,šk?…EíúŒšùG4š{t�ÚmLÀÅ<�šmŒcÚñ¨]ù0æ9€Ô¬Š/æyˆÔnc0�6‰v„i´1H4Û˜BL›�Q¢İÆcm'l¡ÔWut^İÔPÒ}�ñ˜¡Šfs�h6gÍvpãfğä�ÍÑÜ=Œ;5Ù®ÆYuM“=��kÕé ¹g�E£Ä¤ÉÛ$¦-Û(1iÀïIüpÉÏµRÛåm÷â§wF}ÜâÑåÏ.¿ªÄ/“m¼²Ñ¦�Õå¦»Z\lîWgN«ÅJ�ıyù_ô³3Y�›Şæ¨.?t‹·×�7·Ï.ÿ×QÛé«÷‹‹÷gôÙV!B[ø´*z~®QS?yy÷aEowÓNâÍõ?U ¥8¸Zü~V‚ZÜ­¯?�Ù�Ÿà9:ªŞ/~§Âô;W‹×·�¢ááÌã�üş}Ïá‘J¨ñxè©·n¢kñóİææöz­^Ş­?(ÉM,{�¾]mo¶�×·ËU}ŸuÚÏİ/Ÿ6[ñ4öÚgÌ�v4e/Ì7«5ÇYÓåİŞÛ×ôŸtYÚHN�a½�˜nDG®ıÂr`µ;l.7`1il�Å#²yqL£C;JïÓ�¦&íiÜ®–3P©˜ı˜kDÑåÆH{)¿Z¼z8³Äz¯à÷†Ú€cŸ&É½"KêW®ıëûZ›bèc÷õêf»½¹G'Üİ’ƒN¼A¹÷òƒH`Üó4x´& ¦„A›{ZKÕŒ¯oØ½’è�F 3‘Nc¦5øZc{™BÕFuá©·¸¼õàûF¯¢€¥cWrŸ,C™KFğÍ’ş€vu½h$¬á¼!¯�­çR{áP€MÊÀ²À�"]¸^ ®l¬ ĞX³—<¿�¤�J#p‰Ü�³ùÉô.9Nw¶DíS÷×�vZœuZĞ™’Áû†Rˆ)E@…FáI¨–RÆ[Qdälğˆî¦Z’ÒÆAI\v#™2.¦,@]À—òzXÜÛ<�,š‘%úv4A]çŸ<Ñ�ÙºQ(’(Ò¡)N¨ ié,yå.FI¬8HŠÂ!İÃsH„Ab$DİH’-‘/ßˆEñ—7Nbšv›§‹Â@ğ„U8Ş”¤K&’~yX-7"Á«j%G¦Ö55ßÖUr=!³Ì†æ=B“ËñZ¦H#7¹§ä$Ü©.‚�Í„¦`˜M?!VÆP­„ÊXUç%îJJêtÊ#D�2a –4-ûß†."ø:¢Ï6kâô+�D3ì¬AF<˜×‚�’?&ÊP·2Õ“¦¥Ö]F�šqË™ˆú#é�Ñnä¥5·“$#LáS�7�%@÷…`!†f^‹!D%Â?dµ2~/Sj"£-a)ÉÕÍàèB–s�5HÛW}1Kä2P2i ¹¾şQMÊœ´�Â�t¼�ˆ;&ñ57R…Ê;^#ÛbJÓ®´Á¦ˆ²¬�Ú;ôİAˆ§@¢¬œ\x5-Ê7®ş!T¦9T:Üå£±’Aò(RRë“‚“K;·g(@<d#îŠĞ’qÉÅÑ]»æÃ­ËF�ºS™Ğl5™;ù-‚± —–¾Œ/b®ò¤3³'Q<§µS,uSò§Ø„°â~¥ÈÁì$M8f¨g£Äg²œùè8¾ø”~œhk¾«d>ú3+ôCüÒíà‰’wò0¼Í™Ù‹‚eÇ;.Ø¶œ[Kãñ©“LÑö/’kŸ’ •üœ’µÌw®r¬Ç!.ÓóÕ(H\ã‰•QÕ{5Ì—•z^Š�ŒlT™äL)i8—İMMlU/D)ôÂğ¯Êå¸ìÔ¿>–Tendstreamendobj76 0 obj< >endobj77 0 obj< >streamH‰¼Wmo·ş¾¿‚_è€.Åá;Ã¨­Øi¸ˆ«Cú¡)å,Å.N~‘e;ş÷}fHîîİI¶‘ÈÆ·;ä¼>ÎÌ�FÇ¢H'*j$í]QF—² LR›¡Q£Ñ¹>¢p„È6ô÷Íğ¦¸�
https://www.littelfuse.com/media?resourcetype=datasheets&itemid=dbe9bcd7-6072-4adf-bf5b-d33e52a6b90f&filename=littelfuse-fuse-466-datasheet | fuses | %PDF-1.7%âãÏÓ41 0 obj< >endobj xref41 1120000000016 00000 n0000003097 00000 n0000003224 00000 n0000005204 00000 n0000005243 00000 n0000005379 00000 n0000005515 00000 n0000005651 00000 n0000005765 00000 n0000006285 00000 n0000006692 00000 n0000007289 00000 n0000007902 00000 n0000008405 00000 n0000008962 00000 n0000008997 00000 n0000009040 00000 n0000009126 00000 n0000009239 00000 n0000009350 00000 n0000009959 00000 n0000010042 00000 n0000010458 00000 n0000010869 00000 n0000011346 00000 n0000011977 00000 n0000012347 00000 n0000015380 00000 n0000015511 00000 n0000018155 00000 n0000019275 00000 n0000020156 00000 n0000020641 00000 n0000021189 00000 n0000021791 00000 n0000024106 00000 n0000024361 00000 n0000026966 00000 n0000030062 00000 n0000030549 00000 n0000033107 00000 n0000036519 00000 n0000038819 00000 n0000042566 00000 n0000045570 00000 n0000048218 00000 n0000048539 00000 n0000048901 00000 n0000049233 00000 n0000049522 00000 n0000056576 00000 n0000056613 00000 n0000061400 00000 n0000061736 00000 n0000062099 00000 n0000062472 00000 n0000062853 00000 n0000068163 00000 n0000068214 00000 n0000068283 00000 n0000068367 00000 n0000078800 00000 n0000079063 00000 n0000079225 00000 n0000079252 00000 n0000079553 00000 n0000080469 00000 n0000080735 00000 n0000090778 00000 n0000090817 00000 n0000111027 00000 n0000111066 00000 n0000121109 00000 n0000121148 00000 n0000141358 00000 n0000141397 00000 n0000164271 00000 n0000164310 00000 n0000168965 00000 n0000169004 00000 n0000189994 00000 n0000190033 00000 n0000211023 00000 n0000211062 00000 n0000215717 00000 n0000215756 00000 n0000236746 00000 n0000236785 00000 n0000241440 00000 n0000241479 00000 n0000251522 00000 n0000251561 00000 n0000271771 00000 n0000271810 00000 n0000279964 00000 n0000280003 00000 n0000304904 00000 n0000304943 00000 n0000314886 00000 n0000417417 00000 n0000417802 00000 n0000418187 00000 n0000420104 00000 n0000420367 00000 n0000420752 00000 n0000421137 00000 n0000423363 00000 n0000423627 00000 n0000423783 00000 n0000423938 00000 n0000424101 00000 n0000002536 00000 ntrailer< <0A2F41B81E5D4174B338D03849EA9B84>]/Prev 559144>>startxref0%%EOF 152 0 obj< >streamhŞb``àd`àJg`g`øÂ Ì€Âl@Q�2ëş%0²ÅVír` l8ø„iÒ“€¹OO¶Ë¨2ı(´ªøå²êšnÌŞ¦6Ÿ[¦9s½E]ÙøÏ8uæÒó±wLt™¤SóñÊJ³°�YOßHlJ»¸jÊ«¸‘Œ.®åP€°(--½*ØSçâ–Ws8H1pÄOÒ¹@\‘fd¾ĞÀÌÀ»€íscó-ÆFY†IÖŠ@XÆÆ Å0±��A"€‡��ƒec8ë})Fw—©ì,BLö,–ŒNû/ğ%¨÷Hq Cmƒ”‚ìş˜q¦ÌÀ‘]¤™A–$Pº``ÄTö¦8 •€ª]¡*´�Xƒ�£ÕÊß`lç„�endstreamendobj42 0 obj< >>>endobj43 0 obj< >/ExtGState< >/Font< >/ProcSet[/PDF/Text/ImageC/ImageI]/Properties< >/XObject< >>>/Rotate 0/Tabs/W/Thumb 35 0 R/TrimBox[0.0 0.0 612.0 792.0]/Type/Page/PieceInfo< /LastModified /NumberOfPageItemsInPage 6/NumberofPages 1/OriginalDocumentID /PageItemUIDToLocationDataMap< >/PageTransformationMatrixList< >/PageUIDList< >/PageWidthList< >>>>>>>endobj44 0 obj[45 0 R 46 0 R 47 0 R]endobj45 0 obj< >/Border[0 0 0]/H/N/Rect[73.8406 459.698 111.361 394.0]/Subtype/Link/Type/Annot>>endobj46 0 obj< >/Border[0 0 0]/H/N/Rect[152.194 458.287 201.378 394.0]/Subtype/Link/Type/Annot>>endobj47 0 obj< >/Border[0 0 0]/H/N/Rect[237.985 459.698 283.958 394.0]/Subtype/Link/Type/Annot>>endobj48 0 obj< >endobj49 0 obj< >endobj50 0 obj< >endobj51 0 obj< >endobj52 0 obj< >endobj53 0 obj< >endobj54 0 obj< >endobj55 0 obj[/ICCBased 85 0 R]endobj56 0 obj[/Indexed 55 0 R 0 98 0 R]endobj57 0 obj< >endobj58 0 obj< >endobj59 0 obj< >endobj60 0 obj< >streamH‰\”Ín£@„ï<Å“C†™îXB–ü³‘¦Ø­wÃØAŠa¦ğÛoe%Ò"ÁÔ0L××­iÒí~·ïÚÉ¥¿Æ¾>ÄÉ�Ú®ãµ¿�utÇxn»d‘»¦­§Çl~Ö—jHRÛ¦¸_§xÙw§>)K—ş¶Åë4ŞİÓºé�ñ9I�MÛîì�şnÏ.=Ü†á#^b7¹Ì­V®‰'ô½~T—èÒyÛË¾±õvº¿Ø�¯/şÜ‡èòy¾ Lİ7ñ:Tu«î“2³kåÊ7»VIìšÿÖE¹íxªß«1)ßìã,±{»²ùÛ×¦ió<›ç6˜ÔZ¨ú•úzI=ïİQï écCRŒY f‘SçĞ�ÚCÓ«€WA¯^ÅšzmÚ/fmƒiÆñˆãêš1=bzÆôˆéÓ#¦Wj…f.¹xæâ‘‹§¯Ÿ}7Ôè-5jç™¯G¾�ùzäëYS’20÷€Üùøùøùøùøùøùøùøùøùø…^/¡—ÀKè%ğz¼„^/‘Ç™€¦—ÀKè%ğzÍgFXA}„õ™Ï–°>‚úÈãÜ¡>ò8s¨�²>Šú(™ÌJf³’YÁ¬dV0+™ÌJf³’YÁ¬dV0+™ÌKxåÙï—95ŞoÈcšéÑ5h+ë~÷Ù³õm­]ç_ÄÜ§èĞ¶‹Ÿ‘¡œíÂ�ü`½©èendstreamendobj61 0 obj< >endobj62 0 obj< >streamH‰\’Ínƒ0ÇïyŠÛC¥@Z!U´•8ìCc{š˜i„(Ğo?;®:i‘ ¿Äöß‰�¨ªOµíg½ûQ70Ë®·ÆÃ4Ş½y…[oÅ6‘¦×ócşzh�ˆ0¸Y¦†Úv£(} qšı"WG3^a-¢7oÀ÷ö&W_U³–Qswî°³ŒeYJ½´îµ@F!lS´÷ó²Á˜?�ÏÅ�LÂzË‡Ñ£�Éµ¦ko ŠG)‹�R€5ÿìIÆa×N·^9Ç1NÈgæ3òn'ä„9!Ş1ïˆ�ÌGä”ıSòOSæ”8cÎˆY?%ıŒ53ÒÌX3#ÍœurÒÉy?û¬““N~`>WÌñ‰ùD¦aÆ"Šï¨è�Šó*Ê«X_‘¾â3+:³â\Šr©=ó>óQ5*+v_>{¦ïŞc»Â}¢õ�¯È�Nb}âW€Ë?§˜endstreamendobj63 0 obj< >endobj64 0 obj< >streamH‰\’İjã0Fïõºl/ŠÿâQÆ²-äb»Ë¦}ÇV²†�lç"oßùô….Ô`ëÍŒ£É¶»»0.6û§~ï{ÃıeºÆŞÛƒ?�Á¥Æ~¹ïÒ·?w³É4y»,ş¼ÇÉ4�Íşèáe‰7û°¦ƒ4Ù¯8ø8†“}øØîm¶¿Îó?öa±¹m[;ø£úÙÍoİÙÛ,¥=í=—Û“æü�x¿ÍŞ–i_P¦Ÿ™»ŞÇ.œ¼ir}ZÛ¼êÓ†oçÕši‡cÿ·‹¦)^58ÏEô}nMSæi¯‹ò–¼¿�_ÀÌÑÅ4ã+ÄW¹—ä\‘+°�¼!o”W«Äº(;²?“á¶¢Ï>5ë×¨_³~�úB�ƒ0F#Œ‘Ãş%5¹Ë½`:dM^ƒé“z%ôøİnÂ^z%÷ş¢W�½rè•£›ƒ›£›ƒ›£›ƒ›£›ƒ›£›ƒ›£›ƒÛ†>ºà²ï·Šk×é´_3Õ_cÔqJ#œæ4ÿ5åó4[ÍÂk>D�Ç$endstreamendobj65 0 obj< >streamH‰\ÔK‹£@à½¿¢–İ‹Æ×­{; �<º!‹y0™ùF+a¢bìEşıÔñ„˜@âõúq¢•îûCßÍ.ı>Í1ÌîÜõínÃÇÔw—®OòÂµ]3?ö–ßæZ�I/>Şos¸úó�T•KÄƒ·yº»§M;œÂs’~›Ú0uıÅ=ıÚŸ]züÇ?áúÙen½vm8ÇA_êñk}.].{9´ñx7ß_â5ÿÎøyƒ+–ıœ˜fhÃm¬›0Õı%$U?kW½ÇÏ:}ûßqó¼ìtn~×SRåïñä,S�ßÕ:©ŠlÙ�›˜=³G~e~E^1/ço™·È;æò�y�üÆü†ÌûÅMR•¼W‰{•9s�\0È%s‰,Ì‚L[[©ÌŠlÌ†LssIss¹aŞ ÓYÂ)ô }ûô)tÊâdŸ‚>…}úôô{ø=ÍfO³‡ÙÓìaö4{˜=ÍfO³‡ÙÓìaVv¢èD9_1_9_1_9_1_9_1_õñœ!s¾b¾r¾.óÙÉò*{Pô ìAÑƒ²EÊ=èã9FÆ=Í³Ñl0Í³Ñl0Í³Ñl0Í³Ñl0Í³ñ4ü�+Ì/²æ•0Ã¼RfÜwKgÜàE}¼‘xeãÊâ>×ƒæcšâR°,?Ë€·¿ëÃç5£‹Wá›ü`çendstreamendobj66 0 obj< >endobj67 0 obj< >streamH‰œWÛnI}ï¯¨—ÔÀªİu¯Ş·Ü3‹I0‰ÌÃd±Pd9ö@’/’�Í~ı’Uİ­HöØr±‹—S$‹dİT'ïN[õm[µjöëÉÛu«^_UŸª—³êä6[ÕòŸÚ.6Ä«‰÷d¦ÿİ*­fçUàİ ¦c´UÖ7Æ5[W“/ÆkeZcÕ¯—»İru~·]ş]ı²Y4õìÏjªMcZ­¦º1jvVMN¯—‹Ë/­�‹ùîòj³UóÛ¥ÚŞ}ıs¹Ø©İ•Z\Ì7ß–êûåîâên§6W»ËÅ’UA“µ�4YkY×çåıåvyöõîu£Úpbô‰±ÄJĞµ@O=)Û:@w€šš˜¹&Ö7³ênùö³‹´¸è¦ò¡‰0ëº®I­WÆÆÆ[¥ÎeÔí²ú]mÀU¤yÛt:&Ã†up„ºÕV+ÑäZR.ºN;µXW'¿”ˆ¦’€¼:%aØÑøµF©ÓW+Ğê»rêƒê­y×øl üÛ)…x_Gî1â�iÛ´Ïl¡òâ»Ò¹QV{�WÁÛ&â¼öÇäõ²�j‹pN¶XªÉß$5¹­§¶ÑjrYOcÔä�>ìê©ko˜¦S“«Mı¯Ù?«ÒÎ¸6ã2‰põ‘$@Î6!è ˆfPHûÌªÉR9X³�U“€…#„A�JGLKÂÖ1V­iL�˜±‘øXêmMy‹óÌ‰7ñIS>F"Sèõ¤÷ŸÜˆ"3€NìnØA ¿±yº“;RéÄUŒçœ\Ó±-p8QÅè—êNÖ’ÔU=íHQ‘ŞÔ†ñTC�¾�"ÍHöË„bÛ†OJê,‰CÊ2Û—Zññ{®¶Ùk†ŸgE�¥ÿ*Ç�.´§[øÇ†„Y×�íHÕâh‘àÒìs´Äóß:2LØtÃÑc5ä;:Ü†ƒgØÛ†}w�Óê’\f§İZ�Q¢QÙ÷œv†S‰NviÏ™ƒ=àJdü…�mGfÒœ¶gêx-ÇARşVõ�ædqå„“ÄŸä±H9È¬Ñwàü¡®K^Üô«šİ³«KJº÷Ó«#–ÔÕù‘Ğ,J"Ÿf+’—dù$ú¾+ü[µ—P¡øÂ“/rr«şş_ºc¦Ô)¦u¶9%ü·…a>ºC9öc1—]³êN–$W”v/ìÆ±B–¦Ø{‰üWÂ"şÕuQJGç8Ğ�+Å”KĞP“ˆ12B‚~–c…š›J‘£·¼kV*®3œs¸ R„t+§R“¯:)&3À§–…�cS°IŠë¶–#�›Z<¶`IÀçP‹İ{ò—áM¡pn³TÃÜ9ßÆEš�ñ�Ër¹Ø¹ÒŒîÎ_ÕâAH×2rM¡âò7µ"®®ä†eà8¨škG�›çrG,ÕaÕz¤X¸jıÓıU-.·#½¼¸¡$‹{W,ßÀÂÇ�dd‰=Qû`›méÁÖáEÿÌü9§¹C¼ç~GÕŸK�ÎuÓ‚¾¶Ø\[²Ñ�ã$ÆïÌ’¢²Q¹Yñv¾«÷ìß�omÎğ’a:T7>uË�Áø¹ñ;ÌÿÑÆÍ8uÎ)ïº#½±çÊ±ØVóû¦QGE¨´ø$9Ã÷®¯9İñ˜ä~¥†¦AÕ%H;a\lK7*¥¯?çÛƒY×¢÷%ÅßÖš=€-'•,äJÆéouî 9Ä¦QşÃ½ZSpÇ®-!ø­Ì7£Æe©šP*èÑÜ±.9öµÌ‚Ç´?íwĞ ĞárR/ú]óÊà¦„a=vh’¦#�HI xæi=M4:{Â·A-ª�Œ))ÀÜÔj+“-‰¦B²h,"%úšŒ‰ ÄfÁÓW™5qY›)’èXBÇ0¢¦ë²>¡©Š€èÖ@ZĞ)púş;$¦‘èQ×“dK¤EÁF,m'¨0#²ñò`’äl.é�@«d˜„é¼�Wâ.üZGkËòÜÄ§“ØÒâ#^·ÙÙßÆfr5"^Lk�Ñy•§ò©å@ÂMÃ˜w¬Ë…(‘Ê4†Ù½“ÚÚÑQ�Õ…�°NÎ�Iq]S±A“¶ö…ZT˜¹Æe â‘bƒG~Gí�ßx[VÖšØ"å€K‚ÌÅ@r±Àõ‚gÇ`]¡Zy—©®½'¯9�×›]Ğ‰·U¢Ì‹7—$ÉS4YœÍá;u_�L>fÎ)�®·š…Aàô¡ã�¾“KŠ(ƒCMIN³ÎÎÒ?ßR†Â^ò�5HÖg}!IĞ+”ÜŒXH¯¼uLì4ı@Bc'ª‚gï��òˆSxñ¼lÉC#:f¡5MĞLMï* ¶\"aÊß%½ëúêU,O:#‚œŞt”È�­&œFàgŠ&+g€®éšòZª`ä5?¥xiù(´òÒC:şlš(ñÑÒå3³BWÎ/÷ :¦*3ŒnËH±x,'­”Øi>„1tPü7’�ñXz0Î<�Zj,!ßÛl}&”¦é«ÖÉ"¿‡]ÈH5*fÍ}i»E#ıF9$#ğQòuª9$»)ôóĞÆáğÜ4Õ¤X§1bíÔF)ó]û¶�§ŒÂE$ê¾`N2sœ*¼"†9EÎ2§ˆëh§o™^UgÜ0M_ı3LôÃÙ_QêäÏ½Šs´®®ë@¢«My?'w¾´•ôBŸh.ãZsƒ=öáˆ2•üz<Î{ôIV_·‚Ö½…endstreamendobj68 0 obj< >endobj69 0 obj< >streamH‰ÔWioGı>¿¢¿dÁ2­¾À0 +rN;‡hìŞEÀG7¼DRV¼¿~_u÷ğ%EÁ[8ÓSGW½ºº¯™dÿ’)ÁC4ŠIÃ¥¬�Uô�~Ë•eÓJsá4k4×Ş2ÍƒÔ`x_]U�Ëà™Lßg•cMàZ*â”l"‰¨’Oú-ÔL«FrğË¤@!–ï±MÒ�ßH‰KkÅ],@™IÜRdË¦2Æ�êÙ¾1ªËê'ü_WÄ(½Õ>yÛ`iltÊ0¯¸7Òˆ¨™†-Á©`y½E†LÎ3ËvÙÓ¸AÚNZl­“�‚�äÈ”év€µÍH„,ê¹ƒÒ’*™¯O¨+É#’Ò‰HŸÎ@e† -5l3‰Ş&Eìª€òSõbW†·”<‚�†\¸.²á¬¨Pêá¿+ÒîÁFÈÇÕÛ�à²¶‚@;euƒÇ )O¦©ÿ5ü¶:V'?NGm7şj5Z^MZvòêL±_�±êü~®+/¹Š‘©ˆüRšII!J;±UWı�Í«“¯.{·Ş‹‚�„‰Üå÷³VqáòÀÊ!d¬3¯ÊYÖVye¹€1Œ_�ßA°‘»ÂõxˆŠ¨Êª¡”q,is³:ªµU�„ğhZe#°ôH-AòdÚ¦Xì9¨Í§îP�<d\ô<ÈĞLWØÁ¼¼/÷,”�ô�HeUrïõéQâI§Ÿ�xj—x×ÛÄ�´Ê‘m¥Üô§’Ïj!•LÁ5º€‘�Ğ?ùf&Ù—‹G-}ã/´ø¸Tôa©¤½g@“‘J%ŠxP*"ÙÈÖí}UCæz›å½Ôr¯¥QJ!ST#uœün�XhÊ5Tç„Á}ĞBrYêıyK«–º™³šÖ†2¶ŸÈRë´Œi�™-4&OLÌB8L¦4�RdvZb¡¬ÃB›LšBIæEO4�HC§'�< [1yDÚıÎMiG-Ü(™&M+4çH{[�LACT´ƒ¥í€»K¯H¿Eaa¸™¼5r-ÌH²JÒ»2Àhjjá³£B�cÚ$GÓ £°¦Í"um˜,µ/6¾'I‰FÚ@{2ß‘k4äÎ5àˆæu‚;(ZXràóûû¿�(T2ÊqÉıvğ-¦–5LGJÒ½üFÓê(É/I1W‡z2”¿ 6lxY‘ú�Ô«œ´èv�šZ�¥ºSÅ¶—5@cƒ®&DÙ`T#6’65à0lpS7X­ˆ*—,l°fc/êÆ¤O‘HsĞ™%ñ^Ö”œx™‡K*‘bƒuq¶ÅdZdÚiJv„Zn´(¦�O»v³ªà˜´£);»­j…Õ¨İ¤gWˆëÍ¤]³Ëôm±bé{ÚºË»0:sr±ÍŸ=;9m77£é°û}óìåùË—hbñùóç¹KôáÄ(çÒÇ¬ÑÜZ“£ş”ÉÉ™úEdµ•¼ÉQ¦&¤wÏÁtØDd¢b‰Lç²÷“ñ«Åø¦İ°Éšµ‹Ùr´™ü:íØídsÅhÔ_H`0íFãærÕul½˜�»Õš�æcv5ywÕ­’�;Ş·ƒM7[v«@Cİ¬:¶\-ş)´Ÿvë?Ê¨' ×-ÊÛ¢dÜÿ¡Ùhõ[Î‚1[ÌÙf±¼ÒÛÁúfuY2¦àØ.ÆxÙh:]€BIr{î(Áõ®cÀl2Ç&ãn¾™b->`³C€¤yq³a›nMü™úqBú”İ÷`ßÛwø9ı>×Xú½İ¥Ñ®ö®:¤à†­»ùz²™¼/wÇ/—ÓIFsı1ãu�‚/§£MJ´ƒ¼Úú¾œ´èİäïoª±¹ëó’%l‘Jñc÷ûÌ´îj¦isª¼/íšŠi6Úàí5¦T°«n�n�yGØÎl6™�oÖf+Õ¶£�G«ñQfµh�sÚè¯šî––¸KJÿ1�²_°¯GÓÅ»n�G�„#ˆÎéúõEš1Ó`şt†@6¾kïæ“ÿôİIòæû“³Œ7*¾Ó“×¯şqì·2G‚¤gîY‰²=”áLÖ²ü¼e{i%ÍãY$’}Dp�-æ}wš­§ó×Ì‰Ú'œdmRE)ŸNQœ#ÜzH'ÓÂî?�¬9;g¯pZ VB3§[£�Oè8šüı:™îV�Ø6øÍUÇÎoVh,£yÒ˜3ğ“©ŸÁ›ïÎNïBq÷°˜¡Iö08¼ùî�sÜ†Ò%¿F¥ßpˆ„ÆÕ@ºŠ¸Dô�;I^¶ê*rG•Îr�+X!Ó¥&JºëF�®zªàÜkU1j…ûz{úNoÏĞ+€¤zLA¡)ÊŒşÙÅÙkrV‘³×ø�®^¬È›b�¬�¥¨Ñ/œ›V¸LŞƒ©ÛS“Ì”–©¸ô¸Áí«Af H³ª�ŒµáOËìöq�»xÇ\Á�zlŸ§Ëì`ùs¶ï²?Âø=Çk‡×G÷9”¡HZi‚^íÕ]‡ìc¶¥<ÙÇà¶É<Å¶?v²[v¯�5ÖÆ#™»6¾>Ô�TîF>Q=Ó¸D£ğ"PKR6œ¡ù¦Æ—¬è)§t«u¹>üœ.b©Ë 9DåûÖşÃ²K‡½ZÒlNf8õl˜²‰Õp²ùÍmÀ¦¨pcÒ¦ƒ¨övYõR„»gÄ²×Sé àû“‚OG…�@Îhäğ�H`itöKŠº‰¡xĞ$ı¬LŒşÈ 7²ôhÃp—\­¿`¯&óÉìfF[7Ä¥èÒd~>ÏˆÜ¥EVú>oqk9TŒ~ßWá¼O*LiõúH…²º¨˜GJ™q»áÉµ¦¼‘9•¨·[¦Q†NÆÍim¸aƒ%LA3Å%©VÜ³îRrShSkîğ¡N§–Eíi…Cıã#ÇØèq¶Cè#öET¤f�ŠÜ;C=;x0oé…döÉG~èêéFÑjŸn‘(nK÷ØÚ¹}¥°�ÚqÀ Ôö9‚äÑîöĞÕuÀAU²³Ñ8dñ™êq'o%êÀƒ‹;ÒÀL�Aph +Ñ!9J*÷…ÁXî\x„ÁkD@?Ì`ÜŒşªr§fxpò÷A–ôÛ ÷c¹„¸PKˆ{bàB-ŞRKxµ/Š[·ĞûàöâÛĞö–•ĞnO9°ıŞ9°[bk¯»„µ'oCÖûUğÚÒûˆ=Dïö}¯‡è}¸¢ç HLÿ`PzêıAé©w‚Ò£Ş“B}»õ½¨o•ÿ—î28aà*�¢İ³ZH„Jî} rAĞh½kƒõ¬#—uâ¶�\Ö‘Ëúy÷>Zë¢yL½õDî/qÅ“åPÜ;‡âÚ#”u”ÜL�endstreamendobj70 0 obj< >streamH‰”WÍ�Ü,¼ÏSøBøŸsÈ-R´�%¹¦ß!É!¯<î<ĞëB#yw§¨.Tt×bo’Úo&elŞlV&†íƒÑ*o¿¿?¼*Æ,ãÉ©ìœˆmÔ¾'wº¦aeÜ+gİï*Ø9ŒkpN*ûŠÚ¨¢o 1^ù\Qo�¿*jmáÚXá¢dœíğ\vİeå}‡;«U“öQé®¸‹±—FiÛíÌ³ë¼qÉug×¼º.áìº„“ëÅ¢]v�PÁuB%×]gé¹ë\¦î:×–\ç�K®K8».àÕug×%œ\×±ü]'Tp�PÉu‚E×Yzî:Ÿ»Îµ%×yã’ëÎ®xu]ÂÙu?]Ï^%Ñtç�(XN¨ä8ËNçÊS¿¹°`7oYp[‚Élf¯%˜¬–àÓéè�I?wšÀ¹ÓN*9Í²S§¹òÔi.,8Í[œ–`rZ€Ùi&§øÇÃlÇg{ûôå¡•Ûßíññó›İ~şyü*€.³�–[”Ñû¾}ûÿq¦<³Ú³İş{¼=¾vëé!ª=.è,Íåy¾i_ œg¾°şìœ@ÆÿLœnyNï‹ÈX˜ĞŒÅ)ÕX˜BÆâëÉX˜pÎœ;[Ê:ÿr9¤)Å¥<ëÂ26v/¿É*Ó�Å™Ê9ív®rçD¦rp™gjØY/Ê2•ËPú¸™ÆÁe�)ff£+ËTÎ�L‰B—¶ò,i<ó™†Ã�jWH®/SR4¦ )N !…mHqJR˜BCŠ¯§!…m¦pJœRÛ¦´Å)µİpÊÑ—¥wFè”n ‡×m�´1ã–Šu¶ğ¸¥:¸H?×c8o€¦À"m”®Î>¯‘£½FÁÕÛà]]:/¢“úô&†\õÚzâ?¦à"ıhƒ"LÁEú0E˜‹\â©\¤P„)¸EÔAH5¬¿‰¨l•v‡3j¨›Q¸…L¨)5lH)\¥Ïœ´S°J�´�Sxù–;i)¨`…Kì¤Å¤ÂUúÜU*WéƒT©Xå’<˜J£à*}ô€*•‚«p\�oÓ�çÕ@¸¬dÊhãwª±şm`Á”WèúWÃ�€¼‚UZöGqŸW¨çÏ`îûy—çôŒºË+T¡Ë�¡ïóViÙƒ«T¬Ò²W©T¥ËX¥q`•–=¸JåÀ*W…`VnW¯ëoÂ*–®_«×ò%«ülœx=\¿EÕ¥~Ò*Ç8 *pÉ)ór3n:•‹ô1eob¨HK*³pƒ«·˜2K÷0Tà’Qfñ‹ôŠT,Ò'(R)¨È% Hdû'Àû ¦¾endstreamendobj71 0 obj< >streamH‰”ÖMnÛ0Eá¹W¡ü'µŒ¢KÈ´tÿ“Ò�H>Ñ²uŞ¤P^ÕV>Ônvû~øj\NíÇ?�ß�_�¿›k?Ûög²Îì{›ËÖÄ¶¯ï‡ı?ikMJ¯‹`Û]nß\qÆù:ï#c‚#Ñßîz‚l„`’�ZL�¯ç}69¾?w“Éó8M¬¯×Go²½ú'÷¤löÌÏ{_L±Î½>Rûè¦*�ôœTŸ�"RÛË‘Ê~ñ5T£¿ŠŒ�ßŞ‰‹O6[/Çq¦{Î—_\rÆú«£h ºb’ùâÕ{÷ë0'8“É¹zMdLp¤SŸ—+"cB#'oXdNpDz#c‚#�¨6H¢Öó7Dµ_µª!j½ş–(8ˆ¢ç'Që#¢pDz“”DÑÈ4')ˆÂ·Oq’Š(8y“”DáˆôFÆG¤702&4rò†EæG¤702&8Ò‰jƒ¢!j=CT{d›üÎ�Zï¿5Š¤ğ`*µ>PŠW¤9EÉ®LxŠÂ)~ıt§¨ Â…;E)¯Hw`eLxEÂ+c‚+'yXeNxEÒ+cÂ+�«öûµk¸ZÏßpÕŞ¯ùÕzı­V8p`EÏO«ÖGVáÈtgıî©¢‘NÏúÉ~–ßŞİY?¥;¨h@ ³¾z÷NáÈ4GÆG&982&4"Ä¡‘9Á‘�Œ�t¢ÚÀiˆZÏßeÛû¨!j½ş–(8ˆ¢ç'Që#¢pDzã”DÑÈ4Ç)ˆÂ·OqœŠ(8yã”DáˆôFÆG¤702&4rò†EæG¤702&8Ò‰jƒ !j=ÿ™¨½}�¡ÖÛï„Â÷ÿE�OŸÖº÷7¤5AÇmLn×_>­œèı'h‚Î&Ü�ÎÀFŸà†d6ú„6NÊ°Æ˜à†D6ú7–Úù¤Pi=ş¥MU ´^ŞLŠW¿=Çq¦û ét{±¦æ¦uıÏyz½ô(-‚¹p©K_à„à(é£‰!Râ~á»GIÃ½^Z”tzá„ &ú'„D0Ñ4!!b‰±ÀáLôNrµóå�\Û?Ù·n{endstreamendobj72 0 obj< >endobj73 0 obj< >streamH‰\“Ûjã0†ïıºl/ŠKšiÁrh!{`³û�­¤†F6Šs‘·_ışKÖ�ø3öÌ¦#iÊí~·�ıdÊŸiha2§>v)\‡[jƒ9†s‹eeº¾�>ŸæÿöÒŒE™ƒ÷ë.ûxŠº6å¯üò:¥»yXwÃ1<å�Ô…ÔÇ³yø³=<šòpÇ�pq2³Z™.œr¢oÍø½¹SÎaOû.¿ï§ûS�ù÷ÅïûL5?/)Ó]¸�MRÏ¡¨ùZ™ú-_«"Äî¿÷^v<µïM*ê/ù–Ù“=ø™ü~!¿€·ä-xGŞ�_É¯à7r¨-ó[ä·Kò\‘+0ëZÔµB°’L»&¯Át°ppÌï�ßY²;²3¿C~Çœ9{tèÑ±G‡ó»9?{tèÑÓßÃß³–G-ÏZµ<ı=ü…n7a¬ V+ˆÆb…k"X¡³ÀY˜SæœôøışÂõ¬�lÈ0ûô%ìKĞ—°/A_Â½ì�rï{§ôWø+ışJ…¿Ò_á¯ôWø+ışJ…¿Ò_á¯ôWøoèŸo8ÀŸ'G9Oœùš“ö–R‘y,çÙÀTô1¦Mî8Œ&GáWü`y‹ğÌendstreamendobj74 0 obj< >endobj75 0 obj< >streamH‰ÔWIoÇ¾Ï¯è#õ�{_�Š~€³ØBr�shÆÖ)É¢bÇÿ>_Uõ‡CÊlŸP]3µ/_õ¼ë~ë>+£4ş•SŸ½Ê¾O6«å¦£§›ÎÆ>zœÖİ»#ÜÉ÷:¸7Şè>„nc¦ïó�roû¨Ãí•¿Y}ˆ}‰ÍìÖ¦>icü¾·!ñ‡$²�¦İD6}©˜p¹÷Ş31H´špV÷‡õò±×ùˆzánÖã±zÓk{¬*«zoR´‹‡İ–{�5Ä(ÑlÂ‡>ÆlŸab�h6‘\Ÿ�=LÓÓ&‰VA£)Jrí&F‰fNC•9ìÔ§MÍ&¦ï,T!ú²7®Æ=.3öïCQt˜İv(š+?EÍêŠZÙG(šûsŠšMŒÀ2OÿI(j5QÁe�ÒïBQ³î-óüœ€¢Võ;`™wÛI(j61K³‰A¢ÙÄ,Í&‰V;`i51J4›�¥ÙÄ Ñl¢BøÍ3 hÎş}(¶)ÏœñöI,šk?…EíúŒšùG4š{t�ÚmLÀÅ<�šmŒcÚñ¨]ù0æ9€Ô¬Š/æyˆÔnc0�6‰v„i´1H4Û˜BL›�Q¢İÆcm'l¡ÔWut^İÔPÒ}�ñ˜¡Šfs�h6gÍvpãfğä�ÍÑÜ=Œ;5Ù®ÆYuM“=��kÕé ¹g�E£Ä¤ÉÛ$¦-Û(1iÀïIüpÉÏµRÛåm÷â§wF}ÜâÑåÏ.¿ªÄ/“m¼²Ñ¦�Õå¦»Z\lîWgN«ÅJ�ıyù_ô³3Y�›Şæ¨.?t‹·×�7·Ï.ÿ×QÛé«÷‹‹÷gôÙV!B[ø´*z~®QS?yy÷aEowÓNâÍõ?U ¥8¸Zü~V‚ZÜ­¯?�Ù�Ÿà9:ªŞ/~§Âô;W‹×·�¢ááÌã�üş}Ïá‘J¨ñxè©·n¢kñóİææöz­^Ş­?(ÉM,{�¾]mo¶�×·ËU}ŸuÚÏİ/Ÿ6[ñ4öÚgÌ�v4e/Ì7«5ÇYÓåİŞÛ×ôŸtYÚHN�a½�˜nDG®ıÂr`µ;l.7`1il�Å#²yqL£C;JïÓ�¦&íiÜ®–3P©˜ı˜kDÑåÆH{)¿Z¼z8³Äz¯à÷†Ú€cŸ&É½"KêW®ıëûZ›bèc÷õêf»½¹G'Üİ’ƒN¼A¹÷òƒH`Üó4x´& ¦„A›{ZKÕŒ¯oØ½’è�F 3‘Nc¦5øZc{™BÕFuá©·¸¼õàûF¯¢€¥cWrŸ,C™KFğÍ’ş€vu½h$¬á¼!¯�­çR{áP€MÊÀ²À�"]¸^ ®l¬ ĞX³—<¿�¤�J#p‰Ü�³ùÉô.9Nw¶DíS÷×�vZœuZĞ™’Áû†Rˆ)E@…FáI¨–RÆ[Qdälğˆî¦Z’ÒÆAI\v#™2.¦,@]À—òzXÜÛ<�,š‘%úv4A]çŸ<Ñ�ÙºQ(’(Ò¡)N¨ ié,yå.FI¬8HŠÂ!İÃsH„Ab$DİH’-‘/ßˆEñ—7Nbšv›§‹Â@ğ„U8Ş”¤K&’~yX-7"Á«j%G¦Ö55ßÖUr=!³Ì†æ=B“ËñZ¦H#7¹§ä$Ü©.‚�Í„¦`˜M?!VÆP­„ÊXUç%îJJêtÊ#D�2a –4-ûß†."ø:¢Ï6kâô+�D3ì¬AF<˜×‚�’?&ÊP·2Õ“¦¥Ö]F�šqË™ˆú#é�Ñnä¥5·“$#LáS�7�%@÷…`!†f^‹!D%Â?dµ2~/Sj"£-a)ÉÕÍàèB–s�5HÛW}1Kä2P2i ¹¾şQMÊœ´�Â�t¼�ˆ;&ñ57R…Ê;^#ÛbJÓ®´Á¦ˆ²¬�Ú;ôİAˆ§@¢¬œ\x5-Ê7®ş!T¦9T:Üå£±’Aò(RRë“‚“K;·g(@<d#îŠĞ’qÉÅÑ]»æÃ­ËF�ºS™Ğl5™;ù-‚± —–¾Œ/b®ò¤3³'Q<§µS,uSò§Ø„°â~¥ÈÁì$M8f¨g£Äg²œùè8¾ø”~œhk¾«d>ú3+ôCüÒíà‰’wò0¼Í™Ù‹‚eÇ;.Ø¶œ[Kãñ©“LÑö/’kŸ’ •üœ’µÌw®r¬Ç!.ÓóÕ(H\ã‰•QÕ{5Ì—•z^Š�ŒlT™äL)i8—İMMlU/D)ôÂğ¯Êå¸ìÔ¿>–Tendstreamendobj76 0 obj< >endobj77 0 obj< >streamH‰¼Wmo·ş¾¿‚_è€.Åá;Ã¨­Øi¸ˆ«Cú¡)å,Å.N~‘e;ş÷}fHîîİI¶‘ÈÆ·;ä¼>ÎÌ�FÇ¢H'*j$í]QF—² LR›¡Q£Ñ¹>¢p„È6ô÷Íğ¦¸�
https://www.littelfuse.com/media?resourcetype=datasheets&itemid=dbe9bcd7-6072-4adf-bf5b-d33e52a6b90f&filename=littelfuse-fuse-466-datasheet | fuses | %PDF-1.7%âãÏÓ41 0 obj< >endobj xref41 1120000000016 00000 n0000003097 00000 n0000003224 00000 n0000005204 00000 n0000005243 00000 n0000005379 00000 n0000005515 00000 n0000005651 00000 n0000005765 00000 n0000006285 00000 n0000006692 00000 n0000007289 00000 n0000007902 00000 n0000008405 00000 n0000008962 00000 n0000008997 00000 n0000009040 00000 n0000009126 00000 n0000009239 00000 n0000009350 00000 n0000009959 00000 n0000010042 00000 n0000010458 00000 n0000010869 00000 n0000011346 00000 n0000011977 00000 n0000012347 00000 n0000015380 00000 n0000015511 00000 n0000018155 00000 n0000019275 00000 n0000020156 00000 n0000020641 00000 n0000021189 00000 n0000021791 00000 n0000024106 00000 n0000024361 00000 n0000026966 00000 n0000030062 00000 n0000030549 00000 n0000033107 00000 n0000036519 00000 n0000038819 00000 n0000042566 00000 n0000045570 00000 n0000048218 00000 n0000048539 00000 n0000048901 00000 n0000049233 00000 n0000049522 00000 n0000056576 00000 n0000056613 00000 n0000061400 00000 n0000061736 00000 n0000062099 00000 n0000062472 00000 n0000062853 00000 n0000068163 00000 n0000068214 00000 n0000068283 00000 n0000068367 00000 n0000078800 00000 n0000079063 00000 n0000079225 00000 n0000079252 00000 n0000079553 00000 n0000080469 00000 n0000080735 00000 n0000090778 00000 n0000090817 00000 n0000111027 00000 n0000111066 00000 n0000121109 00000 n0000121148 00000 n0000141358 00000 n0000141397 00000 n0000164271 00000 n0000164310 00000 n0000168965 00000 n0000169004 00000 n0000189994 00000 n0000190033 00000 n0000211023 00000 n0000211062 00000 n0000215717 00000 n0000215756 00000 n0000236746 00000 n0000236785 00000 n0000241440 00000 n0000241479 00000 n0000251522 00000 n0000251561 00000 n0000271771 00000 n0000271810 00000 n0000279964 00000 n0000280003 00000 n0000304904 00000 n0000304943 00000 n0000314886 00000 n0000417417 00000 n0000417802 00000 n0000418187 00000 n0000420104 00000 n0000420367 00000 n0000420752 00000 n0000421137 00000 n0000423363 00000 n0000423627 00000 n0000423783 00000 n0000423938 00000 n0000424101 00000 n0000002536 00000 ntrailer< <0A2F41B81E5D4174B338D03849EA9B84>]/Prev 559144>>startxref0%%EOF 152 0 obj< >streamhŞb``àd`àJg`g`øÂ Ì€Âl@Q�2ëş%0²ÅVír` l8ø„iÒ“€¹OO¶Ë¨2ı(´ªøå²êšnÌŞ¦6Ÿ[¦9s½E]ÙøÏ8uæÒó±wLt™¤SóñÊJ³°�YOßHlJ»¸jÊ«¸‘Œ.®åP€°(--½*ØSçâ–Ws8H1pÄOÒ¹@\‘fd¾ĞÀÌÀ»€íscó-ÆFY†IÖŠ@XÆÆ Å0±��A"€‡��ƒec8ë})Fw—©ì,BLö,–ŒNû/ğ%¨÷Hq Cmƒ”‚ìş˜q¦ÌÀ‘]¤™A–$Pº``ÄTö¦8 •€ª]¡*´�Xƒ�£ÕÊß`lç„�endstreamendobj42 0 obj< >>>endobj43 0 obj< >/ExtGState< >/Font< >/ProcSet[/PDF/Text/ImageC/ImageI]/Properties< >/XObject< >>>/Rotate 0/Tabs/W/Thumb 35 0 R/TrimBox[0.0 0.0 612.0 792.0]/Type/Page/PieceInfo< /LastModified /NumberOfPageItemsInPage 6/NumberofPages 1/OriginalDocumentID /PageItemUIDToLocationDataMap< >/PageTransformationMatrixList< >/PageUIDList< >/PageWidthList< >>>>>>>endobj44 0 obj[45 0 R 46 0 R 47 0 R]endobj45 0 obj< >/Border[0 0 0]/H/N/Rect[73.8406 459.698 111.361 394.0]/Subtype/Link/Type/Annot>>endobj46 0 obj< >/Border[0 0 0]/H/N/Rect[152.194 458.287 201.378 394.0]/Subtype/Link/Type/Annot>>endobj47 0 obj< >/Border[0 0 0]/H/N/Rect[237.985 459.698 283.958 394.0]/Subtype/Link/Type/Annot>>endobj48 0 obj< >endobj49 0 obj< >endobj50 0 obj< >endobj51 0 obj< >endobj52 0 obj< >endobj53 0 obj< >endobj54 0 obj< >endobj55 0 obj[/ICCBased 85 0 R]endobj56 0 obj[/Indexed 55 0 R 0 98 0 R]endobj57 0 obj< >endobj58 0 obj< >endobj59 0 obj< >endobj60 0 obj< >streamH‰\”Ín£@„ï<Å“C†™îXB–ü³‘¦Ø­wÃØAŠa¦ğÛoe%Ò"ÁÔ0L××­iÒí~·ïÚÉ¥¿Æ¾>ÄÉ�Ú®ãµ¿�utÇxn»d‘»¦­§Çl~Ö—jHRÛ¦¸_§xÙw§>)K—ş¶Åë4ŞİÓºé�ñ9I�MÛîì�şnÏ.=Ü†á#^b7¹Ì­V®‰'ô½~T—èÒyÛË¾±õvº¿Ø�¯/şÜ‡èòy¾ Lİ7ñ:Tu«î“2³kåÊ7»VIìšÿÖE¹íxªß«1)ßìã,±{»²ùÛ×¦ió<›ç6˜ÔZ¨ú•úzI=ïİQï écCRŒY f‘SçĞ�ÚCÓ«€WA¯^ÅšzmÚ/fmƒiÆñˆãêš1=bzÆôˆéÓ#¦Wj…f.¹xæâ‘‹§¯Ÿ}7Ôè-5jç™¯G¾�ùzäëYS’20÷€Üùøùøùøùøùøùøùøùøùø…^/¡—ÀKè%ğz¼„^/‘Ç™€¦—ÀKè%ğzÍgFXA}„õ™Ï–°>‚úÈãÜ¡>ò8s¨�²>Šú(™ÌJf³’YÁ¬dV0+™ÌJf³’YÁ¬dV0+™ÌKxåÙï—95ŞoÈcšéÑ5h+ë~÷Ù³õm­]ç_ÄÜ§èĞ¶‹Ÿ‘¡œíÂ�ü`½©èendstreamendobj61 0 obj< >endobj62 0 obj< >streamH‰\’Ínƒ0ÇïyŠÛC¥@Z!U´•8ìCc{š˜i„(Ğo?;®:i‘ ¿Äöß‰�¨ªOµíg½ûQ70Ë®·ÆÃ4Ş½y…[oÅ6‘¦×ócşzh�ˆ0¸Y¦†Úv£(} qšı"WG3^a-¢7oÀ÷ö&W_U³–Qswî°³ŒeYJ½´îµ@F!lS´÷ó²Á˜?�ÏÅ�LÂzË‡Ñ£�Éµ¦ko ŠG)‹�R€5ÿìIÆa×N·^9Ç1NÈgæ3òn'ä„9!Ş1ïˆ�ÌGä”ıSòOSæ”8cÎˆY?%ıŒ53ÒÌX3#ÍœurÒÉy?û¬““N~`>WÌñ‰ùD¦aÆ"Šï¨è�Šó*Ê«X_‘¾â3+:³â\Šr©=ó>óQ5*+v_>{¦ïŞc»Â}¢õ�¯È�Nb}âW€Ë?§˜endstreamendobj63 0 obj< >endobj64 0 obj< >streamH‰\’İjã0Fïõºl/ŠÿâQÆ²-äb»Ë¦}ÇV²†�lç"oßùô….Ô`ëÍŒ£É¶»»0.6û§~ï{ÃıeºÆŞÛƒ?�Á¥Æ~¹ïÒ·?w³É4y»,ş¼ÇÉ4�Íşèáe‰7û°¦ƒ4Ù¯8ø8†“}øØîm¶¿Îó?öa±¹m[;ø£úÙÍoİÙÛ,¥=í=—Û“æü�x¿ÍŞ–i_P¦Ÿ™»ŞÇ.œ¼ir}ZÛ¼êÓ†oçÕši‡cÿ·‹¦)^58ÏEô}nMSæi¯‹ò–¼¿�_ÀÌÑÅ4ã+ÄW¹—ä\‘+°�¼!o”W«Äº(;²?“á¶¢Ï>5ë×¨_³~�úB�ƒ0F#Œ‘Ãş%5¹Ë½`:dM^ƒé“z%ôøİnÂ^z%÷ş¢W�½rè•£›ƒ›£›ƒ›£›ƒ›£›ƒ›£›ƒ›£›ƒÛ†>ºà²ï·Šk×é´_3Õ_cÔqJ#œæ4ÿ5åó4[ÍÂk>D�Ç$endstreamendobj65 0 obj< >streamH‰\ÔK‹£@à½¿¢–İ‹Æ×­{; �<º!‹y0™ùF+a¢bìEşıÔñ„˜@âõúq¢•îûCßÍ.ı>Í1ÌîÜõínÃÇÔw—®OòÂµ]3?ö–ßæZ�I/>Şos¸úó�T•KÄƒ·yº»§M;œÂs’~›Ú0uıÅ=ıÚŸ]züÇ?áúÙen½vm8ÇA_êñk}.].{9´ñx7ß_â5ÿÎøyƒ+–ıœ˜fhÃm¬›0Õı%$U?kW½ÇÏ:}ûßqó¼ìtn~×SRåïñä,S�ßÕ:©ŠlÙ�›˜=³G~e~E^1/ço™·È;æò�y�üÆü†ÌûÅMR•¼W‰{•9s�\0È%s‰,Ì‚L[[©ÌŠlÌ†LssIss¹aŞ ÓYÂ)ô }ûô)tÊâdŸ‚>…}úôô{ø=ÍfO³‡ÙÓìaö4{˜=ÍfO³‡ÙÓìaVv¢èD9_1_9_1_9_1_9_1_õñœ!s¾b¾r¾.óÙÉò*{Pô ìAÑƒ²EÊ=èã9FÆ=Í³Ñl0Í³Ñl0Í³Ñl0Í³Ñl0Í³ñ4ü�+Ì/²æ•0Ã¼RfÜwKgÜàE}¼‘xeãÊâ>×ƒæcšâR°,?Ë€·¿ëÃç5£‹Wá›ü`çendstreamendobj66 0 obj< >endobj67 0 obj< >streamH‰œWÛnI}ï¯¨—ÔÀªİu¯Ş·Ü3‹I0‰ÌÃd±Pd9ö@’/’�Í~ı’Uİ­HöØr±‹—S$‹dİT'ïN[õm[µjöëÉÛu«^_UŸª—³êä6[ÕòŸÚ.6Ä«‰÷d¦ÿİ*­fçUàİ ¦c´UÖ7Æ5[W“/ÆkeZcÕ¯—»İru~·]ş]ı²Y4õìÏjªMcZ­¦º1jvVMN¯—‹Ë/­�‹ùîòj³UóÛ¥ÚŞ}ıs¹Ø©İ•Z\Ì7ß–êûåîâên§6W»ËÅ’UA“µ�4YkY×çåıåvyöõîu£Úpbô‰±ÄJĞµ@O=)Û:@w€šš˜¹&Ö7³ênùö³‹´¸è¦ò¡‰0ëº®I­WÆÆÆ[¥ÎeÔí²ú]mÀU¤yÛt:&Ã†up„ºÕV+ÑäZR.ºN;µXW'¿”ˆ¦’€¼:%aØÑøµF©ÓW+Ğê»rêƒê­y×øl üÛ)…x_Gî1â�iÛ´Ïl¡òâ»Ò¹QV{�WÁÛ&â¼öÇäõ²�j‹pN¶XªÉß$5¹­§¶ÑjrYOcÔä�>ìê©ko˜¦S“«Mı¯Ù?«ÒÎ¸6ã2‰põ‘$@Î6!è ˆfPHûÌªÉR9X³�U“€…#„A�JGLKÂÖ1V­iL�˜±‘øXêmMy‹óÌ‰7ñIS>F"Sèõ¤÷ŸÜˆ"3€NìnØA ¿±yº“;RéÄUŒçœ\Ó±-p8QÅè—êNÖ’ÔU=íHQ‘ŞÔ†ñTC�¾�"ÍHöË„bÛ†OJê,‰CÊ2Û—Zññ{®¶Ùk†ŸgE�¥ÿ*Ç�.´§[øÇ†„Y×�íHÕâh‘àÒìs´Äóß:2LØtÃÑc5ä;:Ü†ƒgØÛ†}w�Óê’\f§İZ�Q¢QÙ÷œv†S‰NviÏ™ƒ=àJdü…�mGfÒœ¶gêx-ÇARşVõ�ædqå„“ÄŸä±H9È¬Ñwàü¡®K^Üô«šİ³«KJº÷Ó«#–ÔÕù‘Ğ,J"Ÿf+’—dù$ú¾+ü[µ—P¡øÂ“/rr«şş_ºc¦Ô)¦u¶9%ü·…a>ºC9öc1—]³êN–$W”v/ìÆ±B–¦Ø{‰üWÂ"şÕuQJGç8Ğ�+Å”KĞP“ˆ12B‚~–c…š›J‘£·¼kV*®3œs¸ R„t+§R“¯:)&3À§–…�cS°IŠë¶–#�›Z<¶`IÀçP‹İ{ò—áM¡pn³TÃÜ9ßÆEš�ñ�Ër¹Ø¹ÒŒîÎ_ÕâAH×2rM¡âò7µ"®®ä†eà8¨škG�›çrG,ÕaÕz¤X¸jıÓıU-.·#½¼¸¡$‹{W,ßÀÂÇ�dd‰=Qû`›méÁÖáEÿÌü9§¹C¼ç~GÕŸK�ÎuÓ‚¾¶Ø\[²Ñ�ã$ÆïÌ’¢²Q¹Yñv¾«÷ìß�omÎğ’a:T7>uË�Áø¹ñ;ÌÿÑÆÍ8uÎ)ïº#½±çÊ±ØVóû¦QGE¨´ø$9Ã÷®¯9İñ˜ä~¥†¦AÕ%H;a\lK7*¥¯?çÛƒY×¢÷%ÅßÖš=€-'•,äJÆéouî 9Ä¦QşÃ½ZSpÇ®-!ø­Ì7£Æe©šP*èÑÜ±.9öµÌ‚Ç´?íwĞ ĞárR/ú]óÊà¦„a=vh’¦#�HI xæi=M4:{Â·A-ª�Œ))ÀÜÔj+“-‰¦B²h,"%úšŒ‰ ÄfÁÓW™5qY›)’èXBÇ0¢¦ë²>¡©Š€èÖ@ZĞ)púş;$¦‘èQ×“dK¤EÁF,m'¨0#²ñò`’äl.é�@«d˜„é¼�Wâ.üZGkËòÜÄ§“ØÒâ#^·ÙÙßÆfr5"^Lk�Ñy•§ò©å@ÂMÃ˜w¬Ë…(‘Ê4†Ù½“ÚÚÑQ�Õ…�°NÎ�Iq]S±A“¶ö…ZT˜¹Æe â‘bƒG~Gí�ßx[VÖšØ"å€K‚ÌÅ@r±Àõ‚gÇ`]¡Zy—©®½'¯9�×›]Ğ‰·U¢Ì‹7—$ÉS4YœÍá;u_�L>fÎ)�®·š…Aàô¡ã�¾“KŠ(ƒCMIN³ÎÎÒ?ßR†Â^ò�5HÖg}!IĞ+”ÜŒXH¯¼uLì4ı@Bc'ª‚gï��òˆSxñ¼lÉC#:f¡5MĞLMï* ¶\"aÊß%½ëúêU,O:#‚œŞt”È�­&œFàgŠ&+g€®éšòZª`ä5?¥xiù(´òÒC:şlš(ñÑÒå3³BWÎ/÷ :¦*3ŒnËH±x,'­”Øi>„1tPü7’�ñXz0Î<�Zj,!ßÛl}&”¦é«ÖÉ"¿‡]ÈH5*fÍ}i»E#ıF9$#ğQòuª9$»)ôóĞÆáğÜ4Õ¤X§1bíÔF)ó]û¶�§ŒÂE$ê¾`N2sœ*¼"†9EÎ2§ˆëh§o™^UgÜ0M_ı3LôÃÙ_QêäÏ½Šs´®®ë@¢«My?'w¾´•ôBŸh.ãZsƒ=öáˆ2•üz<Î{ôIV_·‚Ö½…endstreamendobj68 0 obj< >endobj69 0 obj< >streamH‰ÔWioGı>¿¢¿dÁ2­¾À0 +rN;‡hìŞEÀG7¼DRV¼¿~_u÷ğ%EÁ[8ÓSGW½ºº¯™dÿ’)ÁC4ŠIÃ¥¬�Uô�~Ë•eÓJsá4k4×Ş2ÍƒÔ`x_]U�Ëà™Lßg•cMàZ*â”l"‰¨’Oú-ÔL«FrğË¤@!–ï±MÒ�ßH‰KkÅ],@™IÜRdË¦2Æ�êÙ¾1ªËê'ü_WÄ(½Õ>yÛ`iltÊ0¯¸7Òˆ¨™†-Á©`y½E†LÎ3ËvÙÓ¸AÚNZl­“�‚�äÈ”év€µÍH„,ê¹ƒÒ’*™¯O¨+É#’Ò‰HŸÎ@e† -5l3‰Ş&Eìª€òSõbW†·”<‚�†\¸.²á¬¨Pêá¿+ÒîÁFÈÇÕÛ�à²¶‚@;euƒÇ )O¦©ÿ5ü¶:V'?NGm7şj5Z^MZvòêL±_�±êü~®+/¹Š‘©ˆüRšII!J;±UWı�Í«“¯.{·Ş‹‚�„‰Üå÷³VqáòÀÊ!d¬3¯ÊYÖVye¹€1Œ_�ßA°‘»ÂõxˆŠ¨Êª¡”q,is³:ªµU�„ğhZe#°ôH-AòdÚ¦Xì9¨Í§îP�<d\ô<ÈĞLWØÁ¼¼/÷,”�ô�HeUrïõéQâI§Ÿ�xj—x×ÛÄ�´Ê‘m¥Üô§’Ïj!•LÁ5º€‘�Ğ?ùf&Ù—‹G-}ã/´ø¸Tôa©¤½g@“‘J%ŠxP*"ÙÈÖí}UCæz›å½Ôr¯¥QJ!ST#uœün�XhÊ5Tç„Á}ĞBrYêıyK«–º™³šÖ†2¶ŸÈRë´Œi�™-4&OLÌB8L¦4�RdvZb¡¬ÃB›LšBIæEO4�HC§'�< [1yDÚıÎMiG-Ü(™&M+4çH{[�LACT´ƒ¥í€»K¯H¿Eaa¸™¼5r-ÌH²JÒ»2Àhjjá³£B�cÚ$GÓ £°¦Í"um˜,µ/6¾'I‰FÚ@{2ß‘k4äÎ5àˆæu‚;(ZXràóûû¿�(T2ÊqÉıvğ-¦–5LGJÒ½üFÓê(É/I1W‡z2”¿ 6lxY‘ú�Ô«œ´èv�šZ�¥ºSÅ¶—5@cƒ®&DÙ`T#6’65à0lpS7X­ˆ*—,l°fc/êÆ¤O‘HsĞ™%ñ^Ö”œx™‡K*‘bƒuq¶ÅdZdÚiJv„Zn´(¦�O»v³ªà˜´£);»­j…Õ¨İ¤gWˆëÍ¤]³Ëôm±bé{ÚºË»0:sr±ÍŸ=;9m77£é°û}óìåùË—hbñùóç¹KôáÄ(çÒÇ¬ÑÜZ“£ş”ÉÉ™úEdµ•¼ÉQ¦&¤wÏÁtØDd¢b‰Lç²÷“ñ«Åø¦İ°Éšµ‹Ùr´™ü:íØídsÅhÔ_H`0íFãærÕul½˜�»Õš�æcv5ywÕ­’�;Ş·ƒM7[v«@Cİ¬:¶\-ş)´Ÿvë?Ê¨' ×-ÊÛ¢dÜÿ¡Ùhõ[Î‚1[ÌÙf±¼ÒÛÁúfuY2¦àØ.ÆxÙh:]€BIr{î(Áõ®cÀl2Ç&ãn¾™b->`³C€¤yq³a›nMü™úqBú”İ÷`ßÛwø9ı>×Xú½İ¥Ñ®ö®:¤à†­»ùz²™¼/wÇ/—ÓIFsı1ãu�‚/§£MJ´ƒ¼Úú¾œ´èİäïoª±¹ëó’%l‘Jñc÷ûÌ´îj¦isª¼/íšŠi6Úàí5¦T°«n�n�yGØÎl6™�oÖf+Õ¶£�G«ñQfµh�sÚè¯šî––¸KJÿ1�²_°¯GÓÅ»n�G�„#ˆÎéúõEš1Ó`şt†@6¾kïæ“ÿôİIòæû“³Œ7*¾Ó“×¯şqì·2G‚¤gîY‰²=”áLÖ²ü¼e{i%ÍãY$’}Dp�-æ}wš­§ó×Ì‰Ú'œdmRE)ŸNQœ#ÜzH'ÓÂî?�¬9;g¯pZ VB3§[£�Oè8šüı:™îV�Ø6øÍUÇÎoVh,£yÒ˜3ğ“©ŸÁ›ïÎNïBq÷°˜¡Iö08¼ùî�sÜ†Ò%¿F¥ßpˆ„ÆÕ@ºŠ¸Dô�;I^¶ê*rG•Îr�+X!Ó¥&JºëF�®zªàÜkU1j…ûz{úNoÏĞ+€¤zLA¡)ÊŒşÙÅÙkrV‘³×ø�®^¬È›b�¬�¥¨Ñ/œ›V¸LŞƒ©ÛS“Ì”–©¸ô¸Áí«Af H³ª�ŒµáOËìöq�»xÇ\Á�zlŸ§Ëì`ùs¶ï²?Âø=Çk‡×G÷9”¡HZi‚^íÕ]‡ìc¶¥<ÙÇà¶É<Å¶?v²[v¯�5ÖÆ#™»6¾>Ô�TîF>Q=Ó¸D£ğ"PKR6œ¡ù¦Æ—¬è)§t«u¹>üœ.b©Ë 9DåûÖşÃ²K‡½ZÒlNf8õl˜²‰Õp²ùÍmÀ¦¨pcÒ¦ƒ¨övYõR„»gÄ²×Sé àû“‚OG…�@Îhäğ�H`itöKŠº‰¡xĞ$ı¬LŒşÈ 7²ôhÃp—\­¿`¯&óÉìfF[7Ä¥èÒd~>ÏˆÜ¥EVú>oqk9TŒ~ßWá¼O*LiõúH…²º¨˜GJ™q»áÉµ¦¼‘9•¨·[¦Q†NÆÍim¸aƒ%LA3Å%©VÜ³îRrShSkîğ¡N§–Eíi…Cıã#ÇØèq¶Cè#öET¤f�ŠÜ;C=;x0oé…döÉG~èêéFÑjŸn‘(nK÷ØÚ¹}¥°�ÚqÀ Ôö9‚äÑîöĞÕuÀAU²³Ñ8dñ™êq'o%êÀƒ‹;ÒÀL�Aph +Ñ!9J*÷…ÁXî\x„ÁkD@?Ì`ÜŒşªr§fxpò÷A–ôÛ ÷c¹„¸PKˆ{bàB-ŞRKxµ/Š[·ĞûàöâÛĞö–•ĞnO9°ıŞ9°[bk¯»„µ'oCÖûUğÚÒûˆ=Dïö}¯‡è}¸¢ç HLÿ`PzêıAé©w‚Ò£Ş“B}»õ½¨o•ÿ—î28aà*�¢İ³ZH„Jî} rAĞh½kƒõ¬#—uâ¶�\Ö‘Ëúy÷>Zë¢yL½õDî/qÅ“åPÜ;‡âÚ#”u”ÜL�endstreamendobj70 0 obj< >streamH‰”WÍ�Ü,¼ÏSøBøŸsÈ-R´�%¹¦ß!É!¯<î<ĞëB#yw§¨.Tt×bo’Úo&elŞlV&†íƒÑ*o¿¿?¼*Æ,ãÉ©ìœˆmÔ¾'wº¦aeÜ+gİï*Ø9ŒkpN*ûŠÚ¨¢o 1^ù\Qo�¿*jmáÚXá¢dœíğ\vİeå}‡;«U“öQé®¸‹±—FiÛíÌ³ë¼qÉug×¼º.áìº„“ëÅ¢]v�PÁuB%×]gé¹ë\¦î:×–\ç�K®K8».àÕug×%œ\×±ü]'Tp�PÉu‚E×Yzî:Ÿ»Îµ%×yã’ëÎ®xu]ÂÙu?]Ï^%Ñtç�(XN¨ä8ËNçÊS¿¹°`7oYp[‚Élf¯%˜¬–àÓéè�I?wšÀ¹ÓN*9Í²S§¹òÔi.,8Í[œ–`rZ€Ùi&§øÇÃlÇg{ûôå¡•Ûßíññó›İ~şyü*€.³�–[”Ñû¾}ûÿq¦<³Ú³İş{¼=¾vëé!ª=.è,Íåy¾i_ œg¾°şìœ@ÆÿLœnyNï‹ÈX˜ĞŒÅ)ÕX˜BÆâëÉX˜pÎœ;[Ê:ÿr9¤)Å¥<ëÂ26v/¿É*Ó�Å™Ê9ív®rçD¦rp™gjØY/Ê2•ËPú¸™ÆÁe�)ff£+ËTÎ�L‰B—¶ò,i<ó™†Ã�jWH®/SR4¦ )N !…mHqJR˜BCŠ¯§!…m¦pJœRÛ¦´Å)µİpÊÑ—¥wFè”n ‡×m�´1ã–Šu¶ğ¸¥:¸H?×c8o€¦À"m”®Î>¯‘£½FÁÕÛà]]:/¢“úô&†\õÚzâ?¦à"ıhƒ"LÁEú0E˜‹\â©\¤P„)¸EÔAH5¬¿‰¨l•v‡3j¨›Q¸…L¨)5lH)\¥Ïœ´S°J�´�Sxù–;i)¨`…Kì¤Å¤ÂUúÜU*WéƒT©Xå’<˜J£à*}ô€*•‚«p\�oÓ�çÕ@¸¬dÊhãwª±şm`Á”WèúWÃ�€¼‚UZöGqŸW¨çÏ`îûy—çôŒºË+T¡Ë�¡ïóViÙƒ«T¬Ò²W©T¥ËX¥q`•–=¸JåÀ*W…`VnW¯ëoÂ*–®_«×ò%«ülœx=\¿EÕ¥~Ò*Ç8 *pÉ)ór3n:•‹ô1eob¨HK*³pƒ«·˜2K÷0Tà’Qfñ‹ôŠT,Ò'(R)¨È% Hdû'Àû ¦¾endstreamendobj71 0 obj< >streamH‰”ÖMnÛ0Eá¹W¡ü'µŒ¢KÈ´tÿ“Ò�H>Ñ²uŞ¤P^ÕV>Ônvû~øj\NíÇ?�ß�_�¿›k?Ûög²Îì{›ËÖÄ¶¯ï‡ı?ikMJ¯‹`Û]nß\qÆù:ï#c‚#Ñßîz‚l„`’�ZL�¯ç}69¾?w“Éó8M¬¯×Go²½ú'÷¤löÌÏ{_L±Î½>Rûè¦*�ôœTŸ�"RÛË‘Ê~ñ5T£¿ŠŒ�ßŞ‰‹O6[/Çq¦{Î—_\rÆú«£h ºb’ùâÕ{÷ë0'8“É¹zMdLp¤SŸ—+"cB#'oXdNpDz#c‚#�¨6H¢Öó7Dµ_µª!j½ş–(8ˆ¢ç'Që#¢pDz“”DÑÈ4')ˆÂ·Oq’Š(8y“”DáˆôFÆG¤702&4rò†EæG¤702&8Ò‰jƒ¢!j=CT{d›üÎ�Zï¿5Š¤ğ`*µ>PŠW¤9EÉ®LxŠÂ)~ıt§¨ Â…;E)¯Hw`eLxEÂ+c‚+'yXeNxEÒ+cÂ+�«öûµk¸ZÏßpÕŞ¯ùÕzı­V8p`EÏO«ÖGVáÈtgıî©¢‘NÏúÉ~–ßŞİY?¥;¨h@ ³¾z÷NáÈ4GÆG&982&4"Ä¡‘9Á‘�Œ�t¢ÚÀiˆZÏßeÛû¨!j½ş–(8ˆ¢ç'Që#¢pDzã”DÑÈ4Ç)ˆÂ·OqœŠ(8yã”DáˆôFÆG¤702&4rò†EæG¤702&8Ò‰jƒ !j=ÿ™¨½}�¡ÖÛï„Â÷ÿE�OŸÖº÷7¤5AÇmLn×_>­œèı'h‚Î&Ü�ÎÀFŸà†d6ú„6NÊ°Æ˜à†D6ú7–Úù¤Pi=ş¥MU ´^ŞLŠW¿=Çq¦û ét{±¦æ¦uıÏyz½ô(-‚¹p©K_à„à(é£‰!Râ~á»GIÃ½^Z”tzá„ &ú'„D0Ñ4!!b‰±ÀáLôNrµóå�\Û?Ù·n{endstreamendobj72 0 obj< >endobj73 0 obj< >streamH‰\“Ûjã0†ïıºl/ŠKšiÁrh!{`³û�­¤†F6Šs‘·_ışKÖ�ø3öÌ¦#iÊí~·�ıdÊŸiha2§>v)\‡[jƒ9†s‹eeº¾�>ŸæÿöÒŒE™ƒ÷ë.ûxŠº6å¯üò:¥»yXwÃ1<å�Ô…ÔÇ³yø³=<šòpÇ�pq2³Z™.œr¢oÍø½¹SÎaOû.¿ï§ûS�ù÷ÅïûL5?/)Ó]¸�MRÏ¡¨ùZ™ú-_«"Äî¿÷^v<µïM*ê/ù–Ù“=ø™ü~!¿€·ä-xGŞ�_É¯à7r¨-ó[ä·Kò\‘+0ëZÔµB°’L»&¯Át°ppÌï�ßY²;²3¿C~Çœ9{tèÑ±G‡ó»9?{tèÑÓßÃß³–G-ÏZµ<ı=ü…n7a¬ V+ˆÆb…k"X¡³ÀY˜SæœôøışÂõ¬�lÈ0ûô%ìKĞ—°/A_Â½ì�rï{§ôWø+ışJ…¿Ò_á¯ôWø+ışJ…¿Ò_á¯ôWøoèŸo8ÀŸ'G9Oœùš“ö–R‘y,çÙÀTô1¦Mî8Œ&GáWü`y‹ğÌendstreamendobj74 0 obj< >endobj75 0 obj< >streamH‰ÔWIoÇ¾Ï¯è#õ�{_�Š~€³ØBr�shÆÖ)É¢bÇÿ>_Uõ‡CÊlŸP]3µ/_õ¼ë~ë>+£4ş•SŸ½Ê¾O6«å¦£§›ÎÆ>zœÖİ»#ÜÉ÷:¸7Şè>„nc¦ïó�roû¨Ãí•¿Y}ˆ}‰ÍìÖ¦>icü¾·!ñ‡$²�¦İD6}©˜p¹÷Ş31H´špV÷‡õò±×ùˆzánÖã±zÓk{¬*«zoR´‹‡İ–{�5Ä(ÑlÂ‡>ÆlŸab�h6‘\Ÿ�=LÓÓ&‰VA£)Jrí&F‰fNC•9ìÔ§MÍ&¦ï,T!ú²7®Æ=.3öïCQt˜İv(š+?EÍêŠZÙG(šûsŠšMŒÀ2OÿI(j5QÁe�ÒïBQ³î-óüœ€¢Võ;`™wÛI(j61K³‰A¢ÙÄ,Í&‰V;`i51J4›�¥ÙÄ Ñl¢BøÍ3 hÎş}(¶)ÏœñöI,šk?…EíúŒšùG4š{t�ÚmLÀÅ<�šmŒcÚñ¨]ù0æ9€Ô¬Š/æyˆÔnc0�6‰v„i´1H4Û˜BL›�Q¢İÆcm'l¡ÔWut^İÔPÒ}�ñ˜¡Šfs�h6gÍvpãfğä�ÍÑÜ=Œ;5Ù®ÆYuM“=��kÕé ¹g�E£Ä¤ÉÛ$¦-Û(1iÀïIüpÉÏµRÛåm÷â§wF}ÜâÑåÏ.¿ªÄ/“m¼²Ñ¦�Õå¦»Z\lîWgN«ÅJ�ıyù_ô³3Y�›Şæ¨.?t‹·×�7·Ï.ÿ×QÛé«÷‹‹÷gôÙV!B[ø´*z~®QS?yy÷aEowÓNâÍõ?U ¥8¸Zü~V‚ZÜ­¯?�Ù�Ÿà9:ªŞ/~§Âô;W‹×·�¢ááÌã�üş}Ïá‘J¨ñxè©·n¢kñóİææöz­^Ş­?(ÉM,{�¾]mo¶�×·ËU}ŸuÚÏİ/Ÿ6[ñ4öÚgÌ�v4e/Ì7«5ÇYÓåİŞÛ×ôŸtYÚHN�a½�˜nDG®ıÂr`µ;l.7`1il�Å#²yqL£C;JïÓ�¦&íiÜ®–3P©˜ı˜kDÑåÆH{)¿Z¼z8³Äz¯à÷†Ú€cŸ&É½"KêW®ıëûZ›bèc÷õêf»½¹G'Üİ’ƒN¼A¹÷òƒH`Üó4x´& ¦„A›{ZKÕŒ¯oØ½’è�F 3‘Nc¦5øZc{™BÕFuá©·¸¼õàûF¯¢€¥cWrŸ,C™KFğÍ’ş€vu½h$¬á¼!¯�­çR{áP€MÊÀ²À�"]¸^ ®l¬ ĞX³—<¿�¤�J#p‰Ü�³ùÉô.9Nw¶DíS÷×�vZœuZĞ™’Áû†Rˆ)E@…FáI¨–RÆ[Qdälğˆî¦Z’ÒÆAI\v#™2.¦,@]À—òzXÜÛ<�,š‘%úv4A]çŸ<Ñ�ÙºQ(’(Ò¡)N¨ ié,yå.FI¬8HŠÂ!İÃsH„Ab$DİH’-‘/ßˆEñ—7Nbšv›§‹Â@ğ„U8Ş”¤K&’~yX-7"Á«j%G¦Ö55ßÖUr=!³Ì†æ=B“ËñZ¦H#7¹§ä$Ü©.‚�Í„¦`˜M?!VÆP­„ÊXUç%îJJêtÊ#D�2a –4-ûß†."ø:¢Ï6kâô+�D3ì¬AF<˜×‚�’?&ÊP·2Õ“¦¥Ö]F�šqË™ˆú#é�Ñnä¥5·“$#LáS�7�%@÷…`!†f^‹!D%Â?dµ2~/Sj"£-a)ÉÕÍàèB–s�5HÛW}1Kä2P2i ¹¾şQMÊœ´�Â�t¼�ˆ;&ñ57R…Ê;^#ÛbJÓ®´Á¦ˆ²¬�Ú;ôİAˆ§@¢¬œ\x5-Ê7®ş!T¦9T:Üå£±’Aò(RRë“‚“K;·g(@<d#îŠĞ’qÉÅÑ]»æÃ­ËF�ºS™Ğl5™;ù-‚± —–¾Œ/b®ò¤3³'Q<§µS,uSò§Ø„°â~¥ÈÁì$M8f¨g£Äg²œùè8¾ø”~œhk¾«d>ú3+ôCüÒíà‰’wò0¼Í™Ù‹‚eÇ;.Ø¶œ[Kãñ©“LÑö/’kŸ’ •üœ’µÌw®r¬Ç!.ÓóÕ(H\ã‰•QÕ{5Ì—•z^Š�ŒlT™äL)i8—İMMlU/D)ôÂğ¯Êå¸ìÔ¿>–Tendstreamendobj76 0 obj< >endobj77 0 obj< >streamH‰¼Wmo·ş¾¿‚_è€.Åá;Ã¨­Øi¸ˆ«Cú¡)å,Å.N~‘e;ş÷}fHîîİI¶‘ÈÆ·;ä¼>ÎÌ�FÇ¢H'*j$í]QF—² LR›¡Q£Ñ¹>¢p„È6ô÷Íğ¦¸�
https://www.bourns.com/docs/product-datasheets/sf-0402s.pdf?sfvrsn=f0ccac57_31 | fuses | %PDF-1.6%����194 0 obj< >streamh޲P0P���w�/�+Q0���L)�64)X�A(0eh`�����!������vvR]=endstreamendobj195 0 obj< >streamh�2S0P0W0�P����+�-�q�b��"��.vv��7endstreamendobj196 0 obj< >streamh޼X�r�8~�}�l��K�¦��0C $��6�^�,?P�[��m�d�~ϱll�MH6ۺ��d�\��}�-f1�3��L8�%��l�I����6�Qr%�$������3.%vY�{8[��5*r9֤'+TeIŔbRHl;LڨF�h'+�IW:L����`K�9�X4��8d�s��t�y���DS#u(�]��Q(�Zpt�� �1�N�јだ�()B#�Q���8�pR�S���'(J��CN�QP,F��m�܈��6:/�x2��.�=����`�;������7=!����U��IϨh�F��t�TO�ȣcO4���aVw�b"�9FM��&���3�a�.��3f����Z'���{�e�f��Sit9s�j��EF�����N':ʘ����n�%]����h�!t�GЃc8�>����\�`��3,�:I�hA��$L�����n�U3�}X��B��"�a��R>BYL�"H�C�3���O�G'�[�j�偐z�`�20����w¦�&<�-�3����c/�k�X3�J=��BC�}zzv��D��tN��N��av��)��`N��l���L/>�ˬ"i!w�p��I���X����hO�h�è����4�/ê,w���A1�+��uFΐG���N��t$r̕�㸅�,SK)k����Q�ֲ8H$4��T����(��*Gy)vP��[V��6RL�������n�[�+Ǔ\E�_ϱ�0��:L�Ga��P>�P��\J�\#L&����!3ճDkDNn�U0'���N��T��¦/0��b¦/a$:���HI�AJ�P�SX�Wi�Z�J?Vq����¦V�0s��Eh¦M��N�{H�Az���o�����/�]�`l#�]��om��ޅ�y�m>a./�W����]����[�rw��sk���xD�����y�.S�Jez�[0�.uiSo�����K���¦�?%��u�k\����X�¦���峻r����M��~�g����;��c��yi���oR���w��w�X1�Ua�#�����wq��]�P�.��4�¦�5X�t1寃,�;���G�6�sяnb��$S��h�������-\�Y�f�Û�4��oJ��\/(F���a��g��I���TcY��T�Z����]�19b�*5���u�x�W$fݧ�'�JG��G+)�;8�`\��c��;�L7�ҕ����Un��v��}����nq��g��.�\��ݗV�H��(�z�om�j��տ9�����SS�ư���) �)�Ԧo�O�h������;�_tqV�g$��r�ϟa���Glq�巿�l�C�F��!X�u����=��¦�wu?-u�qY��8E����۹Uօ���9�O�O�)�������:�j<&��y�G/�v0���H覫d�ʺ�\�����E����=���F�����6S9��J�&S=��w����׺�1�#��}FR�]������c����t�����:�2���!*����Q���N��˛?Y��k���X%�>�ǋ�B�K���Z���endstreamendobj197 0 obj< >streamhެ��j�@�_e����fA�V�br'R�.E�YI�`߾��K������7�8��-���4���I%��锽t]����l��8l�Ng&K��f)��Q$�"�lټ�Y8oR�8��-{��C{�]�=΂�[�!¦�;?��9b=p���<�~��B�+�UE��X��h-�ZG��Y��>Fj���!"CD'��T=��=F�i�&o5y��[M�h�D�&�=�Tpquv�~�z��W��e���;&7�����X;��x!���C_�ڝO�����U���qY'N���d�e-0�K��cM�H�Z��Q�X@��4���I�b���>�j7l��`�?�-&���������+��Vendstreamendobj198 0 obj< >streamhޜ��j1�_EO��mI� ҩC�:�,m3�BZB:���;�$S{�~�����϶1X��L �)�,`��2��A��b���ʐ���רR�..�8:-�R�"Xw�(7�<�¦퇻����8<-��bK��v���8����mqA�"��1Nf4�y�1�m�_Nc����Gk�:>O���F���3�6�M��O��$5�MJ��ŧ.�3K�f1��/,X�K�L�"��4gc�4欨�%D���b�m1u�VԪWް�i�y��7��Rk���[VX���7���R�o�6E��v�&�k�&qH����������e>/��z^��Jbd�����X�#��r?�����(8]q���¦���JHP��g�cT���*{l/B����^�dendstreamendobj199 0 obj< >streamhޔν�0�W�o@oohBXTX�B،���{�j�����¦΂���,9��qj�]?,����� >streamh��X[o�8�+~�"¦ŶTU����*I�4U�Vy v��2��R�}}��C�V�ZY_��¦���A���9�����8�c�F���\��W�X����s�)���4�p���/���ȩ��D)P�V�Ϟe/�]�jS7ٛ����������u�W}�YW��٧�^ջ�뿪����k�gz��rw��n�� BԻ�e�E+�0�>�^6w7ev��-�MC_�3?U������$�B�J?�X>*�Ǹ�ږ-n}�P;�+�;i?:,�y���l���=!͘�CT_K��UF�����W��������^*�^����Q�Z��n���ӻ<��]�uS5w�o�q�f盏u��J�F� ��:��Ձ��hS+��2���:�¦+�Y�S�c��J��RX�Bʾ�ŞY[3G�o�:��]5X@��:�(��H;�q6k!��J���᎕)L5��3������m�������f�Y�v}w���:ܑ���{�a�9y���=��Q�b�����[�G��xT��K�^4��xv���X�A>>�����x�oy�^�R>�@���n�آ��Q&[��t�������E�R�O�¦JN��Ak�l�E���w�V��Zx�f�'��(�O/k����t��aa�4,�qW��h���x�1��V�GX��L��5O�ѝ����1�\V���=8��7����������a����� ����(�-������ݷ���ก�Xp��¦���y�d]�x$�d&0U[�w���M$����ѓK_V�d/(L���K��(F寓M�ϻ�0��ʫ=���j<����j�s��d)qy��wC��{�����9����W�_��,�����\d!���^AvL&=��޼q�݇WȪ)�y��M�9�{���@�%���\��{�iO�w��fL���ܬrfו!iM�Z��y-/Ig¦��/g$�4˙E$"�q����&'1G0��D�¦*n>��t��SÃawXO̹~<6�[�`���(�%3�����ã��%�}��n��;�'����Q��ID�yle�#�༅����=�+U��<��-�endstreamendobj2 0 obj< >stream 2021-05-28T10:40:07-07:00 2021-05-28T10:43:27-07:00 2021-05-28T10:43:27-07:00 Acrobat Distiller 20.0 (Macintosh) application/pdf SF-0402S Series – Slow Blow Surface Mount Fuses SinglFuse Bourns, Inc uuid:bcd8c73c-055b-cd4c-9c1c-d4d556b312d5 uuid:f5b72039-1d75-084b-8d01-0994ed59b0da endstreamendobj11 0 obj< >endobj14 0 obj< >streamH�lWɎ[7����)p�õI����$9�8q������T5��$9 uq뭺I]�xsx4N?��/�ի�`�z\¦6U#љ���j�7��O\���~���ƛ���g=?���/�Z���/\���u�%�?�������f�������G�3�Ǉ�9�n�����μ{���_s�������?��~��c?�%eS�@o2;��a�p6'�]�V�bCH&%����j+L<�/Wo�y�����v�H3�S���2�u�J�8���\P���9��Ŗ�Tgk�P����W�<���pbC�fW��p�VR1��a�{��7��?�jy+��pl�����=n#5X���(օ��6��-��Z1�gw��%�f��@9ϳc��f��Ǉ׷�Ňw��}����ًVrȗu�ؿ\����]�s���t������~xu���¦��^s/X�;9�O������[�&��h�m��R�p2�����`h�Bn�t9���"����t�>�1�@M�x��F���/<�I�'�r��8����ȼ��̮�[a�.t��P��I}��Ȓ-,\Z*�"�V��P�����<��HM4^Z��e�J�؊��l�8��K2]�����ș&�3���V]FFuoyp���6��)���m�6�A������H��!2�]:naf�m��C=�q*��8?M�F������`$5��{AY��FvtW��-Sf긌H��]����é�js�'���Ȑ0?P�֠��!N%1�Ly�EU�Ǧ͔م�����wM4NPu�]݄a7�é�[����Py�F�+n)'ͪbk���j�Y�E�E�+�%y"¦3�1H��d�hM�i�n�Vհ9$�zq�xw�$eȾ�!�2K~��(i�r.�ΐ���.��y��V&4� LYmda�q��9�{�s�3j���H@w�L��v=�m"����Tv¦\�T�kpcC�-0d�mFZu���V�K�c]���9���dG�Fɨ�t����4Pp����kJ�����G���h��vjo%��0����&�����+��gw�@�k(�=L�+qȸ�"Y��T��uw!� 7ܣ�T�F� n�'v��-�m�*�Aέ��@2�ƤX�l�OC�5I�:e?��X��ĺ�ض�.=��g����Q�Պ��bE"�g���8PF�MA>�2��@�ZH��qM;PH��@z$�vH]�����2�2s����0����XGi'����j�b�Ґ0�a�M�u�+*��H'�j�O'����$�W����������:�(�6袷D�~�Ug ��#�¦U�9_�}T�4.�I����A/8�7Pl��J�<�aiZ(�s��PIz)��᪪���-h�Jꌴ��Do���J0E�jKq212-�k<=�2.p:�qf�j3��¦����{X��� ær�ָ��?aAf�4���h���Os��S�2��A��q���ڐ<�4��(.Z�9���Z�oB&��46���c���ݸ���p�¦D6SԷp�yc)t��#�Ԣj֋eµ��RV�֝���N�m����%fbs�j�����ћ�h=8�;0�����fw.�eA_×p��6��'�>M�endstreamendobj15 0 obj< >streamH��W�n\��߯�RZ�f�"2Hxv��b��Ӳ5Q��V+�¦J~.ߒs��e��$�M[�nU��t)�/����K���+�bN9Xɱ'۽�/�S�0�X��-��1�����VG�R �Kn������U����ۈՄfy��̨�b��G��}��(,J����S��a vq��w�I;Ä�q��,��aϵP=��_u��H�԰9L�5B�^Y�]�Qaи�^g�/��;�}=x��"3ot��X}�
https://www.bourns.com/docs/product-datasheets/sf-1206s-m.pdf?sfvrsn=cae676f6_16 | fuses | %PDF-1.6%����235 0 obj< >streamh޲P0P���w�/�+Q0���L)�64)Bic(m�͡�%����,H�HLO-��0��endstreamendobj236 0 obj< >streamh�2S0P0W0�P����+�-�q�b��"��.vv��7endstreamendobj237 0 obj< >streamh޼Y�r۶~��~&�q� g:��e�V'��mr���l��H��R�OvB�$Ɩ�4�!,qY,��a!i�8Ӓ�+Ŕ��X�C�5B��_L�#�����Yl4�9"��,�L�8d�$����)�%5S"�:dJES�����Ø��TlBf�7�_�bAc����0��EġZE�&��Ɗ�E�"�c-��#42��g�峼.�����6����dDz@��N﫳a�T4�l(H34�l(I;�T�!G�Zr3�yV᤾ UQo_��jJ�~����GJ҂#mܑ�ّ���Ȑv��,���V#�<�Õ��`0O�l�U�kN�I�ݡ0�i�b1�JR�#��q����;&�s��[z0G3�DK���0��5dȂF���z�㤴&�%��%��{lp�f"�W�>\��%�Mf�E�5����rW����x��V��Si����j��E�>1s��Q9�YŢHB/Y���n�o�@o�h�Wp�Ѓ8�>��9�\�{���f�+�>A�¦a�2�&���-���al6I�)��LS�A3�C9䙅PB��CIqTE2����_9,�+��-��pb��RI�ϒ���~~¦�ߏ�#56���3���Q��dn������śs;�j�t��r�=��8�M`P%�t¦���,�0���w&w%.$N�.����INF�O2>��9�¦J���LW���(+R���zB=��]ҌZ�pyS�0$�X˅¦'մIM;�O�����J�ջ/�#�MHܔP��,��H��զ]���)ǝ���`k��?������k�+Pm�ֵ�#������@�O�(����᭠��9Y�)��Q��2��m�������C�&Dك��n9K��<����(��E�8��a��Md�¦G<�an(3L��G1��u�~���3����c����?��ib�k�h!O��e2C��M�����¦Yb�1����V�"ly�Z$��f��rTQ3E(�=Q��X̖e�1O3��\敝���Y��M����S'ri�����������)�a���$���$�4q�7ҧ�wمc�h�[�#����>7F������V^x��?��$�2C��R��@�'*i�B����Ҧ6��HD=F=�du��ǃh�nK�*�Kݎ���J�&�n��{?���k��Z�ˮ<��$VQ\��~��&j�����@���΄U4��:9���]#�:� �t�7�M�'��7IU�z�ʾ��.7��"�¦���V������J��׀�DZV�ë�I~c_c0-3;��:�ܑ�U~68�H�'��'�wb���>q* �e;*GR���ב�P\_���I���Qx�����E�p�x����~'���"�Ei��p�ͮ���.�h�꘣�)G��cږWb����7Ç�M>�'�^3��f6��9#�]�]K�c���fU���2��2��m�ʸ˰\D� �+-����N��:L{�:��}���i�������7¦?����i��=l��/p�� m��_ym�z��}�����1���[L�����p��/}�v[�/�)FqS�����Oy^L�Q͞�k���gD_Y��[��.�q���o�odr&�W���<�Y�pV���`Ğ�endstreamendobj238 0 obj< >streamhެ�Qk�0ǿJ>�ɥi����>��MdCp���o�Ks���/�/���w�� �` �AQ�f,S5g9XԂi��l>�Om�C�@���o�kC���$:I��$��H�����󗅿��nn+���Ww<57���ûX�y�z��\��iÇ&8&x�uq����%!Jb�)�R�9G��HAʇP�R��ع�u�$�T�f�j:T����iM��0�P)�RIb:T��&M(�PA���J+&쪹��8;w�gE0��:�5� K�>r��9"�cg��y�g���wե9����[χ�˒�\ú���YG�J���-�%[b� ;C({���H�"O��SEz�O�u��1��s6�?T.���y�kw{���_w��i؟�~0ե@�endstreamendobj239 0 obj< >streamhޜ��J�@�_e�`��ow�О<��V�P��=��J���I�؞jXB�2a�o_���SN�-!z�9�PL�5���Xs�:֒��k5�uI�c�Y�SѺ�������e"�[�M����~�v��p¦����Vls��/���8�wo�-��+%U/5�XR�u�������c�yn�����b��zb;+6���T�j�Ҵ6���M�^us��(���E@�9T��d�;���K���m��۶B����>mc/y�1g��1;�{c���b����k�������j���]�6�C�.��f@W��x>���:���*�����i�萯y%����;5��W�ϧ�W�cl��-�aTA��RjP�